## Sheet2
SN | KFSHRC Code | Item Specification | UOM | recommended cat. Number | Comment | QUANTITY | Manufacturer | Country Of Origin | Supplier | SFDA. NO | Trade Name | Item Validity Total Shelf Life (months) | Catalog Number | Volume/ Package Size | Quantity Quoted | Unit Price (SR) | Unit Price In Writing (SR) | Total Price (SR) | Free Of Charge % | Company Comments & Remarks | Delivery Period | First Shipment Quantity | First Shipment Delivery Period | recommended cat. Number
1 | 610333 | BOTTLE GRADUATED AMBER PLASTIC OVALS 16 OZ CHILD-RESISTANT MOLDED CLOSURE (72) | BOTTLE | SCL16 | or Equivalent | 18600 | [17 empty] | SCL16 (or Equivalent)
2 | 610399 | BOTTLE GRADUATED AMBER PLASTIC OVALS 4 OZ CHILD-RESISTANT MOLDED CLOSURE (72) | BOTTLE | SCLO4 | or Equivalent | 12000 | [17 empty] | SCLO4 (or Equivalent)
3 | 610424 | BOTTLE GRADUATED AMBER PLASTIC OVALS 8 OZ CHILD-RESISTANT MOLDED CLOSURE (72) | BOTTLE | SCL08 | or Equivalent | 24000 | [17 empty] | SCL08 (or Equivalent)
4 | 311641948 | CANNULA PERFUSION DLP SILICONE CORONARY OSTIAL 15 FR | BOX | 30315 | or Equivalent | 10 | [17 empty] | 30315 (or Equivalent)
5 | 311641949 | CANNULA PERFUSION DLP SILICONE CORONARY OSTIAL 17 FRCANNULA PERFUSION DLP SILICONE CORONARY OSTIAL 17 FR | BOX | 30317 | or Equivalent | 10 | [17 empty] | 30317 (or Equivalent)
6 | 69912247 | INSTRUMENT FORCEPS JAW ATRAUMATIC INSERT SET FOGARTY 86MM, STERILE | BOX | SOFT86 | or Equivalent | 18 | [17 empty] | SOFT86 (or Equivalent)
7 | 69916718 | SURGICAL FELT BARD® PTFE 10.2 CMX 10.2CM X 1.65MM,STERILE (BX/5) | BOX | 7836 | or Equivalent | 18 | [17 empty] | 7836 (or Equivalent)
8 | 311641948 | CANNULA PERFUSION DLP SILICONE CORONARY OSTIAL 15 FR | BOX | 30315 | or Equivalent | 5 | [17 empty] | 30315 (or Equivalent)
9 | 311641949 | CANNULA PERFUSION DLP SILICONE CORONARY OSTIAL 17 FRCANNULA PERFUSION DLP SILICONE CORONARY OSTIAL 17 FR | BOX | 30317 | or Equivalent | 5 | [17 empty] | 30317 (or Equivalent)
10 | 311646401 | GRIESHABER ASPHERIC MACULAR LENS ~30° FOV -59D | BOX | 618.6 | or Equivalent | 3 | [17 empty] | 618.6 (or Equivalent)
11 | 314278002 | FINESSE FLEX LOOP 25 GAUGE | BOX | 338.25P | or Equivalent | 3 | [17 empty] | 338.25P (or Equivalent)
12 | 316490281 | FINESSE SHARKSKIN ILM FORCEPS 25+ | BOX | 705.88P | or Equivalent | 3 | [17 empty] | 705.88P (or Equivalent)
13 | 316490282 | GRIESHABER REVOLUTION DSP ILM FORCEPS 25+ | BOX | 705.44P | or Equivalent | 3 | [17 empty] | 705.44P (or Equivalent)
14 | 316490283 | GRIESHABER REVOLUTION DSP END GRASPING FORCEPS 25+ | BOX | 705.43P | or Equivalent | 3 | [17 empty] | 705.43P (or Equivalent)
15 | 316490284 | GRIESHABER REVOLUTION DSP CURVED SCISSORS 25+ | BOX | 705.52P | or Equivalent | 3 | [17 empty] | 705.52P (or Equivalent)
16 | 316490285 | GRIESHABER REVOLUTION DSP ASYMMETRICAL FORCEPS 25+ | BOX | 705.45P | or Equivalent | 3 | [17 empty] | 705.45P (or Equivalent)
17 | 316490286 | GRIESHABER MAXGRIP FORCEPS 23 GAUGE | BOX | 705.13P | or Equivalent | 3 | [17 empty] | 705.13P (or Equivalent)
18 | 316490287 | GRIESHABER REVOLUTION DSP SERRATED FORCEPS 25+ | BOX | 705.47P | or Equivalent | 3 | [17 empty] | 705.47P (or Equivalent)
19 | 316490288 | BACKFUSH SOFT TIP DSP 25 GAUGE 2.0 MM SINGLE USE | BOX | 337.84 | or Equivalent | 3 | [17 empty] | 337.84 (or Equivalent)
20 | 316490289 | BACKFUSH BLUNT TIP DSP 25 GAUGE | BOX | 337.83 | or Equivalent | 3 | [17 empty] | 337.83 (or Equivalent)
21 | 316490290 | SOFT TIP CANNULA GREEN 25 GAUGE 2.0 MM | BOX | 8065149525 | or Equivalent | 3 | [17 empty] | 8065149525 (or Equivalent)
22 | 328468105 | LOW TACK POLYCUSHION PADDING ROLYAN | CASE | A2913 | or Equivalent | 5 | [17 empty] | A2913 (or Equivalent)
23 | 328468102 | PADDING, ROLYAN CONTOUR FOAM, SELF ADHESIVE, BLUE MEDIUM DENSITY, 9.5MMX41CMX61CM.C/S OF 2 SHEETS. | CASE | S/N A4881 | or Equivalent | 10 | [17 empty] | S/N A4881 (or Equivalent)
24 | 69900787 | TUBING MANIFOLD FOR 36KHZ HANDPIECE CUSA EXCEL STERILE | CASE | C3601 | or Equivalent | 300 | [17 empty] | C3601 (or Equivalent)
25 | 330321114 | CANNULA VENOUS/AORTIC EXPLANT 18FR STERILE | EACH | 61.040.18.040 (CH18) | or Equivalent | 30 | [17 empty] | 61.040.18.040 (CH18) (or Equivalent)
26 | 330321115 | CANNULA VENOUS/AORTIC EXPLANT 20FR STERILE | EACH | 61.040.20.040 (CH20) | or Equivalent | 30 | [17 empty] | 61.040.20.040 (CH20) (or Equivalent)
27 | 330321117 | CANNULA VENOUS/AORTIC EXPLANT 24FR STERILE | EACH | 61.040.24.040 (CH24) | or Equivalent | 30 | [17 empty] | 61.040.24.040 (CH24) (or Equivalent)
28 | 342241817 | HAND POSITIONING SPLINT ROLYAN® CARVE-IT™SMALL/MEDIUM UP TO 3" (7.6CM), A812610 | EACH | A812610 | or Equivalent | 50 | [17 empty] | A812610 (or Equivalent)
29 | 342241818 | HAND POSITIONING SPLINT ROLYAN® CARVE-IT™LARGE/X-LARGE 3" (7.6CM) AND OVER, A812611 | EACH | A812611 | or Equivalent | 50 | [17 empty] | A812611 (or Equivalent)
30 | 342241835 | SPLINT HAND DELUXE FUNCTIONAL POSITION, RIGHT, SMALL | EACH | 5183 | or Equivalent | 80 | [17 empty] | 5183 (or Equivalent)
31 | 342241836 | SPLINT HAND DELUXE FUNCTIONAL POSITION, LEFT, X-SMALL | EACH | 5180 | or Equivalent | 60 | [17 empty] | 5180 (or Equivalent)
32 | 342241837 | SPLINT HAND DELUXE FUNCTIONAL POSITION, RIGHT, X-SMALL | EACH | 5181 | or Equivalent | 60 | [17 empty] | 5181 (or Equivalent)
33 | 342241838 | SPLINT HAND DELUXE FUNCTIONAL POSITION, LEFT, SMALL | EACH | 5182 | or Equivalent | 80 | [17 empty] | 5182 (or Equivalent)
34 | 342241840 | SPLINT HAND DELUXE FUNCTIONAL POSITION, LEFT, MEDIUM | EACH | 5184 | or Equivalent | 80 | [17 empty] | 5184 (or Equivalent)
35 | 342241841 | SPLINT HAND DELUXE FUNCTIONAL POSITION, RIGHT, MEDIUM | EACH | 5185 | or Equivalent | 80 | [17 empty] | 5185 (or Equivalent)
36 | 342241845 | ARM SPLINT PEDIATRIC , 7"L, 3" - 10" CIRC. | EACH | 52106 | or Equivalent | 80 | [17 empty] | 52106 (or Equivalent)
37 | 342241846 | ARM SPLINT PEDIATRIC LARGE, 10"L, 3" - 12" CIRC., | EACH | 52107 | or Equivalent | 80 | [17 empty] | 52107 (or Equivalent)
38 | 342241847 | ARM SPLINT SMALL 11"L, 3" - 14" CIRC | EACH | 52108 | or Equivalent | 80 | [17 empty] | 52108 (or Equivalent)
39 | 342241848 | ARM SPLINT MEDIUM, 13"L, 6" -17" CIRC | EACH | 52109 | or Equivalent | 80 | [17 empty] | 52109 (or Equivalent)
40 | 342241849 | ARM SPLINT LARGE, 14"L, 8" - 21" | EACH | 52110 | or Equivalent | 30 | [17 empty] | 52110 (or Equivalent)
41 | 342291631 | INSTRUMENT TROCAR BEVEALED 11G FOR SPINEJACK SYSTEM | EACH | TNBV11U | or Equivalent | 20 | [17 empty] | TNBV11U (or Equivalent)
42 | 342291632 | SNARE SURGICAL RETRIEVAL EXETER 10MM LOOP 6 TO 10MM VESSEL 4F LENGTH 125CM | EACH | AS-10 | or Equivalent | 36 | [17 empty] | AS-10 (or Equivalent)
43 | 342291633 | SNARE SURGICAL RETRIEVAL EXETER 20MM LOOP 16 TO 20MM VESSEL 5F LENGTH 125CM | EACH | AS-20 | or Equivalent | 18 | [17 empty] | AS-20 (or Equivalent)
44 | 342291634 | SNARE SURGICAL RETRIEVAL EXETER 30MM LOOP 26 TO 30MM VESSEL 5F LENGTH 125CM | EACH | AS-30 | or Equivalent | 18 | [17 empty] | AS-30 (or Equivalent)
45 | 342293185 | TISSUE STABILIZER OCTOPUS NUVO & CANISTER TUBING STERILE DISPOSABLE | EACH | TSMICS1 | or Equivalent | 18 | [17 empty] | TSMICS1 (or Equivalent)
46 | 342293400 | INSTRUMENT PUSHER SURGICAL CEMENT NUMBER 5 FOR SPINJACK SYSTEM | EACH | TCO5003 | or Equivalent | 7 | [17 empty] | TCO5003 (or Equivalent)
47 | 342293401 | INSTRUMENT SURGICAL PUSHER CEMENT NUMBER 4 FOR SPINJACK SYSTEM | EACH | TC04003 | or Equivalent | 3 | [17 empty] | TC04003 (or Equivalent)
48 | 342294000 | CHEST TUBE THAL-QUICK SETS AND TRAYS CATHETER SIZE 8FR X 20CM LENGTH KIT | EACH | G06791-C-TQTSY-800 | or Equivalent | 60 | [17 empty] | G06791-C-TQTSY-800 (or Equivalent)
49 | 342294016 | CHEST TUBE THAL-QUICK SETS AND TRAYS CATHETER SIZE 14FR X 410CM LENGTH KIT | EACH | G05777-C-TQTS-1400 | or Equivalent | 20 | [17 empty] | G05777-C-TQTS-1400 (or Equivalent)
50 | 342321601 | CEMENT MIXING FOR SPINEJACK SYSTEM | EACH | VCMS001 | or Equivalent | 10 | [17 empty] | VCMS001 (or Equivalent)
51 | 342321602 | COHESION FOR SPINEJACK SYSTEM STERILE | EACH | CM0300 | or Equivalent | 20 | [17 empty] | CM0300 (or Equivalent)
52 | 342321603 | IMPLANT KIT EXPANSION FOR SPINEJACK SYSTEM 5.8MM STERILE | EACH | KE006 | or Equivalent | 4 | [17 empty] | KE006 (or Equivalent)
53 | 342321604 | PREPARATION KIT FOR SPINEJACK SYSTEM 4.2 MM STERILE | EACH | KP004 | or Equivalent | 3 | [17 empty] | KP004 (or Equivalent)
54 | 342321605 | PREPARATION KIT FOR SPINEJACK SYSTEM 5.0 MM STERILE | EACH | KP001 | or Equivalent | 5 | [17 empty] | KP001 (or Equivalent)
55 | 342321606 | PREPARATION KIT FOR SPINEJACK SYSTEM 5.8 MM STERILE | EACH | KP006 | or Equivalent | 2 | [17 empty] | KP006 (or Equivalent)
56 | 342321607 | IMPLANT KIT EXPANSION FOR SPINEJACK SYSTEM 4.2MM STERILE | EACH | KE004 | or Equivalent | 26 | [17 empty] | KE004 (or Equivalent)
57 | 342321608 | IMPLANT KIT EXPANSION FOR SPINEJACK SYSTEM 5.0MM STERILE | EACH | KE001 | or Equivalent | 30 | [17 empty] | KE001 (or Equivalent)
58 | 345901100 | TUBING HU35 1.5M X 1 WATER SUPPLY FOR HEATER UNIT, JH 1033648 | EACH | JH 1033648 (70103.3648) | or Equivalent | 1 | [17 empty] | JH 1033648 (70103.3648) (or Equivalent)
59 | 346071178 | (RPD-PERFUSION) CANNULA ARTERIAL PERCUTANEOUS FEMORAL BIOLINE COATED SIZE 17FR LENGTH 23CM WITH 3/8 LUER LOCK CONNECTOR STERILE DISPOSABLE | EACH | CB96535-017 | or Equivalent | 100 | [17 empty] | CB96535-017 (or Equivalent)
60 | 346071180 | (RPD-PERFUSION) CANNULA ARTERIAL PERCUTANEOUS FEMORAL BIOLINE COATED SIZE 21FR LENGTH 23CM WITH 3/8 LUER LOCK CONNECTOR STERILE DISPOSABLE | EACH | BE-PAL-2123 | or Equivalent | 12 | [17 empty] | BE-PAL-2123 (or Equivalent)
61 | 346071181 | (RPD-PERFUSION) CANNULA ARTERIAL PERCUTANEOUS FEMORAL BIOLINE COATED SIZE 15FR LENGTH 23CM WITH 3/8 LUER LOCK CONNECTOR STERILE DISPOSABLE, BE-PAL-1523 | EACH | BE-PAL-1523 | or Equivalent | 12 | [17 empty] | BE-PAL-1523 (or Equivalent)
62 | 349715101 | (RPD-PERFUSION) CONNECTOR REDUCING STRAIGHT POLYCARBONATE SIZE 1/4 X 3/16 WITH LUER LOCK STERILE DISPOSABLE | EACH | EU3394 | or Equivalent | 350 | [17 empty] | EU3394 (or Equivalent)
63 | 349715116 | (RPD-PERFUSION) CONNECTOR THREE WAY POLYCARBONATE WITH LUER LOCK SIZE 3/8X1/4X1/4 STERILE | EACH | EU3369 | or Equivalent | 150 | [17 empty] | EU3369 (or Equivalent)
64 | 349715127 | (RPD-PERFUSION) CONNECTOR STRAIGHT POLYCARBONATE SIZE 1/4 - MALE LUER LOCK STERILE DISPOSABLE | EACH | EU3398 | or Equivalent | 100 | [17 empty] | EU3398 (or Equivalent)
65 | 354018 | BLADE SURGICAL 11 CARBON STEEL SHARPCUT STERILE DISPOSABLE (50) | EACH | 203 | or Equivalent | 7200 | [17 empty] | 203 (or Equivalent)
66 | 356010 | LINER SUCTION CANNISTER 1000ML CRD FLEXIBLE CLEAR W/LID IND WRAP DISPOSABLE (57) | EACH | DYNDSCL1000 | or Equivalent | 4800 | [17 empty] | DYNDSCL1000 (or Equivalent)
67 | 356030 | LINER SUCTION CANNISTER 3000CC THIN WALL FLEXIBLE CLEAR W/LID IND WRAP DISP (57) | EACH | 65651-930C | or Equivalent | 22200 | [17 empty] | 65651-930C (or Equivalent)
68 | 356035 | LINER SUCTION CANNISTER 2000CC RECEPTAL W/INTERNAL SHUT-OFF VALVE DISP (57) | EACH | G902 | or Equivalent | 51600 | [17 empty] | G902 (or Equivalent)
69 | 398115 | DRAPE MICROSCOPE WILD W/MONOCULAR/STEREO OBSERVER TUBES 41X120" STERILE DISP (60) | EACH | 09-MK956 | or Equivalent | 1200 | [17 empty] | 09-MK956 (or Equivalent)
70 | 398660 | DRAPE STERI ( U ) SLOT APERATURE 47"X70" STERILE (60) | EACH | 1019 | or Equivalent | 960 | [17 empty] | 1019 (or Equivalent)
71 | 403703 | NEEDLE ELECTRODE 1" STERILE DISPOSABLE (56) | EACH | E1552-VALEYLAB | or Equivalent | 2400 | [17 empty] | E1552-VALEYLAB (or Equivalent)
72 | 111579 | SAPHYR NEO-BROWN SPEECH PROCESSOR KIT | EACH | E-SP-TX9-GBR | or Equivalent | 20 | [17 empty] | E-SP-TX9-GBR (or Equivalent)
73 | 310434508 | CABLE CONNECTING MEDICAL ISOLATING TRANSFORMER KIT | EACH | 70104.8167 | or Equivalent | 1 | [17 empty] | 70104.8167 (or Equivalent)
74 | 310434558 | SOLUTION SET FOR HEART LUNG MACHINE | EACH | 1300 | or Equivalent | 12 | [17 empty] | 1300 (or Equivalent)
75 | 311489200 | CANNULA EXPLANT 18FR STERILE | EACH | 61.040.18.020 | or Equivalent | 30 | [17 empty] | 61.040.18.020 (or Equivalent)
76 | 311489201 | CANNULA EXPLANT 20FR STERILE | EACH | 61.040.20.020 | or Equivalent | 30 | [17 empty] | 61.040.20.020 (or Equivalent)
77 | 311489202 | CANNULA EXPLANT 24FR STERILE | EACH | 61.040.24.020 | or Equivalent | 30 | [17 empty] | 61.040.24.020 (or Equivalent)
78 | 311608921 | NEEDLE DRAIN AND WARD PROCEDURE TRAY, ROCKET MULTIPURPOSE | EACH | R58800-08 | or Equivalent | 20 | [17 empty] | R58800-08 (or Equivalent)
79 | 311633265 | SHEARS ROBOTIC HOT INSTRUMENT | EACH | 470179 | or Equivalent | 10 | [17 empty] | 470179 (or Equivalent)
80 | 311633267 | DRIVER NEEDLE ROBOTIC LARGE INSTRUMENT | EACH | 470006 | or Equivalent | 10 | [17 empty] | 470006 (or Equivalent)
81 | 311633268 | HOOK ROBOTIC CAUTERY (MONOPOLAR) PERMANENT XI DA VINCI INSTRUMENT | EACH | 470183 | or Equivalent | 10 | [17 empty] | 470183 (or Equivalent)
82 | 311633270 | FORCEPS ROBOTIC BIPLOAR MARYLAND INSTRUMENT | EACH | 470172 | or Equivalent | 20 | [17 empty] | 470172 (or Equivalent)
83 | 311633271 | CLIP APPLIER ROBOTIC SMALL INSTRUMENT | EACH | 470401 | or Equivalent | 5 | [17 empty] | 470401 (or Equivalent)
84 | 311633276 | STAPLER CANNULA SEAL ROBOTIC & ENDOWRIST 12 MM DISPOSABLE | EACH | 470380 | or Equivalent | 15 | [17 empty] | 470380 (or Equivalent)
85 | 311633277 | REDUCER CANNULA ROBOTIC 8MM & ENDOWRIST 12 DISPOSABLE | EACH | 470381 | or Equivalent | 20 | [17 empty] | 470381 (or Equivalent)
86 | 311634126 | INSTRUMENT FORCEPS DEBAKEY 8MM ENDOWRIST WORKING LENGTH 30.99CM | EACH | 470036 | or Equivalent | 10 | [17 empty] | 470036 (or Equivalent)
87 | 311634134 | INSTRUMENT STAPLER 45 ENDOWRIST | EACH | 470298 | or Equivalent | 2 | [17 empty] | 470298 (or Equivalent)
88 | 311636841 | CANNULA ARTERIAL ELONGATED ONE PIECE 12" (30.5 CM) BLUNT TIP INTRODUCER W/O GUIDEWIRE 18 FR. (6.0 MM) VENTED | EACH | CB77418 | or Equivalent | 50 | [17 empty] | CB77418 (or Equivalent)
89 | 311636842 | CANNULA ARTERIAL ELONGATED ONE PIECE 12" (30.5 CM) BLUNT TIP INTRODUCER W/O GUIDEWIRE 20 FR. (6.7 MM) VENTED | EACH | CB77420 | or Equivalent | 50 | [17 empty] | CB77420 (or Equivalent)
90 | 311636843 | CANNULA TWO STAGE VENOUS 29/29 FR. WITH 3/8” CONNECTOR | EACH | CB91329C | or Equivalent | 50 | [17 empty] | CB91329C (or Equivalent)
91 | 311636844 | CANNULA THREE STAGE VENOUS 29/ 29/ 29 FR. WITH 3/8" BARBED CONNECTOR | EACH | CB91429C | or Equivalent | 50 | [17 empty] | CB91429C (or Equivalent)
92 | 311637902 | TUBE PNEUMOSURE ET DISPOSABLE (10/BOX) | EACH | Z1463-39 | or Equivalent | 40 | [17 empty] | Z1463-39 (or Equivalent)
93 | 311641900 | (RPD-PERFUSION) CANNULA PERCUTANEOUS VENOUS FEMORAL SIZE 19 FR LENGTH 38 CM WITH 3/8 CONNECTOR BIOLINE COATED | EACH | BE-PVS 1938 | or Equivalent | 40 | [17 empty] | BE-PVS 1938 (or Equivalent)
94 | 311641902 | (RPD-PERFUSION) CANNUAL VENOUS FEMORAL SIZE 23 FR LENGTH 55 CM WITH 3/8 CONNECTOR BIOLINE COATED | EACH | BE-PVL-2355 | or Equivalent | 24 | [17 empty] | BE-PVL-2355 (or Equivalent)
95 | 311641944 | CANNULA AORTIC PEDIATRIC 135 DEGREES ANGLE TIP WIRE REINFORCED SIZE 9FR STERILE DISPOSABLE | EACH | A900-153 | or Equivalent | 8 | [17 empty] | A900-153 (or Equivalent)
96 | 311641945 | CANNULA AORTIC PEDIATRIC 135 DEGREES ANGLE TIP WIRE REINFORCED SIZE 11FR STERILE DISPOSABLE | EACH | A900-154 | or Equivalent | 8 | [17 empty] | A900-154 (or Equivalent)
97 | 311641946 | CANNULA AORTIC PEDIATRIC 135 DEGREES ANGLE TIP WIRE REINFORCED SIZE 14FR STERILE DISPOSABLE | EACH | A272-45N | or Equivalent | 8 | [17 empty] | A272-45N (or Equivalent)
98 | 311641947 | CANNULA AORTIC PEDIATRIC 135 DEGREES ANGLE TIP WIRE REINFORCED SIZE 12FR STERILE DISPOSABLE | EACH | A900-155 | or Equivalent | 8 | [17 empty] | A900-155 (or Equivalent)
99 | 311641969 | MiAR ANTEGRADE CARDIOPLEGIA CANNULA 9FR | EACH | 11012L | or Equivalent | 90 | [17 empty] | 11012L (or Equivalent)
100 | 311641970 | MiAR ANTEGRADE CARDIOPLEGIA CANNULA 7FR | EACH | 11014L | or Equivalent | 54 | [17 empty] | 11014L (or Equivalent)
101 | 311644402 | CATHETER INTRODUCER SET ROCKET® KCH™ REUSABLE | EACH | R29100 | or Equivalent | 2 | [17 empty] | R29100 (or Equivalent)
102 | 311644404 | CATHETER FOR SURGICAL SITE PAINFUSOR SIZE 7.5CM STERILE DISPOSABLE | EACH | 203.06.10.07 | or Equivalent | 180 | [17 empty] | 203.06.10.07 (or Equivalent)
103 | 311645400 | IMPLANT STENT VASCULAR GRAFT EXPANDED FLUENCY® PLUS STERILE | EACH | FVLXXXXX | or Equivalent | 25 | [17 empty] | FVLXXXXX (or Equivalent)
104 | 311647100 | SHUNT FLEXCEL TM CAROTID (STERILE) STRIGHT SHUNT INLYING MULTI-PACK-5 SETS WITH 4 SHUNTS EACH 14.5 CM | EACH | 2020-05 | or Equivalent | 50 | [17 empty] | 2020-05 (or Equivalent)
105 | 311647101 | SHUNT FLEXCEL TM CAROTID SINGLE UNIT STERILE PACKAGING - 5 PACK 8F, 14.5CM | EACH | 2020-15 | or Equivalent | 10 | [17 empty] | 2020-15 (or Equivalent)
106 | 311647102 | SHUNT FLEXCEL TM CAROTID SINGLE UNIT STERILE PACKAGING - 5 PACK 10F, 14.5CM | EACH | 2020-25 | or Equivalent | 10 | [17 empty] | 2020-25 (or Equivalent)
107 | 311647103 | SHUNT FLEXCEL TM CAROTID SINGLE UNIT STERILE PACKAGING - 5 PACK 12F, 14.5CM | EACH | 2020-35 | or Equivalent | 10 | [17 empty] | 2020-35 (or Equivalent)
108 | 311647104 | SHUNT FLEXCEL TM CAROTID SINGLE UNIT STERILE PACKAGING - 5 PACK 14F, 14.5CM | EACH | 2020-45 | or Equivalent | 10 | [17 empty] | 2020-45 (or Equivalent)
109 | 314265100 | SPLINTS STRAP SOFT SIZE 2 INCH,A34961 | EACH | A34961 | or Equivalent | 80 | [17 empty] | A34961 (or Equivalent)
110 | 314616269 | IMPLANT GRAFT 12CM X 12CM X THICKNESS 0.1MM STERILE | EACH | 1PCM102 | or Equivalent | 18 | [17 empty] | 1PCM102 (or Equivalent)
111 | 314616270 | IMPLANT VASCULAR GRAFT STRETCH STANDARD-WALLED 14MM X 20CM STERILE | EACH | SA1402 | or Equivalent | 10 | [17 empty] | SA1402 (or Equivalent)
112 | 317441400 | INSTRUMENT CLIP APPLIER MEDIUM-LARGE DA VINCI® XI - USED WITH WECK (PN 544230*) | EACH | 470327 | or Equivalent | 10 | [17 empty] | 470327 (or Equivalent)
113 | 317441401 | INSTRUMENT NEEDLE DRIVER LARGE SUTURE CUT, DA VINCI® XI | EACH | 470296 | or Equivalent | 20 | [17 empty] | 470296 (or Equivalent)
114 | 317441601 | INSTRUMENT SPATULA ENDOWRIST PERMANENT CAUTERY MONOPOLAR, DA VINCI® XI | EACH | 470184 | or Equivalent | 10 | [17 empty] | 470184 (or Equivalent)
115 | 317441602 | INSTRUMENT VESSEL SEALER EXTEND ENERGY SINGLE USE | EACH | 480422 | or Equivalent | 20 | [17 empty] | 480422 (or Equivalent)
116 | 317441701 | INSTRUMENT FORCEPS PROGRASP™ DA VINCI® XI | EACH | 470093 | or Equivalent | 10 | [17 empty] | 470093 (or Equivalent)
117 | 317441703 | INSTRUMENT FORCEPS MICRO BIPOLAR, DA VINCI® XI | EACH | 470171 | or Equivalent | 5 | [17 empty] | 470171 (or Equivalent)
118 | 317442100 | INSTRUMENT RETRACTOR DUAL BLADE, DA VINCI® XI | EACH | 470249 | or Equivalent | 10 | [17 empty] | 470249 (or Equivalent)
119 | 317442300 | INSTRUMENT SCISSORS ROUND TIP, DA VINCI® XI | EACH | 470007 | or Equivalent | 10 | [17 empty] | 470007 (or Equivalent)
120 | 317673100 | INSTRUMENT SURGICAL OBTURATORS DA VINCI® XI, BLADELESS 8MM | EACH | 470359 | or Equivalent | 128 | [17 empty] | 470359 (or Equivalent)
121 | 62900289 | BITE BLOCK ADULT LATEX-FREE STRAP DISPOSABLE, U600005 | EACH | U600005 | or Equivalent | 1800 | [17 empty] | U600005 (or Equivalent)
122 | 63903183 | DENTAL IPS EMAX PRESS MULTI INGOTS A1, 638036 | EACH | 638036 | or Equivalent | 100 | [17 empty] | 638036 (or Equivalent)
123 | 63903184 | DENTAL IPS EMAX PRESS MULTI INGOTS A2, 638147 | EACH | 638147 | or Equivalent | 100 | [17 empty] | 638147 (or Equivalent)
124 | 69900284 | BLADE BONE SAW POWER STERNUM | EACH | ST-0298097100 | or Equivalent | 1800 | [17 empty] | ST-0298097100 (or Equivalent)
125 | 69900285 | BLADE BONE SAGITTAL OSCILLATING SAW BLADE SIZE WIDTH 18.5MM THICK 0.64 LENGTH 63.5MM | EACH | 2108-120-006 | or Equivalent | 360 | [17 empty] | 2108-120-006 (or Equivalent)
126 | 69900287 | BLADE SAW, L1.88 IN X W1.59 IN X H025 IN CUTTING EDGE; SAGITTAL SYSTEM 4; SYSTEM 4000 | EACH | 2108-125000 | or Equivalent | 36 | [17 empty] | 2108-125000 (or Equivalent)
127 | 69900562 | IMPLANT ABSORBABLE SURGICAL DURAGEN GRAFT MATRIX SIZE 1 INCH X 3 INCH ( 2.5CM X 7.5CM) STERILE | EACH | DP1013I | or Equivalent | 120 | [17 empty] | DP1013I (or Equivalent)
128 | 69900563 | IMPLANT ABSORBABLE SURGICAL DURAGEN GRAFT MATRIX SIZE 2 INCH X 2 INCH (5CM X 5CM) STERILE | EACH | DP1022I | or Equivalent | 120 | [17 empty] | DP1022I (or Equivalent)
129 | 69900598 | IMPLANT STENT URETERAL DOUBLE J SOFT FLEX 6FR X 8CM | EACH | 39608 | or Equivalent | 1200 | [17 empty] | 39608 (or Equivalent)
130 | 69903645 | BONE SUBSTITUTE CEMENT INJECTABLE HYDROSET STERILE | EACH | 79-43910 | or Equivalent | 80 | [17 empty] | 79-43910 (or Equivalent)
131 | 69910195 | IMPLANT CONTEGRA PULMONARY VALVED CONDUIT SIZE 12MM | EACH | PVC212 | or Equivalent | 10 | [17 empty] | PVC212 (or Equivalent)
132 | 69910196 | IMPLANT CONTEGRA PULMONARY VALVED CONDUIT SIZE 14MM | EACH | PVC214 | or Equivalent | 10 | [17 empty] | PVC214 (or Equivalent)
133 | 69910198 | IMPLANT CONTEGRA PULMONARY VALVED CONDUIT SIZE 16MM | EACH | PVC216 | or Equivalent | 10 | [17 empty] | PVC216 (or Equivalent)
134 | 69910201 | IMPLANT CONTEGRA PULMONARY VALVED CONDUIT SUPPORTED SIZE 18MM | EACH | PVC218 | or Equivalent | 10 | [17 empty] | PVC218 (or Equivalent)
135 | 69910203 | IMPLANT CONTEGRA PULMONARY VALVED CONDUIT SUPPORTED SIZE 20MM | EACH | PVC220S | or Equivalent | 10 | [17 empty] | PVC220S (or Equivalent)
136 | 69910223 | GRAFT SUPPLE PERIGUARD REPAIR PATCH 4X4CM | EACH | PC-0404SN | or Equivalent | 450 | [17 empty] | PC-0404SN (or Equivalent)
137 | 69910224 | GRAFT SUPPLE PERIGUARD REPAIR PATCH 6X8CM | EACH | PC-0608SN | or Equivalent | 216 | [17 empty] | PC-0608SN (or Equivalent)
138 | 69910673 | CATHETER VASCULAR PICC 4FR DUAL LUMEN WITH CUFF STERILE | EACH | MR28014251 | or Equivalent | 50 | [17 empty] | MR28014251 (or Equivalent)
139 | 69910996 | IMPLANT VALVE AORTIC SIZE 9MM STERILE | EACH | 21109 | or Equivalent | 1 | [17 empty] | 21109 (or Equivalent)
140 | 69910997 | IMPLANT VALVE AORTIC SIZE 11MM STERILE | EACH | 21111 | or Equivalent | 3 | [17 empty] | 21111 (or Equivalent)
141 | 69910998 | IMPLANT VALVE AORTIC SIZE 13MM STERILE | EACH | 21113 | or Equivalent | 4 | [17 empty] | 21113 (or Equivalent)
142 | 69910999 | IMPLANT VALVE AORTIC SIZE 15MM STERILE | EACH | 21115 | or Equivalent | 6 | [17 empty] | 21115 (or Equivalent)
143 | 69911000 | IMPLANT VALVE AORTIC SIZE 17MM STERILE | EACH | 21117 | or Equivalent | 9 | [17 empty] | 21117 (or Equivalent)
144 | 69911001 | IMPLANT VALVE AORTIC SIZE 19MM STERILE | EACH | 21119 | or Equivalent | 7 | [17 empty] | 21119 (or Equivalent)
145 | 69911002 | IMPLANT VALVE AORTIC SIZE 21MM STERILE | EACH | 21121 | or Equivalent | 8 | [17 empty] | 21121 (or Equivalent)
146 | 69911003 | IMPLANT VALVE AORTIC SIZE 23MM STERILE | EACH | 21123 | or Equivalent | 6 | [17 empty] | 21123 (or Equivalent)
147 | 69911004 | IMPLANT VALVE AORTIC SIZE 25MM STERILE | EACH | 21125 | or Equivalent | 2 | [17 empty] | 21125 (or Equivalent)
148 | 69911005 | IMPLANT VALVE AORTIC SIZE 27MM STERILE | EACH | 21127 | or Equivalent | 1 | [17 empty] | 21127 (or Equivalent)
149 | 69911006 | IMPLANT VALVE AORTIC SIZE 29MM STERILE | EACH | 21129 | or Equivalent | 1 | [17 empty] | 21129 (or Equivalent)
150 | 69911007 | IMPLANT VALVE AORTIC SIZE 31MM STERILE | EACH | 21131 | or Equivalent | 1 | [17 empty] | 21131 (or Equivalent)
151 | 69911008 | IMPLANT VALVE PULMONARY SIZE 9MM STERILE | EACH | 21209 | or Equivalent | 1 | [17 empty] | 21209 (or Equivalent)
152 | 69911009 | IMPLANT VALVE PULMONARY SIZE 11MM STERILE | EACH | 21211 | or Equivalent | 9 | [17 empty] | 21211 (or Equivalent)
153 | 69911010 | IMPLANT VALVE PULMONARY SIZE 13MM STERILE | EACH | 21213 | or Equivalent | 9 | [17 empty] | 21213 (or Equivalent)
154 | 69911011 | IMPLANT VALVE PULMONARY SIZE 15MM STERILE | EACH | 21215 | or Equivalent | 9 | [17 empty] | 21215 (or Equivalent)
155 | 69911012 | IMPLANT VALVE PULMONARY SIZE 17MM STERILE | EACH | 21217 | or Equivalent | 9 | [17 empty] | 21217 (or Equivalent)
156 | 69911013 | IMPLANT VALVE PULMONARY SIZE 19MM STERILE | EACH | 21219 | or Equivalent | 9 | [17 empty] | 21219 (or Equivalent)
157 | 69911014 | IMPLANT VALVE PULMONARY SIZE 21MM STERILE | EACH | 21221 | or Equivalent | 9 | [17 empty] | 21221 (or Equivalent)
158 | 69911015 | IMPLANT VALVE PULMONARY SIZE 23MM STERILE | EACH | 21223 | or Equivalent | 9 | [17 empty] | 21223 (or Equivalent)
159 | 69911016 | IMPLANT VALVE PULMONARY SIZE 25MM STERILE | EACH | 21225 | or Equivalent | 9 | [17 empty] | 21225 (or Equivalent)
160 | 69911017 | IMPLANT VALVE PULMONARY SIZE 27MM STERILE | EACH | 21227 | or Equivalent | 8 | [17 empty] | 21227 (or Equivalent)
161 | 69911018 | IMPLANT VALVE PULMONARY SIZE 29MM STERILE | EACH | 21229 | or Equivalent | 1 | [17 empty] | 21229 (or Equivalent)
162 | 69911367 | IMPLANT GRAFT VASCULAR BIFURCATED MAIN BODY CONVERTER TW 18-09MM X40CM | EACH | SBT1801D | or Equivalent | 6 | [17 empty] | SBT1801D (or Equivalent)
163 | 69911369 | IMPLANT GRAFT VASCULAR BIFURCATED MAIN BODY CONVERTER 20-10MM X40CM | EACH | SBT2001D | or Equivalent | 10 | [17 empty] | SBT2001D (or Equivalent)
164 | 69911948 | GUIDE WIRE GLIDE ADVANTAGE 0.014'' (0.36MM) X 300CM | EACH | RA*FA14301CM | or Equivalent | 250 | [17 empty] | RA*FA14301CM (or Equivalent)
165 | 69912225 | IMPLANT VASCULAR GRAFT GORE-TEX THIN WALL STRETCH 3.5MM X 15CM, STERILE | EACH | ST35015A | or Equivalent | 10 | [17 empty] | ST35015A (or Equivalent)
166 | 69912232 | IMPLANT VASCULAR GRAFT GORE-TEX STRETCH STANDARD WALL 12MM X 40CM, STERILE | EACH | S1204 | or Equivalent | 10 | [17 empty] | S1204 (or Equivalent)
167 | 69913422 | MEDICAL DEVICE FLEBOGRIF SET FOR TREATMENT VENOUS INSUFFICIENCY, LENGTH 6F/90CM | EACH | FLE6F90 | or Equivalent | 10 | [17 empty] | FLE6F90 (or Equivalent)
168 | 69913747 | CATHETER FOR SURGICAL SITE PAINFUSOR SIZE 15CM STERILE DISPOSABLE | EACH | 203.06.10.15 | or Equivalent | 36 | [17 empty] | 203.06.10.15 (or Equivalent)
169 | 69913837 | BUR CRANIAL 3MM COARSE DIAMOND MATCHSTICH 15CM STERILE | EACH | MA15-8NSDC | or Equivalent | 160 | [17 empty] | MA15-8NSDC (or Equivalent)
170 | 69918042 | INDOCYANINE GREEN ICG 25MG PROFIPLUS BVBA FLUORESCENCE AGENT | EACH | PICG0025DE | or Equivalent | 600 | [17 empty] | PICG0025DE (or Equivalent)
171 | 69976059 | TIP ENDOSCOPIC STRAIGHT 25KHZ SONOPET DISPOSABLE | EACH | 5450-800-307 | or Equivalent | 45 | [17 empty] | 5450-800-307 (or Equivalent)
172 | 69976060 | TIP ENDOSCOPIC STRAIGHT LARGE DIAMETER 25KHZ SONOPET DISPOSABLE | EACH | 5450-800-308 | or Equivalent | 60 | [17 empty] | 5450-800-308 (or Equivalent)
173 | 69976061 | TIP ENDOSCOPIC STRAIGHT MICRO DIAMETER 25KHZ SONOPET DISPOSABLE | EACH | 5450-800-309 | or Equivalent | 60 | [17 empty] | 5450-800-309 (or Equivalent)
174 | 69976062 | TIP ENDOSCOPIC SPETZLER BARACUDA 25KHZ SONOPET DISPOSABLE | EACH | 5450-800-310 | or Equivalent | 25 | [17 empty] | 5450-800-310 (or Equivalent)
175 | 69976522 | PATIENT PINK PAD PIGAZZI POSITIONING SYSTEM | EACH | 40580 | or Equivalent | 500 | [17 empty] | 40580 (or Equivalent)
176 | 69976859 | TIP ENDOSCOPIC STRAIGHT SUPERLONG 25KHZ SONOPET DISPOSABLE, # 5450-800-301 | EACH | 5450-800-301 | or Equivalent | 15 | [17 empty] | 5450-800-301 (or Equivalent)
177 | 69976860 | TIP ENDOSCOPIC SPETZLER BARACUDA LARGE DIAMETER 25KHZ SONOPET DISPOSABLE | EACH | 5450-800-306 | or Equivalent | 15 | [17 empty] | 5450-800-306 (or Equivalent)
178 | 452600 | BAG SPIKE WITH LOCK ADDITIVE PORT & DRY SPIKE (72) | EACH | CL-12 | or Equivalent | 3000 | [17 empty] | CL-12 (or Equivalent)
179 | 471610 | SEAL SECURITY LOCK WHITE PLASTIC W/SERIAL NUMBER DISPOSABLE (50) | EACH | PP-3 | or Equivalent | 24000 | [17 empty] | PP-3 (or Equivalent)
180 | 474602 | SCALPEL NO-10 W/SURGICAL STEEL BLADE PLASTIC HANDLE STERILE IND WRAP DISP (50) | EACH | 501 | or Equivalent | 5160 | [17 empty] | 501 (or Equivalent)
181 | 517716 | CLEANING BRUSH SINGLE USE DUAL-ENDED (16) | EACH | PS2200 | or Equivalent | 10080 | [17 empty] | PS2200 (or Equivalent)
182 | 524607 | TRAY SHAVE PREP STERILE DISP (SOAP SPONGE-ABS-TOWEL-2CTN APP/PREP-RAZOR/GAUZE/PD (69) | EACH | JM-T3301-JAMJOOM | or Equivalent | 864 | [17 empty] | JM-T3301-JAMJOOM (or Equivalent)
183 | 559027 | CONNECTOR EQUAL STRAIGHT POLYCARBONATE SIZE 3/8 X 3/8 STERILE DISPOSABLE (55) | EACH | EU3379 | or Equivalent | 600 | [17 empty] | EU3379 (or Equivalent)
184 | 559028 | CONNECTOR EQUALLY POLYCARBONATE WITH LUER LOCK SIZE 1/4 X 1/4 X 1/4 STERILE DISPOSABLE (55) | EACH | 6006 | or Equivalent | 480 | [17 empty] | 6006 (or Equivalent)
185 | 589775 | TUBINGS,HEMOFILTER,CARDIOPLEGIA & CUVETTE ADULT PACK-4 SMALL (3/8X3/8) X-COATED (55) | EACH | CX-DB459X | or Equivalent | 600 | [17 empty] | CX-DB459X (or Equivalent)
186 | 589776 | PEDIATRIC TUBING PACK LONG TERM SUPPORT ECMO BIOLINE COATED 1/4 X 1/4 STERILE (55) | EACH | BE-H 81205 | or Equivalent | 60 | [17 empty] | BE-H 81205 (or Equivalent)
187 | 589788 | CUSTOMIZED COATED CARDIOPLEGIA TUBING PACKS FOR KFSH&RC - CB INFANT (55) | EACH | M960550A | or Equivalent | 60 | [17 empty] | M960550A (or Equivalent)
188 | 589789 | CUSTOMIZED COATED CARDIOPLEGIA TUBING PACKS FOR KFSH&RC - CB SMALL ADULT (55) | EACH | M960551A | or Equivalent | 60 | [17 empty] | M960551A (or Equivalent)
189 | 589827 | OXYGENATOR QUADROX PEDIATRIC WITH HARDSHELL COATED RESERVOIR STERILE DISPOSABLE (55) | EACH | QUADROX VKMO-30000 | or Equivalent | 180 | [17 empty] | QUADROX VKMO-30000 (or Equivalent)
190 | 72200024 | CANNULA PEDIATRIC CORONARY SINUS (RCSP) SILICONE DLP WITH MANUAL INFLATE CUFF WITH GUIDEWIRE STYLET, LENGTH 9.5 INCH (24.1CM) SIZE 6FR, STERILE DISPOSABLE | EACH | 94106 | or Equivalent | 10 | [17 empty] | 94106 (or Equivalent)
191 | 72200035 | HEMOCONCENTRATOR ADULT SET STERILE DISPOSABLE | EACH | EU4252 | or Equivalent | 54 | [17 empty] | EU4252 (or Equivalent)
192 | 72200044 | (RPD-PERFUSION) CONNECTOR REDUCING STRAIGHT POLYCARBONATE WITHOUT LUER LOCK SIZE 1/2 X 3/8 STERILE DISPOSABLE | EACH | EU 3383 | or Equivalent | 240 | [17 empty] | EU 3383 (or Equivalent)
193 | 72200050 | CONNECTOR REDUCING Y POLYCARBONATE WITH LUER LOCK SIZE 1/2 X 3/8 X 3/8, STERILE DISPOSABLE | EACH | EU3370 | or Equivalent | 90 | [17 empty] | EU3370 (or Equivalent)
194 | 72200056 | CONNECTOR REDUCING Y POLYCARBONATE WITH LUER LOCK SIZE 3/8 X 3/8 X 1/4 STERILE DISPOSABLE | EACH | EU3357 | or Equivalent | 90 | [17 empty] | EU3357 (or Equivalent)
195 | 72200060 | TUBING ASSEMBLY WITH INTEGRATED MOISTURE TRAP/BARRIER STERILE, DISPOSABLE | EACH | AG70262 | or Equivalent | 36 | [17 empty] | AG70262 (or Equivalent)
196 | 72200097 | CANNULA VENOUS PEDIATRIC 19CM OVER ALL LENGTH 8FR (2.7MM) 10CM TIP LENGTH | EACH | CB96835-008 | or Equivalent | 18 | [17 empty] | CB96835-008 (or Equivalent)
197 | 72200098 | CANNULA VENOUS PEDIATRIC 19CM OVER ALL LENGTH 10FR (3.3MM) 10CM TIP LENGTH | EACH | CB96835-010 | or Equivalent | 18 | [17 empty] | CB96835-010 (or Equivalent)
198 | 72200099 | CANNULA VENOUS PEDIATRIC 19CM OVER ALL LENGTH 12FR (4.0MM) 11CM TIP LENGTH | EACH | CB96835-012 | or Equivalent | 18 | [17 empty] | CB96835-012 (or Equivalent)
199 | 72200100 | CANNULA VENOUS PEDIATRIC 19CM OVER ALL LENGTH 14FR (4.7MM) 12CM TIP LENGTH | EACH | CB96835-014 | or Equivalent | 18 | [17 empty] | CB96835-014 (or Equivalent)
200 | 73100001 | IMPLANT STENT VASCULAR ANDRA® XXL HYBRID CELL COBALT CHROMIUM LENGTH 30MM, INTRODUCER SHEATH 11F, STERILE | EACH | AS30XXL | or Equivalent | 18 | [17 empty] | AS30XXL (or Equivalent)
201 | 73100002 | IMPLANT STENT VASCULAR ANDRA® L HYBRID CELL COBALT CHROMIUM LENGTH 17MM, INTRODUCER SHEATH 7F, STERILE, | EACH | AS17L | or Equivalent | 18 | [17 empty] | AS17L (or Equivalent)
202 | 73100003 | IMPLANT STENT VASCULAR ANDRA® L HYBRID CELL COBALT CHROMIUM LENGTH 21MM, INTRODUCER SHEATH 7F, STERILE, | EACH | AS21L | or Equivalent | 18 | [17 empty] | AS21L (or Equivalent)
203 | 73100004 | IMPLANT STENT VASCULAR ANDRA® L HYBRID CELL COBALT CHROMIUM LENGTH 26MM, INTRODUCER SHEATH 7F, STERILE, | EACH | AS26L | or Equivalent | 18 | [17 empty] | AS26L (or Equivalent)
204 | 73300006 | SPONGE ENDOSCOPE CONTOURED BACTERIOSTATIC ENZYMATIC | EACH | ES-88 | or Equivalent | 2250 | [17 empty] | ES-88 (or Equivalent)
205 | 733870 | TUBING CYSTOSCOPY/IRRIGATION NON-VENTED W/SPIKE 77"L 8-DROPS/ML STERILE(62) | EACH | HS-6544-01 / | or Equivalent | 1200 | [17 empty] | HS-6544-01 / (or Equivalent)
206 | 734327 | TUBING TUR IRRIGATION SET'Y'TYPE NON-VENTED 96" (244CM) 8-DROPS/ML POST-OPERTIVE MAINT STERILE (62) | EACH | AB-6543-01 | or Equivalent | 960 | [17 empty] | AB-6543-01 (or Equivalent)
207 | 69978373 | IMPLANT VASCULAR ALBOGRAFT POLYESTER WOVEN DIAMETER 16, LENGTH 30CM STERILE | EACH | ATC3016 | or Equivalent | 2 | [17 empty] | ATC3016 (or Equivalent)
208 | 69978374 | IMPLANT VASCULAR ALBOGRAFT POLYESTER WOVEN DIAMETER 18, LENGTH 30CM STERILE | EACH | ATC3018 | or Equivalent | 2 | [17 empty] | ATC3018 (or Equivalent)
209 | 69978375 | IMPLANT VASCULAR ALBOGRAFT POLYESTER WOVEN DIAMETER 20, LENGTH 30CM STERILE | EACH | ATC3020 | or Equivalent | 2 | [17 empty] | ATC3020 (or Equivalent)
210 | 69978376 | IMPLANT VASCULAR ALBOGRAFT POLYESTER WOVEN DIAMETER 22, LENGTH 30CM STERILE | EACH | ATC3022 | or Equivalent | 2 | [17 empty] | ATC3022 (or Equivalent)
211 | 69978377 | IMPLANT VASCULAR ALBOGRAFT POLYESTER WOVEN DIAMETER 24, LENGTH 30CM STERILE | EACH | ATC3024 | or Equivalent | 2 | [17 empty] | ATC3024 (or Equivalent)
212 | 69978378 | IMPLANT VASCULAR ALBOGRAFT POLYESTER WOVEN DIAMETER 26, LENGTH 30CM STERILE | EACH | ATC3026 | or Equivalent | 2 | [17 empty] | ATC3026 (or Equivalent)
213 | 69978379 | IMPLANT VASCULAR ALBOGRAFT POLYESTER WOVEN DIAMETER 28, LENGTH 30CM STERILE | EACH | ATC3028 | or Equivalent | 2 | [17 empty] | ATC3028 (or Equivalent)
214 | 69978380 | IMPLANT VASCULAR ALBOGRAFT POLYESTER WOVEN DIAMETER 30, LENGTH 30CM STERILE | EACH | ATC3030 | or Equivalent | 2 | [17 empty] | ATC3030 (or Equivalent)
215 | 69978381 | IMPLANT VASCULAR ALBOGRAFT POLYESTER WOVEN DIAMETER 32, LENGTH 30CM STERILE | EACH | ATC3032 | or Equivalent | 2 | [17 empty] | ATC3032 (or Equivalent)
216 | 69978382 | IMPLANT VASCULAR ALBOGRAFT POLYESTER WOVEN DIAMETER 34, LENGTH 30CM STERILE | EACH | ATC3034 | or Equivalent | 2 | [17 empty] | ATC3034 (or Equivalent)
217 | 69978383 | IMPLANT VASCULAR ALBOGRAFT POLYESTER WOVEN DIAMETER 36, LENGTH 30CM STERILE | EACH | ATC3036 | or Equivalent | 2 | [17 empty] | ATC3036 (or Equivalent)
218 | 69978449 | VITRECTOMY PACK EVA SYSTEM 23G | EACH | 8523.21 | or Equivalent | 100 | [17 empty] | 8523.21 (or Equivalent)
219 | 69978453 | FORCEPS ILM 23G INTRAOCCULAR | EACH | 1286.ILMD6 | or Equivalent | 300 | [17 empty] | 1286.ILMD6 (or Equivalent)
220 | 69978458 | SILICONE OIL 1000 /5000 | EACH | SIL.5000S | or Equivalent | 100 | [17 empty] | SIL.5000S (or Equivalent)
221 | 69978459 | PERFLUORO OCTANE EFTIAR 5ML VIAL | EACH | EFT.05.OCT | or Equivalent | 50 | [17 empty] | EFT.05.OCT (or Equivalent)
222 | 69978460 | PERFLUORO-DECLINE EFTIAR 5ML VIAL #EFT.05.DEC | EACH | EFT.05.DEC | or Equivalent | 50 | [17 empty] | EFT.05.DEC (or Equivalent)
223 | 69978463 | LENSE VOLK MAGNIFYING DISPOSABLE #VMD10 | EACH | VMD10 | or Equivalent | 40 | [17 empty] | VMD10 (or Equivalent)
224 | 69978465 | MICROFORCEPS ECKARDT ENDGRIPPING.23 G | EACH | 1286.WD06 | or Equivalent | 200 | [17 empty] | 1286.WD06 (or Equivalent)
225 | 69978466 | MICROSCISSORS CURVED, HORIZONTAL.23 G | EACH | 1286.MD06 | or Equivalent | 100 | [17 empty] | 1286.MD06 (or Equivalent)
226 | 69978468 | CANNULA TIP SOFT 23G | EACH | 1272.SD23 | or Equivalent | 140 | [17 empty] | 1272.SD23 (or Equivalent)
227 | 69978473 | CARTRIDGE EVA DISPOSABLE | EACH | 8100.CAR01 | or Equivalent | 50 | [17 empty] | 8100.CAR01 (or Equivalent)
228 | 69978474 | PHACO TIP 2.2 MM | EACH | 8400.22A01 | or Equivalent | 150 | [17 empty] | 8400.22A01 (or Equivalent)
229 | 69978475 | VISION BLUE #VBL-10S | EACH | VBL-10S | or Equivalent | 300 | [17 empty] | VBL-10S (or Equivalent)
230 | 69978480 | SCLERAL BUCKLING | EACH | 9210 | or Equivalent | 50 | [17 empty] | 9210 (or Equivalent)
231 | 69978483 | SLIT KNIFE 1.0 MM | EACH | MSL10 | or Equivalent | 100 | [17 empty] | MSL10 (or Equivalent)
232 | 70201364 | KNIFE DIAMOND BLUE TYPE ANGEL 45 (ULTRA) EDGE SIZE 4.0 MM | EACH | 16DIA.DU4540 | or Equivalent | 8 | [17 empty] | 16DIA.DU4540 (or Equivalent)
233 | 71700543 | SHEATH BIPORT SHORT 12 FR | EACH | 406301 | or Equivalent | 54 | [17 empty] | 406301 (or Equivalent)
234 | 71700544 | SHEATH SWARTZ FAST-CATHETER SRO 8FR STERILE | EACH | 406853 | or Equivalent | 36 | [17 empty] | 406853 (or Equivalent)
235 | 71700546 | SHEATH SWARTZ FAST-CATHETER SR2 8FR | EACH | 406846 | or Equivalent | 8 | [17 empty] | 406846 (or Equivalent)
236 | 71700547 | SHEATH SWARTZ FAST-CATHETER SR3 8FR STERILE | EACH | 406847 | or Equivalent | 8 | [17 empty] | 406847 (or Equivalent)
237 | 71700548 | SHEATH SWARTZ FAST CATHETER 8FR SR4 | EACH | 406848 | or Equivalent | 8 | [17 empty] | 406848 (or Equivalent)
238 | 71700549 | SHEATH SWARTZ FAST-CATH SL0 8FR STERILE | EACH | 406948 | or Equivalent | 8 | [17 empty] | 406948 (or Equivalent)
239 | 71700551 | SHEATH SWARTZ FAST-CATH SL2 8FR STERILE | EACH | 406850 | or Equivalent | 8 | [17 empty] | 406850 (or Equivalent)
240 | 71701380 | WIRE SURGICAL FLOPPY RUNTHROUGH 0.014X 180CM | EACH | TW-AS418FA | or Equivalent | 90 | [17 empty] | TW-AS418FA (or Equivalent)
241 | 71800149 | DILATOR 4FR/20CM BARD | EACH | 1500-0040 | or Equivalent | 120 | [17 empty] | 1500-0040 (or Equivalent)
242 | 71800150 | DILATOR 5FR/20CM BARD | EACH | 1500-0050 | or Equivalent | 160 | [17 empty] | 1500-0050 (or Equivalent)
243 | 71800151 | DILATOR 6FR/20CM BARD | EACH | 1500-0060 | or Equivalent | 120 | [17 empty] | 1500-0060 (or Equivalent)
244 | 71800155 | DILATOR 10FR/20CM BARD | EACH | 1500-0100 | or Equivalent | 180 | [17 empty] | 1500-0100 (or Equivalent)
245 | 71800157 | DILATOR 14FR/20CM BARD | EACH | 1500-0140 | or Equivalent | 120 | [17 empty] | 1500-0140 (or Equivalent)
246 | 71800158 | DILATOR 16FR/20CM BARD | EACH | 1500-0160 | or Equivalent | 110 | [17 empty] | 1500-0160 (or Equivalent)
247 | 76884 | PUNCH SCANLAN® AORTA/VEIN ULTIMATE™, 2.7 MM, 7-1/2" / 19 CM LONG (1 PER STERILE PACKAGE, 5 PACKAGES PER BOX), SINGLE-USE, 1001-620 | EACH | 1001-620 | or Equivalent | 124 | [17 empty] | 1001-620 (or Equivalent)
248 | 89282 | SUCTION TIP TAPERED TEARDROP 12FR X 230MM | EACH | GF429R | or Equivalent | 4 | [17 empty] | GF429R (or Equivalent)
249 | 94733 | INSTRUMENT FORCEPS INSULATED HANDLE FLAT | EACH | 8010010H | or Equivalent | 6 | [17 empty] | 8010010H (or Equivalent)
250 | 94836 | IMPLANT VASCULAR GRAFT GORE-TEX THIN WALL STRETCH REMOVABLE RING | EACH | HT087080 | or Equivalent | 5 | [17 empty] | HT087080 (or Equivalent)
251 | 108626 | INSTRUMENT SCISSOR MICRO STRAIGHT SHARP 9" REUSABLE | EACH | FD038R | or Equivalent | 6 | [17 empty] | FD038R (or Equivalent)
252 | 108628 | INSTRUMENT SCISSOR MICRO DISSECTING STRAIGHT BLUNT 9" REUSABLE | EACH | FD044R | or Equivalent | 4 | [17 empty] | FD044R (or Equivalent)
253 | 112533 | HANDPIECE HYSTEROSCOPE | EACH | GMS40A | or Equivalent | 2 | [17 empty] | GMS40A (or Equivalent)
254 | 307280106 | KNIFE CRESENT EDGE AHEAD SIZE 1.75MM (60DEG) BX/5 STERILE | EACH | 581137 | or Equivalent | 38 | [17 empty] | 581137 (or Equivalent)
255 | 310434562 | TUBING PACK INFANT (ECMO) COATED SIZE 1/4-1/4 | EACH | C24244 | or Equivalent | 5 | [17 empty] | C24244 (or Equivalent)
256 | 310434565 | PUMP HEAD CENTRIFUGAL REVOLUTION COATED LONG TERM | EACH | 50537 | or Equivalent | 20 | [17 empty] | 50537 (or Equivalent)
257 | 311561908 | GUIDE WIRE ROAD RUNNER | EACH | RFSPC-038145-0 | or Equivalent | 30 | [17 empty] | RFSPC-038145-0 (or Equivalent)
258 | 311616686 | INSTRUMENT SUCTION CANNULA 180 MM (7") WORKING LENGTH: 115 MM (4 1/2") DIAM. 3 MM TAPERED TEARDROP MEDIUM 9FR REUSABLE | EACH | GF397R | or Equivalent | 4 | [17 empty] | GF397R (or Equivalent)
259 | 311616912 | IMPLANT CLAMP SPEEDY DIA 12MM SINGLE PACK | EACH | SF-12F | or Equivalent | 60 | [17 empty] | SF-12F (or Equivalent)
260 | 311616919 | IMPLANT SCREW 1.5MM X 3.0MM SELF-DRILLING | EACH | 16-NF-003 | or Equivalent | 100 | [17 empty] | 16-NF-003 (or Equivalent)
261 | 342321712 | IMPLANT SPINE COMPONENT FEMORAL ADVANCE STATURE CoCR, SIZE 3R, STERILE, KFTCNN3R | EACH | KFTCNN3R | or Equivalent | 5 | [17 empty] | KFTCNN3R (or Equivalent)
262 | 342321713 | IMPLANT COMPONENT FEMORAL ADVANCE STATURE CoCR, SIZE 4R, STERILE, KFTCNN4R | EACH | KFTCNN4R | or Equivalent | 2 | [17 empty] | KFTCNN4R (or Equivalent)
263 | 342321714 | IMPLANT COMPONENT FEMORAL ADVANCE STATURE CoCR, SIZE 2L, STERILE,KFTCNN2L | EACH | KFTCNN2L | or Equivalent | 8 | [17 empty] | KFTCNN2L (or Equivalent)
264 | 342321715 | IMPLANT COMPONENT FEMORAL ADVANCE STATURE CoCR, SIZE 3L, STERILE, KFTCNN3L | EACH | KFTCNN3L | or Equivalent | 5 | [17 empty] | KFTCNN3L (or Equivalent)
265 | 342321716 | IMPLANT COMPONENT FEMORAL ADVANCE STATURE CoCR, SIZE 4L, STERILE,KFTCNN4L | EACH | KFTCNN4L | or Equivalent | 2 | [17 empty] | KFTCNN4L (or Equivalent)
266 | 342321800 | IMPLANT PATELLA TRI PEG ADVANCE ALL POLY SIZE 26MM X 8MM, STERILE, KPONTP26 | EACH | KPONTP26 | or Equivalent | 4 | [17 empty] | KPONTP26 (or Equivalent)
267 | 342321801 | IMPLANT PATELLA TRI PEG ADVANCE ALL POLY SIZE 29MM X 8MM, STERILE, KPONTP29 | EACH | KPONTP29 | or Equivalent | 4 | [17 empty] | KPONTP29 (or Equivalent)
268 | 342321802 | IMPLANT PATELLA TRI PEG ADVANCE ALL POLY SIZE 32MM X 8MM, STERILE, KPONT32 | EACH | KPONT32 | or Equivalent | 7 | [17 empty] | KPONT32 (or Equivalent)
269 | 342321803 | IMPLANT PATELLA TRI PEG ADVANCE ALL POLY SIZE 35MM X 8MM, STERILE, KPONT35 | EACH | KPONT35 | or Equivalent | 8 | [17 empty] | KPONT35 (or Equivalent)
270 | 342321804 | IMPLANT PATELLA TRI PEG ADVANCE ALL POLY SIZE 38MM X 8MM, STERILE, KPONTP38 | EACH | KPONTP38 | or Equivalent | 5 | [17 empty] | KPONTP38 (or Equivalent)
271 | 342321807 | IMPLANT TIBIAL BASE NON POROUS CO CR SIZE 5 | EACH | KTCCNP50 | or Equivalent | 1 | [17 empty] | KTCCNP50 (or Equivalent)
272 | 342321809 | IMPLANT TIBIAL INSERT MEDAIL-PIVOT SIZE 5X 12MM L | EACH | KIMP-512L | or Equivalent | 1 | [17 empty] | KIMP-512L (or Equivalent)
273 | 342321810 | IMPLANT TIBIAL INSERT MEDAIL-PIVOT SIZE 5X 14MM L | EACH | KIMP-514L | or Equivalent | 1 | [17 empty] | KIMP-514L (or Equivalent)
274 | 342321812 | IMPLANT TIBIAL INSERT MEDAIL-PIVOT SIZE 5 X 10MM R | EACH | KIMP-510R | or Equivalent | 1 | [17 empty] | KIMP-510R (or Equivalent)
275 | 342321813 | IMPLANT TIBIAL INSERT MEDAIL-PIVOT SIZE 5 X 12MM R | EACH | KIMP-512R | or Equivalent | 1 | [17 empty] | KIMP-512R (or Equivalent)
276 | 342321814 | IMPLANT TIBIAL INSERT MEDAIL-PIVOT SIZE 5 X 14MM R | EACH | KIMP-514R | or Equivalent | 1 | [17 empty] | KIMP-514R (or Equivalent)
277 | 346030119 | INSTRUMENT FORCEPS COAGULATION IRRIGATING BAYONET INSULATED TITANIUM STRAIGHT LENGTH 8-3/4 INCHES TIP SIZE 0.5MM REUSABLE | EACH | 80-2986 | or Equivalent | 7 | [17 empty] | 80-2986 (or Equivalent)
278 | 346030120 | INSTRUMENT FORCEPS COAGULATION IRRIGATING BAYONET INSULATED TITANIUM STRAIGHT LENGTH 8-3/4 INCHES TIP SIZE 1MM REUSABLE | EACH | 80-2987 | or Equivalent | 7 | [17 empty] | 80-2987 (or Equivalent)
279 | 346071164 | (RPD-PERFUSION) CANNULA PEDIATRIC VENOUS WIRE REINFORCED SIZE 10FR X 3.3MM BASKET TIP 90 DEGREE ANGLE 23CM LENGTH STERILE DISPOSABLE | EACH | V132-10 | or Equivalent | 70 | [17 empty] | V132-10 (or Equivalent)
280 | 349889155 | CATHETER THORACIC SILICONE DRAIN STRAIGHT 32FR STERILE | EACH | CV-8888572560 | or Equivalent | 160 | [17 empty] | CV-8888572560 (or Equivalent)
281 | 351214228 | IMPLANT IOL FOLDABLE ACRYSOF MULTIPIECE STERILE +22.0 DIOPTER | EACH | MA60AC +22.0D | or Equivalent | 2 | [17 empty] | MA60AC +22.0D (or Equivalent)
282 | 351445233 | IMPLANT STENT VASCULAR WALL UNISTEP™PLUS DELIVERY SYSTEM 10X68X100 M001731360 STERILE | EACH | 73-136 | or Equivalent | 15 | [17 empty] | 73-136 (or Equivalent)
283 | 399900361 | INSTRUMENT HANDLE UTERINE MANIPULATOR (RUMI ll HANDLE) REUSABLE | EACH | UMH650 | or Equivalent | 2 | [17 empty] | UMH650 (or Equivalent)
284 | 399900363 | INSTRUMENT CERVICAL SIZER REUSABLE KC-SIZER | EACH | KC-SIZER | or Equivalent | 2 | [17 empty] | KC-SIZER (or Equivalent)
285 | 421424000010 | CATHETER SUCTION KIT WHISTLE TIP STERILE 14FR(JED) | EACH | JM-C2414B | or Equivalent | 15000 | [17 empty] | JM-C2414B (or Equivalent)
286 | 422715000022 | CATHETER INLINE SUCTION SIZE 12FR FOR ENDO TRACHEAL TUBE BX/10 | EACH | JM-C2409-12-72E | or Equivalent | 1600 | [17 empty] | JM-C2409-12-72E (or Equivalent)
287 | 422935000001 | CONNECTOR ARGYLE 5-IN-1 CONNECTS SUCTION TUBES AND CHEST TUBE | EACH | 8888271411 | or Equivalent | 800 | [17 empty] | 8888271411 (or Equivalent)
288 | 422944002041 | BLADE SURGICAL FEATHER SIZE # 22 PK/100 | EACH | 22-079-697 | or Equivalent | 100 | [17 empty] | 22-079-697 (or Equivalent)
289 | 422948000075 | BILIARY BALLOON DILATOR HURRICANE RX SIZE 4CM X 6MM, DISPOSABLE | EACH | 4592 | or Equivalent | 30 | [17 empty] | 4592 (or Equivalent)
290 | 422948000076 | BILIARY BALLOON DILATOR HURRICANE RX SIZE 4CM X 8MM, DISPOSABLE | EACH | 4594 | or Equivalent | 30 | [17 empty] | 4594 (or Equivalent)
291 | 422948000077 | BILIARY BALLOON DILATOR HURRICANE RX SIZE 4CM X 10MM, DISPOSABLE | EACH | 4596 | or Equivalent | 10 | [17 empty] | 4596 (or Equivalent)
292 | 422949000072 | NET ROTH RETRIEVAL POLYP USE DISP. 2.5MM/230 BX/5 MICROVASIVE # 00711150(JED) | EACH | 711150 | or Equivalent | 70 | [17 empty] | 711150 (or Equivalent)
293 | 422951000004 | SURGICAL OPHTHALMIC MINI-BLADE BEAVER® 6900 MINI-BLADE® GRINDLESS STRAIGHT SHARP ALL AROUND, 180 DEGREE CUTTING SURFACE, DOUBLE BEVEL BLADE BLUE, STERILE BOX/20, BEAVER6900 | EACH | BEAVER6900 | or Equivalent | 80 | [17 empty] | BEAVER6900 (or Equivalent)
294 | 422951000007 | BAG SUCTION & DIATHERMY STERILE 40X35CM | EACH | 707035 | or Equivalent | 2500 | [17 empty] | 707035 (or Equivalent)
295 | 422951000176 | SURGICAL OPHTHALMIC MINI-BLADE BEAVER® 6400 GRINDLESS ROUNDED TIP SHARP ON ONE SIDE GREEN, STERILE BOX/20 , BEAVER6400 | EACH | BEAVER6400 | or Equivalent | 40 | [17 empty] | BEAVER6400 (or Equivalent)
296 | 422955000129 | (DWZ)-VALVE STRATA II REGULAR | EACH | 42866 | or Equivalent | 20 | [17 empty] | 42866 (or Equivalent)
297 | 422955000401 | VALVE STRATA II SMALL (JED) | EACH | 42856 | or Equivalent | 20 | [17 empty] | 42856 (or Equivalent)
298 | 422957002562 | CHRONOS BONE GRANULES 10CC 1.4-2.8MM BETA TCP | EACH | 710.019S | or Equivalent | 100 | [17 empty] | 710.019S (or Equivalent)
299 | 423119000023 | THORACIC CATHETER SILICONE RIGHT ANGLE, 32FR, 51CM. CT. 11, ARGYLE | EACH | 8888-573055 | or Equivalent | 400 | [17 empty] | 8888-573055 (or Equivalent)
300 | 311616920 | IMPLANT SCREW 1.5MM X 4.0MM SELF-DRILLING | EACH | 16-NF-004 | or Equivalent | 1600 | [17 empty] | 16-NF-004 (or Equivalent)
301 | 311616921 | IMPLANT SCREW 1.5MM X 5.0MM SELF-DRILLING | EACH | 16-NF-005 | or Equivalent | 100 | [17 empty] | 16-NF-005 (or Equivalent)
302 | 311616923 | IMPLANT PLATE 2 HOLES STRAIGHT LENGTH 13MM THICKNESS 0.3MM | EACH | NL-ST-002 | or Equivalent | 60 | [17 empty] | NL-ST-002 (or Equivalent)
303 | 311616928 | IMPLANT PLATE 6 HOLES DOUBLE Y LENGTH 20MM THICKNESS 0.3MM | EACH | NL-DY-006 | or Equivalent | 60 | [17 empty] | NL-DY-006 (or Equivalent)
304 | 311616930 | IMPLANT BURR HOLE PLATE 5 HOLES 15MM THICKNESS 0.3MM | EACH | NL-BR-030 | or Equivalent | 60 | [17 empty] | NL-BR-030 (or Equivalent)
305 | 311616938 | IMPLANT PLATE SQUARE 4 HOLES LENGTH 12MM THICKNESS 0.6MM | EACH | N16-SQ-004 | or Equivalent | 40 | [17 empty] | N16-SQ-004 (or Equivalent)
306 | 311621315 | SUTURE ABSORBABLE WOUND CLOSURE V-LOC 3/0 90, 17MM UNDYED ON CV-23 | EACH | VLOCM1944 | or Equivalent | 120 | [17 empty] | VLOCM1944 (or Equivalent)
307 | 311621319 | SUTURE CV-23 TAPERPOINT 3-0 GREEN, 17MM 1/2 CIRCLE 15CM | EACH | VLOCL0804 | or Equivalent | 60 | [17 empty] | VLOCL0804 (or Equivalent)
308 | 311622763 | IMPLANT SOFT TISSUE RECONSTRUCTION SIZE 8X16CM THICKNESS 1.25 - 2.0 MM | EACH | DCELL255 | or Equivalent | 12 | [17 empty] | DCELL255 (or Equivalent)
309 | 311622787 | CATHETER VENTRICULAR BARIUM IMPREGNATED 35CM. | EACH | 46118 | or Equivalent | 2 | [17 empty] | 46118 (or Equivalent)
310 | 311624536 | INSTRUMENT SUCTION CANNULA 165 MM (4") WORKING LENGTH: 100MM (6 1/2") DIAM. 2.30MM TAPERED TEARDROP SMALL 7FR NON-STERILE REUSABLE | EACH | GF405R | or Equivalent | 4 | [17 empty] | GF405R (or Equivalent)
311 | 311624537 | INSTRUMENT SUCTION CANNULA 180 MM (7") WORKING LENGTH: 115MM (4 1/2") DIAM. 2.30MM TAPERED TEARDROP MEDIUM 7FR NON-STERILE REUSABLE | EACH | GF395R | or Equivalent | 4 | [17 empty] | GF395R (or Equivalent)
312 | 311624538 | INSTRUMENT SUCTION CANNULA 205MM (8") WORKING LENGTH: 140MM (5 1/2") DIAM. 2.30MM TAPERED TEARDROP LARGE 7FR NON-STERILE REUSABLE | EACH | GF415R | or Equivalent | 4 | [17 empty] | GF415R (or Equivalent)
313 | 311624539 | INSTRUMENT SUCTION CANNULA 230MM (9") WORKING LENGTH: 165MM (6 1/2") DIAM. 2.30MM TAPERED TEARDROP EXTRA LARGE 7FR NON-STERILE REUSABLE | EACH | GF425R | or Equivalent | 4 | [17 empty] | GF425R (or Equivalent)
314 | 311624540 | INSTRUMENT SUCTION CANNULA 165MM (4") WORKING LENGTH: 100MM (6 1/2") DIAM. 2.70MM TAPERED TEARDROP SMALL 8FR NON-STERILE REUSABLE | EACH | GF406R | or Equivalent | 4 | [17 empty] | GF406R (or Equivalent)
315 | 311624541 | INSTRUMENT SUCTION CANNULA 180MM (7") WORKING LENGTH: 115MM (4 1/2") DIAM. 2.70MM TAPERED TEARDROP MEDIUM 8FR NON-STERILE REUSABLE | EACH | GF396R | or Equivalent | 4 | [17 empty] | GF396R (or Equivalent)
316 | 311624542 | INSTRUMENT SUCTION CANNULA 205MM (8") WORKING LENGTH: 140MM (5 1/2") DIAM. 2.70MM TAPERED TEARDROP LARGE 8FR NON-STERILE REUSABLE | EACH | GF416R | or Equivalent | 4 | [17 empty] | GF416R (or Equivalent)
317 | 311624543 | INSTRUMENT SUCTION CANNULA 230MM (9") WORKING LENGTH: 165MM (6 1/2") DIAM. 2.70MM TAPERED TEARDROP EXTRA LARGE 8FR NON-STERILE REUSABLE | EACH | GF426R | or Equivalent | 4 | [17 empty] | GF426R (or Equivalent)
318 | 311624544 | INSTRUMENT SUCTION CANNULA 165MM (4") WORKING LENGTH: 100MM (6 1/2") DIAM. 3MM TAPERED TEARDROP SMALL 9FR NON-STERILE REUSABLE | EACH | GF407R | or Equivalent | 4 | [17 empty] | GF407R (or Equivalent)
319 | 311624545 | INSTRUMENT SUCTION CANNULA 205MM (8") WORKING LENGTH: 140MM (5 1/2") DIAM. 3MM TAPERED TEARDROP LARGE 9FR NON-STERILE REUSABLE | EACH | GF417R | or Equivalent | 4 | [17 empty] | GF417R (or Equivalent)
320 | 311624546 | INSTRUMENT SUCTION CANNULA 165MM (4") WORKING LENGTH: 100MM (6 1/2") DIAM. 4MM TAPERED TEARDROP SMALL 12FR NON-STERILE REUSABLE | EACH | GF409R | or Equivalent | 4 | [17 empty] | GF409R (or Equivalent)
321 | 311624547 | INSTRUMENT SUCTION CANNULA 180MM (7") WORKING LENGTH: 115MM (4 1/2") DIAM. 4MM TAPERED TEARDROP MEDIUM 12FR NON-STERILE REUSABLE | EACH | GF399R | or Equivalent | 4 | [17 empty] | GF399R (or Equivalent)
322 | 311624548 | INSTRUMENT SUCTION CANNULA 205MM (8") WORKING LENGTH: 140MM (5 1/2") DIAM. 4MM TAPERED TEARDROP LARGE 12FR NON-STERILE REUSABLE | EACH | GF419R | or Equivalent | 4 | [17 empty] | GF419R (or Equivalent)
323 | 311625105 | INSTRUMENT OBTURATOR 8MM BLUNT LENGTH 35.56CM | EACH | 470008 | or Equivalent | 4 | [17 empty] | 470008 (or Equivalent)
324 | 311633264 | OBTURATOR ROBOTIC OPTICAL BLADE-LESS LONG 8MM DISPOSABLE | EACH | 470360 | or Equivalent | 24 | [17 empty] | 470360 (or Equivalent)
325 | 311633265 | SHEARS ROBOTIC HOT INSTRUMENT | EACH | 470179 | or Equivalent | 3 | [17 empty] | 470179 (or Equivalent)
326 | 311633266 | FORCEPS ROBOTIC FENESTRATED BIPOLAR INSTRUMENT | EACH | 470205 | or Equivalent | 4 | [17 empty] | 470205 (or Equivalent)
327 | 311633267 | DRIVER NEEDLE ROBOTIC LARGE INSTRUMENT | EACH | 470006 | or Equivalent | 4 | [17 empty] | 470006 (or Equivalent)
328 | 311633269 | CLIP APPLIER ROBOTIC HEMO LARGE INSTRUMENT | EACH | 470230 | or Equivalent | 2 | [17 empty] | 470230 (or Equivalent)
329 | 311633270 | FORCEPS ROBOTIC BIPLOAR MARYLAND INSTRUMENT | EACH | 470172 | or Equivalent | 3 | [17 empty] | 470172 (or Equivalent)
330 | 311633272 | CANNULA ROBOTIC LONG 8 MM INSTRUMENT | EACH | 470004 | or Equivalent | 4 | [17 empty] | 470004 (or Equivalent)
331 | 311633273 | STAPLER CANNULA ROBOTIC LONG (150 MM) & ENDOWRIST 12 MM INSTRUMENT | EACH | 470389 | or Equivalent | 1 | [17 empty] | 470389 (or Equivalent)
332 | 311633275 | FORCEPS ROBOTIC CADIERE DISPOSABLE | EACH | 470049 | or Equivalent | 6 | [17 empty] | 470049 (or Equivalent)
333 | 311633276 | STAPLER CANNULA SEAL ROBOTIC & ENDOWRIST 12 MM DISPOSABLE | EACH | 470380 | or Equivalent | 60 | [17 empty] | 470380 (or Equivalent)
334 | 311633277 | REDUCER CANNULA ROBOTIC 8MM & ENDOWRIST 12 DISPOSABLE | EACH | 470381 | or Equivalent | 50 | [17 empty] | 470381 (or Equivalent)
335 | 311633278 | OBTURATOR BLUNT ROBOTIC LONG 8MM INSTRUMENT | EACH | 470009 | or Equivalent | 1 | [17 empty] | 470009 (or Equivalent)
336 | 311633279 | DRIVER NEEDLE ROBOTIC MEGA SUTURECUT™ DISPOSABLE | EACH | 470309 | or Equivalent | 4 | [17 empty] | 470309 (or Equivalent)
337 | 311633280 | DRIVER NEEDLE ROBOTIC MEGA™ DISPOSABLE | EACH | 470194 | or Equivalent | 4 | [17 empty] | 470194 (or Equivalent)
338 | 311634124 | INSTRUMENT DISSECTOR 8MM ENDOWRIST BIPOLAR CAUTERY CURVED BIPOLAR WORKING LENGTH 33.2CM | EACH | 470344 | or Equivalent | 1 | [17 empty] | 470344 (or Equivalent)
339 | 311634126 | INSTRUMENT FORCEPS DEBAKEY 8MM ENDOWRIST WORKING LENGTH 30.99CM | EACH | 470036 | or Equivalent | 3 | [17 empty] | 470036 (or Equivalent)
340 | 311634130 | INSTRUMENT SCISSORS POTTS 8MM ENDOWRIST WORKING LENGTH 31.50CM | EACH | 470001 | or Equivalent | 2 | [17 empty] | 470001 (or Equivalent)
341 | 311634132 | INSTRUMENT FORCEPS 8MM ENDOWRIST BLACK DIAMOND MICRO WORKING LENGTH 31.50CM | EACH | 470033 | or Equivalent | 2 | [17 empty] | 470033 (or Equivalent)
342 | 311634134 | INSTRUMENT STAPLER 45 ENDOWRIST | EACH | 470298 | or Equivalent | 1 | [17 empty] | 470298 (or Equivalent)
343 | 311636826 | INSTRUMENT SURGIQUEST AIRSEAL 8MM ACCESS PORT WITH BLADELESS OPTICAL TIP, 100MM LENGTH | EACH | IAS8-100LP | or Equivalent | 12 | [17 empty] | IAS8-100LP (or Equivalent)
344 | 311636828 | INTELLIGENT FLOW SYSTEM AIRSEAL® CART FOR IFS | EACH | AS-ICART | or Equivalent | 1 | [17 empty] | AS-ICART (or Equivalent)
345 | 311641343 | INSTRUMENT BUR GUARD PRECISION X-LONG FOR USE WITH HANDPIECE | EACH | 1375-023P | or Equivalent | 2 | [17 empty] | 1375-023P (or Equivalent)
346 | 311641344 | BLADE RECIPROCATING SAW FLAT SHANK 25.5 X 0.25MM | EACH | 5053-122 | or Equivalent | 10 | [17 empty] | 5053-122 (or Equivalent)
347 | 311641345 | INSTRUMENT BUR FISSURE TAPERED MEDIUM 1.2 X 2.3MM TYPE 701 | EACH | 5091-271 | or Equivalent | 10 | [17 empty] | 5091-271 (or Equivalent)
348 | 311641346 | INSTRUMENT BUR FISSURE MEDIUM 1.6 X 3.8MM TYPE 702 | EACH | 5091-272 | or Equivalent | 10 | [17 empty] | 5091-272 (or Equivalent)
349 | 311641347 | INSTRUMENT BUR FISSURE TAPERED LONG 2.1MM X 4.9MM | EACH | 5092-273 | or Equivalent | 30 | [17 empty] | 5092-273 (or Equivalent)
350 | 311641965 | STANDARD INSERTION KIT | EACH | 96550 | or Equivalent | 100 | [17 empty] | 96550 (or Equivalent)
351 | 311641982 | THREE STAGE VENOUS CANNULA 29/29/29 FR | EACH | 91429 | or Equivalent | 50 | [17 empty] | 91429 (or Equivalent)
352 | 311645208 | INSTRUMENT SURGICAL SUCTION COAGULATOR 8FR LENGTH 6 INCH 15CM FOOT AND HAND SWITCHING, DISPOSABLE | EACH | E2608-6 | or Equivalent | 10 | [17 empty] | E2608-6 (or Equivalent)
353 | 311645209 | INSTRUMENT SURGICAL SUCTION COAGULATOR 10FR LENGTH 6 INCH 15CM FOOTSWITCHING ONLY, DISPOSABLE | EACH | E2505-10FR | or Equivalent | 10 | [17 empty] | E2505-10FR (or Equivalent)
354 | 311647300 | GEL SHEETS SILICONE SQUARE THICKNESS 0.9MM SIZE 100MM X 100MM | EACH | 1310-010 | or Equivalent | 50 | [17 empty] | 1310-010 (or Equivalent)
355 | 311647301 | GEL SHEETS SILICONE RECTANGLE THICKNESS 0.9MM SIZE 300MM X 20MM | EACH | 1330-002 | or Equivalent | 50 | [17 empty] | 1330-002 (or Equivalent)
356 | 311647302 | GEL SHEETS SILICONE RECTANGLE THICKNESS 0.9MM SIZE 200MM X 50MM | EACH | 1320-005 | or Equivalent | 50 | [17 empty] | 1320-005 (or Equivalent)
357 | 311647306 | GEL SHEETS SILICONE ANCHOR REDUCTION THICKNESS 0.9MM SIZE 95MM X 340MM | EACH | 1395-340 | or Equivalent | 20 | [17 empty] | 1395-340 (or Equivalent)
358 | 314280500 | SPHINCTEROTOME AUTOTOME RX 44 30MM CUT WIRE DISPOSABLE | EACH | 4518 | or Equivalent | 150 | [17 empty] | 4518 (or Equivalent)
359 | 314385801 | BLADE SAGITTAL SAW COARSE TOOTH 90 DEGREE ANGLED 14 X 15.5 X 0.6MM | EACH | 5023-136 | or Equivalent | 10 | [17 empty] | 5023-136 (or Equivalent)
360 | 314473103 | ATTACHMENT FOOT F2 2.4MM ADULT | EACH | AF02 | or Equivalent | 3 | [17 empty] | AF02 (or Equivalent)
361 | 314616954 | IMPLANT SELF-DRILLING SCREW - 4 MM LONG 1.5 MM DIAM | EACH | 81-2066 | or Equivalent | 100 | [17 empty] | 81-2066 (or Equivalent)
362 | 314618400 | IMPLANT KNEE COMPONENT FEMORAL CO CR SIZE 1R | EACH | KFTCNP1R | or Equivalent | 3 | [17 empty] | KFTCNP1R (or Equivalent)
363 | 314618401 | IMPLANT KNEE COMPONENT FEMORAL CO CR SIZE 2R | EACH | KFTCNP2R | or Equivalent | 10 | [17 empty] | KFTCNP2R (or Equivalent)
364 | 314618402 | IMPLANT KNEE COMPONENT FEMORAL CO CR SIZE 3R | EACH | KFTCNP3R | or Equivalent | 6 | [17 empty] | KFTCNP3R (or Equivalent)
365 | 314618403 | IMPLANT KNEE COMPONENT FEMORAL CO CR SIZE 4R | EACH | KFTCNP4R | or Equivalent | 2 | [17 empty] | KFTCNP4R (or Equivalent)
366 | 314618404 | IMPLANT KNEE COMPONENT FEMORAL CO CR SIZE 1L | EACH | KFTCNP1L | or Equivalent | 3 | [17 empty] | KFTCNP1L (or Equivalent)
367 | 314618405 | IMPLANT KNEE COMPONENT FEMORAL CO CR SIZE 2L | EACH | KFTCNP2L | or Equivalent | 12 | [17 empty] | KFTCNP2L (or Equivalent)
368 | 314618406 | IMPLANT KNEE COMPONENT FEMORAL CO CR SIZE 3L | EACH | KFTCNP3L | or Equivalent | 6 | [17 empty] | KFTCNP3L (or Equivalent)
369 | 314618407 | IMPLANT KNEE COMPONENT FEMORAL CO CR SIZE 4L | EACH | KFTCNP4L | or Equivalent | 1 | [17 empty] | KFTCNP4L (or Equivalent)
370 | 314618408 | IMPLANT TIBIAL BASE NON POROUS CO CR SIZE 1 | EACH | KTCCNP10 | or Equivalent | 6 | [17 empty] | KTCCNP10 (or Equivalent)
371 | 314618409 | IMPLANT TIBIAL BASE NON POROUS CO CR SIZE 1+ | EACH | KTCCNP11 | or Equivalent | 1 | [17 empty] | KTCCNP11 (or Equivalent)
372 | 314618410 | IMPLANT TIBIAL BASE NON POROUS CO CR SIZE 2 | EACH | KTCCNP20 | or Equivalent | 26 | [17 empty] | KTCCNP20 (or Equivalent)
373 | 314618411 | IMPLANT TIBIAL BASE NON POROUS CO CR SIZE 2+ | EACH | KTCCNP21 | or Equivalent | 12 | [17 empty] | KTCCNP21 (or Equivalent)
374 | 314618412 | IMPLANT TIBIAL BASE NON POROUS CO CR SIZE 3 | EACH | KTCCNP30 | or Equivalent | 16 | [17 empty] | KTCCNP30 (or Equivalent)
375 | 314618413 | IMPLANT TIBIAL BASE NON POROUS CO CR SIZE 3+ | EACH | KTCCNP31 | or Equivalent | 8 | [17 empty] | KTCCNP31 (or Equivalent)
376 | 314618414 | IMPLANT TIBIAL BASE NON POROUS CO CR SIZE 4 | EACH | KTCCNP40 | or Equivalent | 3 | [17 empty] | KTCCNP40 (or Equivalent)
377 | 314618415 | IMPLANT TIBIAL INSERT MEDAIL-PIVOT SIZE 1 X 10 MM R | EACH | KIMP110R | or Equivalent | 2 | [17 empty] | KIMP110R (or Equivalent)
378 | 314618416 | IMPLANT TIBIAL INSERT MEDAIL-PIVOT SIZE 1 X 12MM R | EACH | KIMP112R | or Equivalent | 2 | [17 empty] | KIMP112R (or Equivalent)
379 | 314618417 | IMPLANT TIBIAL INSERT MEDAIL-PIVOT SIZE 1 X 14MM R | EACH | KIMP114R | or Equivalent | 2 | [17 empty] | KIMP114R (or Equivalent)
380 | 314618420 | IMPLANT TIBIAL INSERT MEDAIL-PIVOT SIZE 2 X 10MM R | EACH | KIMP210R | or Equivalent | 2 | [17 empty] | KIMP210R (or Equivalent)
381 | 314618421 | IMPLANT TIBIAL INSERT MEDAIL-PIVOT SIZE 2 X 12MM R | EACH | KIMP212R | or Equivalent | 9 | [17 empty] | KIMP212R (or Equivalent)
382 | 314618422 | IMPLANT TIBIAL INSERT MEDAIL-PIVOT SIZE 2 X 14MM R | EACH | KIMP214R | or Equivalent | 10 | [17 empty] | KIMP214R (or Equivalent)
383 | 314618423 | IMPLANT TIBIAL INSERT MEDAIL-PIVOT SIZE 2 X 17MM R | EACH | KIMP217R | or Equivalent | 5 | [17 empty] | KIMP217R (or Equivalent)
384 | 314618425 | IMPLANT TIBIAL INSERT MEDAIL-PIVOT SIZE 3 X 10MM R | EACH | KIMP310R | or Equivalent | 5 | [17 empty] | KIMP310R (or Equivalent)
385 | 314618426 | IMPLANT TIBIAL INSERT MEDAIL-PIVOT SIZE 3 X 12MM R | EACH | KIMP312R | or Equivalent | 10 | [17 empty] | KIMP312R (or Equivalent)
386 | 314618427 | IMPLANT TIBIAL INSERT MEDAIL-PIVOT SIZE 3 X 14MM R | EACH | KIMP314R | or Equivalent | 9 | [17 empty] | KIMP314R (or Equivalent)
387 | 314618428 | IMPLANT TIBIAL INSERT MEDAIL-PIVOT SIZE 3 X 17MM R | EACH | KIMP317R | or Equivalent | 3 | [17 empty] | KIMP317R (or Equivalent)
388 | 314618430 | IMPLANT TIBIAL INSERT MEDAIL-PIVOT SIZE 4 X 10MM R | EACH | KIMP410R | or Equivalent | 1 | [17 empty] | KIMP410R (or Equivalent)
389 | 314618431 | IMPLANT TIBIAL INSERT MEDAIL-PIVOT SIZE 4 X 12MM R | EACH | KIMP412R | or Equivalent | 5 | [17 empty] | KIMP412R (or Equivalent)
390 | 314618432 | IMPLANT TIBIAL INSERT MEDAIL-PIVOT SIZE 4 X 14MM R | EACH | KIMP414R | or Equivalent | 3 | [17 empty] | KIMP414R (or Equivalent)
391 | 314618433 | IMPLANT TIBIAL INSERT MEDAIL-PIVOT SIZE 4 X 17MM R | EACH | KIMP417R | or Equivalent | 2 | [17 empty] | KIMP417R (or Equivalent)
392 | 314618436 | IMPLANT TIBIAL INSERT MEDAIL-PIVOT SIZE 1 X 12MM L | EACH | KIMP112L | or Equivalent | 3 | [17 empty] | KIMP112L (or Equivalent)
393 | 314618437 | IMPLANT TIBIAL INSERT MEDAIL-PIVOT SIZE 1 X 14MM L | EACH | KIMP114L | or Equivalent | 2 | [17 empty] | KIMP114L (or Equivalent)
394 | 314618438 | IMPLANT TIBIAL INSERT MEDAIL-PIVOT SIZE 1 X 17MM L | EACH | KIMP117L | or Equivalent | 1 | [17 empty] | KIMP117L (or Equivalent)
395 | 314618439 | IMPLANT TIBIAL INSERT MEDAIL-PIVOT SIZE 1 X 20MM L | EACH | KIMP120L | or Equivalent | 1 | [17 empty] | KIMP120L (or Equivalent)
396 | 314618440 | IMPLANT TIBIAL INSERT MEDAIL-PIVOT SIZE 2 X 10MM L | EACH | KIMP210L | or Equivalent | 5 | [17 empty] | KIMP210L (or Equivalent)
397 | 314618441 | IMPLANT TIBIAL INSERT MEDAIL-PIVOT SIZE 2 X 12MM L | EACH | KIMP212L | or Equivalent | 12 | [17 empty] | KIMP212L (or Equivalent)
398 | 314618442 | IMPLANT TIBIAL INSERT MEDAIL-PIVOT SIZE 2 X 14MM L | EACH | KIMP 214L | or Equivalent | 11 | [17 empty] | KIMP 214L (or Equivalent)
399 | 314618443 | IMPLANT TIBIAL INSERT MEDAIL-PIVOT SIZE 2 X 17MM L | EACH | KIMP217L | or Equivalent | 4 | [17 empty] | KIMP217L (or Equivalent)
400 | 314618444 | IMPLANT TIBIAL INSERT MEDAIL-PIVOT SIZE 2 X 20MM L | EACH | KIMP220L | or Equivalent | 1 | [17 empty] | KIMP220L (or Equivalent)
401 | 314618445 | IMPLANT TIBIAL INSERT MEDAIL-PIVOT SIZE 3 X 10MM L | EACH | KIMP310L | or Equivalent | 4 | [17 empty] | KIMP310L (or Equivalent)
402 | 314618446 | IMPLANT TIBIAL INSERT MEDAIL-PIVOT SIZE 3 X 12MM L | EACH | KIMP312L | or Equivalent | 8 | [17 empty] | KIMP312L (or Equivalent)
403 | 314618447 | IMPLANT TIBIAL INSERT MEDAIL-PIVOT SIZE 3 X 14MM L | EACH | KIMP314L | or Equivalent | 10 | [17 empty] | KIMP314L (or Equivalent)
404 | 314618448 | IMPLANT TIBIAL INSERT MEDAIL-PIVOT SIZE 3 X 17MM L | EACH | KIMP317L | or Equivalent | 4 | [17 empty] | KIMP317L (or Equivalent)
405 | 314618450 | IMPLANT TIBIAL INSERT MEDAIL-PIVOT SIZE 4 X 10MM L | EACH | KIMP410L | or Equivalent | 1 | [17 empty] | KIMP410L (or Equivalent)
406 | 314618451 | IMPLANT TIBIAL INSERT MEDAIL-PIVOT SIZE 4 X 12 MM L | EACH | KIMP412L | or Equivalent | 5 | [17 empty] | KIMP412L (or Equivalent)
407 | 314618452 | IMPLANT TIBIAL INSERT MEDAIL-PIVOT SIZE 4 X 14MM L | EACH | KIMP414L | or Equivalent | 3 | [17 empty] | KIMP414L (or Equivalent)
408 | 314618453 | IMPLANT TIBIAL INSERT MEDAIL-PIVOT SIZE 4 X 17MM L | EACH | KIMP417L | or Equivalent | 2 | [17 empty] | KIMP417L (or Equivalent)
409 | 314619300 | IMPLANT SELF-CENTERING HIP 39X28 RUST | EACH | 103539000 | or Equivalent | 2 | [17 empty] | 103539000 (or Equivalent)
410 | 314619301 | IMPLANT SELF-CENTERING HIP 40X28 RUST | EACH | 103540000 | or Equivalent | 2 | [17 empty] | 103540000 (or Equivalent)
411 | 314619302 | IMPLANT SELF-CENTERING HIP 41X28 RUST | EACH | 103541000 | or Equivalent | 2 | [17 empty] | 103541000 (or Equivalent)
412 | 314619303 | IMPLANT SELF-CENTERING HIP 42X28 RUST | EACH | 103542000 | or Equivalent | 2 | [17 empty] | 103542000 (or Equivalent)
413 | 314619304 | IMPLANT SELF-CENTERING HIP 43X28 GREY | EACH | 103543000 | or Equivalent | 2 | [17 empty] | 103543000 (or Equivalent)
414 | 314619305 | IMPLANT SELF-CENTERING HIP 44X28 GREY | EACH | 103544000 | or Equivalent | 2 | [17 empty] | 103544000 (or Equivalent)
415 | 314619306 | IMPLANT SELF-CENTERING HIP 45X28 GREY | EACH | 103545000 | or Equivalent | 2 | [17 empty] | 103545000 (or Equivalent)
416 | 314619307 | IMPLANT SELF-CENTERING HIP 46X28 BROWN | EACH | 103546000 | or Equivalent | 2 | [17 empty] | 103546000 (or Equivalent)
417 | 314619308 | IMPLANT SELF-CENTERING HIP 47X28 BROWN | EACH | 103547000 | or Equivalent | 2 | [17 empty] | 103547000 (or Equivalent)
418 | 314619309 | IMPLANT SELF-CENTERING HIP 48X28 BROWN | EACH | 103548000 | or Equivalent | 2 | [17 empty] | 103548000 (or Equivalent)
419 | 314619310 | IMPLANT SELF-CENTERING HIP 49X28 BROWN | EACH | 103549000 | or Equivalent | 2 | [17 empty] | 103549000 (or Equivalent)
420 | 314619311 | IMPLANT SELF-CENTERING HIP 50X28 BROWN | EACH | 103550000 | or Equivalent | 2 | [17 empty] | 103550000 (or Equivalent)
421 | 314619312 | IMPLANT SELF-CENTERING HIP 51X28 BROWN | EACH | 103551000 | or Equivalent | 2 | [17 empty] | 103551000 (or Equivalent)
422 | 314619313 | IMPLANT SELF-CENTERING HIP 52X28 BLUE | EACH | 103552000 | or Equivalent | 2 | [17 empty] | 103552000 (or Equivalent)
423 | 314619314 | IMPLANT SELF-CENTERING HIP 53X28 BLUE | EACH | 103553000 | or Equivalent | 1 | [17 empty] | 103553000 (or Equivalent)
424 | 314619315 | IMPLANT SELF-CENTERING HIP 54X28 BLUE | EACH | 103554000 | or Equivalent | 1 | [17 empty] | 103554000 (or Equivalent)
425 | 314619316 | IMPLANT SELF-CENTERING HIP 55X28 BLUE | EACH | 103555000 | or Equivalent | 1 | [17 empty] | 103555000 (or Equivalent)
426 | 314619317 | IMPLANT SELF-CENTERING HIP 56X28 BLUE | EACH | 103556000 | or Equivalent | 1 | [17 empty] | 103556000 (or Equivalent)
427 | 314619318 | IMPLANT SELF-CENTERING HIP 57X28 BLUE | EACH | 103557000 | or Equivalent | 1 | [17 empty] | 103557000 (or Equivalent)
428 | 316490234 | WIRE L-HOOK TIP 36CM STERILE | EACH | E2773-36 | or Equivalent | 210 | [17 empty] | E2773-36 (or Equivalent)
429 | 316490235 | INSTRUMENT TROCAR BALLOON DISSECTOR SPACEMAKER STRUCTURE PLUS (OVAL) STERILE | EACH | SMBTTRND | or Equivalent | 30 | [17 empty] | SMBTTRND (or Equivalent)
430 | 316490275 | BALL ELECTRODE 5MM DIAMETER 10CM SHAFT STAINLESS STEEL DISPOSABLE | EACH | 60-5181-103 | or Equivalent | 50 | [17 empty] | 60-5181-103 (or Equivalent)
431 | 317441400 | INSTRUMENT CLIP APPLIER MEDIUM-LARGE DA VINCI® XI - USED WITH WECK (PN 544230*) | EACH | 470327 | or Equivalent | 1 | [17 empty] | 470327 (or Equivalent)
432 | 317441601 | INSTRUMENT SPATULA ENDOWRIST PERMANENT CAUTERY MONOPOLAR, DA VINCI® XI | EACH | 470184 | or Equivalent | 3 | [17 empty] | 470184 (or Equivalent)
433 | 317441602 | INSTRUMENT VESSEL SEALER EXTEND ENERGY SINGLE USE | EACH | 480422 | or Equivalent | 40 | [17 empty] | 480422 (or Equivalent)
434 | 317441603 | INSTRUMENT ENDOWRIST 12MM AND STAPLER BLUNT OBTURATOR | EACH | 470376 | or Equivalent | 1 | [17 empty] | 470376 (or Equivalent)
435 | 317441604 | INSTRUMENT ENDOWRIST 12MM AND STAPLER BLUNT OBTURATOR LONG | EACH | 470390 | or Equivalent | 1 | [17 empty] | 470390 (or Equivalent)
436 | 317441605 | INSTRUMENT HASSON CONE 8MM | EACH | 470398 | or Equivalent | 2 | [17 empty] | 470398 (or Equivalent)
437 | 317441606 | INSTRUMENT HASSON CONE 12MM | EACH | 470399 | or Equivalent | 1 | [17 empty] | 470399 (or Equivalent)
438 | 317441701 | INSTRUMENT FORCEPS PROGRASP™ DA VINCI® XI | EACH | 470093 | or Equivalent | 4 | [17 empty] | 470093 (or Equivalent)
439 | 317442100 | INSTRUMENT RETRACTOR DUAL BLADE, DA VINCI® XI | EACH | 470249 | or Equivalent | 3 | [17 empty] | 470249 (or Equivalent)
440 | 317673100 | INSTRUMENT SURGICAL OBTURATORS DA VINCI® XI, BLADELESS 8MM | EACH | 470359 | or Equivalent | 6 | [17 empty] | 470359 (or Equivalent)
441 | 317673101 | CANNULA 8MM DA-VINCI-XI DIMENSIONS 35.56CM X 13.97CM X 10.16CM STERILE DISPOSABLE | EACH | 470002 | or Equivalent | 4 | [17 empty] | 470002 (or Equivalent)
442 | 317673102 | ENDOWRIST 12MM & STAPLER CANNULA (100 MM) DA-VINCI-XI STERILE DISPOSABLE | EACH | 470375 | or Equivalent | 1 | [17 empty] | 470375 (or Equivalent)
443 | 331165825 | IMPLANT IOL PMMA +20.0 DIOPTER OD5.5 MM ANTERIOR CHAMBER STERILE | EACH | MTA3U0 20.0D | or Equivalent | 2 | [17 empty] | MTA3U0 20.0D (or Equivalent)
444 | 331165857 | IMPLANT VASCULAR GRAFT PROPATEN® THIN WALLED REMOVABLE RINGED STRETCH 7MM 60CM RS X 80CM | EACH | HT076080 | or Equivalent | 4 | [17 empty] | HT076080 (or Equivalent)
445 | 338138218 | BLADE BONE SAW STERNUM SIZE 32MM CUTTING EDGE STERILE | EACH | 298-97-101 | or Equivalent | 100 | [17 empty] | 298-97-101 (or Equivalent)
446 | 339060101 | (RPD-PERFUSION) CENTRIFUGAL BLOOD PUMP ADULT BPX-80 TYPE STERILE DISPOSABLE | EACH | MODEL - BP 80 | or Equivalent | 12 | [17 empty] | MODEL - BP 80 (or Equivalent)
447 | 339060102 | RPD-PERFUSION) CENTRIFUGAL BLOOD PUMP® PEDIATRIC BP-50 TYPE STERILE DISPOSABLE | EACH | Model BP-50 Bio-Pump® | or Equivalent | 16 | [17 empty] | Model BP-50 Bio-Pump® (or Equivalent)
448 | 340446134 | GYNEMESH 10CMX15CM | EACH | GPSL | or Equivalent | 7 | [17 empty] | GPSL (or Equivalent)
449 | 342068104 | ATTACHMENT MIDAS REX STRAIGHT 8CM | EACH | AS08 | or Equivalent | 3 | [17 empty] | AS08 (or Equivalent)
450 | 342292000 | DISSECTING TOOL LEGEND COARSE BUR MIDAS REX 10CM 4MM BALL DIAMOND STERILE | EACH | 14BA40DC | or Equivalent | 20 | [17 empty] | 14BA40DC (or Equivalent)
451 | 342294103 | INSTRUMENT SCISSORS MICROSURGICAL YASARGIL STRAIGHT LENGTH 9 INC REUSABLE | EACH | FD037R | or Equivalent | 6 | [17 empty] | FD037R (or Equivalent)
452 | 342294936 | INSTRUMENT TROCAR 12M STERILE REUSABLE | EACH | K12LT | or Equivalent | 108 | [17 empty] | K12LT (or Equivalent)
453 | 342297476 | INSTRUMENT SUCTION CANNULA, 230 MM (9"), WORKING LENGTH: 165 MM (6 1/2"), DIAM. 3 MM, TAPERED, TEARDROP, EXTRA LARGE, 9FR,REUSABLE | EACH | GF427R | or Equivalent | 4 | [17 empty] | GF427R (or Equivalent)
454 | 342321711 | IMPLANT SPINE COMPONENT FEMORAL ADVANCE STATURE CoCR, SIZE 2R, STERILE, KFTCNN2R | EACH | KFTCNN2R | or Equivalent | 8 | [17 empty] | KFTCNN2R (or Equivalent)
455 | 69914939 | IMPLANT HIP MARATHON™ CROSS-LINKED PE INSERTS +4 10 DEGREE 36ID X 56OD | EACH | 1219-36-156 | or Equivalent | 2 | [17 empty] | 1219-36-156 (or Equivalent)
456 | 69914940 | IMPLANT HIP MARATHON™ CROSS-LINKED PE INSERTS +4 10 DEGREE 36ID X 58OD | EACH | 1219-36-158 | or Equivalent | 1 | [17 empty] | 1219-36-158 (or Equivalent)
457 | 69915049 | IMPLANT KNEE SIGMA®UNIVERSAL STEM 75X12MM FLUTED | EACH | 867412 | or Equivalent | 3 | [17 empty] | 867412 (or Equivalent)
458 | 69915050 | IMPLANT KNEE SIGMA®UNIVERSAL STEM 75X14MM FLUTED | EACH | 867414 | or Equivalent | 2 | [17 empty] | 867414 (or Equivalent)
459 | 69915051 | IMPLANT KNEE SIGMA®UNIVERSAL STEM 75X16MM FLUTED | EACH | 867416 | or Equivalent | 3 | [17 empty] | 867416 (or Equivalent)
460 | 69915052 | IMPLANT KNEE SIGMA®UNIVERSAL STEM 75X18MM FLUTED | EACH | 867418 | or Equivalent | 1 | [17 empty] | 867418 (or Equivalent)
461 | 69915057 | IMPLANT KNEE SIGMA®UNIVERSAL STEM 115X12MM FLUTED | EACH | 867426 | or Equivalent | 2 | [17 empty] | 867426 (or Equivalent)
462 | 69915058 | IMPLANT KNEE SIGMA®UNIVERSAL STEM 115X14MM FLUTED | EACH | 867428 | or Equivalent | 1 | [17 empty] | 867428 (or Equivalent)
463 | 69915059 | IMPLANT KNEE SIGMA®UNIVERSAL STEM 115X16MM FLUTED | EACH | 867430 | or Equivalent | 2 | [17 empty] | 867430 (or Equivalent)
464 | 69915060 | IMPLANT KNEE SIGMA®UNIVERSAL STEM 115X18MM FLUTED | EACH | 867432 | or Equivalent | 1 | [17 empty] | 867432 (or Equivalent)
465 | 69915248 | IMPLANT KNEE SIGMA® CRUCIATE RETAINING 150 FEMORAL COMPONENT NON POROUS CEMENTED LEFT SIZE 4 | EACH | 196020400 | or Equivalent | 4 | [17 empty] | 196020400 (or Equivalent)
466 | 69915250 | IMPLANT KNEE SIGMA® CRUCIATE RETAINING 150 FEMORAL COMPONENT NON POROUS CEMENTED LEFT SIZE 5 | EACH | 196020500 | or Equivalent | 1 | [17 empty] | 196020500 (or Equivalent)
467 | 69915251 | IMPLANT KNEE SIGMA® CRUCIATE RETAINING 150 FEMORAL COMPONENT NON POROUS CEMENTED RIGHT SIZE 4 | EACH | 196030400 | or Equivalent | 5 | [17 empty] | 196030400 (or Equivalent)
468 | 69915253 | IMPLANT KNEE SIGMA® CRUCIATE RETAINING 150 FEMORAL COMPONENT NON POROUS CEMENTED RIGHT SIZE 5 | EACH | 196030500 | or Equivalent | 1 | [17 empty] | 196030500 (or Equivalent)
469 | 69915254 | IMPLANT KNEE SIGMA® CROSS LINKED CURVED PLUS INSERT 8MM SIZE 5 | EACH | 970470 | or Equivalent | 2 | [17 empty] | 970470 (or Equivalent)
470 | 69915255 | IMPLANT KNEE SIGMA® CROSS LINKED CURVED PLUS INSERT 10MM SIZE 5 | EACH | 970471 | or Equivalent | 2 | [17 empty] | 970471 (or Equivalent)
471 | 69915256 | IMPLANT KNEE SIGMA® CROSS LINKED CURVED PLUS INSERT 12.5MM SIZE 5 | EACH | 970472 | or Equivalent | 2 | [17 empty] | 970472 (or Equivalent)
472 | 69915257 | IMPLANT KNEE SIGMA® CROSS LINKED CURVED PLUS INSERT 15MM SIZE 5 | EACH | 970473 | or Equivalent | 2 | [17 empty] | 970473 (or Equivalent)
473 | 69915258 | IMPLANT KNEE SIGMA® CROSS LINKED CURVED PLUS INSERT 17.5MM SIZE 5 | EACH | 970474 | or Equivalent | 2 | [17 empty] | 970474 (or Equivalent)
474 | 69915259 | IMPLANT KNEE SIGMA® CROSS LINKED CURVED PLUS INSERT 20MM SIZE 5 | EACH | 970475 | or Equivalent | 2 | [17 empty] | 970475 (or Equivalent)
475 | 69915260 | IMPLANT HIP CORAIL® STANDARD OFFSET STEM (COLLARLESS) SIZE 8 | EACH | 3L92507 | or Equivalent | 4 | [17 empty] | 3L92507 (or Equivalent)
476 | 69915261 | IMPLANT HIP CORAIL® STANDARD OFFSET STEM (COLLARLESS) SIZE 9 | EACH | 3L92509 | or Equivalent | 4 | [17 empty] | 3L92509 (or Equivalent)
477 | 69915262 | IMPLANT HIP CORAIL® STANDARD OFFSET STEM (COLLARLESS) SIZE 10 | EACH | 3L92510 | or Equivalent | 4 | [17 empty] | 3L92510 (or Equivalent)
478 | 69915263 | IMPLANT HIP CORAIL® STANDARD OFFSET STEM (COLLARLESS) SIZE 11 | EACH | 3L92511 | or Equivalent | 4 | [17 empty] | 3L92511 (or Equivalent)
479 | 69915266 | IMPLANT HIP CORAIL® STANDARD OFFSET STEM (COLLARLESS) SIZE 14 | EACH | 3L92514 | or Equivalent | 2 | [17 empty] | 3L92514 (or Equivalent)
480 | 69915267 | IMPLANT HIP CORAIL® STANDARD OFFSET STEM (COLLARLESS) SIZE 15 | EACH | 3L92515 | or Equivalent | 1 | [17 empty] | 3L92515 (or Equivalent)
481 | 69915271 | IMPLANT HIP CORAIL® HIGH OFFSET STEM (COLLARLESS) SIZE 9 | EACH | L20309 | or Equivalent | 1 | [17 empty] | L20309 (or Equivalent)
482 | 69915273 | IMPLANT HIP CORAIL® HIGH OFFSET STEM (COLLARLESS) SIZE 11 | EACH | L20311 | or Equivalent | 1 | [17 empty] | L20311 (or Equivalent)
483 | 69915275 | IMPLANT HIP CORAIL® HIGH OFFSET STEM (COLLARLESS) SIZE 13 | EACH | L20313 | or Equivalent | 1 | [17 empty] | L20313 (or Equivalent)
484 | 69915278 | IMPLANT HIP CORAIL® HIGH OFFSET STEM (COLLARLESS) SIZE 16 | EACH | L20316 | or Equivalent | 1 | [17 empty] | L20316 (or Equivalent)
485 | 69915281 | IMPLANT HIP CORAIL® CEMENTED STANDARD OFFSET STEM SIZE 8 | EACH | L96408 | or Equivalent | 1 | [17 empty] | L96408 (or Equivalent)
486 | 69915282 | IMPLANT HIP CORAIL® CEMENTED STANDARD OFFSET STEM SIZE 9 | EACH | L96409 | or Equivalent | 1 | [17 empty] | L96409 (or Equivalent)
487 | 69915291 | IMPLANT HIP CORAIL® STANDARD DYSPLASIC STEM K6S | EACH | L20106 | or Equivalent | 2 | [17 empty] | L20106 (or Equivalent)
488 | 69915297 | IMPLANT HIP METAL FEMORAL HEAD ARTICUL/EZE® ULTAMET™ 28 MM +1.5 | EACH | 1365-11-500 | or Equivalent | 10 | [17 empty] | 1365-11-500 (or Equivalent)
489 | 69915300 | IMPLANT HIP METAL FEMORAL HEAD ARTICUL/EZE® ULTAMET™ 36 MM -2 | EACH | 1365-50-000 | or Equivalent | 2 | [17 empty] | 1365-50-000 (or Equivalent)
490 | 69915301 | IMPLANT HIP METAL FEMORAL HEAD ARTICUL/EZE® ULTAMET™ 36 MM +1.5 | EACH | 1365-51-000 | or Equivalent | 4 | [17 empty] | 1365-51-000 (or Equivalent)
491 | 69915302 | IMPLANT HIP METAL FEMORAL HEAD ARTICUL/EZE® ULTAMET™ 36 MM +5 | EACH | 1365-52-000 | or Equivalent | 2 | [17 empty] | 1365-52-000 (or Equivalent)
492 | 69915303 | IMPLANT HIP METAL FEMORAL HEAD ARTICUL/EZE® ULTAMET™ 36 MM +8.5 | EACH | 1365-53-000 | or Equivalent | 2 | [17 empty] | 1365-53-000 (or Equivalent)
493 | 69915304 | IMPLANT HIP METAL FEMORAL HEAD ARTICUL/EZE® ULTAMET™ 36 MM +12 | EACH | 1365-54-000 | or Equivalent | 1 | [17 empty] | 1365-54-000 (or Equivalent)
494 | 69915306 | IMPLANT HIP PINNACLE BANTAM ACETABULAR CUP MULTIHOLE 38MM | EACH | 1217-20-038 | or Equivalent | 1 | [17 empty] | 1217-20-038 (or Equivalent)
495 | 69915321 | IMPLANT HIP PINNACLE™ MARATHON™ CROSS-LINKED INSERTS NEUTRAL 22.225ID X 38OD | EACH | 1219-22-038 | or Equivalent | 2 | [17 empty] | 1219-22-038 (or Equivalent)
496 | 69915322 | IMPLANT HIP PINNACLE™ MARATHON™ CROSS-LINKED INSERTS NEUTRAL 22.225ID X 40OD | EACH | 1219-22-040 | or Equivalent | 2 | [17 empty] | 1219-22-040 (or Equivalent)
497 | 69915323 | IMPLANT HIP PINNACLE™ MARATHON™ CROSS-LINKED INSERTS NEUTRAL 22.225ID X 42OD | EACH | 1219-22-042 | or Equivalent | 2 | [17 empty] | 1219-22-042 (or Equivalent)
498 | 69915324 | IMPLANT HIP PINNACLE™ MARATHON™ CROSS-LINKED INSERTS NEUTRAL 28ID X 50OD | EACH | 1219-28-050 | or Equivalent | 1 | [17 empty] | 1219-28-050 (or Equivalent)
499 | 69915333 | IMPLANT HIP PINNACLE™ MARATHON™ CROSS-LINKED INSERT LIPPED 28ID X 48OD | EACH | 1219-28-248 | or Equivalent | 2 | [17 empty] | 1219-28-248 (or Equivalent)
500 | 69915334 | IMPLANT HIP PINNACLE™ MARATHON™ CROSS-LINKED INSERT LIPPED 28ID X 50OD | EACH | 1219-28-250 | or Equivalent | 2 | [17 empty] | 1219-28-250 (or Equivalent)
501 | 69915343 | IMPLANT HIP PINNACLE™ MARATHON™ CROSS-LINKED INSERT NEUTRAL 36ID X 56OD | EACH | 1219-36-056 | or Equivalent | 2 | [17 empty] | 1219-36-056 (or Equivalent)
502 | 69915344 | IMPLANT HIP PINNACLE™ MARATHON™ CROSS-LINKED INSERT NEUTRAL 36ID X 58OD | EACH | 1219-36-058 | or Equivalent | 2 | [17 empty] | 1219-36-058 (or Equivalent)
503 | 69915345 | IMPLANT HIP PINNACLE™ MARATHON™ CROSS-LINKED INSERT NEUTRAL 36ID X 60OD | EACH | 1219-36-060 | or Equivalent | 1 | [17 empty] | 1219-36-060 (or Equivalent)
504 | 69915346 | IMPLANT HIP PINNACLE™ MARATHON™ CROSS-LINKED INSERT NEUTRAL 36ID X 62OD | EACH | 1219-36-062 | or Equivalent | 1 | [17 empty] | 1219-36-062 (or Equivalent)
505 | 69915381 | IMPLANT SCREW BONE HIP PINNACLE™ CANCELLOUS 6.5MMX15MM | EACH | 121715500 | or Equivalent | 15 | [17 empty] | 121715500 (or Equivalent)
506 | 69915382 | IMPLANT SCREW BONE HIP PINNACLE™ CANCELLOUS 6.5MMX20MM | EACH | 121720500 | or Equivalent | 15 | [17 empty] | 121720500 (or Equivalent)
507 | 69915383 | IMPLANT SCREW BONE HIP PINNACLE™ CANCELLOUS 6.5MMX25MM | EACH | 121725500 | or Equivalent | 20 | [17 empty] | 121725500 (or Equivalent)
508 | 69915384 | IMPLANT SCREW BONE HIP PINNACLE™ CANCELLOUS 6.5MMX30MM | EACH | 121730500 | or Equivalent | 25 | [17 empty] | 121730500 (or Equivalent)
509 | 69915385 | IMPLANT SCREW BONE HIP PINNACLE™ CANCELLOUS 6.5MMX35MM | EACH | 121735500 | or Equivalent | 25 | [17 empty] | 121735500 (or Equivalent)
510 | 69915386 | IMPLANT SCREW BONE HIP PINNACLE™ CANCELLOUS 6.5MMX40MM | EACH | 121740500 | or Equivalent | 15 | [17 empty] | 121740500 (or Equivalent)
511 | 69915387 | IMPLANT SCREW BONE HIP PINNACLE™ CANCELLOUS 6.5MMX45MM | EACH | 121745500 | or Equivalent | 5 | [17 empty] | 121745500 (or Equivalent)
512 | 69915388 | IMPLANT SCREW BONE HIP PINNACLE™ CANCELLOUS 6.5MMX50MM | EACH | 121750500 | or Equivalent | 5 | [17 empty] | 121750500 (or Equivalent)
513 | 69915406 | IMPLANT KNEE SIGMA® MODULAR COBALT CROME TIBIAL TRAY NON-POROUS CEMENTED SIZE 5 | EACH | 158150000 | or Equivalent | 1 | [17 empty] | 158150000 (or Equivalent)
514 | 69915436 | IMPLANT KNEE SIGMA® STABILIZED CROSS LINKED TIBIAL INSERT 8 MM SIZE 1.5 | EACH | 158120108 | or Equivalent | 2 | [17 empty] | 158120108 (or Equivalent)
515 | 69915437 | IMPLANT KNEE SIGMA® STABILIZED CROSS LINKED TIBIAL INSERT 10 MM SIZE 1.5 | EACH | 158120110 | or Equivalent | 2 | [17 empty] | 158120110 (or Equivalent)
516 | 69915438 | IMPLANT KNEE SIGMA® STABILIZED CROSS LINKED TIBIAL INSERT 12.5 MM SIZE 1.5 | EACH | 158120112 | or Equivalent | 2 | [17 empty] | 158120112 (or Equivalent)
517 | 69915439 | IMPLANT KNEE SIGMA® STABILIZED CROSS LINKED TIBIAL INSERT 15 MM SIZE 1.5 | EACH | 158120115 | or Equivalent | 2 | [17 empty] | 158120115 (or Equivalent)
518 | 69915440 | IMPLANT KNEE SIGMA® STABILIZED CROSS LINKED TIBIAL INSERT 17.5 MM SIZE 1.5 | EACH | 158120117 | or Equivalent | 2 | [17 empty] | 158120117 (or Equivalent)
519 | 69915442 | IMPLANT KNEE SIGMA® STABILIZED CROSS LINKED TIBIAL INSERT 8 MM SIZE 2 | EACH | 158121108 | or Equivalent | 3 | [17 empty] | 158121108 (or Equivalent)
520 | 69915443 | IMPLANT KNEE SIGMA® STABILIZED CROSS LINKED TIBIAL INSERT 10 MM SIZE 2 | EACH | 158121110 | or Equivalent | 2 | [17 empty] | 158121110 (or Equivalent)
521 | 69915444 | IMPLANT KNEE SIGMA® STABILIZED CROSS LINKED TIBIAL INSERT 12.5 MM SIZE 2 | EACH | 158121112 | or Equivalent | 2 | [17 empty] | 158121112 (or Equivalent)
522 | 69915445 | IMPLANT KNEE SIGMA® STABILIZED CROSS LINKED TIBIAL INSERT 15 MM SIZE 2 | EACH | 158121115 | or Equivalent | 2 | [17 empty] | 158121115 (or Equivalent)
523 | 69915446 | IMPLANT KNEE SIGMA® STABILIZED CROSS LINKED TIBIAL INSERT 17.5 MM SIZE 2 | EACH | 158121117 | or Equivalent | 2 | [17 empty] | 158121117 (or Equivalent)
524 | 69915447 | IMPLANT KNEE SIGMA® STABILIZED CROSS LINKED TIBIAL INSERT 20 MM SIZE 2 | EACH | 158121120 | or Equivalent | 1 | [17 empty] | 158121120 (or Equivalent)
525 | 69915448 | IMPLANT KNEE SIGMA® STABILIZED CROSS LINKED TIBIAL INSERT 22.5 MM SIZE 2 | EACH | 158121122 | or Equivalent | 2 | [17 empty] | 158121122 (or Equivalent)
526 | 69915449 | IMPLANT KNEE SIGMA® STABILIZED CROSS LINKED TIBIAL INSERT 25 MM SIZE 2 | EACH | 158121125 | or Equivalent | 1 | [17 empty] | 158121125 (or Equivalent)
527 | 69915450 | IMPLANT KNEE SIGMA® STABILIZED CROSS LINKED TIBIAL INSERT 8 MM SIZE 2.5 | EACH | 158122108 | or Equivalent | 2 | [17 empty] | 158122108 (or Equivalent)
528 | 69915451 | IMPLANT KNEE SIGMA® STABILIZED CROSS LINKED TIBIAL INSERT 15 MM SIZE 2.5 | EACH | 158122115 | or Equivalent | 3 | [17 empty] | 158122115 (or Equivalent)
529 | 69915452 | IMPLANT KNEE SIGMA® STABILIZED CROSS LINKED TIBIAL INSERT 20 MM SIZE 2.5 | EACH | 158122120 | or Equivalent | 1 | [17 empty] | 158122120 (or Equivalent)
530 | 69915453 | IMPLANT KNEE SIGMA® STABILIZED CROSS LINKED TIBIAL INSERT 22.5 MM SIZE 2.5 | EACH | 158122122 | or Equivalent | 1 | [17 empty] | 158122122 (or Equivalent)
531 | 69915454 | IMPLANT KNEE SIGMA® STABILIZED CROSS LINKED TIBIAL INSERT 25 MM SIZE 2.5 | EACH | 158122125 | or Equivalent | 1 | [17 empty] | 158122125 (or Equivalent)
532 | 69915455 | IMPLANT KNEE SIGMA® STABILIZED CROSS LINKED TIBIAL INSERT 8 MM SIZE 3 | EACH | 158123108 | or Equivalent | 2 | [17 empty] | 158123108 (or Equivalent)
533 | 69915456 | IMPLANT KNEE SIGMA® STABILIZED CROSS LINKED TIBIAL INSERT 10 MM SIZE 3 | EACH | 158123110 | or Equivalent | 3 | [17 empty] | 158123110 (or Equivalent)
534 | 69915457 | IMPLANT KNEE SIGMA® STABILIZED CROSS LINKED TIBIAL INSERT 12.5 MM SIZE 3 | EACH | 158123112 | or Equivalent | 3 | [17 empty] | 158123112 (or Equivalent)
535 | 69915458 | IMPLANT KNEE SIGMA® STABILIZED CROSS LINKED TIBIAL INSERT 15 MM SIZE 3 | EACH | 158123115 | or Equivalent | 3 | [17 empty] | 158123115 (or Equivalent)
536 | 69915459 | IMPLANT KNEE SIGMA® STABILIZED CROSS LINKED TIBIAL INSERT 17.5 MM SIZE 3 | EACH | 158123117 | or Equivalent | 3 | [17 empty] | 158123117 (or Equivalent)
537 | 69915460 | IMPLANT KNEE SIGMA® STABILIZED CROSS LINKED TIBIAL INSERT 20 MM SIZE 3 | EACH | 158123120 | or Equivalent | 1 | [17 empty] | 158123120 (or Equivalent)
538 | 69915461 | IMPLANT KNEE SIGMA® STABILIZED CROSS LINKED TIBIAL INSERT 22.5 MM SIZE 3 | EACH | 158123122 | or Equivalent | 1 | [17 empty] | 158123122 (or Equivalent)
539 | 69915462 | IMPLANT KNEE SIGMA® STABILIZED CROSS LINKED TIBIAL INSERT 25 MM SIZE 3 | EACH | 158123125 | or Equivalent | 1 | [17 empty] | 158123125 (or Equivalent)
540 | 69915463 | IMPLANT KNEE SIGMA® STABILIZED CROSS LINKED TIBIAL INSERT 8 MM SIZE 4 | EACH | 158124108 | or Equivalent | 2 | [17 empty] | 158124108 (or Equivalent)
541 | 69915464 | IMPLANT KNEE SIGMA® STABILIZED CROSS LINKED TIBIAL INSERT 10 MM SIZE 4 | EACH | 158124110 | or Equivalent | 2 | [17 empty] | 158124110 (or Equivalent)
542 | 69915465 | IMPLANT KNEE SIGMA® STABILIZED CROSS LINKED TIBIAL INSERT 12.5 MM SIZE 4 | EACH | 158124112 | or Equivalent | 2 | [17 empty] | 158124112 (or Equivalent)
543 | 69915466 | IMPLANT KNEE SIGMA® STABILIZED CROSS LINKED TIBIAL INSERT 15 MM SIZE 4 | EACH | 158124115 | or Equivalent | 2 | [17 empty] | 158124115 (or Equivalent)
544 | 69915467 | IMPLANT KNEE SIGMA® STABILIZED CROSS LINKED TIBIAL INSERT 17.5 MM SIZE 4 | EACH | 158124117 | or Equivalent | 2 | [17 empty] | 158124117 (or Equivalent)
545 | 69915468 | IMPLANT KNEE SIGMA® STABILIZED CROSS LINKED TIBIAL INSERT 20 MM SIZE 4 | EACH | 158124120 | or Equivalent | 2 | [17 empty] | 158124120 (or Equivalent)
546 | 69915469 | IMPLANT KNEE SIGMA® STABILIZED CROSS LINKED TIBIAL INSERT 22.5 MM SIZE 4 | EACH | 158124122 | or Equivalent | 1 | [17 empty] | 158124122 (or Equivalent)
547 | 69915470 | IMPLANT KNEE SIGMA® STABILIZED CROSS LINKED TIBIAL INSERT 25 MM SIZE 4 | EACH | 158124125 | or Equivalent | 1 | [17 empty] | 158124125 (or Equivalent)
548 | 69915511 | IMPLANT KNEE SIGMA® FEMORAL ADAPTER 5 DEGREE | EACH | 960781 | or Equivalent | 2 | [17 empty] | 960781 (or Equivalent)
549 | 69915513 | IMPLANT KNEE SIGMA® FEMORAL ADAPTER NEUTRAL BOLT | EACH | 960783 | or Equivalent | 2 | [17 empty] | 960783 (or Equivalent)
550 | 69915514 | IMPLANT KNEE SIGMA® FEMORAL ADAPTER +2/-2 OFFSET BOLT | EACH | 960784 | or Equivalent | 2 | [17 empty] | 960784 (or Equivalent)
551 | 69915522 | IMPLANT KNEE SIGMA® DISTAL AUGMENT 4MM SIZE 1.5 RIGHT | EACH | 960801 | or Equivalent | 2 | [17 empty] | 960801 (or Equivalent)
552 | 69915523 | IMPLANT KNEE SIGMA® DISTAL AUGMENT 8MM SIZE 1.5 RIGHT | EACH | 960803 | or Equivalent | 4 | [17 empty] | 960803 (or Equivalent)
553 | 69915845 | IMPLANT GRAFT INTERGARD SILVER KNITTED BIFURCATED 22 X 11MM X 50CM, IGK2211 | EACH | IGK2211 | or Equivalent | 3 | [17 empty] | IGK2211 (or Equivalent)
554 | 69915881 | IMPLANT KNEE SIGMA® CRUCIATE RETAINING 150 FEMORAL COMPONENT NON POROUS CEMENTED RIGHT SIZE 3, 196030300 | EACH | 196030300 | or Equivalent | 10 | [17 empty] | 196030300 (or Equivalent)
555 | 69915883 | IMPLANT TIBIAL BASE NON POROUS CO CR SIZE 4+ | EACH | KTCCNP41 | or Equivalent | 2 | [17 empty] | KTCCNP41 (or Equivalent)
556 | 69916253 | INSTRUMENT TROCAR 5MM ACCESS PORT AND OBTURATOR WITH BLADELESS OPTICAL TIP, 100MM LENGTH STERILE | EACH | IAS5-100LP | or Equivalent | 48 | [17 empty] | IAS5-100LP (or Equivalent)
557 | 69916277 | IMPLANT URETERAL STENT INLAY OPTIMA 6FR X 24CM STERILE | EACH | 786624 | or Equivalent | 50 | [17 empty] | 786624 (or Equivalent)
558 | 69916302 | IMPLANT VALVE AORTIC TISSUE EPIC SIZE 19 STERILE | EACH | ESP100-19 | or Equivalent | 4 | [17 empty] | ESP100-19 (or Equivalent)
559 | 69916303 | IMPLANT VALVE AORTIC TISSUE EPIC SIZE 21 STERILE | EACH | ESP100-21 | or Equivalent | 3 | [17 empty] | ESP100-21 (or Equivalent)
560 | 69916304 | IMPLANT VALVE AORTIC TISSUE EPIC SIZE 23 STERILE | EACH | ESP100-23 | or Equivalent | 3 | [17 empty] | ESP100-23 (or Equivalent)
561 | 69916305 | IMPLANT VALVE AORTIC TISSUE EPIC SIZE 25 STERILE | EACH | ESP100-25 | or Equivalent | 3 | [17 empty] | ESP100-25 (or Equivalent)
562 | 69916337 | IMPLANT X-PORT M.R.I. IMPLANTABLE PORT 9.6FR, STERILE | EACH | 607555 | or Equivalent | 262 | [17 empty] | 607555 (or Equivalent)
563 | 69917496 | INSTRUMENT FORCEPS BIPOLAR 9" X 1.5MM STRAIGHT TIPS MICRO IRRIGATING BOX/5, STERILE DISPOSABLE | EACH | DNI9-1.5S | or Equivalent | 20 | [17 empty] | DNI9-1.5S (or Equivalent)
564 | 69917520 | INSTRUMENT FORCEPS BIPOLAR 8IN X 1.5MM MACRO IRRIGATING, BOX OF 5 DISPOSABLE | EACH | DNI8-15S | or Equivalent | 20 | [17 empty] | DNI8-15S (or Equivalent)
565 | 69917521 | INSTRUMENT FORCEPS BIPOLAR 8IN X 1.0MM MICRO IRRIGATING, BOX OF 5 DISPOSABLE | EACH | DNI8-10S | or Equivalent | 20 | [17 empty] | DNI8-10S (or Equivalent)
566 | 69917524 | INSTRUMENT FORCEPS BIPOLAR 9IN X 1.0MM MICRO IRRIGATING, BOX OF 5 DISPOSABLE | EACH | DNI9-10S | or Equivalent | 20 | [17 empty] | DNI9-10S (or Equivalent)
567 | 69975637 | IMPLANT BREAST MESMO SENSITIVE ROUND, MODERATE PROJECTION SIZE 225 ML, POLYTECH,15725-255 | EACH | 15725-255 | or Equivalent | 4 | [17 empty] | 15725-255 (or Equivalent)
568 | 69975639 | IMPLANT BREAST MESMO SENSITIVE ROUND, MODERATE PROJECTION SIZE 300 ML, POLYTECH,15725-300 | EACH | 15725-300 | or Equivalent | 4 | [17 empty] | 15725-300 (or Equivalent)
569 | 69975642 | IMPLANT BREAST MESMO SENSITIVE ROUND, MODERATE PROJECTION SIZE 400 ML, POLYTECH,15725-400 | EACH | 15725-400 | or Equivalent | 4 | [17 empty] | 15725-400 (or Equivalent)
570 | 69975643 | IMPLANT BREAST MESMO SENSITIVE ROUND, MODERATE PROJECTION SIZE 445 ML, POLYTECH,15725-445 | EACH | 15725-445 | or Equivalent | 4 | [17 empty] | 15725-445 (or Equivalent)
571 | 69975649 | IMPLANT BREAST MESMO SENSITIVE ROUND, HIGH PROJECTION SIZE 275 ML, POLYTECH,15726-275 | EACH | 15726-275 | or Equivalent | 4 | [17 empty] | 15726-275 (or Equivalent)
572 | 69975651 | IMPLANT BREAST MESMO SENSITIVE ROUND, HIGH PROJECTION SIZE 315 ML, POLYTECH,15726-315 | EACH | 15726-315 | or Equivalent | 4 | [17 empty] | 15726-315 (or Equivalent)
573 | 69975653 | IMPLANT BREAST MESMO SENSITIVE ROUND, HIGH PROJECTION SIZE 360 ML, POLYTECH,15726-360 | EACH | 15726-360 | or Equivalent | 4 | [17 empty] | 15726-360 (or Equivalent)
574 | 69975655 | IMPLANT BREAST MESMO SENSITIVE ROUND, HIGH PROJECTION SIZE 450 ML, POLYTECH,15726-450 | EACH | 15726-450 | or Equivalent | 4 | [17 empty] | 15726-450 (or Equivalent)
575 | 69975656 | IMPLANT BREAST MESMO SENSITIVE ROUND, HIGH PROJECTION SIZE 505 ML, POLYTECH,15726-505 | EACH | 15726-505 | or Equivalent | 4 | [17 empty] | 15726-505 (or Equivalent)
576 | 69975664 | IMPLANT BREAST MESMO SENSITIVE REPLICON, MODERATE PROJECTION SIZE 480 ML, POLYTECH,15735-480 | EACH | 15735-480 | or Equivalent | 4 | [17 empty] | 15735-480 (or Equivalent)
577 | 69975667 | IMPLANT BREAST MESMO SENSITIVE REPLICON, HIGH PROJECTION SIZE 240ML, POLYTECH,15736-240 | EACH | 15736-240 | or Equivalent | 4 | [17 empty] | 15736-240 (or Equivalent)
578 | 69975672 | IMPLANT BREAST MESMO SENSITIVE REPLICON, HIGH PROJECTION SIZE 445ML, POLYTECH,15736-445 | EACH | 15736-445 | or Equivalent | 4 | [17 empty] | 15736-445 (or Equivalent)
579 | 69975674 | IMPLANT BREAST MESMO SENSITIVE REPLICON, HIGH PROJECTION SIZE 550ML, POLYTECH,15736-550 | EACH | 15736-550 | or Equivalent | 4 | [17 empty] | 15736-550 (or Equivalent)
580 | 69975679 | IMPLANT BREAST SIZER MESMO SENSITIVE ROUND, MODERATE PROJECTION SIZE 225ML, POLYTECH,15725-255* | EACH | 15725-255* | or Equivalent | 4 | [17 empty] | 15725-255* (or Equivalent)
581 | 69975680 | IMPLANT BREAST SIZER MESMO SENSITIVE ROUND, MODERATE PROJECTION SIZE 320ML, POLYTECH,15725-320* | EACH | 15725-320* | or Equivalent | 4 | [17 empty] | 15725-320* (or Equivalent)
582 | 69975681 | IMPLANT BREAST SIZER MESMO SENSITIVE ROUND, MODERATE PROJECTION SIZE 400ML, POLYTECH,15725-400* | EACH | 15725-400* | or Equivalent | 4 | [17 empty] | 15725-400* (or Equivalent)
583 | 69975682 | IMPLANT BREAST SIZER MESMO SENSITIVE ROUND, MODERATE PROJECTION SIZE 495ML, POLYTECH,15725-495* | EACH | 15725-495* | or Equivalent | 4 | [17 empty] | 15725-495* (or Equivalent)
584 | 69975683 | IMPLANT BREAST SIZER MESMO SENSITIVE ROUND, MODERATE PROJECTION SIZE 600ML, POLYTECH,15725-600* | EACH | 15725-600* | or Equivalent | 4 | [17 empty] | 15725-600* (or Equivalent)
585 | 69975690 | IMPLANT BREAST SIZER MESMO SENSITIVE ROUND, HIGH PROJECTION SIZE 505ML, POLYTECH,15726-505* | EACH | 15726-505* | or Equivalent | 4 | [17 empty] | 15726-505* (or Equivalent)
586 | 69975691 | IMPLANT BREAST SIZER MESMO SENSITIVE ROUND, HIGH PROJECTION SIZE 620ML, POLYTECH,15726-620* | EACH | 15726-620* | or Equivalent | 4 | [17 empty] | 15726-620* (or Equivalent)
587 | 69975700 | IMPLANT BREAST EXPANDER OPTICON POLYTXT SIZE 300ML, POLYTECH,40647-300 | EACH | 40647-300 | or Equivalent | 4 | [17 empty] | 40647-300 (or Equivalent)
588 | 69975701 | IMPLANT BREAST EXPANDER OPTICON POLYTXT SIZE 400ML, POLYTECH,40647-400 | EACH | 40647-400 | or Equivalent | 4 | [17 empty] | 40647-400 (or Equivalent)
589 | 69975702 | IMPLANT BREAST EXPANDER OPTICON POLYTXT SIZE 500ML, POLYTECH,40647-500 | EACH | 40647-500 | or Equivalent | 4 | [17 empty] | 40647-500 (or Equivalent)
590 | 69975771 | IMPLANT GRAFT INTERGARD SILVER KNITTED BIFURCATED 24 X 12MM X 50CM, IGK2412SG | EACH | IGK2412SG | or Equivalent | 3 | [17 empty] | IGK2412SG (or Equivalent)
591 | 69975789 | SHUNT PED HEP 3MM X 15CM | EACH | HPT030015 | or Equivalent | 30 | [17 empty] | HPT030015 (or Equivalent)
592 | 69976048 | IMPLANT LENS IOL FOLDABLE ACRYSOF ACRYLIC SINGLE-PIECE UV ABSORBING POSTERIOR CHAMBER | EACH | SA60AT+7.5D | or Equivalent | 2 | [17 empty] | SA60AT+7.5D (or Equivalent)
593 | 69976051 | IMPLANT LENS IOL FOLDABLE ACRYSOF ACRYLIC MULTIPIECE POSTERIOR CHAMBER | EACH | MA60AC +9.5D | or Equivalent | 2 | [17 empty] | MA60AC +9.5D (or Equivalent)
594 | 69976059 | TIP ENDOSCOPIC STRAIGHT 25KHZ SONOPET DISPOSABLE | EACH | 5450-800-307 | or Equivalent | 150 | [17 empty] | 5450-800-307 (or Equivalent)
595 | 69976061 | TIP ENDOSCOPIC STRAIGHT MICRO DIAMETER 25KHZ SONOPET DISPOSABLE | EACH | 5450-800-309 | or Equivalent | 10 | [17 empty] | 5450-800-309 (or Equivalent)
596 | 69976062 | TIP ENDOSCOPIC SPETZLER BARACUDA 25KHZ SONOPET DISPOSABLE | EACH | 5450-800-310 | or Equivalent | 10 | [17 empty] | 5450-800-310 (or Equivalent)
597 | 69976104 | IMPLANT IOL FOLDABLE ACRYSOF MULTIPIECE STERILE +18.0 DIOPTER | EACH | MA60AC +18.0D | or Equivalent | 1 | [17 empty] | MA60AC +18.0D (or Equivalent)
598 | 69976105 | IMPLANT IOL FOLDABLE ACRYSOF MULTIPIECE STERILE +18.5 DIOPTER | EACH | MA60AC +18.5D | or Equivalent | 2 | [17 empty] | MA60AC +18.5D (or Equivalent)
599 | 69976106 | IMPLANT IOL FOLDABLE ACRYSOF MULTIPIECE STERILE +19.0 DIOPTER | EACH | MA60AC +19.0D | or Equivalent | 2 | [17 empty] | MA60AC +19.0D (or Equivalent)
600 | 69976108 | IMPLANT IOL FOLDABLE ACRYSOF MULTIPIECE STERILE +20.5 DIOPTER | EACH | MA60AC+20.5D | or Equivalent | 1 | [17 empty] | MA60AC+20.5D (or Equivalent)
601 | 69976109 | IMPLANT IOL FOLDABLE ACRYSOF MULTIPIECE STERILE +21.5 DIOPTER | EACH | MA60AC +21.5D | or Equivalent | 1 | [17 empty] | MA60AC +21.5D (or Equivalent)
602 | 69976216 | RETRACTOR RING LONE STAR PLASTIC 22CMX11.3CM STERILE DISPOSABLE | EACH | 3302G | or Equivalent | 10 | [17 empty] | 3302G (or Equivalent)
603 | 69976333 | IMPLANT STENT URETERAL 4.5FR X 28CM OPTIPUR STERILE | EACH | 3034-0400 | or Equivalent | 10 | [17 empty] | 3034-0400 (or Equivalent)
604 | 69976347 | TOOL DISSECTING BALL-FLUTED 5MM HEAD 14CM SHAFT LARGE BORE MIDAS REX STERILE DISPOSABLE | EACH | 14BA50 | or Equivalent | 50 | [17 empty] | 14BA50 (or Equivalent)
605 | 69976445 | IMPLANT GORETEX VASCULAR GRAFT 16MM X 40CM, STERILE, SA1604 | EACH | SA1604 | or Equivalent | 6 | [17 empty] | SA1604 (or Equivalent)
606 | 69976494 | IMPLANT STENT MEMOKATH BULBAR STRICTURE 60MM , 4460TW | EACH | 4460TW | or Equivalent | 1 | [17 empty] | 4460TW (or Equivalent)
607 | 69976495 | IMPLANT STENT MEMOKATH BULBAR STRICTURE 70MM , 4470TW | EACH | 4470TW | or Equivalent | 1 | [17 empty] | 4470TW (or Equivalent)
608 | 69976496 | IMPLANT STENT MEMOKATH RETROGRADE INSERTION OF URETERIC STRICTURE 60MM , 51060CW | EACH | 51060CW | or Equivalent | 1 | [17 empty] | 51060CW (or Equivalent)
609 | 69976497 | IMPLANT STENT MEMOKATH RETROGRADE INSERTION OF URETERIC STRICTURE 200MM , 51200CW | EACH | 51200CW | or Equivalent | 1 | [17 empty] | 51200CW (or Equivalent)
610 | 69976522 | PATIENT PINK PAD PIGAZZI POSITIONING SYSTEM | EACH | 40580 | or Equivalent | 50 | [17 empty] | 40580 (or Equivalent)
611 | 69976718 | IMPLANT VASCULAR GRAFT GORE-TEX® STRETCH LARGE 24MM X 40CM, # SA2404 | EACH | SA2404 | or Equivalent | 2 | [17 empty] | SA2404 (or Equivalent)
612 | 69976804 | SYSTEM VENTRICULAR EXTERNAL DRAINAGE AND MONITORING | EACH | 46916 | or Equivalent | 10 | [17 empty] | 46916 (or Equivalent)
613 | 69976805 | LINER CANISTER SUCTION FOR OSE WITH SONOPET ULTRASONIC SURGICAL SYSTEM | EACH | 5450-850-002 | or Equivalent | 150 | [17 empty] | 5450-850-002 (or Equivalent)
614 | 69976874 | INSERT ELASTIC STAYS 12MM BLUNT END ONE STERILE | EACH | 3350-8G | or Equivalent | 10 | [17 empty] | 3350-8G (or Equivalent)
615 | 517716 | CLEANING BRUSH SINGLE USE DUAL-ENDED (16) | EACH | PS2200 | or Equivalent | 1500 | [17 empty] | PS2200 (or Equivalent)
616 | 552470 | BOWL SET CELL SAVER 225ML STERILE FOR AUTOTRANSFUSION UNIT (55) | EACH | 4257 | or Equivalent | 60 | [17 empty] | 4257 (or Equivalent)
617 | 589826 | OXYGENATOR ADULT CAPIOX ADVANCE 4L HARD SHELL RESERVOIR STERILE (55) | EACH | 3CX*FX25RWC | or Equivalent | 70 | [17 empty] | 3CX*FX25RWC (or Equivalent)
618 | 62900001 | FULL COVER SIZE 10X40 | EACH | 7052 | or Equivalent | 1 | [17 empty] | 7052 (or Equivalent)
619 | 62900002 | FULL COVER SIZE 10X60 | EACH | 7053 | or Equivalent | 5 | [17 empty] | 7053 (or Equivalent)
620 | 62900003 | FULL COVER SIZE 10X80 | EACH | 7054 | or Equivalent | 5 | [17 empty] | 7054 (or Equivalent)
621 | 62900013 | IMPLANT ESOPHAGEAL STENT, WALLFLEX PARTIALLY COVERED WITH PERMALUME COVER, STERILE, FLARES DIAMETER 28/28 MM, STENT DIAMETER 23MM X 10CM LENGTH X 7CM COVERED LENGTH, SYSTEM LENGTH 120CM | EACH | 1693 | or Equivalent | 3 | [17 empty] | 1693 (or Equivalent)
622 | 62900014 | IMPLANT ESOPHAGEAL STENT, WALLFLEX PARTIALLY COVERED WITH PERMALUME COVER, STERILE, FLARES DIAMETER 28/28 MM, STENT DIAMETER 23MM X 12CM LENGTH X 9CM COVERED LENGTH, SYSTEM LENGTH 120CM, | EACH | 1694 | or Equivalent | 3 | [17 empty] | 1694 (or Equivalent)
623 | 62900047 | CATHETER BALLOON DILATATION BILIARY MAX FORCE 4MM STERILE DISPOSABLE | EACH | 6734 | or Equivalent | 5 | [17 empty] | 6734 (or Equivalent)
624 | 62900070 | RETRIEVAL BASKET WIREGUIDED RX TRAPEZOID™ 3 CM DIAMETER CAT#: 1089 | EACH | 1089 | or Equivalent | 20 | [17 empty] | 1089 (or Equivalent)
625 | 62900199 | SNARE ORBIT 25 MM - SNARE, ROTATABLE POLY OVAL MEDHEXAGON 25MM | EACH | 01-25-230 | or Equivalent | 200 | [17 empty] | 01-25-230 (or Equivalent)
626 | 62900200 | SNARE MICROWASIVE PEDIATRIC 13MM X 240CM | EACH | M00562550 | or Equivalent | 300 | [17 empty] | M00562550 (or Equivalent)
627 | 62900247 | RETRIEVAL BALLOON EXTRACTOR PRO RX TRIPLE-LUMEN DISTAL INJECTION 12-15 MM | EACH | 4701 | or Equivalent | 200 | [17 empty] | 4701 (or Equivalent)
628 | 62900249 | GUIDEWIRE HIGH PERFORMANCE JAGWIRE STANDARD LENGTH 450CM STRAIGHT TIP 0.35 /450 SINGLE-USE | EACH | 5658-01 | or Equivalent | 150 | [17 empty] | 5658-01 (or Equivalent)
629 | 69900190 | TIP BALL ELECTRODE VERSAPOINT 5FR STERILE DISPOSABLE | EACH | 466 | or Equivalent | 10 | [17 empty] | 466 (or Equivalent)
630 | 69900191 | TIP ELECTRODE CAUTERY VRS LOOP 24FR USE FOR VERSAPOINT RESECTOSCOPE STERILE DISPOSABLE | EACH | 1985 | or Equivalent | 20 | [17 empty] | 1985 (or Equivalent)
631 | 69900534 | ELECTRODE SPRING TIP VERSAPOINT 5FR | EACH | 468 | or Equivalent | 10 | [17 empty] | 468 (or Equivalent)
632 | 69900535 | ELECTRODE TWIZZLE TIP VERSAPOINT 5FR | EACH | 467 | or Equivalent | 10 | [17 empty] | 467 (or Equivalent)
633 | 69901684 | UTERINE MANIPULATOR RUMI II TIP BLUE 67MMX 8CM, UMW678 | EACH | UMW678 | or Equivalent | 40 | [17 empty] | UMW678 (or Equivalent)
634 | 69903199 | CERVICAL COLLAR COMFO-EZE® MEDIUM DENSITY FOAM, REGULAR LARGE DIMENSION: 3½” X 23½”, 1002-04 | EACH | 1002-04 | or Equivalent | 40 | [17 empty] | 1002-04 (or Equivalent)
635 | 69905007 | CARTRIDGE MONARCH II DELIVERY SYSTEM DISPOSABLE | EACH | 8065-977759 | or Equivalent | 123 | [17 empty] | 8065-977759 (or Equivalent)
636 | 69905020 | IMPLANT IOL FOLDABLE ACRYSOF MULTIPIECE STERILE +15.0 DIOPTER | EACH | MA60AC +15.0D | or Equivalent | 2 | [17 empty] | MA60AC +15.0D (or Equivalent)
637 | 69905021 | IMPLANT IOL FOLDABLE ACRYSOF MULTIPIECE STERILE +15.5 DIOPTER | EACH | MA60AC +15.5D | or Equivalent | 2 | [17 empty] | MA60AC +15.5D (or Equivalent)
638 | 69905022 | IMPLANT IOL FOLDABLE ACRYSOF MULTIPIECE STERILE +16.0 DIOPTER | EACH | MA60AC +16.0D | or Equivalent | 2 | [17 empty] | MA60AC +16.0D (or Equivalent)
639 | 69905023 | IMPLANT IOL FOLDABLE ACRYSOF MULTIPIECE STERILE +16.5 DIOPTER | EACH | MA60AC +16.5D | or Equivalent | 2 | [17 empty] | MA60AC +16.5D (or Equivalent)
640 | 69905024 | IMPLANT IOL FOLDABLE ACRYSOF MULTIPIECE STERILE +17.0 DIOPTER | EACH | MA60AC +17.0D | or Equivalent | 2 | [17 empty] | MA60AC +17.0D (or Equivalent)
641 | 69905032 | IMPLANT IOL PMMA +15.0 DIOPTER OD5.5 MM ANTERIOR CHAMBER STERILE | EACH | MTA3U0 15.0D | or Equivalent | 1 | [17 empty] | MTA3U0 15.0D (or Equivalent)
642 | 69905033 | IMPLANT IOL PMMA +15.5 DIOPTER OD5.5 MM ANTERIOR CHAMBER STERILE | EACH | MTA3U0 15.5D | or Equivalent | 1 | [17 empty] | MTA3U0 15.5D (or Equivalent)
643 | 69905034 | IMPLANT IOL PMMA +16.0 DIOPTER OD5.5 MM ANTERIOR CHAMBER STERILE | EACH | MTA3U0 16.0D | or Equivalent | 1 | [17 empty] | MTA3U0 16.0D (or Equivalent)
644 | 69905035 | IMPLANT IOL PMMA +16.5 DIOPTER OD5.5 MM ANTERIOR CHAMBER STERILE | EACH | MTA3U0 16.5D | or Equivalent | 1 | [17 empty] | MTA3U0 16.5D (or Equivalent)
645 | 69905036 | IMPLANT IOL PMMA +17.0 DIOPTER OD5.5 MM ANTERIOR CHAMBER STERILE | EACH | MTA3U0 17.0D | or Equivalent | 1 | [17 empty] | MTA3U0 17.0D (or Equivalent)
646 | 69905037 | IMPLANT IOL PMMA +17.5 DIOPTER OD5.5 MM ANTERIOR CHAMBER STERILE | EACH | MTA3U0 17.5D | or Equivalent | 1 | [17 empty] | MTA3U0 17.5D (or Equivalent)
647 | 69905038 | IMPLANT IOL PMMA +18.0 DIOPTER OD5.5 MM ANTERIOR CHAMBER STERILE | EACH | MTA3U0 18.0D | or Equivalent | 1 | [17 empty] | MTA3U0 18.0D (or Equivalent)
648 | 69905039 | IMPLANT IOL PMMA +18.5 DIOPTER OD5.5 MM ANTERIOR CHAMBER STERILE | EACH | MTA3U0 18.5D | or Equivalent | 1 | [17 empty] | MTA3U0 18.5D (or Equivalent)
649 | 69905040 | IMPLANT IOL PMMA +19.0 DIOPTER OD5.5 MM ANTERIOR CHAMBER STERILE | EACH | MTA3U0 19.0D | or Equivalent | 1 | [17 empty] | MTA3U0 19.0D (or Equivalent)
650 | 69905041 | IMPLANT IOL PMMA +19.5 DIOPTER OD5.5 MM ANTERIOR CHAMBER STERILE | EACH | MTA3U0 19.5D | or Equivalent | 1 | [17 empty] | MTA3U0 19.5D (or Equivalent)
651 | 69905108 | IMPLANT LENS SURGICAL ACRYSOF STERILE IOL +17.0 DIOPTER, SN60WF +17.0D | EACH | SN60WF +17.0D | or Equivalent | 2 | [17 empty] | SN60WF +17.0D (or Equivalent)
652 | 69905115 | IMPLANT LENS SURGICAL ACRYSOF STERILE IOL +20.5 DIOPTER, SN60WF +20.5D | EACH | SN60WF +20.5D | or Equivalent | 7 | [17 empty] | SN60WF +20.5D (or Equivalent)
653 | 69905123 | IMPLANT IOL ACRYSOF IQ ASPHERIC NATURALIOL+24.5 | EACH | SN60WF +24.5 | or Equivalent | 4 | [17 empty] | SN60WF +24.5 (or Equivalent)
654 | 69905181 | IMPLANT IOL ACRYSOF IQ ASPHERIC NATURALIOL+28.5 | EACH | SN60WF +28.5 | or Equivalent | 2 | [17 empty] | SN60WF +28.5 (or Equivalent)
655 | 69906738 | IMPLANT FEMORAL DISTAL AUGMENTATION LEFT 3/4 MM | EACH | 96-0860 | or Equivalent | 3 | [17 empty] | 96-0860 (or Equivalent)
656 | 69906739 | IMPLANT FEMORAL DISTAL AUGMENTATION LEFT 3/8 MM | EACH | 96-0862 | or Equivalent | 3 | [17 empty] | 96-0862 (or Equivalent)
657 | 69906746 | IMPLANT FEMORAL DISTAL AUGMENTATION RIGHT 2/4 MM | EACH | 96-0821 | or Equivalent | 3 | [17 empty] | 96-0821 (or Equivalent)
658 | 69906747 | IMPLANT FEMORAL DISTAL AUGMENTATION RIGHT 2/8 MM | EACH | 96-0823 | or Equivalent | 2 | [17 empty] | 96-0823 (or Equivalent)
659 | 69906752 | IMPLANT FEMORAL DISTAL AUGMENTATION RIGHT 4/4 MM | EACH | 96-0881 | or Equivalent | 2 | [17 empty] | 96-0881 (or Equivalent)
660 | 69906756 | IMPLANT FEMORAL AUGMENT POSTERIOR AUGMENTATION COMBO 3 / 4 MM | EACH | 96-0866 | or Equivalent | 1 | [17 empty] | 96-0866 (or Equivalent)
661 | 69906758 | IMPLANT FEMORAL AUGMENT POSTERIOR AUGMENTATION COMBO 4 / 4 MM | EACH | 96-0886 | or Equivalent | 1 | [17 empty] | 96-0886 (or Equivalent)
662 | 69906759 | IMPLANT FEMORAL AUGMENT POSTERIOR AUGMENTATION COMBO 4 / 8 MM | EACH | 96-0888 | or Equivalent | 1 | [17 empty] | 96-0888 (or Equivalent)
663 | 69906760 | IMPLANT TIBIAL TRAY REVISION MODULAR PLUS SIZE 2.5 | EACH | 86-0127 | or Equivalent | 2 | [17 empty] | 86-0127 (or Equivalent)
664 | 69906761 | IMPLANT TIBIAL TRAY REVISION MODULAR PLUS SIZE 3 | EACH | 86-0123 | or Equivalent | 2 | [17 empty] | 86-0123 (or Equivalent)
665 | 69906768 | IMPLANT MODULAR PLUS TIBIAL L WEDGE STEP 3 / 10 MM | EACH | 86-0180 | or Equivalent | 4 | [17 empty] | 86-0180 (or Equivalent)
666 | 69906769 | IMPLANT MODULAR PLUS TIBIAL L WEDGE STEP 3 / 15 MM | EACH | 86-0181 | or Equivalent | 2 | [17 empty] | 86-0181 (or Equivalent)
667 | 69906770 | IMPLANT MODULAR PLUS TIBIAL L WEDGE STEP 4 / 10 MM | EACH | 86-0187 | or Equivalent | 2 | [17 empty] | 86-0187 (or Equivalent)
668 | 69907633 | FILTER TUBE SET FOR SMOKE EVACUATOR AIRSEAL | EACH | ASM-EVAC | or Equivalent | 120 | [17 empty] | ASM-EVAC (or Equivalent)
669 | 69908340 | IMPLANT AUGMENTATION DISTAL 8MM SIZE 3 RIGHT STERILE | EACH | 96-0863 | or Equivalent | 2 | [17 empty] | 96-0863 (or Equivalent)
670 | 69908341 | AUGMENTATION DISTAL 4MM SIZE 3 RIGHT STERILE | EACH | 96-0861 | or Equivalent | 2 | [17 empty] | 96-0861 (or Equivalent)
671 | 69908343 | IMPLANT POSTERIOR AUGMENTATION COMBO SIZE 2 X 8MM KNEE SYSTEM STERILE | EACH | 96-0828 | or Equivalent | 4 | [17 empty] | 96-0828 (or Equivalent)
672 | 69908361 | INSTRUMENT OBTURATOR OPTICAL TIP AND 120MM CANNULA 12MM AIRSEAL BLADELESS | EACH | IAS12-120LPI | or Equivalent | 60 | [17 empty] | IAS12-120LPI (or Equivalent)
673 | 69908632 | MODULAR PLUS TIBIAL PFC WEDGE STEP 15MM SIZE 4 STERILE | EACH | 86-0188 | or Equivalent | 1 | [17 empty] | 86-0188 (or Equivalent)
674 | 69908741 | SOLUTION FEMORAL HEAD 28/+5 | EACH | 1365-12-000 | or Equivalent | 4 | [17 empty] | 1365-12-000 (or Equivalent)
675 | 69908742 | SOLUTION FEMORAL HEAD 28/+8.5 | EACH | 1365-13-000 | or Equivalent | 3 | [17 empty] | 1365-13-000 (or Equivalent)
676 | 69908743 | SOLUTION FEMORAL HEAD 28/+12 | EACH | 1365-14-000 | or Equivalent | 2 | [17 empty] | 1365-14-000 (or Equivalent)
677 | 69908744 | SOLUTION FEMORAL HEAD 32/+1 | EACH | 1365-21-000 | or Equivalent | 6 | [17 empty] | 1365-21-000 (or Equivalent)
678 | 69908745 | SOLUTION FEMORAL HEAD 32/+5 | EACH | 1365-22-000 | or Equivalent | 2 | [17 empty] | 1365-22-000 (or Equivalent)
679 | 69908746 | SOLUTION FEMORAL HEAD 32/+9 | EACH | 1365-23-000 | or Equivalent | 2 | [17 empty] | 1365-23-000 (or Equivalent)
680 | 69908747 | SOLUTION FEMORAL HEAD 32/+13 | EACH | 1365-24-000 | or Equivalent | 2 | [17 empty] | 1365-24-000 (or Equivalent)
681 | 69909016 | IMPLANT STENT PENILE URETHRAL 100MM 051CW | EACH | 51100CW | or Equivalent | 2 | [17 empty] | 51100CW (or Equivalent)
682 | 69909307 | INSTRUMENT FORCEPS BIPOLAR LOW PROFILE 0.5MM TIPS DIAMETER LENGTH 8.5" STERILE | EACH | 8135100S | or Equivalent | 30 | [17 empty] | 8135100S (or Equivalent)
683 | 69909382 | BUR MIDAS REX 10CM 4MM BALL DIAMOND COARSE | EACH | 10BA40DC | or Equivalent | 40 | [17 empty] | 10BA40DC (or Equivalent)
684 | 69910195 | IMPLANT CONTEGRA PULMONARY VALVED CONDUIT SIZE 12MM | EACH | PVC212 | or Equivalent | 5 | [17 empty] | PVC212 (or Equivalent)
685 | 69910196 | IMPLANT CONTEGRA PULMONARY VALVED CONDUIT SIZE 14MM | EACH | PVC214 | or Equivalent | 8 | [17 empty] | PVC214 (or Equivalent)
686 | 69910198 | IMPLANT CONTEGRA PULMONARY VALVED CONDUIT SIZE 16MM | EACH | PVC216 | or Equivalent | 9 | [17 empty] | PVC216 (or Equivalent)
687 | 69910201 | IMPLANT CONTEGRA PULMONARY VALVED CONDUIT SUPPORTED SIZE 18MM | EACH | PVC218 | or Equivalent | 3 | [17 empty] | PVC218 (or Equivalent)
688 | 69910622 | MPLANT MITRAL HEART VALVE SIZE 25/33 WITH CONFORM-X SEWING RING DIAMETER 29MM STERILE | EACH | ONXMC-25/33 | or Equivalent | 15 | [17 empty] | ONXMC-25/33 (or Equivalent)
689 | 69910623 | IMPLANT AORTIC HEART VALVE SIZE 27/29 WITH CONFORM-X SEWING RING DIAMETER 36MM, STERILE | EACH | ONXACE-27/29 | or Equivalent | 2 | [17 empty] | ONXACE-27/29 (or Equivalent)
690 | 69911000 | IMPLANT VALVE AORTIC SIZE 17MM STERILE | EACH | 21117 | or Equivalent | 2 | [17 empty] | 21117 (or Equivalent)
691 | 69911370 | IMPLANT EPICARDIAL LEAD MYODEX 25CM | EACH | 1084T-25CM | or Equivalent | 10 | [17 empty] | 1084T-25CM (or Equivalent)
692 | 69911443 | IMPLANT STABILIZED TIBIAL L INSERT STAB 2.5/22.5MM STERILE | EACH | 1581-22-117 | or Equivalent | 3 | [17 empty] | 1581-22-117 (or Equivalent)
693 | 69911444 | IMPLANT STABILIZED TIBIAL L INSERT STAB 2.5/12.5MM STERILE | EACH | 1581-22-112 | or Equivalent | 2 | [17 empty] | 1581-22-112 (or Equivalent)
694 | 69911445 | IMPLANT STABILIZED TIBIAL L INSERT STAB 2.5/10MM STERILE | EACH | 1581-22-110 | or Equivalent | 2 | [17 empty] | 1581-22-110 (or Equivalent)
695 | 69911578 | IMPLANT PINNACLE MULTIHOLE II CUP 48MM | EACH | 121720048 | or Equivalent | 4 | [17 empty] | 121720048 (or Equivalent)
696 | 69911579 | IMPLANT PINNACLE MULTIHOLE II CUP 50MM | EACH | 121720050 | or Equivalent | 4 | [17 empty] | 121720050 (or Equivalent)
697 | 69911580 | IMPLANT PINNACLE MULTIHOLE II CUP 52MM | EACH | 121720052 | or Equivalent | 2 | [17 empty] | 121720052 (or Equivalent)
698 | 69911581 | IMPLANT PINNACLE MULTIHOLE II CUP 54MM | EACH | 121720054 | or Equivalent | 2 | [17 empty] | 121720054 (or Equivalent)
699 | 69911582 | IMPLANT PINNACLE MULTIHOLE II CUP 56MM | EACH | 121720056 | or Equivalent | 2 | [17 empty] | 121720056 (or Equivalent)
700 | 69911583 | IMPLANT PINNACLE MULTIHOLE II CUP 58MM | EACH | 121720058 | or Equivalent | 2 | [17 empty] | 121720058 (or Equivalent)
701 | 69911584 | IMPLANT PINNACLE MULTIHOLE II CUP 60MM | EACH | 121720060 | or Equivalent | 1 | [17 empty] | 121720060 (or Equivalent)
702 | 69911585 | IMPLANT PINNACLE MULTIHOLE II CUP 62MM | EACH | 121720062 | or Equivalent | 1 | [17 empty] | 121720062 (or Equivalent)
703 | 69911600 | IMPLANT SIGMA MODULAR COCR TIBIA TRAY NON-POROUS CEMENTED 1.5 | EACH | 158115000 | or Equivalent | 8 | [17 empty] | 158115000 (or Equivalent)
704 | 69911601 | IMPLANT SIGMA MODULAR COCR TIBIA TRAY NON-POROUS CEMENTED 2 | EACH | 158120000 | or Equivalent | 70 | [17 empty] | 158120000 (or Equivalent)
705 | 69911602 | IMPLANT SIGMA MODULAR COCR TIBIA TRAY NON-POROUS CEMENTED 2.5 | EACH | 158125000 | or Equivalent | 70 | [17 empty] | 158125000 (or Equivalent)
706 | 69911603 | IMPLANT SIGMA MODULAR COCR TIBIA TRAY NON-POROUS CEMENTED 3 | EACH | 158130000 | or Equivalent | 20 | [17 empty] | 158130000 (or Equivalent)
707 | 69911604 | IMPLANT SIGMA MODULAR COCR TIBIA TRAY NON-POROUS CEMENTED 4 | EACH | 158140000 | or Equivalent | 10 | [17 empty] | 158140000 (or Equivalent)
708 | 69911606 | IMPLANT SIGMA CR150 CEM SZ 1.5 LT | EACH | 196020150 | or Equivalent | 3 | [17 empty] | 196020150 (or Equivalent)
709 | 69911607 | IMPLANT SIGMA CR150 CEM SZ 2 LT | EACH | 196020200 | or Equivalent | 30 | [17 empty] | 196020200 (or Equivalent)
710 | 69911608 | IMPLANT SIGMA CR150 CEM SZ 2.5 LT | EACH | 196020250 | or Equivalent | 30 | [17 empty] | 196020250 (or Equivalent)
711 | 69911609 | IMPLANT SIGMA CR150 CEM SZ 3 LT | EACH | 196020300 | or Equivalent | 10 | [17 empty] | 196020300 (or Equivalent)
712 | 69911612 | IMPLANT SIGMA CR150 CEM SZ 1.5 RT | EACH | 196030150 | or Equivalent | 5 | [17 empty] | 196030150 (or Equivalent)
713 | 69911613 | IMPLANT SIGMA CR150 CEM SZ 2 RT | EACH | 196030200 | or Equivalent | 30 | [17 empty] | 196030200 (or Equivalent)
714 | 69911614 | IMPLANT SIGMA CR150 CEM SZ 2.5 RT | EACH | 196030250 | or Equivalent | 30 | [17 empty] | 196030250 (or Equivalent)
715 | 69911615 | IMPLANT SIGMA XLK CVD+ INS 1.5 8MM | EACH | 970420 | or Equivalent | 2 | [17 empty] | 970420 (or Equivalent)
716 | 69911616 | IMPLANT SIGMA XLK CVD+ INS 1.5 10MM | EACH | 970421 | or Equivalent | 4 | [17 empty] | 970421 (or Equivalent)
717 | 69911617 | IMPLANT SIGMA XLK CVD+ INS 1.5 12.5MM | EACH | 970422 | or Equivalent | 8 | [17 empty] | 970422 (or Equivalent)
718 | 69911618 | IMPLANT SIGMA XLK CVD+ INS 1.5 15MM | EACH | 970423 | or Equivalent | 10 | [17 empty] | 970423 (or Equivalent)
719 | 69911619 | IMPLANT SIGMA XLK CVD+ INS 1.5 17.5MM | EACH | 970424 | or Equivalent | 4 | [17 empty] | 970424 (or Equivalent)
720 | 69911620 | IMPLANT SIGMA XLK CVD PLUS INS 2 8MM | EACH | 970430 | or Equivalent | 4 | [17 empty] | 970430 (or Equivalent)
721 | 69911621 | IMPLANT SIGMA XLK CVD PLUS INS 2 10MM | EACH | 970431 | or Equivalent | 15 | [17 empty] | 970431 (or Equivalent)
722 | 69911622 | IMPLANT SIGMA XLKCVD PLUS INS 2 12.5MM | EACH | 970432 | or Equivalent | 40 | [17 empty] | 970432 (or Equivalent)
723 | 69911623 | IMPLANT SIGMA XLK CVD PLUS INS 2 15MM | EACH | 970433 | or Equivalent | 20 | [17 empty] | 970433 (or Equivalent)
724 | 69911624 | IMPLANT SIGMA XLKCVD PLUS INS 2 17.5MM | EACH | 970434 | or Equivalent | 8 | [17 empty] | 970434 (or Equivalent)
725 | 69911625 | IMPLANT SIGMA XLKCVD PLUS INS 2 20MM | EACH | 970435 | or Equivalent | 2 | [17 empty] | 970435 (or Equivalent)
726 | 69911626 | IMPLANT SIGMA XLKCVD PLUS INS 2.5 8MM | EACH | 970440 | or Equivalent | 4 | [17 empty] | 970440 (or Equivalent)
727 | 69911627 | IMPLANT SIGMA XLKCVD PLUS INS 2.5 10MM | EACH | 970441 | or Equivalent | 15 | [17 empty] | 970441 (or Equivalent)
728 | 69911628 | IMPLANT SIGMA XLKCVDPLUS INS2.5 12.5MM | EACH | 970442 | or Equivalent | 40 | [17 empty] | 970442 (or Equivalent)
729 | 69911629 | IMPLANT SIGMA XLKCVD PLUS INS 2.5 15MM | EACH | 970443 | or Equivalent | 20 | [17 empty] | 970443 (or Equivalent)
730 | 69911630 | IMPLANT SIGMA XLKCVDPLUS INS2.5 17.5MM | EACH | 970444 | or Equivalent | 10 | [17 empty] | 970444 (or Equivalent)
731 | 69911631 | IMPLANT SIGMA XLKCVD PLUS INS 2.5 20MM | EACH | 970445 | or Equivalent | 2 | [17 empty] | 970445 (or Equivalent)
732 | 69911632 | IMPLANT SIGMA XLK CVD PLUS INS 3 8MM | EACH | 970450 | or Equivalent | 2 | [17 empty] | 970450 (or Equivalent)
733 | 69911633 | IMPLANT SIGMA XLK CVD PLUS INS 3 10MM | EACH | 970451 | or Equivalent | 12 | [17 empty] | 970451 (or Equivalent)
734 | 69911634 | IMPLANT SIGMA XLKCVD PLUS INS 3 12.5MM | EACH | 970452 | or Equivalent | 30 | [17 empty] | 970452 (or Equivalent)
735 | 69911635 | IMPLANT SIGMA XLK CVD PLUS INS 3 15MM | EACH | 970453 | or Equivalent | 15 | [17 empty] | 970453 (or Equivalent)
736 | 69911636 | IMPLANT SIGMA XLKCVD PLUS INS 3 17.5MM | EACH | 970454 | or Equivalent | 10 | [17 empty] | 970454 (or Equivalent)
737 | 69911637 | IMPLANT SIGMA XLKCVD PLUS INS 3 20MM | EACH | 970455 | or Equivalent | 2 | [17 empty] | 970455 (or Equivalent)
738 | 69911638 | IMPLANT SIGMA XLK CVD PLUS INS 4 8MM | EACH | 970460 | or Equivalent | 4 | [17 empty] | 970460 (or Equivalent)
739 | 69911639 | IMPLANT SIGMA XLK CVD PLUS INS 4 10MM | EACH | 970461 | or Equivalent | 8 | [17 empty] | 970461 (or Equivalent)
740 | 69911640 | IMPLANT SIGMA XLKCVD PLUS INS 4 12.5MM | EACH | 970462 | or Equivalent | 14 | [17 empty] | 970462 (or Equivalent)
741 | 69911641 | IMPLANT SIGMA XLK CVD PLUS INS 4 15MM | EACH | 970463 | or Equivalent | 14 | [17 empty] | 970463 (or Equivalent)
742 | 69911642 | IMPLANT SIGMA XLKCVD PLUS INS 4 17.5MM | EACH | 970464 | or Equivalent | 6 | [17 empty] | 970464 (or Equivalent)
743 | 69911643 | IMPLANT SIGMA XLKCVD PLUS INS 4 20MM | EACH | 970465 | or Equivalent | 2 | [17 empty] | 970465 (or Equivalent)
744 | 69911769 | IMPLANT CORAIL STANDARD OFFSET STEM COLLARLESS SIZE 13 | EACH | 3L92513 | or Equivalent | 2 | [17 empty] | 3L92513 (or Equivalent)
745 | 69911771 | IMPLANT CORAIL STANDARD OFFSET STEM COLLARLESS SIZE 16 | EACH | 3L92516 | or Equivalent | 1 | [17 empty] | 3L92516 (or Equivalent)
746 | 69911781 | IMPLANT CORAIL HIGH OFFSET STEM COLLARLESS SIZE 10 | EACH | L20310 | or Equivalent | 1 | [17 empty] | L20310 (or Equivalent)
747 | 69911783 | IMPLANT CORAIL HIGH OFFSET STEM COLLARLESS SIZE 12 | EACH | L20312 | or Equivalent | 1 | [17 empty] | L20312 (or Equivalent)
748 | 69911785 | IMPLANT CORAIL HIGH OFFSET STEM COLLARLESS SIZE 14 | EACH | L20314 | or Equivalent | 1 | [17 empty] | L20314 (or Equivalent)
749 | 69911786 | IMPLANT CORAIL HIGH OFFSET STEM COLLARLESS SIZE 15 | EACH | L20315 | or Equivalent | 1 | [17 empty] | L20315 (or Equivalent)
750 | 69911796 | IMPLANT PINNACLE BANTAM ACET CUP 40MM | EACH | 121720040 | or Equivalent | 2 | [17 empty] | 121720040 (or Equivalent)
751 | 69911797 | IMPLANT PINNACLE BANTAM ACET CUP 42MM | EACH | 121720042 | or Equivalent | 2 | [17 empty] | 121720042 (or Equivalent)
752 | 69911798 | IMPLANT PINNACLE BANTAM ACET CUP 44MM | EACH | 121720044 | or Equivalent | 2 | [17 empty] | 121720044 (or Equivalent)
753 | 69911799 | IMPLANT PINNACLE BANTAM ACET CUP 46MM | EACH | 121720046 | or Equivalent | 2 | [17 empty] | 121720046 (or Equivalent)
754 | 69911800 | IMPLANT PFC* MOD PLUS TIBIAL TRAY SIZE 1.5 | EACH | 860126 | or Equivalent | 2 | [17 empty] | 860126 (or Equivalent)
755 | 69911801 | IMPLANT PFC* MOD PLUS TIBIAL TRAY SIZE 2 | EACH | 860122 | or Equivalent | 4 | [17 empty] | 860122 (or Equivalent)
756 | 69911802 | IMPLANT PFC* MOD PLUS TIBIAL TRAY SIZE 4 | EACH | 860124 | or Equivalent | 2 | [17 empty] | 860124 (or Equivalent)
757 | 69911806 | IMPLANT PFC* SIGMA POS. AUG 4MM/1.5 | EACH | 960806 | or Equivalent | 2 | [17 empty] | 960806 (or Equivalent)
758 | 69911809 | IMPLANT PFC* SIGMA POAUG 4MM CO SIZE 2, 8MMD | EACH | 960826 | or Equivalent | 6 | [17 empty] | 960826 (or Equivalent)
759 | 69911810 | IMPLANT PFC* SIGMA DIS AUG 4MM SIZE 2.5, LEFT | EACH | 960840 | or Equivalent | 4 | [17 empty] | 960840 (or Equivalent)
760 | 69911811 | IMPLANT PFC* SIGMA DIS AUG 4MM SIZE 2.5 RIGHT | EACH | 960841 | or Equivalent | 1 | [17 empty] | 960841 (or Equivalent)
761 | 69911812 | IMPLANT PFC* SIGMA DIS AUG 8MM SIZE 2.5 LEFT | EACH | 960842 | or Equivalent | 2 | [17 empty] | 960842 (or Equivalent)
762 | 69911814 | IMPLANT PFC* SIGMA PO AUG 4MM CO 2.5, 8MMD | EACH | 960846 | or Equivalent | 4 | [17 empty] | 960846 (or Equivalent)
763 | 69911815 | IMPLANT PFC* SIGMA PO AUG 8MM CO 2.5 8MMD | EACH | 960848 | or Equivalent | 2 | [17 empty] | 960848 (or Equivalent)
764 | 69912176 | IMPLANT HOMOGRAFT AORTIC VALVES CENO 11MM | EACH | SIZE 11 | or Equivalent | 3 | [17 empty] | SIZE 11 (or Equivalent)
765 | 69912177 | IMPLANT HOMOGRAFT AORTIC VALVES CENO 13MM | EACH | SIZE 13 | or Equivalent | 3 | [17 empty] | SIZE 13 (or Equivalent)
766 | 69912178 | IMPLANT HOMOGRAFT AORTIC VALVES CENO 15MM | EACH | SIZE 15 | or Equivalent | 2 | [17 empty] | SIZE 15 (or Equivalent)
767 | 69912179 | IMPLANT HOMOGRAFT AORTIC VALVES CENO 19MM | EACH | SIZE 19 | or Equivalent | 3 | [17 empty] | SIZE 19 (or Equivalent)
768 | 69912180 | IMPLANT HOMOGRAFT AORTIC VALVES CENO 21MM | EACH | SIZE 21 | or Equivalent | 3 | [17 empty] | SIZE 21 (or Equivalent)
769 | 69912513 | CURETTE, RIGID, 6MM | EACH | 22106 | or Equivalent | 50 | [17 empty] | 22106 (or Equivalent)
770 | 69912514 | CURETTE, RIGID, 7MM | EACH | 22107 | or Equivalent | 50 | [17 empty] | 22107 (or Equivalent)
771 | 69912515 | CURETTE, RIGID, 8MM | EACH | 22108 | or Equivalent | 50 | [17 empty] | 22108 (or Equivalent)
772 | 69912516 | CURETTE, RIGID, 9MM | EACH | 22109 | or Equivalent | 50 | [17 empty] | 22109 (or Equivalent)
773 | 69912517 | CURETTE, RIGID, 10MM | EACH | 22110 | or Equivalent | 50 | [17 empty] | 22110 (or Equivalent)
774 | 69913125 | FEMORAL STEM, CORAIL, CEMENTLESS, HA COATED, STANDARD, WITHOUT COLLAR, 12/14 AMT, KS12, DEPUY | EACH | 3L92512 | or Equivalent | 4 | [17 empty] | 3L92512 (or Equivalent)
775 | 69913494 | IMPLANT PFC*MOD PL TB WDG STP 1OMM SIZE 2 | EACH | 86-0173 | or Equivalent | 4 | [17 empty] | 86-0173 (or Equivalent)
776 | 69913504 | IMPLANT MODULAR PLUS TIBIAL WEDGE, SIZE 1.5 X 15MM DEPUY | EACH | 86-0374 | or Equivalent | 1 | [17 empty] | 86-0374 (or Equivalent)
777 | 69913507 | IMPLANT MODULAR PLUS TIBIAL WEDGE STEP, CEMENTED, SIZE 2.5- 10MM DEPUY | EACH | 86-0380 | or Equivalent | 4 | [17 empty] | 86-0380 (or Equivalent)
778 | 69913546 | IMPLANT MODULAR PLUS TIBIAL WEDGE, LEFT, SIZE 1.5 X 15MM DEPUY | EACH | 96-0800 | or Equivalent | 1 | [17 empty] | 96-0800 (or Equivalent)
779 | 69913547 | IMPLANT MODULAR PLUS TIBIAL WEDGE, LEFT, SIZE 1.5 X 8MM DEPUY | EACH | 96-0802 | or Equivalent | 2 | [17 empty] | 96-0802 (or Equivalent)
780 | 69913549 | IMPLANT DISTAL AUGMENT, LEFT, SIZE 2X 8MM DEPUY | EACH | 96-0822 | or Equivalent | 2 | [17 empty] | 96-0822 (or Equivalent)
781 | 69913668 | FEMORAL STEM, CORAIL, CEMENTED, 12/14 AMT, 135 DEGREES, STANDARD, NO COLLAR, SZ 10, DEPUY | EACH | L96410 | or Equivalent | 1 | [17 empty] | L96410 (or Equivalent)
782 | 69913669 | FEMORAL STEM, CORAIL, CEMENTED, 12/14 AMT, 135 DEGREES, STANDARD, NO COLLAR, SZ 11, DEPUY | EACH | L96411 | or Equivalent | 1 | [17 empty] | L96411 (or Equivalent)
783 | 69913670 | FEMORAL STEM, CORAIL, CEMENTED, 12/14 AMT, 135 DEGREES, STANDARD, NO COLLAR, SZ 12, DEPUY | EACH | L96412 | or Equivalent | 1 | [17 empty] | L96412 (or Equivalent)
784 | 69913671 | FEMORAL STEM, CORAIL, CEMENTED, 12/14 AMT, 135 DEGREES, STANDARD, NO COLLAR, SZ 13, DEPUY | EACH | L96413 | or Equivalent | 1 | [17 empty] | L96413 (or Equivalent)
785 | 69913672 | FEMORAL STEM, CORAIL, CEMENTED, 12/14 AMT, 135 DEGREES, STANDARD, NO COLLAR, SZ 14, DEPUY | EACH | L96414 | or Equivalent | 1 | [17 empty] | L96414 (or Equivalent)
786 | 69913673 | FEMORAL STEM, CORAIL, CEMENTED, 12/14 AMT, 135 DEGREES, STANDARD, NO COLLAR, SZ 15, DEPUY | EACH | L96415 | or Equivalent | 1 | [17 empty] | L96415 (or Equivalent)
787 | 69913674 | FEMORAL STEM, CORAIL, CEMENTED, 12/14 AMT, 135 DEGREES, STANDARD, NO COLLAR, SZ 16, DEPUY | EACH | L96416 | or Equivalent | 1 | [17 empty] | L96416 (or Equivalent)
788 | 69914871 | IMPLANT HIP MARATHON™ CROSS-LINKED POLYETHLENE INSERTS NEUTRAL 28ID X 46OD | EACH | 1219-28-046 | or Equivalent | 2 | [17 empty] | 1219-28-046 (or Equivalent)
789 | 69914872 | IMPLANT HIP MARATHON™ CROSS-LINKED POLYETHLENE INSERTS NEUTRAL 28ID X 48OD | EACH | 1219-28-048 | or Equivalent | 1 | [17 empty] | 1219-28-048 (or Equivalent)
790 | 69914893 | IMPLANT HIP MARATHON™ CROSS-LINKED POLYETHLENE INSERTS NEUTRAL 32ID X 52OD | EACH | 1219-32-052 | or Equivalent | 1 | [17 empty] | 1219-32-052 (or Equivalent)
791 | 69914894 | IMPLANT HIP MARATHON™ CROSS-LINKED POLYETHLENE INSERTS NEUTRAL 32ID X 54OD | EACH | 1219-32-054 | or Equivalent | 1 | [17 empty] | 1219-32-054 (or Equivalent)
792 | 69914911 | IMPLANT HIP MARATHON™ CROSS-LINKED POLYETHLEN INSERTS +4 10 DEGREE 32ID X 48OD | EACH | 1219-32-148 | or Equivalent | 4 | [17 empty] | 1219-32-148 (or Equivalent)
793 | 69914912 | IMPLANT HIP MARATHON™ CROSS-LINKED POLYETHLEN INSERTS +4 10 DEGREE 32ID X 50OD | EACH | 1219-32-150 | or Equivalent | 4 | [17 empty] | 1219-32-150 (or Equivalent)
794 | 69914913 | IMPLANT HIP MARATHON™ CROSS-LINKED POLYETHLEN INSERTS +4 10 DEGREE 32ID X 52OD | EACH | 1219-32-152 | or Equivalent | 1 | [17 empty] | 1219-32-152 (or Equivalent)
795 | 69914914 | IMPLANT HIP MARATHON™ CROSS-LINKED POLYETHLEN INSERTS +4 10 DEGREE 32ID X 54OD | EACH | 1219-32-154 | or Equivalent | 1 | [17 empty] | 1219-32-154 (or Equivalent)
796 | 69914915 | IMPLANT HIP MARATHON™ CROSS-LINKED POLYETHLEN INSERTS +4 10 DEGREE 32ID X 56OD | EACH | 1219-32-156 | or Equivalent | 1 | [17 empty] | 1219-32-156 (or Equivalent)
797 | 69914921 | IMPLANT HIP MARATHON™ CROSS-LINKED POLYETHLEN INSERTS LIPPED 32ID X 52OD | EACH | 1219-32-252 | or Equivalent | 2 | [17 empty] | 1219-32-252 (or Equivalent)
798 | 69914922 | IMPLANT HIP MARATHON™ CROSS-LINKED POLYETHLENE INSERTS LIPPED 32ID X 54OD | EACH | 1219-32-254 | or Equivalent | 2 | [17 empty] | 1219-32-254 (or Equivalent)
799 | 69914937 | IMPLANT HIP MARATHON™ CROSS-LINKED POLYETHLENE INSERTS +4 10 DEGREE 36ID X 52OD | EACH | 1219-36-152 | or Equivalent | 3 | [17 empty] | 1219-36-152 (or Equivalent)
800 | 69914938 | IMPLANT HIP MARATHON™ CROSS-LINKED POLYETHLENE INSERTS +4 10 DEGREE 36ID X 54OD | EACH | 1219-36-154 | or Equivalent | 3 | [17 empty] | 1219-36-154 (or Equivalent)
801 | 71800153 | DILATOR 8FR/20CM BARD | EACH | 1500-0080 | or Equivalent | 200 | [17 empty] | 1500-0080 (or Equivalent)
802 | 71800157 | DILATOR 14FR/20CM BARD | EACH | 1500-0140 | or Equivalent | 200 | [17 empty] | 1500-0140 (or Equivalent)
803 | 71800158 | DILATOR 16FR/20CM BARD | EACH | 1500-0160 | or Equivalent | 200 | [17 empty] | 1500-0160 (or Equivalent)
804 | 722000111 | (RPD PERFUSION) CARDIOPLEGIA DELIVERY SYSTEM WITH BRIDGE BETWEEN BLOOD AND CRYSTALLOID LINES | EACH | XP41B | or Equivalent | 300 | [17 empty] | XP41B (or Equivalent)
805 | 72200193 | (RPD) OXYGENATOR CAPIOX ADVANCE 3L HARD SHELL RESERVOIR | EACH | 3CX*FX15RW30C | or Equivalent | 70 | [17 empty] | 3CX*FX15RW30C (or Equivalent)
806 | 82472230 | STENT MEMOKATH FOR BULBAR STRUCTURE URETHRAL 40MM, 4440TW | EACH | 4440TW | or Equivalent | 1 | [17 empty] | 4440TW (or Equivalent)
807 | 82472268 | STENT KIT INLAY OPTIMA URETERAL 7FR X 26CM | EACH | 786726 | or Equivalent | 30 | [17 empty] | 786726 (or Equivalent)
808 | 82472269 | STENT KIT INLAY OPTIMA URETERAL 7FR X 28CM0 | EACH | 786728 | or Equivalent | 26 | [17 empty] | 786728 (or Equivalent)
809 | 82472270 | STENT KIT INLAY OPTIMA URETERAL 8FR X 26CM | EACH | 786826 | or Equivalent | 30 | [17 empty] | 786826 (or Equivalent)
810 | 82472271 | STENT KIT INLAY OPTIMA URETERAL 8FR X 24CM | EACH | 786824 | or Equivalent | 30 | [17 empty] | 786824 (or Equivalent)
811 | 82472284 | DEVICE KIT COR-KNOT 4MM SHAFT STERILE DISPOSABLE | EACH | 31450 | or Equivalent | 20 | [17 empty] | 31450 (or Equivalent)
812 | 82472297 | TELESCOPING TOOL 12 MIDAS REX LEGEND, 2.5MM MATCH HEAD DIAMOND | EACH | T12MH25D | or Equivalent | 20 | [17 empty] | T12MH25D (or Equivalent)
813 | 82477024 | IMPLANT STENT, WALLFLEX BILIARY RX PARTIALLY COVERED STENTS WITH PERMALUME COVERING, DIAMETER 10MM X 60MM LENGTH STERILE | EACH | 7073 | or Equivalent | 5 | [17 empty] | 7073 (or Equivalent)
814 | 342241862 | HAND THERAPY PUTTY, YELLOW, X-SOFT, 2-OZ | EACH | 3406WB | or Equivalent | 300 | [17 empty] | 3406WB (or Equivalent)
815 | 471400 | SPIROMETER INCENTIVE BREATHING VOLUME EXERCISER PEDIATRIC 2500CC (59) | EACH | 22-2500 | or Equivalent | 576 | [17 empty] | 22-2500 (or Equivalent)
816 | 342294014 | CHEST TUBE THAL-QUICK SETS AND TRAYS CATHETER SIZE 10FR X 20CM LENGTH KIT | KIT | G06787- C-TQTS-1000 | or Equivalent | 60 | [17 empty] | G06787- C-TQTS-1000 (or Equivalent)
817 | 342294015 | CHEST TUBE THAL-QUICK SETS AND TRAYS CATHETER SIZE 12FR X 22CM LENGTH KIT | KIT | G05161 - C-TQTS-1200 | or Equivalent | 60 | [17 empty] | G05161 - C-TQTS-1200 (or Equivalent)
818 | 69900234 | IMPLANT INFUSION ACCESS PORT VENOUS CELSITE BABY PORT TITANIUM 4.5FR 22 X 18 X 8.7MM POLYURETHANE 500MM STERILE (60) | KIT | 4433742 | or Equivalent | 192 | [17 empty] | 4433742 (or Equivalent)
819 | 411161000040 | BIORAD MULTIQUAL LEVEL 1 | KIT | 0 | or Equivalent | 50 | [17 empty] | 0 (or Equivalent)
820 | 411161000041 | BIORAD MULTIQUAL LEVEL 3(JED) | KIT | 0 | or Equivalent | 50 | [17 empty] | 0 (or Equivalent)
821 | 33460 | EVACUATOR VENT-O-VAC ORAL TIP LORVIC | PACK | 9000739 | or Equivalent | 320 | [17 empty] | 9000739 (or Equivalent)
822 | 69900108 | INSTRUMENT HOOK LONE STAR SINGLE STERILE DISPOSABLE | PACK | 33118G | or Equivalent | 720 | [17 empty] | 33118G (or Equivalent)
823 | 460902 | PIN SAFETY MEDIUM STAINLESS STEEL STERILE DISPOSABLE PK/2 (16) | PACK | 2202 | or Equivalent | 3000 | [17 empty] | 2202 (or Equivalent)
824 | 471615 | SEALS TAMPER EVIDENT BLUE PLASTIC FOR RIGID CONTAINER DISPOSABLE PK/1000 (50) | PACK | JG739 | or Equivalent | 120 | [17 empty] | JG739 (or Equivalent)
825 | 422947000090 | PACK CUSTOM ADULT 5 BODY WEIGHT ABOVE 50KG(JED) | PACK | CX-DB331X-J | or Equivalent | 90 | [17 empty] | CX-DB331X-J (or Equivalent)
826 | 422947000093 | PACK CUSTOM SMALL ADULT-4 BODY WEIGHT 25-50KG(JED) | PACK | CX-DB459X-J | or Equivalent | 130 | [17 empty] | CX-DB459X-J (or Equivalent)
827 | 69900108 | INSTRUMENT HOOK LONE STAR SINGLE STERILE DISPOSABLE | PACK | 33118G | or Equivalent | 200 | [17 empty] | 33118G (or Equivalent)
828 | 328007112 | EXERCISER HAND FOAM BLOCKS ROLYAN R-LITE™ | PACK | A9088 | or Equivalent | 50 | [17 empty] | A9088 (or Equivalent)
829 | 390350 | COVERS PLASTIC 100CM W 200CM L PERFORATED MULTI-USE 200/ROLL (50) | ROLL | TMD B 200X83 | or Equivalent | 60 | [17 empty] | TMD B 200X83 (or Equivalent)
830 | 62500982 | DENTAL TUBING IRRIGATION FOR SURGICAL IMPLANT UNIT 04363600 DISPOSABLE | SET | 32F0128 | or Equivalent | 50 | [17 empty] | 32F0128 (or Equivalent)
831 | 69917940 | ORGANOX METRA® REAGENTS DISPOSABLE STERILE SETS AND PRE-FILLED VIALS SODIUM TAUROCHOLATE, 5.6G | SET | D-0146 | or Equivalent | 8 | [17 empty] | D-0146 (or Equivalent)
832 | 63903185 | DENTAL IPS EMAX PRESS MULTI INGOTS B1, 638151 | TUBE | 638151 | or Equivalent | 100 | [17 empty] | 638151 (or Equivalent)
833 | 333294120 | (RPD-CATH LAB) CATHETER BERMAN ANGIOGRAPHY 5FR, 80CM STERILE | EACH | AI-07135 | or Equivalent | 180 | [17 empty] | AI-07135 (or Equivalent)
834 | 333294130 | GUIDEWIRE 0.035 STRAIGHT 260CM STERILE | EACH | 8633 | or Equivalent | 90 | [17 empty] | 8633 (or Equivalent)
835 | 342294402 | ENDOSCOPE METAL STRAIGHT TUBULAR ENDOSCOPIC VESSEL FOR HARVESTING SYSTEM | EACH | MCEND0550 | or Equivalent | 2 | [17 empty] | MCEND0550 (or Equivalent)
836 | 346071134 | (RPD-PERFUSION) CANNULA ARTERIAL PEDIATRIC SIZE 6FR 135 DEGREES TIP ANGLE 2.0MM X 22CM STERILE DISPOSABLE | EACH | A-272-20N | or Equivalent | 60 | [17 empty] | A-272-20N (or Equivalent)
837 | 349715103 | (RPD-PERFUSION) CONNECTOR EQUAL STRAIGHT POLYCARBONATE SIZE 3/8 X 3/32 WITH LUER LOCK , STERILE DISPOSABLE | EACH | CX-SA002 | or Equivalent | 150 | [17 empty] | CX-SA002 (or Equivalent)
838 | 349715130 | (RPD-PERFUSION) CONNECTOR REDUCING STRAIGHT POLYCARBONATE SIZE 3/8 X 1/4 WITH LUER LOCK STERILE DISPOSABLE | EACH | EU 3389 | or Equivalent | 100 | [17 empty] | EU 3389 (or Equivalent)
839 | 395007 | TOURNIQUET STRETCH LATEX FREE ROLL 25 DISPOSABLE SINGLE USE (50) | ROLL | 367198 | or Equivalent | 15600 | [17 empty] | 367198 (or Equivalent)
840 | 413763 | KIT NEURO EXTERNAL DRAINAGE VENTRICULAR CATH 35CM/STYLET/TROCAR/TUBING/COL-BAG (60) | EACH | 821731-CODMAN | or Equivalent | 300 | [17 empty] | 821731-CODMAN (or Equivalent)
841 | 94422 | STAND BASIN SINGLE FOR SURGICAL SCRUB-UP TECHNIQUE | EACH | NON | or Equivalent | 5 | [17 empty] | NON (or Equivalent)
842 | 271852 | GOWN PATIENT WHITE LONG SLEEVE MULTIPURPOSE LARGE CTN/PLYSTR 35/65% (43) | EACH | LGNB24341021162033KL23 | or Equivalent | 3360 | [17 empty] | LGNB24341021162033KL23 (or Equivalent)
843 | 311632700 | (RPD-PERFUSION) VAD TUBING SET ADULT 3/8-3/8 INCHES COATED FOR CENTRIFUGAL PUMP (CUSTOMIZED FOR KFSHRC) STERILE DISPOSABLE | EACH | AG70018 | or Equivalent | 60 | [17 empty] | AG70018 (or Equivalent)
844 | 69900245 | DRAPE SURGICAL BD VISIDRAPE EMBOSSED PLASTIC INCISE 101.5 X 127CM STERILE DISPOSABLE | EACH | 581071 | or Equivalent | 180 | [17 empty] | 581071 (or Equivalent)
845 | 69900304 | INSTRUMENT ACCUMIST BLOWER MISTER KIT DISPOSABLE | EACH | 22150 | or Equivalent | 180 | [17 empty] | 22150 (or Equivalent)
846 | 69900483 | CATHETER SHUNT VENTRICULAR CODMAN BACTISEAL EVD DISPOSABLE STERILE | EACH | 82-1745 | or Equivalent | 160 | [17 empty] | 82-1745 (or Equivalent)
847 | 69900670 | PUNCH AORTIC, L5.75 INCHES, OD4.5 MM, ROUND STERILE DISPOSABLE | EACH | 1001-604 | or Equivalent | 180 | [17 empty] | 1001-604 (or Equivalent)
848 | 69900671 | PUNCH AORTIC SCANLAN ULTIMATE, L19 CM, OD4MM, ROUND STERILE DISPOSABLE | EACH | 1001-602 | or Equivalent | 180 | [17 empty] | 1001-602 (or Equivalent)
849 | 69976058 | TUBING SET AND EXTENDER FILTER TUBING SONOPET DISPOSABLE | EACH | 5450-850-003 | or Equivalent | 60 | [17 empty] | 5450-850-003 (or Equivalent)
850 | 474908 | SCALPEL NO-15 W/SURGICAL STEEL BLADE PLASTIC HANDLE STERILE IND WRAP DISP (50) | EACH | 505 | or Equivalent | 8760 | [17 empty] | 505 (or Equivalent)
851 | 486600 | SPONGE PATTIE SURGICAL 1 X 1 INCH XRAY DETECTABLE OPAQUE STERILE 10/PK NEUROSPONGE (60) | PACK | 80-1403 | or Equivalent | 480 | [17 empty] | 80-1403 (or Equivalent)
852 | 486700 | SPONGE PATTIE SURGICAL 1 X 3 INCH XRAY DETECTABLE OPAQUE STERILE 10/PK NEUROSPONGE (60) | PACK | 801408 | or Equivalent | 720 | [17 empty] | 801408 (or Equivalent)
853 | 486800 | SPONGE PATTIE SURGICAL 3 X 3 INCH XRAY DETECTABLE OPAQUE STERILE NEUROSPONGE 10/PK (60) | PACK | 801409-CODMAN | or Equivalent | 520 | [17 empty] | 801409-CODMAN (or Equivalent)
854 | 486850 | PERFORATOR 14MM STERILE DISPOSABLE (60) | EACH | 261221 | or Equivalent | 180 | [17 empty] | 261221 (or Equivalent)
855 | 486900 | SPONGE PATTIE SURGICAL 1/2 X 1/2 INCH XRAY DETECTABLEO PAQUE STERILE 10/PK NEUROSPONGE (60) | PACK | 801400 | or Equivalent | 480 | [17 empty] | 801400 (or Equivalent)
856 | 487000 | SPONGE PATTIE SURGICAL 1/2X1"XRAYDETECTABLE OPAQUE STERILE PK/10 'NEUROSPONGE' (60) | PACK | 80-1402-CODMAN | or Equivalent | 960 | [17 empty] | 80-1402-CODMAN (or Equivalent)
857 | 504621 | LOOP VESSEL ARTERIES MINI RED MEDICAL GRADE SILICON RADIOPAQUE STERILE DISPOSABL PK/2 (60) | PACK | VL-201 | or Equivalent | 1460 | [17 empty] | VL-201 (or Equivalent)
858 | 71800445 | DILATOR,18FR /20CM | EACH | JCD18.0-38-20 | or Equivalent | 100 | [17 empty] | JCD18.0-38-20 (or Equivalent)
859 | 71800446 | DILATOR,20FR /20CM | EACH | JCD20.0-38-20 | or Equivalent | 100 | [17 empty] | JCD20.0-38-20 (or Equivalent)
860 | 71800447 | DILATOR,22FR /20CM | EACH | JCD22.0-38-20 | or Equivalent | 70 | [17 empty] | JCD22.0-38-20 (or Equivalent)
861 | 71800448 | DILATOR,24FR/20CM | EACH | JCD24.0-38-20 | or Equivalent | 80 | [17 empty] | JCD24.0-38-20 (or Equivalent)
862 | 71800449 | DILATOR,26FR /20CM | EACH | JCD26.0-38-20 | or Equivalent | 70 | [17 empty] | JCD26.0-38-20 (or Equivalent)
863 | 71800450 | DILATOR,28FR/20CM | EACH | JCD28.0-38-20 | or Equivalent | 60 | [17 empty] | JCD28.0-38-20 (or Equivalent)
864 | 71800594 | BIOPSY RENAL ACCESS SET | EACH | RABS-100 | or Equivalent | 15 | [17 empty] | RABS-100 (or Equivalent)
865 | 71800618 | TRANSJUGULAR LIVER ACCESS SET (TIPSS) | EACH | RUPS-100 | or Equivalent | 65 | [17 empty] | RUPS-100 (or Equivalent)
866 | 71800690 | STENT URETERAL AMPLATZ SIZE 8.5FR/20CM | EACH | UTSSW-8.5-20-AMP-RH | or Equivalent | 40 | [17 empty] | UTSSW-8.5-20-AMP-RH (or Equivalent)
867 | 71800691 | STENT URETERAL AMPLATZ SIZE 8.5FR/22CM | EACH | UTSSW-8.5-22-AMP-RH | or Equivalent | 20 | [17 empty] | UTSSW-8.5-22-AMP-RH (or Equivalent)
868 | 71800692 | STENT URETERAL AMPLATZ SIZE 8.5FR/24CM | EACH | UTSSW-8.5-24-AMP-RH | or Equivalent | 15 | [17 empty] | UTSSW-8.5-24-AMP-RH (or Equivalent)
869 | 71800693 | STENT URETERAL AMPLATZ SIZE 8.5FR/26CM | EACH | UTSSW-8.5-26-AMP-RH | or Equivalent | 10 | [17 empty] | UTSSW-8.5-26-AMP-RH (or Equivalent)
870 | 71800694 | STENT URETERAL AMPLATZ SIZE 8.5FR/28CM | EACH | UTSSW-8.5-28-AMP-RH | or Equivalent | 30 | [17 empty] | UTSSW-8.5-28-AMP-RH (or Equivalent)
871 | 72200181 | TUBING ORGAN PERFUSION DOUBLE LINE STERILE | EACH | H4 1012 | or Equivalent | 400 | [17 empty] | H4 1012 (or Equivalent)
872 | 731602 | CONTAINER GLASS EMPTY EVACUATED 500 ML (72) | BOTTLE | S9901-10 | or Equivalent | 10368 | [17 empty] | S9901-10 (or Equivalent)
873 | 69978455 | SILICONE OIL INJECTION KIT | EACH | 1363.DD | or Equivalent | 100 | [17 empty] | 1363.DD (or Equivalent)
874 | 69978456 | SILICONE OIL CANNULA 23G | EACH | 1272.VFI06 | or Equivalent | 100 | [17 empty] | 1272.VFI06 (or Equivalent)
875 | 69978467 | MICROSCISSORS CURVED, VERTICAL 23 G | EACH | 1286.ED06 | or Equivalent | 50 | [17 empty] | 1286.ED06 (or Equivalent)
876 | 69978471 | MEMBRANE BLUE DUAL | EACH | MBD.05.S | or Equivalent | 50 | [17 empty] | MBD.05.S (or Equivalent)
877 | 71700279 | CATHETER DILATATION PTA BALLOON ATLAS®18MM DIA, 2CM BALLON LENGTH, 80CM SHAFT, 8F SIZE SHEATH. STERILE | EACH | ATG80182 | or Equivalent | 18 | [17 empty] | ATG80182 (or Equivalent)
878 | 71700280 | CATHETER DILATATION PTA BALLOON ATLAS® 20MM DIA, 2CM BALLON LENGTH, 80CM SHAFT, 9F SIZE SHEATH. STERILE | EACH | ATG80202 | or Equivalent | 36 | [17 empty] | ATG80202 (or Equivalent)
879 | 71700282 | CATHETER DILATATION PTA BALLOON ATLAS® 24MM DIA, 2CM BALLON LENGTH, 80CM SHAFT, 10F SIZE SHEATH. STERILE | EACH | ATG80242 | or Equivalent | 18 | [17 empty] | ATG80242 (or Equivalent)
880 | 71700283 | CATHETER DILATATION PTA BALLOON ATLAS® 26MM DIA, 2CM BALLON LENGTH, 80CM SHAFT, 12F SIZE SHEATH. STERILE | EACH | ATG80262 | or Equivalent | 18 | [17 empty] | ATG80262 (or Equivalent)
881 | 71700460 | (RPD- CATH LAB) FORCEP BIOPSY SIZE 7F 50CM STERILE DISPOSABLE, 502-402B | EACH | 502-402B | or Equivalent | 360 | [17 empty] | 502-402B (or Equivalent)
882 | 8138 | HTK-SOLUTION (HISTIDINE TRYPTOPHAN KETOGLUTARATE) 1 LITER BAG (CUSTODIOL®) | BAG | CUSTODIOL® | or Equivalent | 3300 | [17 empty] | CUSTODIOL® (or Equivalent)
883 | 310434566 | BLOOD CARDIOPLEGIA CSC 14 SET 4:1 WITH SHUNT | EACH | C20174 | or Equivalent | 50 | [17 empty] | C20174 (or Equivalent)
884 | 399965593 | PROBE INCREMENTING WITH STANDARD PRASS TIPP | EACH | 8225825 | or Equivalent | 40 | [17 empty] | 8225825 (or Equivalent)
885 | 411062000043 | ANAEROPACK-MICROAERO GAS GENERATING SYSTEM PACK OF 10 | EACH | GA-500ZE.RCC | or Equivalent | 800 | [17 empty] | GA-500ZE.RCC (or Equivalent)
886 | 311641973 | AFFINITY PIXIE PEDIATRIC OXYGENATOR | EACH | BBP241 | or Equivalent | 40 | [17 empty] | BBP241 (or Equivalent)
887 | 333294130 | GUIDEWIRE 0.035 STRAIGHT 260CM STERILE | EACH | 8633 | or Equivalent | 100 | [17 empty] | 8633 (or Equivalent)
888 | 342294401 | ENDOSCOPIC VESSEL HARVESTING SYSTEM,TERUMO VSP550 (JEDDAH USE ONLY) | KIT | VSP550EX | or Equivalent | 30 | [17 empty] | VSP550EX (or Equivalent)
889 | 342294719 | CENTRIMAG PUMP ADULT 31 ML CONSUMABLE STERILE | EACH | 201-90010 | or Equivalent | 15 | [17 empty] | 201-90010 (or Equivalent)
890 | 342294720 | CENTRIMAG PUMP PEDIATRIC 14 ML CONSUMABLE STERILE | EACH | 201-90050 | or Equivalent | 30 | [17 empty] | 201-90050 (or Equivalent)
891 | 69915844 | IMPLANT GRAFT INTERGARD SILVER KNITTED BIFURCATED 14 X 7MM X 50CM, IGK1407SG | EACH | IGK1407SG | or Equivalent | 4 | [17 empty] | IGK1407SG (or Equivalent)
892 | 69975763 | GRAFT INTERGARD SILVER KNITTED BIFURCATED 20 X 10MM X 50CM | EACH | IGK2010S | or Equivalent | 5 | [17 empty] | IGK2010S (or Equivalent)
893 | 69975769 | GRAFT INTERGARD SILVER WOVEN BIFURCATED 16 X 8MM X 50CM | EACH | IGW1608S | or Equivalent | 7 | [17 empty] | IGW1608S (or Equivalent)
894 | 69975770 | GRAFT INTERGARD SILVER WOVEN BIFURCATED 18 X 9MM X 50CM | EACH | IGW1809S | or Equivalent | 7 | [17 empty] | IGW1809S (or Equivalent)
895 | 69976856 | IMPLANT INTRACORONARY SHUNT CLEAR VIEW1.00MM STERILE | EACH | 31100 | or Equivalent | 20 | [17 empty] | 31100 (or Equivalent)
896 | 71700279 | CATHETER DILATATION PTA BALLOON ATLAS®18MM DIA, 2CM BALLON LENGTH, 80CM SHAFT, 8F SIZE SHEATH. STERILE | EACH | ATG80182 | or Equivalent | 15 | [17 empty] | ATG80182 (or Equivalent)
897 | 71700280 | CATHETER DILATATION PTA BALLOON ATLAS® 20MM DIA, 2CM BALLON LENGTH, 80CM SHAFT, 9F SIZE SHEATH. STERILE | EACH | ATG80202 | or Equivalent | 15 | [17 empty] | ATG80202 (or Equivalent)
898 | 71700281 | CATHETER DILATATION PTA BALLOON ATLAS® 22MM X 2CM STERILE | EACH | AT75222 | or Equivalent | 15 | [17 empty] | AT75222 (or Equivalent)
899 | 71700282 | CATHETER DILATATION PTA BALLOON ATLAS® 24MM DIA, 2CM BALLON LENGTH, 80CM SHAFT, 10F SIZE SHEATH. STERILE | EACH | ATG80242 | or Equivalent | 15 | [17 empty] | ATG80242 (or Equivalent)
900 | 71700283 | CATHETER DILATATION PTA BALLOON ATLAS® 26MM DIA, 2CM BALLON LENGTH, 80CM SHAFT, 12F SIZE SHEATH. STERILE | EACH | ATG80262 | or Equivalent | 16 | [17 empty] | ATG80262 (or Equivalent)
901 | 69900304 | INSTRUMENT ACCUMIST BLOWER MISTER KIT DISPOSABLE | EACH | 69900304 | or Equivalent | 10 | [17 empty] | 69900304 (or Equivalent)
902 | 69901683 | UTERINE MANIPULATOR RUM II TIP WHIT 67 MMX 6CM, UMW676 | EACH | UMW676 | or Equivalent | 20 | [17 empty] | UMW676 (or Equivalent)
903 | 72200101 | TEST CUVETTE JR ACT+ SILICA AND KAOLIN BASED ACTIVATED CLOTTING TIME, JACT+ | BOX | JACT+ | or Equivalent | 10 | [17 empty] | JACT+ (or Equivalent)
904 | 526045 | SPIROMETER INCENTIVE BREATHING EXERCISER ADULT 5000 ML (59) | EACH | 8884-719009 | or Equivalent | 7200 | [17 empty] | 8884-719009 (or Equivalent)
905 | 69900286 | BLADE OSCILLATING SAW WIDE THIN 73.8MM X 25MM | EACH | 2108-100-000 | or Equivalent | 180 | [17 empty] | 2108-100-000 (or Equivalent)
906 | 69900289 | BLADE SAGITTAL HEAVY DUTY FAN OFFSET CUTTING DEPTH 64.0 MM | EACH | ST-2108107009 | or Equivalent | 36 | [17 empty] | ST-2108107009 (or Equivalent)