## Medical Equipment Catalogue
NUPCO's Medical Equipment Catalogue
SN | NUPCO Generic Code | NUPCO Item Description | Sub Category
1 | 4217000000000 | AMBULANCE VEHICLE 4X4 | AMBULANCE/EMERGENCY
2 | 4217000000200 | AMBULANCE VEHICLE TYPE II | AMBULANCE/EMERGENCY
3 | 4217150003400 | AMBULANCE VEHICLE TYPE I | AMBULANCE/EMERGENCY
4 | 4217000003100 | CHAIR STAIR | AMBULANCE/EMERGENCY
5 | 4217000003000 | BOARD CPR | AMBULANCE/EMERGENCY
6 | 4217000001300 | IMMOBILIZER HEAD UNIVERSAL | AMBULANCE/EMERGENCY
7 | 4217000001600 | COLLAR NECK | AMBULANCE/EMERGENCY
8 | 4217000001800 | BACKBOARD PLASTIC | AMBULANCE/EMERGENCY
9 | 4218190011700 | STRETCHER SCOOP | AMBULANCE/EMERGENCY
10 | 4217000002600 | TROLLEY TRANSPORT PATIENT UNPAVED PLACES | AMBULANCE/EMERGENCY
11 | 4217000002900 | VENTILATOR TRANSPORT ADULT AND PEDIATRIC | AMBULANCE/EMERGENCY
12 | 4218200500700 | MONITOR EMERGENCY LIFE SUPPORT UNIT MODULAR | AMBULANCE/EMERGENCY
13 | 4220170100400 | ULTRASOUND CARDIAC HANDHELD | AMBULANCE/EMERGENCY
14 | 4111582100600 | ANALYZER VIRUS DETECTION POC | AMBULANCE/EMERGENCY
15 | 4219220700100 | STRETCHER FOLDING | AMBULANCE/EMERGENCY
16 | 4217210502200 | AED SYSTEM ADVANCE | AMBULANCE/EMERGENCY
17 | 4217210502300 | AED SYSTEM BASIC | AMBULANCE/EMERGENCY
18 | 4227220400000 | VENTILATOR TRANSPORT UNIVERSAL ADVANCE | AMBULANCE/EMERGENCY
19 | 4215243400100 | AMALGAMATOR | DENTAL
20 | 4215000000600 | DENTAL UNIT DISABLE | DENTAL
21 | 4215160003500 | LASER SOFT TISSUES DENTAL | DENTAL
22 | 4215150100300 | LIGHT CURING LED CORDLESS | DENTAL
23 | 4215160003600 | MICROSCOPE DENTAL CAMERA INTRAORAL | DENTAL
24 | 4215160007200 | MOTOR ENDO RECIPROCATING | DENTAL
25 | 4215160005400 | MOTOR SURGICAL DENTAL | DENTAL
26 | 4215169301300 | PLASTICIZER THERMO GUTTA PERCHA | DENTAL
27 | 4217200100100 | POLISHING TOOTH DENTAL | DENTAL
28 | 4215163603100 | SCALER ULTRASONIC POLISHING TOOTH | DENTAL
29 | 4215160008200 | SCANNER PLATE DIGITAL | DENTAL
30 | 4215160008300 | SCANNER TOMOGRAPHY COMPUTED SKULL CONE BEAM : CBCT | DENTAL
31 | 4227250009300 | SEDATION KIT NITROUS OXIDE | DENTAL
32 | 4215201200300 | SENSOR DIGITAL PERIAPICAL INTRAORAL RADIOGRAPH PEDIA | DENTAL
33 | 4215201200200 | SENSOR DIGITAL PERIAPICAL INTRAORAL RADIOGRAPH ADULT | DENTAL
34 | 4215165500200 | TESTER PULP VITALITY DIGITAL | DENTAL
35 | 4215200800900 | X-RAY PANORAMIC WITH CEPHALOMETRIC 2D | DENTAL
36 | 4215200800500 | X-RAY PANORAMIC WITH CEPHALOMETRIC 3D | DENTAL
37 | 4220180054800 | X-RAY WIRELESS | DENTAL
38 | 4215220016000 | DENTAL UNIT SURGICAL MODULE INTEGRATED | DENTAL
39 | 4215220016600 | LASER DENTAL ALL TISSUE | DENTAL
40 | 4215220016700 | PIEZOSURGERY DEVICE | DENTAL
41 | 4215220016800 | ELECTROSURGERY DENTAL | DENTAL
42 | 4215000001000 | DENTAL UNIT FOLDABLE | DENTAL
43 | 4215230900000 | CAMERA INTRAORAL WITH CARIES DETECTOR | DENTAL
44 | 4215169100100 | LOCATOR APEX | DENTAL
45 | 4215169100200 | LIGHT POLYMERIZATION DENTAL RESIN | DENTAL
46 | 4215163603400 | SCALER ULTRASONIC AND AIR POLISHING | DENTAL
47 | 4215170500200 | DENTAL UNIT BASIC | DENTAL
48 | 4215170500400 | DENTAL UNIT PREMIUM | DENTAL
49 | 4215200001600 | X-RAY DENTAL DIGITAL | DENTAL
50 | 4215170500500 | DENTAL UNIT MID RANGE | DENTAL
51 | 4215230100100 | LASER DENTAL ALL TISSUE ADVANCE | DENTAL
52 | 4111150100200 | BALANCE TOP LOADING DIGITAL | DENTAL
53 | 4215223000100 | PRINTER 3D DENTAL LAB | DENTAL
54 | 4215223000200 | CADCAM LAB SIDE ADVANCE | DENTAL
55 | 4215223000300 | CADCAM LAB SIDE BASIC | DENTAL
56 | 4215223000400 | CADCAM DENTIST SIDE | DENTAL
57 | 4215223107200 | SCANNER CADCAM LAB SIDE | DENTAL
58 | 4221000040500 | CLEANER ULTRASONIC | DENTAL
59 | 4215160006400 | COMPRESSOR CENTRAL DENTAL 02 CLINICS | DENTAL
60 | 4215160002900 | COMPRESSOR CENTRAL DENTAL 10 CLINICS | DENTAL
61 | 4215160006600 | COMPRESSOR CENTRAL DENTAL 4 CLINICS | DENTAL
62 | 4215160007300 | RO CENTRAL DENTAL 02 CLINICS | DENTAL
63 | 4215160007400 | RO CENTRAL DENTAL 10 CLINICS | DENTAL
64 | 4215160007500 | RO CENTRAL DENTAL 20 CLINICS | DENTAL
65 | 4215160007600 | RO CENTRAL DENTAL 30 CLINICS | DENTAL
66 | 4215160007700 | RO CENTRAL DENTAL 4 CLINICS | DENTAL
67 | 4215160007800 | RO CENTRAL DENTAL 40 CLINICS | DENTAL
68 | 4215160007900 | RO CENTRAL DENTAL 50 CLINICS | DENTAL
69 | 4215163500800 | SUCTION CENTRAL DENTAL 02 CLINICS | DENTAL
70 | 4215163500900 | SUCTION CENTRAL DENTAL 10 CLINICS | DENTAL
71 | 4215163501200 | SUCTION CENTRAL DENTAL 4 CLINICS | DENTAL
72 | 4015160100100 | COMPRESSOR AIR OIL LESS DENTAL | DENTAL
73 | 4215170600700 | SUCTION UNIT DENTAL 1 UNIT | DENTAL
74 | 4229630000200 | BRONCHOSCOPE WORKSTATION VIDEO | ENDOSCOPY
75 | 4229630000400 | CABINET STORAGE 8 SCOPES | ENDOSCOPY
76 | 4229630000500 | DISINFECTOR ENDOSCOPY | ENDOSCOPY
77 | 4115000035600 | ENDOSCOPY WORKSTATION | ENDOSCOPY
78 | 4229630000800 | PILL CAPSULE SMART | ENDOSCOPY
79 | 4220340228200 | MANOMETRY ESOPHAGEAL HIGH RESOLUTION IMPEDANCE | ENDOSCOPY
80 | 4229500200200 | CABINET ENDOSCOPE 12 UNITS | ENDOSCOPY
81 | 4229500400100 | CART TRANSFER ENDOSCOPES | ENDOSCOPY
82 | 4229650200100 | CRYOSURGICAL UNIT PULMONARY | ENDOSCOPY
83 | 4229500400400 | ENDOSCOPY WORKSTATION ADVANCE | ENDOSCOPY
84 | 4229496900000 | ELECTROSURGICAL UNIT ENDOSCOPY | ENDOSCOPY
85 | 4214000008600 | CABINET ISOLATION VENTILATED | GENERAL
86 | 4214000000000 | CABINET STORAGE CATHETER | GENERAL
87 | 4214000009700 | CABINET STORAGE GENERAL PURPOSE MOBILE | GENERAL
88 | 4214000009800 | CABINET STORAGE GENERAL PURPOSE WALL MOUNTED | GENERAL
89 | 4218190000900 | CART CRASH | GENERAL
90 | 4219241200200 | CART DRESSING | GENERAL
91 | 4214000001100 | CART TRACTION | GENERAL
92 | 4219240400500 | TROLLEY STAINLESS STEEL | GENERAL
93 | 4219240403800 | CART PROCEDURE | GENERAL
94 | 4214000002900 | FLOWMETER AIR | GENERAL
95 | 4214000003000 | FLOWMETER AIR NEONATE | GENERAL
96 | 4214000003200 | FLOWMETER O2 15 L/MIN WALL MOUNTED | GENERAL
97 | 4214000003300 | FLOWMETER O2 NEONATE | GENERAL
98 | 4214000003400 | FLOWMETER O2 PEDIATRIC | GENERAL
99 | 4214000005600 | REGULATOR SUCTION HIGH WALL MOUNT | GENERAL
100 | 4214000005700 | REGULATOR SUCTION LOW NEONATAL | GENERAL
101 | 4214000006900 | STOOL EXAMINATION | GENERAL
102 | 4214000007200 | STOOL SWIVEL MOBILE | GENERAL
103 | 4227220801200 | WALKER PATIENT | GENERAL
104 | 4219180003300 | WHEELCHAIR BARIATRIC | GENERAL
105 | 4214000003500 | HAMPER LINEN DOUBLE | GENERAL
106 | 4214000003600 | HAMPER LINEN SINGLE | GENERAL
107 | 4214000006600 | STAND IV | GENERAL
108 | 4214000007500 | TABLE INSTRUMENT LARGE | GENERAL
109 | 4214000007600 | TABLE INSTRUMENT SMALL | GENERAL
110 | 4214000002500 | DIAGNOSTIC SET WALL MOUNTED | GENERAL
111 | 4214000002600 | DOPPLER FETAL HEART HANDHELD | GENERAL
112 | 4214000002700 | DOPPLER FETAL HEART TABLETOP | GENERAL
113 | 4217000001200 | GLUCOMETER | GENERAL
114 | 4214000003700 | HUMIDIFIER | GENERAL
115 | 4214000003800 | LAMP WARMER | GENERAL
116 | 4214000004100 | LIGHT EXAM CEILING MOUNTED | GENERAL
117 | 4214000004200 | LIGHT EXAM MOBILE | GENERAL
118 | 4214000004300 | LIGHT EXAM WALL MOUNTED | GENERAL
119 | 4218190003600 | MATTRESS AIR LOW RISK | GENERAL
120 | 4227220800600 | MATTRESS AIR MED RISK | GENERAL
121 | 4214000004400 | NEBULIZER ULTRASONIC | GENERAL
122 | 4214000004500 | OTOSCOPE TABLETOP | GENERAL
123 | 4214000004600 | OTOSCOPE WALL MOUNTED | GENERAL
124 | 4214000004700 | OXIMETER PULSE DESKTOP | GENERAL
125 | 4214000004800 | OXIMETER PULSE HANDHELD | GENERAL
126 | 4223151100000 | PUMP FEEDING SYRINGE | GENERAL
127 | 4218190006500 | PUMP INFUSION | GENERAL
128 | 4218190006900 | PUMP INSULIN | GENERAL
129 | 4218190007000 | PUMP SYRINGE | GENERAL
130 | 4214000005000 | PURIFIER AIR LARGE AREA | GENERAL
131 | 4214000005100 | PURIFIER AIR SMALL AREA | GENERAL
132 | 4218190007600 | SCAN DEVICE BLADDER | GENERAL
133 | 4214000006300 | SPHYGMOMANOMETER ANEROID MOBILE | GENERAL
134 | 4214000006400 | SPHYGMOMANOMETER ANEROID WALL | GENERAL
135 | 4217000002500 | THERMOMETER DIGITAL HANDHELD | GENERAL
136 | 4214000008000 | THERMOMETER INFRARED | GENERAL
137 | 4214000008100 | THERMOMETER TYMPANIC | GENERAL
138 | 4218190008000 | TRANSILLUMINATOR VEIN HANDHELD | GENERAL
139 | 4410240800000 | LABEL PRINTING MEDICAL | GENERAL
140 | 4218190012500 | ECG 3 CHANNELS | GENERAL
141 | 4227220800500 | MATTRESS AIR HIGH RISK | GENERAL
142 | 4229352200000 | SUCTION UNIT PORTABLE | GENERAL
143 | 4218160000000 | MONITOR BLOOD PRESSURE CONTINUOUS NON INVASIVE | GENERAL
144 | 4218200501400 | OTO OPHTHALMOSCOPE WALL MOUNT | GENERAL
145 | 4219210700400 | CHAIR RECLINER PROCEDURE ELECTRIC | GENERAL
146 | 4219210200100 | CHAIR RECLINER MANUAL | GENERAL
147 | 4117150000100 | DIAGNOSTIC SET DESKTOP | GENERAL
148 | 4111620100800 | GLUCOMETER IT INTEGRATED | GENERAL
149 | 4219261000400 | PUMP INSULIN IT INTEGRATED | GENERAL
150 | 4218172500400 | DEFIBRILLATOR UNIT BASIC | GENERAL
151 | 4218170300400 | ECG 12 LEAD BASIC | GENERAL
152 | 4218170300500 | ECG 12 LEAD MID RANGE | GENERAL
153 | 4218170300300 | ECG 12 LEAD ADVANCE | GENERAL
154 | 4218160200100 | SPHYGMOMANOMETER VITAL SIGN BASIC | GENERAL
155 | 4218160200000 | SPHYGMOMANOMETER VITAL SIGN ADVANCE | GENERAL
156 | 4218190400600 | SPHYGMOMANOMETER VITAL SIGN MID RANGE | GENERAL
157 | 4218190020600 | PUMP SYRINGE ADVANCE | GENERAL
158 | 4218150200300 | TRANSILLUMINATOR VEIN ADVANCE | GENERAL
159 | 4218191811100 | DIAGNOSTIC SET WALL MOUNTED ADVANCED | GENERAL
160 | 4214000006100 | SCALE CHAIR | GENERAL
161 | 4214000005900 | SCALE INFANT | GENERAL
162 | 4214000006000 | SCALE PATIENT WITH HEIGHT | GENERAL
163 | 4214000006200 | SCALE WHEELCHAIR | GENERAL
164 | 4218280100000 | SCALE DIAPER | GENERAL
165 | 4111161400100 | STADIOMETER DIGITAL WALL MOUNTED | GENERAL
166 | 4214000007300 | SUCTION UNIT ELECTRICAL MOBILE | GENERAL
167 | 4219221001600 | WHEELCHAIR COMMODE 2 LARGE REAR WHEEL SIZE 12 | HOME CARE
168 | 4219221001700 | WHEELCHAIR COMMODE 2 LARGE REAR WHEEL SIZE 14 | HOME CARE
169 | 4219221001800 | WHEELCHAIR COMMODE 2 LARGE REAR WHEEL SIZE 16 | HOME CARE
170 | 4219221001900 | WHEELCHAIR COMMODE 2 LARGE REAR WHEEL SIZE 18 | HOME CARE
171 | 4219221002000 | WHEELCHAIR COMMODE 2 LARGE REAR WHEEL SIZE 20 | HOME CARE
172 | 4219221002100 | WHEELCHAIR COMMODE 2 LARGE REAR WHEEL SIZE 22 | HOME CARE
173 | 4219221002200 | WHEELCHAIR COMMODE 2 LARGE REAR WHEEL SIZE 24 | HOME CARE
174 | 4219221002300 | WHEELCHAIR COMMODE 4 SMALL WHEEL SIZE 12 | HOME CARE
175 | 4219221002400 | WHEELCHAIR COMMODE 4 SMALL WHEEL SIZE 14 | HOME CARE
176 | 4219221002500 | WHEELCHAIR COMMODE 4 SMALL WHEEL SIZE 16 | HOME CARE
177 | 4219221002600 | WHEELCHAIR COMMODE 4 SMALL WHEEL SIZE 18 | HOME CARE
178 | 4219221002700 | WHEELCHAIR COMMODE 4 SMALL WHEEL SIZE 20 | HOME CARE
179 | 4219221002800 | WHEELCHAIR COMMODE 4 SMALL WHEEL SIZE 22 | HOME CARE
180 | 4219221002900 | WHEELCHAIR COMMODE 4 SMALL WHEEL SIZE 24 | HOME CARE
181 | 4219221003000 | WHEELCHAIR LIGHTWEIGHT SIZE 12 | HOME CARE
182 | 4219221003100 | WHEELCHAIR LIGHTWEIGHT SIZE 14 | HOME CARE
183 | 4219221003200 | WHEELCHAIR LIGHTWEIGHT SIZE 16 | HOME CARE
184 | 4219221003300 | WHEELCHAIR LIGHTWEIGHT SIZE 18 | HOME CARE
185 | 4219221003400 | WHEELCHAIR LIGHTWEIGHT SIZE 20 | HOME CARE
186 | 4219221003500 | WHEELCHAIR LIGHTWEIGHT SIZE 22 | HOME CARE
187 | 4219221003600 | WHEELCHAIR LIGHTWEIGHT SIZE 24 | HOME CARE
188 | 4219221003700 | WHEELCHAIR POWERED FOLDABLE | HOME CARE
189 | 4219221003900 | WHEELCHAIR POWERED SIZE 12 | HOME CARE
190 | 4219221004000 | WHEELCHAIR POWERED SIZE 14 | HOME CARE
191 | 4219221004100 | WHEELCHAIR POWERED SIZE 16 | HOME CARE
192 | 4219221004200 | WHEELCHAIR POWERED SIZE 18 | HOME CARE
193 | 4219221004300 | WHEELCHAIR POWERED SIZE 20 | HOME CARE
194 | 4219221004400 | WHEELCHAIR POWERED SIZE 22 | HOME CARE
195 | 4219221004500 | WHEELCHAIR POWERED SIZE 24 | HOME CARE
196 | 4219221004700 | WHEELCHAIR SEVERELY DISABLED SIZE 12 | HOME CARE
197 | 4219221004800 | WHEELCHAIR SEVERELY DISABLED SIZE 14 | HOME CARE
198 | 4219221004900 | WHEELCHAIR SEVERELY DISABLED SIZE 16 | HOME CARE
199 | 4219221005000 | WHEELCHAIR SEVERELY DISABLED SIZE 18 | HOME CARE
200 | 4219221005100 | WHEELCHAIR SEVERELY DISABLED SIZE 20 | HOME CARE
201 | 4219221005400 | WHEELCHAIR STANDARD LONG BACK SIZE 12 | HOME CARE
202 | 4219221005500 | WHEELCHAIR STANDARD LONG BACK SIZE 14 | HOME CARE
203 | 4219221005600 | WHEELCHAIR STANDARD LONG BACK SIZE 16 | HOME CARE
204 | 4219221005700 | WHEELCHAIR STANDARD LONG BACK SIZE 18 | HOME CARE
205 | 4219221005800 | WHEELCHAIR STANDARD LONG BACK SIZE 20 | HOME CARE
206 | 4219221005900 | WHEELCHAIR STANDARD LONG BACK SIZE 22 | HOME CARE
207 | 4219221006000 | WHEELCHAIR STANDARD LONG BACK SIZE 24 | HOME CARE
208 | 4219221006100 | WHEELCHAIR STANDARD SIZE 12 | HOME CARE
209 | 4219221006200 | WHEELCHAIR STANDARD SIZE 14 | HOME CARE
210 | 4219221006300 | WHEELCHAIR STANDARD SIZE 16 | HOME CARE
211 | 4219221006400 | WHEELCHAIR STANDARD SIZE 18 | HOME CARE
212 | 4219221006500 | WHEELCHAIR STANDARD SIZE 20 | HOME CARE
213 | 4219260200700 | WHEELCHAIR STANDARD SIZE 22 | HOME CARE
214 | 4219260200800 | WHEELCHAIR STANDARD SIZE 24 | HOME CARE
215 | 4219221007500 | WHEELCHAIR ULTRA LIGHTWEIGHT SIZE 12 | HOME CARE
216 | 4219221007600 | WHEELCHAIR ULTRA LIGHTWEIGHT SIZE 14 | HOME CARE
217 | 4219221007700 | WHEELCHAIR ULTRA LIGHTWEIGHT SIZE 16 | HOME CARE
218 | 4219221007800 | WHEELCHAIR ULTRA LIGHTWEIGHT SIZE 18 | HOME CARE
219 | 4219221008700 | WHEELCHAIR POWERED TILTING SIZE 12 | HOME CARE
220 | 4219221008800 | WHEELCHAIR POWERED TILTING SIZE 14 | HOME CARE
221 | 4219221008900 | WHEELCHAIR POWERED TILTING SIZE 16 | HOME CARE
222 | 4219221009000 | WHEELCHAIR POWERED TILTING SIZE 18 | HOME CARE
223 | 4219221009100 | WHEELCHAIR POWERED TILTING SIZE 20 | HOME CARE
224 | 4219221008600 | WHEELCHAIR POWERED TILTING SIZE 22 | HOME CARE
225 | 4219221009200 | WHEELCHAIR POWERED TILTING SIZE 24 | HOME CARE
226 | 4218301100100 | BED ELECTRICAL HOME CARE ADULT | HOME CARE
227 | 4218301300000 | BED ELECTRICAL HOME CARE BARIATRIC | HOME CARE
228 | 4219180006000 | BED FOLDABLE HOMECARE | HOME CARE
229 | 4221161000400 | CHAIR COMMODE ADULT | HOME CARE
230 | 4219180005000 | CHAIR COMMODE BARIATRIC | HOME CARE
231 | 4221161000500 | CHAIR COMMODE PEDIATRIC | HOME CARE
232 | 4221161000800 | CHAIR BATH RECLINING SIZE 12 | HOME CARE
233 | 4221161000900 | CHAIR BATH RECLINING SIZE 14 | HOME CARE
234 | 4221161001000 | CHAIR BATH RECLINING SIZE 16 | HOME CARE
235 | 4221161001100 | CHAIR BATH RECLINING SIZE 18 | HOME CARE
236 | 4221161001200 | CHAIR BATH RECLINING SIZE 20 | HOME CARE
237 | 4221161001300 | CHAIR BATH RECLINING SIZE 22 | HOME CARE
238 | 4221161001400 | CHAIR BATH RECLINING SIZE 24 | HOME CARE
239 | 4221161001500 | CHAIR BATH TILTING | HOME CARE
240 | 4219180003000 | WALKER PATIENT BARIATRIC | HOME CARE
241 | 4221150600800 | WALKER PEDIATRIC 2 LEVELS CHEST SIZE 11 | HOME CARE
242 | 4221160600200 | WALKER PEDIATRIC 2 LEVELS CHEST SIZE 13 | HOME CARE
243 | 4221150600700 | WALKER PEDIATRIC 2 LEVELS CHEST SIZE 16 | HOME CARE
244 | 4221160600300 | WALKER REVERSE LARGE | HOME CARE
245 | 4221160600400 | WALKER REVERSE MEDIUM | HOME CARE
246 | 4221161000300 | WALKER REVERSE SMALL | HOME CARE
247 | 4225170601300 | WALKER FRONT WHEEL ADULT | HOME CARE
248 | 4221150608300 | WALKER FOUR WHEEL ADULT | HOME CARE
249 | 4221150400600 | STANDING FRAME PEDIATRIC | HOME CARE
250 | 4227170200100 | CONCENTRATOR OXYGEN ADULT 5L | HOME CARE
251 | 4227170200000 | CONCENTRATOR OXYGEN PEDIATRIC | HOME CARE
252 | 4227220801000 | VENTILATOR BIPAP AUTO HOME CARE | HOME CARE
253 | 4227170200700 | CONCENTRATOR OXYGEN ADULT 10L | HOME CARE
254 | 4227220801100 | VENTILATOR CPAP AUTO HOME CARE | HOME CARE
255 | 4227220802100 | VENTILATOR BIPAP SPONTANEOUS HOME CARE | HOME CARE
256 | 4227220802200 | VENTILATOR BIPAP ST HOME CARE | HOME CARE
257 | 4227180202300 | NEBULIZER AIR | HOME CARE
258 | 4227220802300 | VENTILATOR CPAP HOME CARE | HOME CARE
259 | 4227220802400 | VENTILATOR BIPAP ADVANCE HOME CARE | HOME CARE
260 | 4227220300300 | VENTILATOR BIPAP AVAP - IVAP | HOME CARE
261 | 4227170200800 | CONCENTRATOR OXYGEN BATTERY OPERATED PULSE MODE | HOME CARE
262 | 4227170200900 | CONCENTRATOR OXYGEN BATTERY OPERATED CONTINUOUS PULSE MODE | HOME CARE
263 | 4227220400100 | VENTILATOR TRANSPORT HOME CARE | HOME CARE
264 | 4218270500000 | BODY COMPOSITION MOBILE | HOME CARE
265 | 4217000001700 | OXIMETER PULSE FINGERTIP | HOME CARE
266 | 4214000014300 | SPHYGMOMANOMETER HOME CARE DIGITAL | HOME CARE
267 | 4214000058200 | SCALE PATIENT FLOOR | HOME CARE
268 | 4217000003600 | OXIMETER PULSE FINGERTIP PEDIATRIC | HOME CARE
269 | 4222200100000 | PUMP TPN AMBULATORY | HOME CARE
270 | 4227180202500 | NEBULIZER PORTABLE | HOME CARE
271 | 4227162200500 | CLEARANCE AIRWAY HOMECARE | HOME CARE
272 | 4229350004100 | SUCTION UNIT PORTABLE HOME CARE | HOME CARE
273 | 4220172400700 | ULTRASOUND PROBE HANDHELD | HOME CARE
274 | 4222200101600 | PUMP TPN AMBULATORY ADVANCE | HOME CARE
275 | 4229421805400 | MONITORING SOLUTION REMOTELY HOMECARE | HOME CARE
276 | 4227250066100 | MONITORING KIT HOMECARE | HOME CARE
277 | 4216180000100 | CRRT UNIT | HEMODIALYSIS
278 | 4216163100000 | DIALYSIS HAEMOFILTRATION PORTABLE WITH RO | HEMODIALYSIS
279 | 4216163200100 | DIALYSIS HEMOFILTRATION LACTATE PORTABLE | HEMODIALYSIS
280 | 4216163100100 | MONITOR BLOOD FLOW HAEMODIALYSIS | HEMODIALYSIS
281 | 4216163200700 | HAEMODIAFILTRATION ADULT AND PEDIATRIC ADVANCE | HEMODIALYSIS
282 | 4216163200800 | HAEMODIALYSIS BASIC | HEMODIALYSIS
283 | 4216163200900 | HAEMODIALYSIS MID RANGE | HEMODIALYSIS
284 | 4216160400000 | CHAIR DIALYSIS BASIC | HEMODIALYSIS
285 | 4216160400400 | CHAIR DIALYSIS ADVANCE | HEMODIALYSIS
286 | 4228000045900 | RO TREATMENT WATER 1,000 L/H | HEMODIALYSIS
287 | 4228000046000 | RO TREATMENT WATER 1,500 L/H | HEMODIALYSIS
288 | 4228000046100 | RO TREATMENT WATER 2,100 L/H | HEMODIALYSIS
289 | 4228000046200 | RO TREATMENT WATER 250 L/H | HEMODIALYSIS
290 | 4228000046300 | RO TREATMENT WATER 3,000 L/H | HEMODIALYSIS
291 | 4228000045400 | RO TREATMENT WATER 500 L/H | HEMODIALYSIS
292 | 4228201000300 | RO TREATMENT WATER 60 L/H PORTABLE | HEMODIALYSIS
293 | 4228201000400 | RO TREATMENT WATER 750 L/H | HEMODIALYSIS
294 | 4218190013900 | ENDOTOXIN SYSTEM | HEMODIALYSIS
295 | 4110420400000 | RO TREATMENT WATER 125 L/H | HEMODIALYSIS
296 | 4218230800500 | AMPLITUDE EEG | INTENSIVE CARE
297 | 4218190000600 | ANALYZER BLOOD GAS BENCHTOP | INTENSIVE CARE
298 | 4218190000100 | ANALYZER BLOOD GAS POC | INTENSIVE CARE
299 | 4229350003500 | ASSIST COUGH | INTENSIVE CARE
300 | 4218190001100 | DRAINAGE UNIT CHEST | INTENSIVE CARE
301 | 4218190002000 | EXTRACORPORIAL MEMBRANE OXYGENATION ECMO | INTENSIVE CARE
302 | 4218190001000 | MANAGEMENT SYSTEM FLUID CEREBRO | INTENSIVE CARE
303 | 4218190003400 | ANALYZER MARKER CARDIAC AND KIDNEY POC | INTENSIVE CARE
304 | 4218190003700 | ANALYZER HEMOGLOBIN POC | INTENSIVE CARE
305 | 4218190004200 | MONITOR BISPECTRAL BIS | INTENSIVE CARE
306 | 4218190005600 | MONITOR CEREBRAL OXIMETRY | INTENSIVE CARE
307 | 4218190002400 | MONITOR ICP | INTENSIVE CARE
308 | 4218190012200 | MONITOR NONINVASIVE STO2 | INTENSIVE CARE
309 | 4218190005200 | MONITOR PHYSIOLOGICAL MRI COMPATIBLE | INTENSIVE CARE
310 | 4218190005300 | MONITOR RESPIRATORY VOLUME NIV | INTENSIVE CARE
311 | 4218190004500 | MONITORING PAIN | INTENSIVE CARE
312 | 4218190005500 | NEGATIVE AIR SYSTEM WITH HEPAFILTER | INTENSIVE CARE
313 | 4218190005800 | PACEMAKER CARDIAC | INTENSIVE CARE
314 | 4219160607300 | PENDANT HORIZONTAL | INTENSIVE CARE
315 | 4218190006000 | PENDANT ICU DOUBLE | INTENSIVE CARE
316 | 4218190006100 | PENDANT VERTICAL SINGLE | INTENSIVE CARE
317 | 4218190006200 | PHOTOTHERAPY DOUBLE PORTABLE | INTENSIVE CARE
318 | 4218190006300 | PHOTOTHERAPY PORTABLE | INTENSIVE CARE
319 | 4218190001500 | THROMBOSIS PREVENTION VIEN DEEP | INTENSIVE CARE
320 | 4218190009300 | VENTILATOR TRANSPORT MRI COMPATIBLE | INTENSIVE CARE
321 | 4218190009400 | VENTILATOR TRANSPORT WITH MONITOR | INTENSIVE CARE
322 | 4218190009800 | WOUND CARE NEGATIVE | INTENSIVE CARE
323 | 4218190009900 | WOUND CARE ULTRASONIC | INTENSIVE CARE
324 | 4111560200000 | TITRATION UNIT OXYGEN AUTOMATED | INTENSIVE CARE
325 | 4219180003900 | VIBRATOR CHEST UNIT | INTENSIVE CARE
326 | 4214170400100 | MATTRESS AIR BARIATRIC | INTENSIVE CARE
327 | 4227170902000 | HIGH FLOW NASAL CANNULA : HFNC | INTENSIVE CARE
328 | 4218190300100 | CARDIAC OUTPUT NON & MINIMALLY INVASIVE | INTENSIVE CARE
329 | 4218305100000 | PUPILLOMETER AUTOMATED | INTENSIVE CARE
330 | 4227150200100 | MONITORING PO2/PCO2 NON INVASIVE ICU | INTENSIVE CARE
331 | 4218160000100 | MONITOR BLOOD GAS SLEEP DIAGNOSIS TRANSCUTANEOUS | INTENSIVE CARE
332 | 4223150100000 | PUMP FEEDING LARGE VOLUME | INTENSIVE CARE
333 | 4111583000100 | ANALYZER GLUCOSE CRITICAL PATIENT | INTENSIVE CARE
334 | 4229546500200 | SEDATION DELIVERY & MONITORING UNIT ICU | INTENSIVE CARE
335 | 4111620000300 | LACTATE DEVICE POC | INTENSIVE CARE
336 | 4111620000200 | CREATININE DEVICE POC | INTENSIVE CARE
337 | 4218190004600 | MONITOR APNEA | INTENSIVE CARE
338 | 4218190004300 | MONITOR CAPNOGRAPHY | INTENSIVE CARE
339 | 4217210100200 | DEFIBRILLATOR UNIT ADVANCE | INTENSIVE CARE
340 | 4227220500700 | VENTILATOR ICU ADULT AND PEDIATRIC ADVANCE | INTENSIVE CARE
341 | 4218190019600 | MONITOR BEDSIDE ADULT PEDIATRIC ADVANCE 15 INCH | INTENSIVE CARE
342 | 4218190019300 | MONITOR BEDSIDE ADULT PEDIATRIC ADVANCE 19 INCH | INTENSIVE CARE
343 | 4218190019500 | MONITOR BEDSIDE ADULT PEDIATRIC MID RANGE 19 INCH | INTENSIVE CARE
344 | 4218190019700 | MONITOR BEDSIDE ADULT PEDIATRIC MID RANGE 15 INCH | INTENSIVE CARE
345 | 4218190019800 | MONITOR BEDSIDE ADULT PEDIATRIC BASIC 15 INCH | INTENSIVE CARE
346 | 4218190019900 | MONITOR TRANSPORT 12 INCH ADVANCE | INTENSIVE CARE
347 | 4218190020000 | MONITOR TRANSPORT 12 INCH MID RANGE | INTENSIVE CARE
348 | 4218190020100 | MONITOR TRANSPORT 10 INCH BASIC | INTENSIVE CARE
349 | 4227220500800 | VENTILATOR ICU ADULT AND PEDIATRIC MID RANGE | INTENSIVE CARE
350 | 4227220500900 | VENTILATOR ICU ADULT AND PEDIATRIC BASIC | INTENSIVE CARE
351 | 4218190000400 | BLENDER AIR AND O2 HIGH | INTENSIVE CARE
352 | 4214312000400 | CARDIOTOCOGRAPHY INTRAPARTUM ADVANCE | INTENSIVE CARE
353 | 4219180800100 | BED INTENSIVE CARE MID RANGE | INTENSIVE CARE
354 | 4111601404500 | ANALYZER URINE HANDHELD POC | INTENSIVE CARE
355 | 4111601404600 | ANALYZER URINE BENCHTOP POC | INTENSIVE CARE
356 | 4219000084900 | NITRIC OXIDE DELIVERY SYSTEM | INTENSIVE CARE
357 | 4218190000500 | BLENDER AIR AND O2 LOW | INTENSIVE CARE
358 | 4218190020700 | BLENDER AIR AND HELIUM HIGH | INTENSIVE CARE
359 | 4218190002700 | INCUBATOR NEONATE TRANSPORT | INTENSIVE CARE
360 | 4218190002600 | INCUBATOR NEONATE PREMIUM | INTENSIVE CARE
361 | 4218190002500 | INCUBATOR NEONATE STANDARD | INTENSIVE CARE
362 | 4218190002800 | INCUBATOR NEONATE TRANSPORT WITH VENTILATOR | INTENSIVE CARE
363 | 4218190003800 | METER JAUNDICE | INTENSIVE CARE
364 | 4218190004400 | MONITOR SYSTEM CEREBRAL FUNCTION INFANT | INTENSIVE CARE
365 | 4218190007200 | RESUSCITATOR AND WARMER INFANT | INTENSIVE CARE
366 | 4218190007700 | SCREENING HEARING ABR NEONATE | INTENSIVE CARE
367 | 4218190008200 | TRANSILLUMINATOR VEIN PNEUMOTHORAX | INTENSIVE CARE
368 | 4218190008600 | VENTILATOR HFO NEONATE | INTENSIVE CARE
369 | 4228000045700 | VENTILATOR NIV BUBBLE NEONATE | INTENSIVE CARE
370 | 4218190009500 | WARMER INFANT UNIT WITHOUT BASSINET | INTENSIVE CARE
371 | 4111330900200 | SCREENING LSDS NEONATE | INTENSIVE CARE
372 | 4111330900100 | SCREENING G6PD NEONATE POC | INTENSIVE CARE
373 | 4214370200000 | BLANKET PHOTOTHERAPY | INTENSIVE CARE
374 | 4219181000900 | MATTRESS AIR NEONATE | INTENSIVE CARE
375 | 4219180200200 | INCUBATOR NEONATE MID RANGE | INTENSIVE CARE
376 | 4227220500600 | VENTILATOR ICU NEONATE ADVANCE | INTENSIVE CARE
377 | 4218190020200 | MONITOR BEDSIDE NEONATE ADVANCE 15 INCH | INTENSIVE CARE
378 | 4218190020300 | MONITOR BEDSIDE NEONATE MID RANGE 15 INCH | INTENSIVE CARE
379 | 4218190020400 | MONITOR BEDSIDE NEONATE BASIC 15 INCH | INTENSIVE CARE
380 | 4219160602100 | PENDANT VERTICAL RIGID | INTENSIVE CARE
381 | 4227220501300 | VENTILATOR CPAP NASAL NEONATE ADVANCE | INTENSIVE CARE
382 | 4227220501400 | VENTILATOR CPAP NASAL NEONATE MID RANGE | INTENSIVE CARE
383 | 4219180300900 | CRIB PEDIATRIC ADVANCE | INTENSIVE CARE
384 | 4219181700200 | CRIB PEDIATRIC MID RANGE | INTENSIVE CARE
385 | 4219180301100 | CRIB PEDIATRIC BASIC | INTENSIVE CARE
386 | 4228000000200 | AUTOCLAVE TABLETOP | INFECTION CONTROL
387 | 4228000003000 | INDICATOR READER BIOLOGICAL | INFECTION CONTROL
388 | 4228000005000 | STERILIZER LOW TEMP H2O2 PASS THRU | INFECTION CONTROL
389 | 4228000005100 | STERILIZER LOW TEMP H2O2 SMALL | INFECTION CONTROL
390 | 4228000005200 | STERILIZER STEAM 10STU PASS THRU | INFECTION CONTROL
391 | 4228000005300 | STERILIZER STEAM 12STU PASS THRU | INFECTION CONTROL
392 | 4214000012700 | STERILIZER STEAM 2STU SINGLE DOOR | INFECTION CONTROL
393 | 4228000005400 | STERILIZER STEAM 4STU PASS THRU | INFECTION CONTROL
394 | 4228000005700 | STERILIZER STEAM 4STU SINGLE DOOR | INFECTION CONTROL
395 | 4228000005800 | STERILIZER STEAM 6STU SINGLE DOOR | INFECTION CONTROL
396 | 4228000005500 | STERILIZER STEAM 8STU PASS THRU | INFECTION CONTROL
397 | 4229350003100 | STERILIZER STEAM 12STU SINGLE DOOR | INFECTION CONTROL
398 | 4228150801000 | STERILIZER STEAM 6STU PASS THRU | INFECTION CONTROL
399 | 4229350003200 | STERILIZER STEAM 8STU SINGLE DOOR | INFECTION CONTROL
400 | 4228151000800 | TROLLEY TRANSFER CSSD | INFECTION CONTROL
401 | 4228150801400 | STERILIZER STEAM 2STU PASS THRU | INFECTION CONTROL
402 | 4228150801500 | STERILIZER STEAM 10STU SINGLE DOOR | INFECTION CONTROL
403 | 4228150801600 | STERILIZER STEAM 28STU SINGLE DOOR | INFECTION CONTROL
404 | 4228000006700 | WASHER CART PASS THRU | INFECTION CONTROL
405 | 4228000006900 | DISINFECTOR WASHER 12DIN PASS THRU | INFECTION CONTROL
406 | 4228000007000 | DISINFECTOR WASHER 6DIN PASS THRU | INFECTION CONTROL
407 | 4228000006800 | DISINFECTOR WASHER 10DIN PASS THRU | INFECTION CONTROL
408 | 4228000007100 | DISINFECTOR WASHER 8DIN PASS THRU | INFECTION CONTROL
409 | 4219230000200 | DISINFECTOR WASHER UNDERCOUNTER | INFECTION CONTROL
410 | 4228000003700 | PUMP DOSING AUTOMATIC | INFECTION CONTROL
411 | 4228000006600 | WASHER BEDPAN | INFECTION CONTROL
412 | 4228000002200 | WASHER ENDOSCOPY LARGE | INFECTION CONTROL
413 | 4229350003300 | DISINFECTOR WASHER 15DIN PASS THRU | INFECTION CONTROL
414 | 4229350003400 | DISINFECTOR WASHER 18DIN PASS THRU | INFECTION CONTROL
415 | 4228201001400 | WASHER CART SMALL SIZE UNIT | INFECTION CONTROL
416 | 4228201002500 | DISINFECTOR WASHER TABLETOP | INFECTION CONTROL
417 | 4214000012300 | APPLICATOR LABEL GUN | INFECTION CONTROL
418 | 4228000000500 | CABINET DRYING SILICON TUBING | INFECTION CONTROL
419 | 4228000000900 | CART CLOSE CABINET DOOR LOCK | INFECTION CONTROL
420 | 4228000001000 | CART CLOSE CABINET LATCH | INFECTION CONTROL
421 | 4228000003100 | IRRIGATION SYSTEM TABLE TOP | INFECTION CONTROL
422 | 4228000007300 | PLANT TREATMENT WATER RO | INFECTION CONTROL
423 | 4228000003900 | RACK SHELVE STORAGE TOP MOBILE | INFECTION CONTROL
424 | 4228000004100 | RACK SURGICAL CONTAINER 4 SHELVE | INFECTION CONTROL
425 | 4228000004000 | RACK WRAP STERILE | INFECTION CONTROL
426 | 4228000004400 | SEALER HEAT | INFECTION CONTROL
427 | 4228000004500 | SHELVES FREE STANDING | INFECTION CONTROL
428 | 4228000004600 | SHELVE SHOES STAINLESS STEEL | INFECTION CONTROL
429 | 4228190203900 | POUCH MAKING MACHINE | INFECTION CONTROL
430 | 4228151500100 | RACK CSSD 4 SHELVES | INFECTION CONTROL
431 | 4228151500200 | RACK CSSD 3 SHELVES | INFECTION CONTROL
432 | 4228150001200 | TABLE PACKAGING FIXED | INFECTION CONTROL
433 | 4228150002400 | TABLE PACKAGING HEIGHT ADJUSTABLE LARGE | INFECTION CONTROL
434 | 4228150003600 | TABLE PACKAGING HEIGHT ADJUSTABLE SMALL | INFECTION CONTROL
435 | 4219240404200 | CART GENERAL | INFECTION CONTROL
436 | 4228000001700 | DISINFECTION SURFACE SYSTEM UV | INFECTION CONTROL
437 | 4228000001800 | DISINFECTOR HIGH LEVEL ULTRASOUND PROBE | INFECTION CONTROL
438 | 4228000003400 | OZONE AND HYDROGEN PEROXIDE DISINFECTION SYSTEM | INFECTION CONTROL
439 | 4228000046700 | DISINFECTOR UV-C HIGH LEVEL ULTRASOUND PROBE | INFECTION CONTROL
440 | 4228153100000 | DISINFECTION SURFACE SYSTEM UV 2 TOWER | INFECTION CONTROL
441 | 4228153100100 | DISINFECTION SURFACE SYSTEM UV 3 TOWER | INFECTION CONTROL
442 | 4228153200000 | DISINFECTION SURFACE SYSTEM H2O2 SMALL | INFECTION CONTROL
443 | 4228153200100 | DISINFECTION SURFACE SYSTEM H2O2 LARGE | INFECTION CONTROL
444 | 4228000002500 | STATION HAND HYGIENE AUTOMATED CLINICS & WARDS | INFECTION CONTROL
445 | 4228000002600 | STATION HAND HYGIENE AUTOMATED CRITICAL CARE & O.R | INFECTION CONTROL
446 | 4228000006300 | TRACKING AND QUALITY ASSURANCE SYSTEM CSSD | INFECTION CONTROL
447 | 4228000001900 | DISPENSER COVER SHOE AUTOMATIC | INFECTION CONTROL
448 | 4228000003800 | CHAMBER ISOLATION PATIENT PORTABLE | INFECTION CONTROL
449 | 4229540701100 | FIT TEST N95 MASK | INFECTION CONTROL
450 | 4618200700300 | PAPR RESPIRATOR BIOLOGICAL COMPLETE | INFECTION CONTROL
451 | 4111533600100 | LAMP DECONTAMINATION ULTRAVIOLET | INFECTION CONTROL
452 | 4111197300000 | COUNTER PARTICLES AIRBORNE | INFECTION CONTROL
453 | 4228000006400 | CLEANER ULTRASONIC WITH DRYER FLOOR STAND | INFECTION CONTROL
454 | 4228201700200 | CLEANER ULTRASONIC 35 LITERS UNDER COUNTER | INFECTION CONTROL
455 | 4115000008400 | CHAMBER DRYING CYTOGENETIC | IVF LAB
456 | 4115000029200 | SPERMFUGE | IVF LAB
457 | 4214320004400 | TROLLEY HEATED IVF | IVF LAB
458 | 4214320004500 | WARMER TUBE IVF | IVF LAB
459 | 4214320700000 | ANALYZER SEMEN SEMI AUTOMATED CASA | IVF LAB
460 | 4214320700600 | ANALYZER SEMEN AUTOMATED CASA | IVF LAB
461 | 4214320006700 | WORKSTATION IVF SMALL | IVF LAB
462 | 4214320008300 | WORKSTATION IVF LARGE | IVF LAB
463 | 4214320009900 | MICROSCOPE TESE | IVF LAB
464 | 4214320010200 | INCUBATOR TRI-GAS LOW CAPACITY | IVF LAB
465 | 4214320010700 | INCUBATOR TRI-GAS MEDIUM CAPACITY | IVF LAB
466 | 4214320011100 | INCUBATOR TRI-GAS HIGH CAPACITY | IVF LAB
467 | 4214320011300 | WARMER PLATE IVF | IVF LAB
468 | 4214320011500 | THERMOMETER HANDHELD IVF | IVF LAB
469 | 4214320011900 | INJECTION SPERM INTRACYTOPLASMIC ICSI | IVF LAB
470 | 4214320012600 | SUCTION PUMP IVF | IVF LAB
471 | 4214320013700 | INCUBATOR TRI-GAS AUTOMATED WITH TIME LAPS LOW CAPACITY | IVF LAB
472 | 4214320014100 | INCUBATOR TRI-GAS AUTOMATED WITH TIME LAPS HIGH CAPACITY | IVF LAB
473 | 4214320014500 | SEALER STRAW IVF | IVF LAB
474 | 4214320014600 | STORAGE CRYOGENIC CANISTER TANK LOW CAPACITY | IVF LAB
475 | 4214320015800 | STORAGE CRYOGENIC CANISTER TANK MEDIUM CAPACITY | IVF LAB
476 | 4214320017000 | STORAGE CRYOGENIC CANISTER TANK HIGH CAPACITY | IVF LAB
477 | 4219210100400 | CHAIR BLOOD DONATION | LABORATORY
478 | 4115000007400 | CENTRIFUGE CELL WASH | LABORATORY
479 | 4110320800100 | SEALER TUBE BENCHTOP | LABORATORY
480 | 4110242900400 | SEALER TUBE HANDHELD | LABORATORY
481 | 4110442700200 | INCUBATOR PLATELET BENCHTOP LOW CAPACITY | LABORATORY
482 | 4110442700300 | INCUBATOR PLATELET BENCHTOP MEDIUM CAPACITY | LABORATORY
483 | 4110442700400 | INCUBATOR PLATELET BENCHTOP HIGH CAPACITY | LABORATORY
484 | 4219210100300 | CHAIR BLOOD DONATION PORTABLE | LABORATORY
485 | 4110442700500 | INCUBATOR PLATELET FLOOR LOW CAPACITY | LABORATORY
486 | 4110442700600 | INCUBATOR PLATELET FLOOR MEDIUM CAPACITY | LABORATORY
487 | 4110442700700 | INCUBATOR PLATELET FLOOR HIGH CAPACITY | LABORATORY
488 | 4113161200400 | CENTRIFUGE BLOOD BAG LOW CAPACITY | LABORATORY
489 | 4113161200500 | CENTRIFUGE BLOOD BAG MEDIUM CAPACITY | LABORATORY
490 | 4113161200600 | CENTRIFUGE BLOOD BAG HIGH CAPACITY | LABORATORY
491 | 4110500100100 | SEPARATOR PLASMA MANUAL | LABORATORY
492 | 4110500100200 | SEPARATOR PLASMA SEMI AUTOMATED | LABORATORY
493 | 4113161100100 | SEPARATOR BLOOD COMPONENT AUTOMATED | LABORATORY
494 | 4110371600100 | THAWER PLASMA LOW CAPACITY | LABORATORY
495 | 4110371600200 | THAWER PLASMA MEDIUM CAPACITY | LABORATORY
496 | 4110371600300 | THAWER PLASMA HIGH CAPACITY | LABORATORY
497 | 4113160601300 | TYPING BLOOD MANUAL | LABORATORY
498 | 4113160601400 | TYPING BLOOD SEMI AUTOMATED | LABORATORY
499 | 4113160006600 | TYPING BLOOD AUTOMATED LOW CAPACITY | LABORATORY
500 | 4113160007200 | TYPING BLOOD AUTOMATED MEDIUM CAPACITY | LABORATORY
501 | 4113160007900 | TYPING BLOOD AUTOMATED HIGH CAPACITY | LABORATORY
502 | 4113160008600 | NUCLEIC ACID TESTING AUTOMATED NAT | LABORATORY
503 | 4113160011100 | SHAKER BLOOD BAG | LABORATORY
504 | 4113160011200 | WELDER TUBE | LABORATORY
505 | 4113160011300 | STRIPPER TUBE | LABORATORY
506 | 4113160009400 | REDUCTION PATHOGEN | LABORATORY
507 | 4113160010400 | PROCESSING BLOOD COMPONENT AUTOMATED | LABORATORY
508 | 4115000017000 | IRRADIATOR BLOOD BANK | LABORATORY
509 | 4115000002300 | ANALYZER COMPREHENSIVE POC | LABORATORY
510 | 4115000002800 | ANALYZER INFRARED | LABORATORY
511 | 4115000033200 | TRAILER BLOOD DONATION | LABORATORY
512 | 4216170000000 | STAND BLOOD FILTRATION | LABORATORY
513 | 4111583900500 | APHERESIS UNIT DONOR | LABORATORY
514 | 4216191600300 | APHERESIS UNIT THERAPEUTIC | LABORATORY
515 | 4110301001100 | REFRIGERATOR BLOOD BANK 100L | LABORATORY
516 | 4110301002000 | REFRIGERATOR BLOOD BANK 350L | LABORATORY
517 | 4110301002900 | REFRIGERATOR BLOOD BANK 480L | LABORATORY
518 | 4110301003800 | REFRIGERATOR BLOOD BANK 700L | LABORATORY
519 | 4110301004700 | REFRIGERATOR BLOOD BANK 900L | LABORATORY
520 | 4110301005600 | REFRIGERATOR BLOOD BANK 480L PASS THRU | LABORATORY
521 | 4110301006500 | REFRIGERATOR BLOOD BANK 700L PASS THRU | LABORATORY
522 | 4110301007400 | REFRIGERATOR BLOOD BANK 1400L PASS THRU | LABORATORY
523 | 4115000007000 | CART UTILITY | LABORATORY
524 | 4115000007600 | CENTRIFUGE FLOOR | LABORATORY
525 | 4115000008000 | CENTRIFUGE REFRIGERATED FLOOR | LABORATORY
526 | 4219210100200 | CHAIR BLOOD DRAWING | LABORATORY
527 | 4214000014600 | CHAIR LAB | LABORATORY
528 | 4115000011300 | DOCUMENTATION GEL | LABORATORY
529 | 4115000011400 | DRYER 50 SLIDE | LABORATORY
530 | 4115000013600 | GENERATOR AIR | LABORATORY
531 | 4115000019200 | METER ELECTRONIC DENSITY | LABORATORY
532 | 4115000019400 | METER GRAVITY DIGITAL SPECIFIC | LABORATORY
533 | 4115000019500 | METER HEMOGLOBIN | LABORATORY
534 | 4115000019800 | METER T.S | LABORATORY
535 | 4115000019900 | METER TEMPERATURE AND HUMIDITY | LABORATORY
536 | 4115000020100 | METER VOLATILE ORGANIC COMPOUND | LABORATORY
537 | 4115000021600 | MICROWAVE DIGESTER LABSTATION | LABORATORY
538 | 4115000022400 | NIR DOUBLE BEAM UV VIS | LABORATORY
539 | 4115000022500 | OSMOMETER | LABORATORY
540 | 4115000023000 | OXIMETER CO | LABORATORY
541 | 4110301000600 | REFRIGERATOR LAB 1400L | LABORATORY
542 | 4115000028500 | SLIDE WARMER | LABORATORY
543 | 4115000030800 | SWEAT ANALYSIS | LABORATORY
544 | 4110301102900 | REFRIGERATOR LAB 480L | LABORATORY
545 | 4110242500000 | DRYER SLIDE | LABORATORY
546 | 4110381300000 | SHAKER TUBE MULTI REAX | LABORATORY
547 | 4110151900000 | TISSUELYSER | LABORATORY
548 | 4810171100100 | DISPENSER VOLUMETRIC | LABORATORY
549 | 4110351701200 | CABINET SAFETY BIOLOGICAL CLASS III | LABORATORY
550 | 4110400800100 | SAMPLER AIR PETRI DISH | LABORATORY
551 | 4110291400100 | BATH ULTRASONIC | LABORATORY
552 | 4112241800000 | PUNCHER CARD DRIED BLOOD SPOT | LABORATORY
553 | 4110480500000 | EVAPORATOR BLOWDOWN | LABORATORY
554 | 4110480400100 | EVAPORATOR ROTARY | LABORATORY
555 | 4110291200000 | MAKER GLASS KNIFE | LABORATORY
556 | 4111170300100 | MICROSCOPE STEREO | LABORATORY
557 | 4110301900000 | FREEZER PLASMA 570 LITERS UP TO -30 | LABORATORY
558 | 4110301900300 | FREEZER PLASMA 700 LITERS UP TO -30 | LABORATORY
559 | 4110301900600 | FREEZER PLASMA 300 LITERS UP TO -30 | LABORATORY
560 | 4110300000000 | REFRIGERATOR LAB 100L | LABORATORY
561 | 4110300000100 | REFRIGERATOR LAB 350L | LABORATORY
562 | 4110300000200 | REFRIGERATOR LAB 400L PASS THRU | LABORATORY
563 | 4110300000300 | REFRIGERATOR LAB 680L PASS THRU | LABORATORY
564 | 4110300000400 | REFRIGERATOR LAB 700L | LABORATORY
565 | 4110300000500 | REFRIGERATOR LAB 900L | LABORATORY
566 | 4110300000600 | REFRIGERATOR LAB 1500L PASS THRU | LABORATORY
567 | 4115000013800 | GENERATOR HYDROGEN | LABORATORY
568 | 4115000014000 | GENERATOR NITROGEN | LABORATORY
569 | 4219000084600 | STEM CELLS AUTOMATED PROCESSOR | LABORATORY
570 | 4111150200000 | BALANCE LABORATORY BASIC | LABORATORY
571 | 4111150200100 | BALANCE LABORATORY MID RANGE | LABORATORY
572 | 4111150200200 | BALANCE LABORATORY ADVANCED | LABORATORY
573 | 4111150200300 | BALANCE LABORATORY PREMIUM | LABORATORY
574 | 4110390100000 | CENTRIFUGE MINI | LABORATORY
575 | 4110390200100 | CENTRIFUGE MINI REFRIGERATED | LABORATORY
576 | 4110442500100 | INCUBATOR CO2 MINI | LABORATORY
577 | 4110442500200 | INCUBATOR CO2 SMALL | LABORATORY
578 | 4110442500300 | INCUBATOR CO2 MEDIUM | LABORATORY
579 | 4110442500400 | INCUBATOR CO2 LARGE | LABORATORY
580 | 4110442500500 | INCUBATOR CO2 ULTRA LARGE | LABORATORY
581 | 4110440400100 | INCUBATOR BIOLOGICAL MINI | LABORATORY
582 | 4110440400200 | INCUBATOR BIOLOGICAL SMALL | LABORATORY
583 | 4110440400300 | INCUBATOR BIOLOGICAL MEDIUM | LABORATORY
584 | 4110440400400 | INCUBATOR BIOLOGICAL LARGE | LABORATORY
585 | 4110440400500 | INCUBATOR BIOLOGICAL ULTRA LARGE | LABORATORY
586 | 4110450100200 | OVEN LABORATORY MINI | LABORATORY
587 | 4110450100300 | OVEN LABORATORY SMALL | LABORATORY
588 | 4110450100400 | OVEN LABORATORY MEDIUM | LABORATORY
589 | 4110450100500 | OVEN LABORATORY LARGE | LABORATORY
590 | 4110450100600 | OVEN LABORATORY ULTRA LARGE | LABORATORY
591 | 4111171200000 | MICROSCOPE INVERTED 4 OBJECTIVES | LABORATORY
592 | 4111171200100 | MICROSCOPE INVERTED 5 OBJECTIVES | LABORATORY
593 | 4111171200200 | MICROSCOPE INVERTED 6 OBJECTIVES | LABORATORY
594 | 4110351701300 | CABINET SAFETY BIOLOGICAL CLASS II A2 3 FT | LABORATORY
595 | 4110351701400 | CABINET SAFETY BIOLOGICAL CLASS II A2 4 FT | LABORATORY
596 | 4110351701500 | CABINET SAFETY BIOLOGICAL CLASS II A2 5 FT | LABORATORY
597 | 4110351701600 | CABINET SAFETY BIOLOGICAL CLASS II A2 6 FT | LABORATORY
598 | 4110351701700 | CABINET SAFETY BIOLOGICAL CLASS II B2 4 FT | LABORATORY
599 | 4110351701800 | CABINET SAFETY BIOLOGICAL CLASS II B2 6 FT | LABORATORY
600 | 4110350200400 | HOOD FUME 4 FT DUCTLESS | LABORATORY
601 | 4110350200500 | HOOD FUME 4 FT DUCTED | LABORATORY
602 | 4110350200600 | HOOD FUME 6 FT DUCTLESS | LABORATORY
603 | 4110350200700 | HOOD FUME 6 FT DUCTED | LABORATORY
604 | 4110350400200 | CABINET FLOW LAMINAR 3 FT HORIZONTAL | LABORATORY
605 | 4110350400300 | CABINET FLOW LAMINAR 3 FT VERTICAL | LABORATORY
606 | 4110350400400 | CABINET FLOW LAMINAR 4 FT HORIZONTAL | LABORATORY
607 | 4110350400500 | CABINET FLOW LAMINAR 4 FT VERTICAL | LABORATORY
608 | 4110350400600 | CABINET FLOW LAMINAR 5 FT HORIZONTAL | LABORATORY
609 | 4110350400700 | CABINET FLOW LAMINAR 5 FT VERTICAL | LABORATORY
610 | 4110350400800 | CABINET FLOW LAMINAR 6 FT HORIZONTAL | LABORATORY
611 | 4110350400900 | CABINET FLOW LAMINAR 6 FT VERTICAL | LABORATORY
612 | 4110381400100 | VORTEX | LABORATORY
613 | 4110381500100 | ROTATOR LAB | LABORATORY
614 | 4110380200000 | ROLLER LAB | LABORATORY
615 | 4110380000100 | SHAKER THERMAL | LABORATORY
616 | 4110380000200 | SHAKER PLATFORM | LABORATORY
617 | 4110440500100 | SHAKER INCUBATOR | LABORATORY
618 | 4110440500200 | SHAKER INCUBATOR REFRIGERATED | LABORATORY
619 | 4110242200100 | HEATER TUBE BLOCK LOW CAPACITY | LABORATORY
620 | 4110242200200 | HEATER TUBE BLOCK MEDIUM CAPACITY | LABORATORY
621 | 4110242200300 | HEATER TUBE BLOCK HIGH CAPACITY | LABORATORY
622 | 4110380600100 | STIRRER HOTPLATE SMALL | LABORATORY
623 | 4110380600200 | STIRRER HOTPLATE MEDIUM | LABORATORY
624 | 4110380600300 | STIRRER HOTPLATE LARGE | LABORATORY
625 | 4110380600400 | STIRRER SMALL | LABORATORY
626 | 4110380600500 | STIRRER MEDIUM | LABORATORY
627 | 4110380600600 | STIRRER LARGE | LABORATORY
628 | 4110240600200 | HOTPLATE SMALL | LABORATORY
629 | 4110240600300 | HOTPLATE MEDIUM | LABORATORY
630 | 4110240600400 | HOTPLATE LARGE | LABORATORY
631 | 4110370000100 | BATH WATER SINGLE CHAMBER LOW CAPACITY | LABORATORY
632 | 4110370000200 | BATH WATER SINGLE CHAMBER MEDIUM CAPACITY | LABORATORY
633 | 4110370000300 | BATH WATER SINGLE CHAMBER HIGH CAPACITY | LABORATORY
634 | 4110370000400 | BATH WATER DUAL CHAMBER | LABORATORY
635 | 4110420000000 | PURIFICATION WATER SYSTEM TYPE 1 LOW THROUGHPUT | LABORATORY
636 | 4110420000800 | PURIFICATION WATER SYSTEM TYPE 1 MEDIUM THROUGHPUT | LABORATORY
637 | 4110420001600 | PURIFICATION WATER SYSTEM TYPE 1 HIGH THROUGHPUT | LABORATORY
638 | 4110420002400 | PURIFICATION WATER SYSTEM TYPE 2 LOW THROUGHPUT | LABORATORY
639 | 4110420003200 | PURIFICATION WATER SYSTEM TYPE 2 MEDIUM THROUGHPUT | LABORATORY
640 | 4110420004000 | PURIFICATION WATER SYSTEM TYPE 2 HIGH THROUGHPUT | LABORATORY
641 | 4110420004800 | PURIFICATION WATER SYSTEM TYPE 3 LOW THROUGHPUT | LABORATORY
642 | 4110420005600 | PURIFICATION WATER SYSTEM TYPE 3 MEDIUM THROUGHPUT | LABORATORY
643 | 4110420006400 | PURIFICATION WATER SYSTEM TYPE 3 HIGH THROUGHPUT | LABORATORY
644 | 4111170502900 | MICROSCOPE 4 OBJECTIVES | LABORATORY
645 | 4111170503600 | MICROSCOPE 5 OBJECTIVES | LABORATORY
646 | 4111170504600 | MICROSCOPE 6 OBJECTIVES | LABORATORY
647 | 4111170505600 | MICROSCOPE 7 OBJECTIVES | LABORATORY
648 | 4110390300400 | CENTRIFUGE BENCHTOP ULTRA LOW CAPACITY | LABORATORY
649 | 4110390300500 | CENTRIFUGE BENCHTOP LOW CAPACITY | LABORATORY
650 | 4110390300600 | CENTRIFUGE BENCHTOP MEDIUM CAPACITY | LABORATORY
651 | 4110390300700 | CENTRIFUGE BENCHTOP HIGH CAPACITY | LABORATORY
652 | 4110390400400 | CENTRIFUGE REFRIGERATED BENCHTOP LOW CAPACITY | LABORATORY
653 | 4110390400500 | CENTRIFUGE REFRIGERATED BENCHTOP MEDIUM CAPACITY | LABORATORY
654 | 4110390400600 | CENTRIFUGE REFRIGERATED BENCHTOP HIGH CAPACITY | LABORATORY
655 | 4110430603600 | ANALYZER MOISTURE | LABORATORY
656 | 4219210100500 | CHAIR BLOOD DRAWING PEDIATRIC | LABORATORY
657 | 4229511201000 | TABLE BLOOD DRAWING | LABORATORY
658 | 4110291400500 | SONICATOR | LABORATORY
659 | 4110291400600 | BATH ULTRASONIC HEATED | LABORATORY
660 | 4110300600100 | FREEZER CRYOGENIC LOW CAPACITY | LABORATORY
661 | 4110300600200 | FREEZER CRYOGENIC MEDIUM CAPACITY | LABORATORY
662 | 4110300600300 | FREEZER CRYOGENIC HIGH CAPACITY | LABORATORY
663 | 4110300600400 | FREEZER CRYOGENIC ULTRA HIGH CAPACITY | LABORATORY
664 | 4110300600500 | FREEZER CRYOGENIC HIGH EFFICIENCY LOW CAPACITY | LABORATORY
665 | 4110300600600 | FREEZER CRYOGENIC HIGH EFFICIENCY MEDIUM CAPACITY | LABORATORY
666 | 4110300600700 | FREEZER CRYOGENIC HIGH EFFICIENCY HIGH CAPACITY | LABORATORY
667 | 4110300600800 | FREEZER CRYOGENIC HIGH EFFICIENCY ULTRA HIGH CAPACITY | LABORATORY
668 | 4110303604000 | STORAGE CRYOGENIC RACK TANK LOW CAPACITY | LABORATORY
669 | 4110303604100 | STORAGE CRYOGENIC RACK TANK MEDIUM CAPACITY | LABORATORY
670 | 4110303604200 | STORAGE CRYOGENIC RACK TANK HIGH CAPACITY | LABORATORY
671 | 4110300600900 | FREEZER CRYOGENIC ALUMINUM | LABORATORY
672 | 4110300601000 | FREEZER CRYOGENIC AUTOMATED MEDIUM CAPACITY | LABORATORY
673 | 4110300601100 | FREEZER CRYOGENIC AUTOMATED HIGH CAPACITY | LABORATORY
674 | 4110300601200 | FREEZER CONTROLLED RATE LOW CAPACITY | LABORATORY
675 | 4110300601300 | FREEZER CONTROLLED RATE MEDIUM CAPACITY | LABORATORY
676 | 4110300601400 | FREEZER CONTROLLED RATE HIGH CAPACITY | LABORATORY
677 | 4115000000700 | ANALYZER AUTOMATED BLOOD GAS PH | LABORATORY
678 | 4115000002000 | ANALYZER CHEMISTRY POC | LABORATORY
679 | 4115000002500 | ANALYZER ELECTROLYTE | LABORATORY
680 | 4115000000300 | ANALYZER NEPHELOMETRY | LABORATORY
681 | 4115000029100 | SPECTROPHOTOMETER UV DOUBLE BEAM | LABORATORY
682 | 4111621300100 | ANALYZER HBA1C POC | LABORATORY
683 | 4111580706300 | ANALYZER CHEMISTRY HIGH THROUGHPUT | LABORATORY
684 | 4111580706400 | ANALYZER CHEMISTRY MEDIUM THROUGHPUT | LABORATORY
685 | 4111580706500 | ANALYZER CHEMISTRY LOW THROUGHPUT | LABORATORY
686 | 4111581903300 | ANALYZER HORMONE HIGH THROUGHPUT | LABORATORY
687 | 4111581903400 | ANALYZER HORMONE MEDIUM THROUGHPUT | LABORATORY
688 | 4111581903500 | ANALYZER HORMONE LOW THROUGHPUT | LABORATORY
689 | 4111581903600 | ANALYZER HORMONE NEWBORN SCREENING | LABORATORY
690 | 4113151002400 | ANALYZER HBA1C MEDIUM CAPACITY | LABORATORY
691 | 4113151004000 | ANALYZER HBA1C LOW CAPACITY | LABORATORY
692 | 4111582700300 | ANALYZER URINE CHEMISTRY | LABORATORY
693 | 4111582700400 | ANALYZER URINE MICROSCOPIC | LABORATORY
694 | 4111581903700 | ANALYZER HORMONE SEMI AUTOMATED | LABORATORY
695 | 4115160604000 | ANALYZER CHEMISTRY BENCHTOP POC | LABORATORY
696 | 4115000003000 | ANALYZER PLATELET AGGREGATION | LABORATORY
697 | 4111580900100 | ANALYZER COAGULATION PT/PTT POC | LABORATORY
698 | 4113160900000 | THAWING PLASMA DRY UNIT | LABORATORY
699 | 4111580900200 | ANALYZER PLATELET FUNCTION | LABORATORY
700 | 4114202600400 | SCREENING HEMOGLOBINOPATHIES NEWBORN | LABORATORY
701 | 4111582201800 | SCREENING MALARIA SYSTEM | LABORATORY
702 | 4111585200100 | ANALYZER FLOW CYTOMETRY | LABORATORY
703 | 4113151000000 | ANALYZER HEMOGLOBINOPATHIES HIGH CAPACITY | LABORATORY
704 | 4113151001200 | ANALYZER HEMOGLOBINOPATHIES LOW CAPACITY | LABORATORY
705 | 4113150100800 | COUNTER BLOOD CELL HIGH THROUGHPUT | LABORATORY
706 | 4113150104000 | COUNTER BLOOD CELL MEDIUM THROUGHPUT | LABORATORY
707 | 4113150106900 | COUNTER BLOOD CELL LOW THROUGHPUT 5 PART | LABORATORY
708 | 4113150109600 | COUNTER BLOOD CELL LOW THROUGHPUT 3 PART | LABORATORY
709 | 4111580901600 | ANALYZER COAGULATION HIGH THROUGHPUT | LABORATORY
710 | 4111580901700 | ANALYZER COAGULATION MEDIUM THROUGHPUT | LABORATORY
711 | 4111580901800 | ANALYZER COAGULATION LOW THROUGHPUT | LABORATORY
712 | 4115000003100 | ANALYZER COAGULATION SEMI AUTOMATED | LABORATORY
713 | 4111581016600 | ANALYZER ESR HIGH THROUGHPUT | LABORATORY
714 | 4111581017500 | ANALYZER ESR MEDIUM THROUGHPUT | LABORATORY
715 | 4113151300000 | ANALYZER ESR LOW THROUGHPUT | LABORATORY
716 | 4111581505700 | ANALYZER MORPHOLOGY DIGITAL CELL HIGH THROUGHPUT | LABORATORY
717 | 4111581505800 | ANALYZER MORPHOLOGY DIGITAL CELL MEDIUM THROUGHPUT | LABORATORY
718 | 4111581505900 | ANALYZER MORPHOLOGY DIGITAL CELL LOW THROUGHPUT | LABORATORY
719 | 4115000010300 | COUNTER COLONY BACTERIA SEMI AUTOMATED | LABORATORY
720 | 4115000020200 | MICROBIOLOGICAL AUTOMATED | LABORATORY
721 | 4115000021200 | MICROTITER DILUTING DISPENSING | LABORATORY
722 | 4115000025300 | PREPARATION MEDIA FILLING & DISPENSING | LABORATORY
723 | 4115000026800 | READER MICROPLATE | LABORATORY
724 | 4115000026900 | REFRACTOMETER URINE | LABORATORY
725 | 4111613134400 | IDENTIFICATION BACTERIAL MALDI TOF | LABORATORY
726 | 4111613136100 | IDENTIFICATION BACTERIAL AND SUSCEPTIBILITY SEMI AUTOMATED | LABORATORY
727 | 4111613136400 | IDENTIFICATION BACTERIAL AND SUSCEPTIBILITY AUTOMATED LOW CAPACITY | LABORATORY
728 | 4111613138200 | IDENTIFICATION BACTERIAL AND SUSCEPTIBILITY AUTOMATED MEDIUM CAPACITY | LABORATORY
729 | 4111613140000 | IDENTIFICATION BACTERIAL AND SUSCEPTIBILITY AUTOMATED HIGH CAPACITY | LABORATORY
730 | 4111584100000 | ANALYZER BLOOD CULTURE LOW CAPACITY | LABORATORY
731 | 4111584100100 | ANALYZER BLOOD CULTURE MEDIUM CAPACITY | LABORATORY
732 | 4111584100200 | ANALYZER BLOOD CULTURE HIGH CAPACITY | LABORATORY
733 | 4117160000400 | DETECTION TB MEDIUM CAPACITY | LABORATORY
734 | 4117160000500 | DETECTION TB HIGH CAPACITY | LABORATORY
735 | 4111586400000 | IMAGING DIRECT MULTIPLEX SYSTEM DMI | LABORATORY
736 | 4110520000300 | SCANNER GRAM STAIN AUTOMATED | LABORATORY
737 | 4110520300300 | STAINER SLIDE AFB | LABORATORY
738 | 4110520300400 | STAINER SLIDE GRAM | LABORATORY
739 | 4110320700000 | WASHER MICROPLATE | LABORATORY
740 | 4115000019300 | METER FORMALDEHYDE | LABORATORY
741 | 4111621000300 | UREA BREATH TEST UNIT | LABORATORY
742 | 4110150400000 | HOMOGENIZER TISSUE | LABORATORY
743 | 4111541300000 | SORTER CELL | LABORATORY
744 | 4110300300000 | CRYOSTAT | LABORATORY
745 | 4110300300100 | MICROTOME ULTRA | LABORATORY
746 | 4110300300200 | CRYOSTAT MOTORIZED | LABORATORY
747 | 4110300300300 | CRYOSTAT WITH DISINFECTOR | LABORATORY
748 | 4119150100300 | PROCESSOR TISSUE VACUUM LOW CAPACITY | LABORATORY
749 | 4119150100400 | PROCESSOR TISSUE VACUUM HIGH CAPACITY | LABORATORY
750 | 4119160200000 | PROCESSOR TISSUE MICROWAVE AUTOMATED | LABORATORY
751 | 4119150100500 | PROCESSOR TISSUE ROTARY | LABORATORY
752 | 4110520100400 | STAINER SLIDE LOW CAPACITY | LABORATORY
753 | 4110520100500 | STAINER SLIDE MEDIUM CAPACITY | LABORATORY
754 | 4110520100600 | STAINER SLIDE HIGH CAPACITY | LABORATORY
755 | 4110520100700 | STAINER SLIDE SPECIAL STAIN | LABORATORY
756 | 4110520609400 | STAINER SLIDE IMMUNOHISTOCHEMISTRY MEDIUM CAPACITY | LABORATORY
757 | 4110520609500 | STAINER SLIDE IMMUNOHISTOCHEMISTRY HIGH CAPACITY | LABORATORY
758 | 4115000006600 | CABINET STORAGE TISSUE | LABORATORY
759 | 4119160000200 | IMAGING GROSS SYSTEM | LABORATORY
760 | 4110291600300 | MICROTOME ROTARY MANUAL | LABORATORY
761 | 4110291600400 | MICROTOME ROTARY MOTORIZED | LABORATORY
762 | 4110291600500 | MICROTOME ROTARY AUTOMATED | LABORATORY
763 | 4110290100000 | STATION EMBEDDING MANUAL | LABORATORY
764 | 4110290101100 | STATION EMBEDDING AUTOMATED | LABORATORY
765 | 4110290102300 | STATION EMBEDDING FROZEN | LABORATORY
766 | 4119160000800 | STATION GROSS SMALL | LABORATORY
767 | 4119160001100 | STATION GROSS MEDIUM | LABORATORY
768 | 4119160001800 | STATION GROSS LARGE | LABORATORY
769 | 4112330600400 | PRINTER CASSETTE | LABORATORY
770 | 4112260002200 | PRINTER SLIDE | LABORATORY
771 | 4110480900000 | LIQUID BASED SEDIMENTATION SEMI AUTOMATED | LABORATORY
772 | 4110480900900 | LIQUID BASED SEDIMENTATION AUTOMATED | LABORATORY
773 | 4110490002200 | LIQUID BASED FILTRATION LOW THROUGHPUT | LABORATORY
774 | 4110490004400 | LIQUID BASED FILTRATION HIGH THROUGHPUT | LABORATORY
775 | 4110291800300 | COVERSLIPPER GLASS LOW THROUGHPUT | LABORATORY
776 | 4110291800400 | COVERSLIPPER GLASS MEDIUM THROUGHPUT | LABORATORY
777 | 4110291800500 | COVERSLIPPER FILM | LABORATORY
778 | 4112260002800 | SCANNER SLIDE DIGITAL LOW THROUGHPUT | LABORATORY
779 | 4112260003200 | SCANNER SLIDE DIGITAL HIGH THROUGHPUT | LABORATORY
780 | 4113151400000 | CYTOSPIN | LABORATORY
781 | 4113151400100 | CYTOSPIN WITH SLIDE STAINER | LABORATORY
782 | 4119150100600 | BLOCK CELL SYSTEM | LABORATORY
783 | 4115000042100 | MICROSCOPE ELECTRON | LABORATORY
784 | 4110370601300 | BATH WATER SLIDE | LABORATORY
785 | 4111586900100 | ANALYZER IMMUNOASSAY SEMI AUTOMATED | LABORATORY
786 | 4111587003000 | ANALYZER IMMUNOASSAY LOW THROUGHPUT | LABORATORY
787 | 4111587006100 | ANALYZER IMMUNOASSAY MEDIUM THROUGHPUT | LABORATORY
788 | 4111586900200 | ANALYZER IMMUNOASSAY HIGH THROUGHPUT | LABORATORY
789 | 4111581902800 | ANALYZER ELISA LOW CAPACITY | LABORATORY
790 | 4111581902900 | ANALYZER ELISA MEDIUM CAPACITY | LABORATORY
791 | 4111581903000 | ANALYZER ELISA HIGH CAPACITY | LABORATORY
792 | 4111582300000 | ANALYZER WESTERN BLOT SEMI AUTOMATED | LABORATORY
793 | 4111582300100 | ANALYZER WESTERN BLOT FULLY AUTOMATED | LABORATORY
794 | 4111581903100 | ANALYZER ALLERGY AND AUTOIMMUNITY LOW THROUGHPUT | LABORATORY
795 | 4111581903200 | ANALYZER ALLERGY AND AUTOIMMUNITY HIGH THROUGHPUT | LABORATORY
796 | 4111586900300 | ANALYZER IFA | LABORATORY
797 | 4111586900400 | ANALYZER IMMUNOASSAY MICROARRAY FULLY AUTOMATED | LABORATORY
798 | 4111582104200 | ANALYZER GENETIC 4 CAPILLARY | LABORATORY
799 | 4111582100300 | ANALYZER GENETIC 8 CAPILLARY | LABORATORY
800 | 4111582100400 | ANALYZER GENETIC 24 CAPILLARY | LABORATORY
801 | 4111582100500 | ANALYZER GENETIC 96 CAPILLARY | LABORATORY
802 | 4321220000000 | STORAGE SYSTEM BIOLOGICAL SAMPLES AUTOMATED | LABORATORY
803 | 4111581100300 | SEQUENCER NEXT GENERATION LOW THROUGHPUT NGS | LABORATORY
804 | 4111581100400 | SEQUENCER NEXT GENERATION MEDIUM THROUGHPUT NGS | LABORATORY
805 | 4111581100500 | SEQUENCER NEXT GENERATION HIGH THROUGHPUT NGS | LABORATORY
806 | 4110480000000 | EXTRACTOR DNA LOW CAPACITY | LABORATORY
807 | 4110480000100 | EXTRACTOR DNA MEDIUM CAPACITY | LABORATORY
808 | 4110480000200 | EXTRACTOR DNA HIGH CAPACITY | LABORATORY
809 | 4110480000300 | EXTRACTOR DNA WITH SAMPLE PREPARATION | LABORATORY
810 | 4111584300600 | MOLECULAR TESTING FULLY AUTOMATED | LABORATORY
811 | 4110350602200 | WORKSTATION PCR SMALL | LABORATORY
812 | 4110350602300 | WORKSTATION PCR LARGE | LABORATORY
813 | 4115000011600 | ELECTROPHORESIS HORIZONTAL | LABORATORY
814 | 4110534000500 | ELECTROPHORESIS VERTICAL | LABORATORY
815 | 4110493300000 | PCR REAL TIME MEDIUM CAPACITY | LABORATORY
816 | 4110493300100 | PCR REAL TIME HIGH CAPACITY | LABORATORY
817 | 4118160701600 | PROCESSOR FISH SLIDE MANUAL | LABORATORY
818 | 4118160701700 | PROCESSOR FISH SLIDE SEMI AUTOMATED | LABORATORY
819 | 4116150207800 | WORKSTATION CYTOGENETICS MANUAL | LABORATORY
820 | 4116150208800 | WORKSTATION CYTOGENETICS AUTOMATED | LABORATORY
821 | 4111586000000 | ANALYZER GENETICS MICROARRAY | LABORATORY
822 | 4111586000100 | ANALYZER GENETIC MASSARRAY | LABORATORY
823 | 4111586000200 | ANALYZER FRAGMENT | LABORATORY
824 | 4111540100000 | NANODROP FLUOROMETER | LABORATORY
825 | 4111540600300 | NANODROP SPECTROPHOTOMETER | LABORATORY
826 | 4111540600400 | NANODROP DUAL | LABORATORY
827 | 4110291400200 | ULTRASONICATOR DNA SHEARING LOW CAPACITY | LABORATORY
828 | 4110291400300 | ULTRASONICATOR DNA SHEARING MEDIUM CAPACITY | LABORATORY
829 | 4110291400400 | ULTRASONICATOR DNA SHEARING HIGH CAPACITY | LABORATORY
830 | 4115000031200 | THERMAL CYCLER | LABORATORY
831 | 4110560001900 | LIBRARY PREPARATION FOR NGS MEDIUM THROUGHPUT | LABORATORY
832 | 4110560005100 | LIBRARY PREPARATION FOR NGS HIGH THROUGHPUT | LABORATORY
833 | 4113150100000 | COUNTER CELL AUTOMATED | LABORATORY
834 | 4218190020500 | ANALYZER ENDOTOXIN | LABORATORY
835 | 4115000012300 | EVAPORATOR NITROGEN | LABORATORY
836 | 4115000013000 | FOURIER TRANSFORM INFRARED | LABORATORY
837 | 4115000041100 | CHROMATOGRAPHY PORTABLE | LABORATORY
838 | 4111540700000 | ANALYZER ATOMIC ABSORPTION DUAL | LABORATORY
839 | 4111540700100 | ANALYZER ATOMIC ABSORPTION FLAME | LABORATORY
840 | 4111540700200 | ANALYZER ATOMIC ABSORPTION GRAPHITE FURNACE | LABORATORY
841 | 4110550500000 | ANALYZER DRUG SCREENING HIGH THROUGHPUT | LABORATORY
842 | 4110550500200 | ANALYZER DRUG SCREENING MEDIUM THROUGHPUT | LABORATORY
843 | 4110550500100 | ANALYZER DRUG SCREENING LOW THROUGHPUT | LABORATORY
844 | 4111572800000 | CHROMATOGRAPHY ION DUAL CHANNEL | LABORATORY
845 | 4111572800100 | CHROMATOGRAPHY ION SINGLE CHANNEL | LABORATORY
846 | 4111570300300 | CHROMATOGRAPHY GAS (GC) | LABORATORY
847 | 4115000008900 | CHROMATOGRAPHY GAS MASS SPECTROMETRY (GCMS) | LABORATORY
848 | 4111585902400 | CHROMATOGRAPHY GAS MASS SPECTROMETRY HIGH RESOLUTION (GCMS HR) | LABORATORY
849 | 4111571000700 | CHROMATOGRAPHY GAS MASS SPECTROMETRY MASS SPECTROMETRY (GCMSMS) | LABORATORY
850 | 4111585300500 | CHROMATOGRAPHY LIQUID HIGH PERFORMANCE (HPLC) | LABORATORY
851 | 4111585300600 | CHROMATOGRAPHY LIQUID ULTRA PERFORMANCE (UPLC) | LABORATORY
852 | 4111585900800 | CHROMATOGRAPHY LIQUID MASS SPECTROMETRY (LCMS) | LABORATORY
853 | 4111585300300 | CHROMATOGRAPHY LIQUID MASS SPECTROMETRY MASS SPECTROMETRY (LCMSMS) | LABORATORY
854 | 4111585902500 | CHROMATOGRAPHY LIQUID MASS SPECTROMETRY HIGH RESOLUTION (LCMS HR) | LABORATORY
855 | 4115162700300 | SPECTROMETRY INDUCTIVELY COUPLED PLASMA OPTICAL EMISSION (ICP OES) | LABORATORY
856 | 4115000028900 | SPECTROMETRY MASS INDUCTIVELY COUPLED PLASMA (ICPMS) | LABORATORY
857 | 4111170300300 | FOURIER TRANSFORM INFRARED MICROSCOPIC | LABORATORY
858 | 4111571400200 | SAMPLER AUTO DRUG OF ABUSE | LABORATORY
859 | 4110401900000 | POSITIVE PRESSURE MANIFOLD | LABORATORY
860 | 4226160000100 | SCALE AUTOPSY TABLE TOP | MORGUE
861 | 4220390000800 | MAMMO BIOPSY WITH TEST ELEMENT | MEDICAL IMAGING
862 | 4220180001700 | AGITATOR LEAD LINED | MEDICAL IMAGING
863 | 4220180008800 | ANALYZER UPTAKE SYSTEM THYROID & WELL | MEDICAL IMAGING
864 | 4220180001900 | BARRIER LEAD CLEAR PORTABLE | MEDICAL IMAGING
865 | 4220180002000 | CABINET DECAY | MEDICAL IMAGING
866 | 4220180002100 | CABINET DECAY & STORAGE LEAD LINED | MEDICAL IMAGING
867 | 4220180002200 | CABINET FUME HOOD WITH BASE LEAD LINED | MEDICAL IMAGING
868 | 4220260216400 | SYNTHESIS FDG SYSTEM | MEDICAL IMAGING
869 | 4220180002300 | CABINET GENERATOR & STORAGE LEAD LINED | MEDICAL IMAGING
870 | 4220150000000 | SCANNER CT SCAN 128 SLICE ADVANCE PREMIUM | MEDICAL IMAGING
871 | 4220180002400 | CABINET PHANTOM LEAD LINED | MEDICAL IMAGING
872 | 4220180002500 | CABINET PREPARATION ENCLOSURE BASE LEAD LINED | MEDICAL IMAGING
873 | 4220180002600 | CABINET REFRIGERATED LEAD LINED | MEDICAL IMAGING
874 | 4220180002700 | CABINET SAFETY BIOLOGICAL LEAD LINED | MEDICAL IMAGING
875 | 4220180002800 | CABINET SINK AND WASTE LEAD LINED | MEDICAL IMAGING
876 | 4220180002900 | CABINET STORAGE RADIOISOTOPE LEAD LINED | MEDICAL IMAGING
877 | 4220180003000 | CABINET UNIT DOSE LEAD LINED | MEDICAL IMAGING
878 | 4220180003100 | CABINET UNIT DOSE PET LEAD LINED | MEDICAL IMAGING
879 | 4220180003200 | CABINET WASTE AND STORAGE LEAD LINED | MEDICAL IMAGING
880 | 4220180003300 | CABINET WASTE LEAD LINED | MEDICAL IMAGING
881 | 4220180003400 | CALIBRATOR 500 DOSE | MEDICAL IMAGING
882 | 4220180003500 | CALIBRATOR DOSE / VIAL SYRINGE DIPPER | MEDICAL IMAGING
883 | 4220180003600 | CALIBRATOR DOSE / WELL INSERT | MEDICAL IMAGING
884 | 4220180003700 | CALIBRATOR MORE THAN 500 DOSE | MEDICAL IMAGING
885 | 4220370000000 | CALIBRATOR PATIENT DOSE | MEDICAL IMAGING
886 | 4220180003800 | CARRIER SYRINGE TRANSPORT | MEDICAL IMAGING
887 | 4220341118500 | CELL HOT RADIOISOTOPES HIGH ENERGY SHIELDED | MEDICAL IMAGING
888 | 4220180004100 | CENTRIFUGE ISOTOPES | MEDICAL IMAGING
889 | 4220180004200 | CHAIR INJECTION | MEDICAL IMAGING
890 | 4220180004300 | CHAMBER LAMINR FLOW SHIELDED | MEDICAL IMAGING
891 | 4220150000200 | SCANNER CT SCAN 256 | MEDICAL IMAGING
892 | 4220180004400 | CONTAINER SHARP HIGH ENERGY PET SHIELD | MEDICAL IMAGING
893 | 4220180004500 | CONTAINER WASTE LEAD LINED | MEDICAL IMAGING
894 | 4220180004600 | COUNTER GAMMA | MEDICAL IMAGING
895 | 4220390000100 | COUNTER WIPE TEST | MEDICAL IMAGING
896 | 4221800004800 | DISPENSING & INJECTION SYSTEM RADIOPHARMACEUTICAL | MEDICAL IMAGING
897 | 4220180004900 | DOSE DRAWING SYSTEM PET | MEDICAL IMAGING
898 | 4220390000200 | DOSIMETER READER INSTRUMENT PERSONAL | MEDICAL IMAGING
899 | 4220390000300 | DOSIMETER READER INSTRUMENT PERSONAL 1200 CARDS | MEDICAL IMAGING
900 | 4220390000400 | DOSIMETER READER INSTRUMENT PERSONAL 200 CARDS | MEDICAL IMAGING
901 | 4220150000300 | SCANNER CT SCAN 64 SLICE | MEDICAL IMAGING
902 | 4220180005100 | GLOVES RADIATION ATTENUATION POWDER FREE | MEDICAL IMAGING
903 | 4220180005200 | GOGGLES LEAD GLASS | MEDICAL IMAGING
904 | 4220180005300 | HEATER LEAD LINED | MEDICAL IMAGING
905 | 4220180005400 | HOLDER SYRINGE SHIELD | MEDICAL IMAGING
906 | 4220180005500 | IMAGER CAMERA GAMMA DUAL DETECTOR | MEDICAL IMAGING
907 | 4220180005600 | ISOLATOR SHIELDED | MEDICAL IMAGING
908 | 4220180005700 | ISOLATOR SHIELDED PORTABLE 500 DOSE | MEDICAL IMAGING
909 | 4220390000700 | METER SURVEY RADIATION | MEDICAL IMAGING
910 | 4220150000400 | SCANNER CT SCAN 8 SLICE MOBILE | MEDICAL IMAGING
911 | 4220180006100 | MOLY BREAKTHROUGH SHIELD | MEDICAL IMAGING
912 | 4220180006200 | MONITOR CONTAMINATION DIGITAL SURFACE AREA | MEDICAL IMAGING
913 | 4220180006300 | PROBE GAMMA SURGICAL | MEDICAL IMAGING
914 | 4220180006500 | RADIO AEROSOL DELIVERY SYSTEM WITH DISPOSABLE KIT | MEDICAL IMAGING
915 | 4220180006600 | RECAPPER SYRINGE | MEDICAL IMAGING
916 | 4220180006700 | REFRIGERATOR LEAD LINED | MEDICAL IMAGING
917 | 4220180006800 | SAFE STORAGE LEAD LINED | MEDICAL IMAGING
918 | 4220180006900 | SCANNER QC TLC & RADIOPHARMACEUTICAL REAGENT | MEDICAL IMAGING
919 | 4220180007000 | SCREEN RADIATION PROTECTION | MEDICAL IMAGING
920 | 4220150000900 | SCANNER CT SCAN 128 SLICE DUAL ENERGY PREMIUM | MEDICAL IMAGING
921 | 4220180007100 | SHIELD RADIATION PORTABLE | MEDICAL IMAGING
922 | 4220180007200 | SHIELD RADIOISOTOPE VISION | MEDICAL IMAGING
923 | 4220180007300 | SHIELD SYRINGE DIFFERENT SIZE | MEDICAL IMAGING
924 | 4220180007400 | SHIELD SYRINGE DOSE DRAWING | MEDICAL IMAGING
925 | 4220180007500 | SHIELD SYRINGE HIGH DENSITY LEAD GLASS | MEDICAL IMAGING
926 | 4220180007600 | SHIELD SYRINGE LEAD GLASS | MEDICAL IMAGING
927 | 4220180007700 | SHIELD SYRINGE PET | MEDICAL IMAGING
928 | 4220180007800 | SHIELD SYRINGE TUNGSTEN | MEDICAL IMAGING
929 | 4220180007900 | SHIELD T VIAL TUNGSTEN | MEDICAL IMAGING
930 | 4220180008000 | SHIPPING SYSTEM ONE UNIT DOSE PET | MEDICAL IMAGING
931 | 4220151100400 | SCANNER CT 32 SLICE MOBILE | MEDICAL IMAGING
932 | 4220180008100 | SHIPPING SYSTEM THREE UNIT DOSE PET | MEDICAL IMAGING
933 | 4220180008200 | SHIPPING SYSTEM TWO UNIT DOSE PET | MEDICAL IMAGING
934 | 4220180008300 | SHIPPING SYSTEM VIAL PET PIG DOUBLE ENDED | MEDICAL IMAGING
935 | 4220180008400 | SHIPPING SYSTEM VIAL PIG PET | MEDICAL IMAGING
936 | 4220180008500 | SPECT CT 16 SLICE | MEDICAL IMAGING
937 | 4220180008600 | STAND INJECTION | MEDICAL IMAGING
938 | 4220180008700 | TABLE STANDARD SHIELDED | MEDICAL IMAGING
939 | 4220370001700 | CALIBRATOR DOSE 55T PET | MEDICAL IMAGING
940 | 4220151100300 | SCANNER CT 16 SLICE MOBILE | MEDICAL IMAGING
941 | 4220180055500 | MONITOR RADIATION SYSTEM EXTERNAL PROBE | MEDICAL IMAGING
942 | 4220180055600 | SHIELD 511 L-BLOCK 4" LEAD GLASS TABLE TOP | MEDICAL IMAGING
943 | 4220401200100 | CALIBRATOR RADIOISOTOPE DOSE RDT221 | MEDICAL IMAGING
944 | 4220180000400 | CASSETTE READER MULT PLATE | MEDICAL IMAGING
945 | 4220180000500 | CASSETTE READER SINGLE PLATE | MEDICAL IMAGING
946 | 4220180000900 | IMAGING SYSTEM 3D MOBILE MULTI DIMENSIONAL SURGICAL | MEDICAL IMAGING
947 | 4220180001000 | PRINTER LASER XRAY FILM FLOOR | MEDICAL IMAGING
948 | 4220180001100 | PRINTER LASER XRAY FILM SMALL | MEDICAL IMAGING
949 | 4220390001900 | READER TLD | MEDICAL IMAGING
950 | 4215200800400 | X-RAY DIGITAL BASIC CEILING | MEDICAL IMAGING
951 | 4220180001300 | X-RAY DIGITAL LARGE DETECTOR MOBILE | MEDICAL IMAGING
952 | 4220180054400 | X-RAY DIGITAL DUAL DETECTOR MOBILE | MEDICAL IMAGING
953 | 4220180055200 | X-RAY DIGITAL SMALL DETECTOR MOBILE | MEDICAL IMAGING
954 | 4220180001200 | X-RAY DIGITAL DUAL DETECTOR ADVANCE | MEDICAL IMAGING
955 | 4220180009200 | X-RAY DUAL DETECTOR DIGITAL FLOOR MOUNTED BASIC | MEDICAL IMAGING
956 | 4220170400000 | DENSITOMETERS BONE | MEDICAL IMAGING
957 | 4220184800300 | IMAGING SYSTEM RADIOGRAPHY 2D/3D | MEDICAL IMAGING
958 | 4220400000400 | DETECTOR X-RAY FLAT PANEL WIRELESS | MEDICAL IMAGING
959 | 4220370000700 | PROTECTION X-RAY EYEGLASSES | MEDICAL IMAGING
960 | 4220370000800 | PROTECTION X-RAY GLOVES | MEDICAL IMAGING
961 | 4220370001000 | PROTECTION X-RAY LEADED HALF ADULT | MEDICAL IMAGING
962 | 4220370001100 | PROTECTION X-RAY LEADED HALF PEDIATRIC | MEDICAL IMAGING
963 | 4220370001200 | PROTECTION X-RAY THYROID COLLAR | MEDICAL IMAGING
964 | 4220400201600 | PROTECTION X-RAY APRON FRONT SMALL | MEDICAL IMAGING
965 | 4220400201700 | PROTECTION X-RAY APRON FRONT MEDIUM | MEDICAL IMAGING
966 | 4220400201800 | PROTECTION X-RAY APRON FRONT LARGE | MEDICAL IMAGING
967 | 4220400201900 | PROTECTION X-RAY APRON FRONT EXTRA LARGE | MEDICAL IMAGING
968 | 4220400202000 | PROTECTION X-RAY APRON FRONT AND BACK SMALL | MEDICAL IMAGING
969 | 4220400202100 | PROTECTION X-RAY APRON FRONT AND BACK MEDIUM | MEDICAL IMAGING
970 | 4220400202200 | PROTECTION X-RAY APRON FRONT AND BACK LARGE | MEDICAL IMAGING
971 | 4220400202300 | PROTECTION X-RAY APRON FRONT AND BACK EXTRA LARGE | MEDICAL IMAGING
972 | 4220400202400 | PROTECTION X-RAY APRON LEAD FREE SMALL | MEDICAL IMAGING
973 | 4220400202500 | PROTECTION X-RAY APRON LEAD FREE MEDIUM | MEDICAL IMAGING
974 | 4220400202600 | PROTECTION X-RAY APRON LEAD FREE LARGE | MEDICAL IMAGING
975 | 4220400202700 | PROTECTION X-RAY APRON LEAD FREE SIZE EXTRA LARGE | MEDICAL IMAGING
976 | 4220400202800 | PROTECTION X-RAY APRON VEST AND SKIRT SMALL | MEDICAL IMAGING
977 | 4220400202900 | PROTECTION X-RAY APRON VEST AND SKIRT MEDIUM | MEDICAL IMAGING
978 | 4220400203000 | PROTECTION X-RAY APRON VEST AND SKIRT LARGE | MEDICAL IMAGING
979 | 4220400203100 | PROTECTION X-RAY APRON VEST AND SKIRT EXTRA LARGE | MEDICAL IMAGING
980 | 4220400203200 | PROTECTION X-RAY GONADAL MALE | MEDICAL IMAGING
981 | 4220400203300 | PROTECTION X-RAY GONADAL FEMALE | MEDICAL IMAGING
982 | 4220370001300 | PROTECTION X-RAY THYROID COLLAR LEAD FREE | MEDICAL IMAGING
983 | 4220370000100 | FRAME FERROMAGNETIC DETECTION SYSTEM | MEDICAL IMAGING
984 | 4220390000500 | PHANTOM ACCREDITATION MAMMOGRAPHY DIGITAL | MEDICAL IMAGING
985 | 4220390000600 | MEASUREMENTS FOCAL SPOT SIZE | MEDICAL IMAGING
986 | 4220180006000 | METER COUNT RATE SURVEY WITH GM PANCAKE PROBE | MEDICAL IMAGING
987 | 4220390000900 | PHANTOM ACCREDITATION CT | MEDICAL IMAGING
988 | 4220390001000 | PHANTOM ACCREDITATION FLUOROSCOPIC | MEDICAL IMAGING
989 | 4220390001100 | PHANTOM ACCREDITATION GENERAL DIGITAL XRAY | MEDICAL IMAGING
990 | 4220390001200 | PHANTOM ACCREDITATION MAMMOGRAPHY ACR MAM (4.4) CM THICK | MEDICAL IMAGING
991 | 4220390001300 | PHANTOM ACCREDITATION RADIOGRAPHY DIGITAL DENTAL | MEDICAL IMAGING
992 | 4220390001400 | PHANTOM CHEST ADULT POSTERIORANTERIOR (PA) | MEDICAL IMAGING
993 | 4220390001500 | PHANTOM CT DOSE INDEX | MEDICAL IMAGING
994 | 4220390001600 | PHANTOM DIAGNOSTIC X-RAY | MEDICAL IMAGING
995 | 4220390001700 | PHANTOM DIGITAL SUBSTACTION ANGIOGRAPHY (DSA) | MEDICAL IMAGING
996 | 4220390001800 | PHANTOM TOMOSYNTHESIS | MEDICAL IMAGING
997 | 4220390002000 | X-RAY LIGHT FIELD ALIGNMENT | MEDICAL IMAGING
998 | 4220390002100 | X-RAY TEST KIT QUALITY MEASURE | MEDICAL IMAGING
999 | 4230151100200 | PHANTOM ULTRASOUND | MEDICAL IMAGING
1000 | 4220401200200 | METER DOSE X-RAY ADVANCE | MEDICAL IMAGING
1001 | 4220401200300 | METER DOSE X-RAY BASIC | MEDICAL IMAGING
1002 | 4220401200400 | METER DOSE REAL TIME PERSONAL | MEDICAL IMAGING
1003 | 4230150900000 | PHANTOMS DYNAMIC THORAX | MEDICAL IMAGING
1004 | 4220160001000 | REGULATOR SUCTION MRI COMPATIBLE WALL MOUNTED | MEDICAL IMAGING
1005 | 4220160001200 | STAND IV MRI COMPATIBLE | MEDICAL IMAGING
1006 | 4220160001500 | TROLLEY MRI COMPATIBLE | MEDICAL IMAGING
1007 | 4220160001600 | WHEELCHAIR MRI COMPATIBLE | MEDICAL IMAGING
1008 | 4111250100900 | FLOWMETER AIR MRI COMPATIBLE WALL MOUNTED | MEDICAL IMAGING
1009 | 4111250101000 | FLOWMETER O2 MRI COMPATIBLE WALL MOUNTED | MEDICAL IMAGING
1010 | 4111571500000 | INJECTOR SINGLE HEAD CT | MEDICAL IMAGING
1011 | 4220180901900 | INJECTOR DUAL HEAD CT | MEDICAL IMAGING
1012 | 4220180901500 | INJECTOR UNIT MRI | MEDICAL IMAGING
1013 | 4220180901600 | INJECTOR ANGIOGRAPHY | MEDICAL IMAGING
1014 | 4220180901700 | INJECTOR FLUID MANAGEMENT CARDIOVASCULAR | MEDICAL IMAGING
1015 | 4220180901800 | INJECTOR RADIO PHARMACEUTICAL MULTI DOSE | MEDICAL IMAGING
1016 | 4110240400100 | HEATER CONTRAST MEDIA | MEDICAL IMAGING
1017 | 4220180902300 | INJECTOR PET SCAN | MEDICAL IMAGING
1018 | 4220160000600 | MAGNETIC RESONANCE IMAGING 1.5T 128 CHANNELS | MEDICAL IMAGING
1019 | 4220160000700 | MAGNETIC RESONANCE IMAGING 3T | MEDICAL IMAGING
1020 | 4220160700100 | MAGNETIC RESONANCE IMAGING 1.5T 64 CHANNELS | MEDICAL IMAGING
1021 | 4220161200000 | NUCLEAR MAGNETIC RESONANCE ANALYTICAL SYSTEM H1 | MEDICAL IMAGING
1022 | 4229512000000 | LITHOTRIPSY ESWL | MEDICAL IMAGING
1023 | 4220180009100 | C-ARM 3D | MEDICAL IMAGING
1024 | 4220180000100 | C-ARM GENERAL | MEDICAL IMAGING
1025 | 4220180000200 | C-ARM MINI | MEDICAL IMAGING
1026 | 4220180000300 | C-ARM VASCULAR | MEDICAL IMAGING
1027 | 4220190000200 | FLUOROSCOPY FLAT PANEL DIGITAL ADVANCE PATIENT SIDE | MEDICAL IMAGING
1028 | 4219210700300 | CHAIRS FLUOROSCOPY | MEDICAL IMAGING
1029 | 4220190000300 | FLUOROSCOPY FLAT PANEL DIGITAL REMOTE CONTROL | MEDICAL IMAGING
1030 | 4220151100200 | SCANNER CT INTRAOPERATIVE | MEDICAL IMAGING
1031 | 4220300000100 | ACCELERATOR LINEAR | MEDICAL IMAGING
1032 | 4220320000100 | SIMULATOR CT BASIC | MEDICAL IMAGING
1033 | 4220180054700 | SCANNER PET COMPUTED TOMOGRAPHY | MEDICAL IMAGING
1034 | 4229660900100 | INTRACRANIAL RADIOSURGERY STEREOTACTIC | MEDICAL IMAGING
1035 | 4220300000200 | ACCELERATOR LINEAR ADVANCE | MEDICAL IMAGING
1036 | 4220300000300 | ACCELERATOR LINEAR SCANNING SPIRAL | MEDICAL IMAGING
1037 | 4220320000200 | SIMULATOR CT ADVANCE | MEDICAL IMAGING
1038 | 4220300000400 | ACCELERATOR LINEAR MR IMAGE GUIDED | MEDICAL IMAGING
1039 | 4220270000100 | THERAPY RADIATION ELECTRON INTRA OPERATIVE | MEDICAL IMAGING
1040 | 4220300000500 | QA ACCELERATOR LINEAR | MEDICAL IMAGING
1041 | 4220300000600 | POSITIONING ACCESSORIES ACCELERATOR LINEAR | MEDICAL IMAGING
1042 | 4220390002300 | DOSIMETRIC VERIFICATION SYSTEM | MEDICAL IMAGING
1043 | 4220160900000 | MAGNETIC RESONANCE ONCOLOGY I TESLA | MEDICAL IMAGING
1044 | 4220210500000 | BRACHY THERAPY | MEDICAL IMAGING
1045 | 4214330600400 | PUMP CHEMOTHERAPY AMBULATORY | MEDICAL IMAGING
1046 | 4220180001500 | MAMMOGRAPHY DIGITAL BASIC | MEDICAL IMAGING
1047 | 4220180001600 | TRUCK MAMMOGRAPHY MOBILE | MEDICAL IMAGING
1048 | 4220180300300 | MAMMOGRAPHY DIGITAL MID | MEDICAL IMAGING
1049 | 4220180300400 | MAMMOGRAPHY DIGITAL ADVANCE | MEDICAL IMAGING
1050 | 4220340005400 | ANGIOGRAPHY BIPLANE | MEDICAL IMAGING
1051 | 4220340005500 | ANGIOGRAPHY SINGLE PLANE ADVANCE | MEDICAL IMAGING
1052 | 4220340005600 | CATHLAB BI PLANE | MEDICAL IMAGING
1053 | 4220340005700 | CATHLAB HYBRID | MEDICAL IMAGING
1054 | 4221150100600 | CATHLAB SINGLE PLANE | MEDICAL IMAGING
1055 | 4220340005800 | INTRAVASCULAR ULTRASOUND MOBILE | MEDICAL IMAGING
1056 | 4220340005900 | OCT CORONARY & VESSEL | MEDICAL IMAGING
1057 | 4220340010500 | ANGIOGRAPHY SINGLE PLANE FLOOR MID RANGE | MEDICAL IMAGING
1058 | 4220340011000 | INTRAVASCULAR ULTRASOUND INTEGRATED | MEDICAL IMAGING
1059 | 4220170000000 | DOPPLER TRANSCRANIAL | MEDICAL IMAGING
1060 | 4220170000700 | ULTRASOUND CARDIAC ADVANCE STATION | MEDICAL IMAGING
1061 | 4220170000800 | ULTRASOUND CARDIAC PORTABLE | MEDICAL IMAGING
1062 | 4220170000900 | ULTRASOUND GENERAL PORTABLE | MEDICAL IMAGING
1063 | 4220170001100 | ULTRASOUND OB/GYN PORTABLE | MEDICAL IMAGING
1064 | 4219221001500 | CHAIR OPERATOR ULTRASOUND | MEDICAL IMAGING
1065 | 4220171200800 | ULTRASOUND UNIT ADVANCE | MEDICAL IMAGING
1066 | 4220171200900 | ULTRASOUND UNIT MID | MEDICAL IMAGING
1067 | 4220170001800 | ULTRASOUND CARDIAC MID RANGE | MEDICAL IMAGING
1068 | 4220170003300 | ULTRASOUND WIRELESS HANDHELD | MEDICAL IMAGING
1069 | 4220170002100 | ULTRASOUND UROLOGY | MEDICAL IMAGING
1070 | 4220170003400 | ULTRASOUND ABDOMINAL LIVER STIFFNESS | MEDICAL IMAGING
1071 | 4220170400100 | ULTRASOUND BONE DENSITOMETER | MEDICAL IMAGING
1072 | 4220171201100 | ULTRASOUND HANDHELD POC | MEDICAL IMAGING
1073 | 4227190908300 | ULTRASOUND ENDOSCOPIC | MEDICAL IMAGING
1074 | 4220171201200 | ULTRASOUND OB/GYN ADVANCE | MEDICAL IMAGING
1075 | 4220170002500 | ULTRASOUND OB/GYN MID RANGE | MEDICAL IMAGING
1076 | 4218301100000 | ANALYZER HEARING AID FITTING | OUTPATIENT
1077 | 4225161700100 | ANALYZER SWALLOWING DIGITAL | OUTPATIENT
1078 | 4218240100100 | AUDIOMETER CLINICAL | OUTPATIENT
1079 | 4218240100200 | AUDIOMETER DIAGNOSTIC | OUTPATIENT
1080 | 4218240100000 | BOOTH AUDIOMETER | OUTPATIENT
1081 | 4219181000200 | WORKSTATION ENT UNIT | OUTPATIENT
1082 | 4214351500100 | FLEXIBLE LARYNGOPHARYNGO TOWER | OUTPATIENT
1083 | 4214400000100 | OAE SCREENING | OUTPATIENT
1084 | 4218240100300 | SCREENING AUDIOMETER | OUTPATIENT
1085 | 4218240000000 | TYMPANIC OAE/ABR COMBINED PORTABLE | OUTPATIENT
1086 | 4218241600000 | TYMPANOMETER CLINICAL | OUTPATIENT
1087 | 4218241600100 | TYMPANOMETER DIAGNOSTIC | OUTPATIENT
1088 | 4225161100000 | VIDEONYSTAGMOGRAPHY VNG | OUTPATIENT
1089 | 4229510048700 | MICROSCOPE ENT BASIC | OUTPATIENT
1090 | 4214230600000 | TELEHEALTH MOBILE SYSTEM ENT | OUTPATIENT
1091 | 4229512101300 | MICROSCOPE SURGICAL ENT CLINIC | OUTPATIENT
1092 | 4225161100600 | HEAD IMPULSE SYSTEM | OUTPATIENT
1093 | 4218241600300 | TYMPANOMETER SCREENING | OUTPATIENT
1094 | 4218240501200 | OAE/ABR COMBINED SCREENING | OUTPATIENT
1095 | 4218240501300 | ABR SCREENING | OUTPATIENT
1096 | 4218240300000 | BOOTH AUDIOMETER SINGLE WALL SMALL | OUTPATIENT
1097 | 4218240300100 | BOOTH AUDIOMETER SINGLE WALL LARGE | OUTPATIENT
1098 | 4218242606200 | VISUAL REINFORCEMENT AUDIOMETRY VRA | OUTPATIENT
1099 | 4218240100500 | AUDIOMETER CLINICAL WITH VRA | OUTPATIENT
1100 | 4218240501400 | OAE CLINICAL | OUTPATIENT
1101 | 4218240501700 | ABR DIAGNOSTIC | OUTPATIENT
1102 | 4111531700300 | TOWER STROBOSCOPE | OUTPATIENT
1103 | 4227171300200 | HYPERBARIC OXYGEN THERAPY | OUTPATIENT
1104 | 4117150000000 | DIAGNOSTIC SET HANDHELD | OUTPATIENT
1105 | 4219200100900 | TABLE EXAM GENERAL PREMIUM | OUTPATIENT
1106 | 4219200101000 | TABLE EXAM GENERAL ADVANCE | OUTPATIENT
1107 | 4219200101100 | TABLE EXAM GENERAL MID RANGE | OUTPATIENT
1108 | 4219200101200 | TABLE EXAM GENERAL BASIC | OUTPATIENT
1109 | 4229510401900 | ELECTROSURGICAL UNIT BIPOLAR MONOPOLAR CLINIC | OUTPATIENT
1110 | 4117150000200 | ANALYZER CLINICAL ASSESSMENT VOICE AND SPEECH | OUTPATIENT
1111 | 4214371300300 | CABINET NARROW BAND UVB | OUTPATIENT
1112 | 4219190002400 | CABINET PUVA | OUTPATIENT
1113 | 4229650200000 | CRYOTHERAPY DERMATOLOGY | OUTPATIENT
1114 | 4225161700200 | HAIR REMOVAL | OUTPATIENT
1115 | 4111000000000 | LIGHT WOOD | OUTPATIENT
1116 | 4214371300200 | PSORIASIS AND VITILIGO PHOTOTHERAPY MOBILE | OUTPATIENT
1117 | 4214371300400 | CABINET UVA1 | OUTPATIENT
1118 | 4214371300500 | UV LOCALIZED PHOTOTHERAPY | OUTPATIENT
1119 | 4229511901500 | LASER EXCIMER DERMA | OUTPATIENT
1120 | 4229511901400 | LASER ERBIUM YAG | OUTPATIENT
1121 | 4229511901200 | LASER CO2 FRACTIONAL | OUTPATIENT
1122 | 4218200400000 | DERMASCOPE | OUTPATIENT
1123 | 4214370000000 | NARROW BAND UVA TARGETED FEET & HAND | OUTPATIENT
1124 | 4111171900000 | MICROSCOPE BINOCULAR DARK ILLUMINATION | OUTPATIENT
1125 | 4229516304800 | LASER PICO PIGMENTARY | OUTPATIENT
1126 | 4214371300700 | PHOTOTHERAPY LIGHTS ULTRAVIOLET UVA/UVB TABLETOP | OUTPATIENT
1127 | 4214213000100 | INTENS PULSE LIGHT IPL | OUTPATIENT
1128 | 4229511903700 | LASER ERBIUM GLASS AND THULIUM | OUTPATIENT
1129 | 4229511903800 | LASER Q-SWITCH ND:YAG | OUTPATIENT
1130 | 4229511903900 | LASER VASCULAR DERMATOLOGY PDL ND:YAG | OUTPATIENT
1131 | 4229511904000 | LASER VASCULAR DERMATOLOGY PDL | OUTPATIENT
1132 | 4229580800800 | MICRONEEDLING RF DERMATOLOGY | OUTPATIENT
1133 | 4229420402200 | TRANSPLANT HAIR SYSTEM | OUTPATIENT
1134 | 4221161000600 | CHAIR DIABETIC FOOT | OUTPATIENT
1135 | 4228000045600 | CHAMBER OXYGEN WOUND HEALING FULL BODY | OUTPATIENT
1136 | 4227171800000 | CHAMBER OXYGEN WOUND HEALING DIABETIC FOOT | OUTPATIENT
1137 | 4231231200000 | OXYGEN WOUND HEALING DIABETIC FOOT BAG | OUTPATIENT
1138 | 4111620100600 | GLUCOSE MONITOR CONTINOUS | OUTPATIENT
1139 | 4219261000100 | PUMP INSULIN CLOSED LOOP | OUTPATIENT
1140 | 4219261000300 | PUMP INSULIN CLOSED LOOP IT INTEGRATED | OUTPATIENT
1141 | 4111620100900 | GLUCOSE MONITOR CONTINOUS IT INTEGRATED | OUTPATIENT
1142 | 4218270500100 | ANALYZER BODY MASS | OUTPATIENT
1143 | 4111220100000 | CALORIMETRY INDIRECT ADULT | OUTPATIENT
1144 | 4111220100100 | CALORIMETRY INDIRECT PEDIATRICS | OUTPATIENT
1145 | 4218191400000 | DEPRESSION MAGNETIC THERAPY | OUTPATIENT
1146 | 4229470000100 | EEG AMBULATORY TRANSPORT | OUTPATIENT
1147 | 4218190020800 | EEG MOBILE | OUTPATIENT
1148 | 4218190001900 | EEG UNIT | OUTPATIENT
1149 | 4218151600000 | EMG UNIT | OUTPATIENT
1150 | 4218190012000 | MONITOR EPILEPSY | OUTPATIENT
1151 | 4229517400000 | RADIOFREQUENCY GENERATOR PAIN MANAGEMENT | OUTPATIENT
1152 | 4218280300000 | STROKE EARLY DETECTION AND DIAGNOSIS | OUTPATIENT
1153 | 4214250000200 | INJECTION DEVICE EMG GUIDED | OUTPATIENT
1154 | 4227160900000 | SLEEP LAB | OUTPATIENT
1155 | 4229546500000 | ANALYZERS PHYSIOLOGIC POLYSOMNOGRAPHY | OUTPATIENT
1156 | 4111580000000 | ANALYZERS PHYSIOLOGIC NEUROMUSCULAR FUNCTION GAIT | OUTPATIENT
1157 | 4225160006000 | ROBOTIC NEURO REHABILITATION ASSISTIVE DEVICE | OUTPATIENT
1158 | 4214181300000 | ELECTROCONVULSIVE THERAPY ECT | OUTPATIENT
1159 | 4229541930900 | STIMULATOR ANTISEIZURE VAGUS NERVE VNS | OUTPATIENT
1160 | 4218154200800 | MAYOGRAPHY WIRE SYSTEM | OUTPATIENT
1161 | 4227222026000 | STIMULATOR DIAPHRAGM | OUTPATIENT
1162 | 4220185600000 | HOLTER ECG | OUTPATIENT
1163 | 4323151300200 | HOLTER NIBP | OUTPATIENT
1164 | 4220170002400 | STRESS TEST CARDIAC | OUTPATIENT
1165 | 4227161300000 | MONITOR PULMONARY TEST CARDIAC | OUTPATIENT
1166 | 4111191200000 | RECORDER HEART RATE PORTABLE | OUTPATIENT
1167 | 4219000084800 | MONITOR CARDIAC EVENT | OUTPATIENT
1168 | 4218200300100 | COLPOSCOPE GYNECOLOGY EXAMINATION | OUTPATIENT
1169 | 4214312000500 | CARDIOTOCOGRAPHY ANTEPARTUM ADVANCE | OUTPATIENT
1170 | 4219270200000 | TABLE EXAM GYNECOLOGY / UROLOGY ADVANCE | OUTPATIENT
1171 | 4219270200100 | TABLE EXAM GYNECOLOGY / UROLOGY MID RANGE | OUTPATIENT
1172 | 4219270200200 | TABLE EXAM GYNECOLOGY / UROLOGY BASIC | OUTPATIENT
1173 | 4214212300100 | ABLATION CRYO GYNECOLOGY | OUTPATIENT
1174 | 4229511900700 | LASER WOUND HEALING | OUTPATIENT
1175 | 4218270500200 | ANALYZER ANKLE BRACHIAL UNIT | OUTPATIENT
1176 | 4214450600100 | ERECTION NOCTURNAL MEASUREMENT | OUTPATIENT
1177 | 4111582700000 | URODYNAMIC SYSTEM | OUTPATIENT
1178 | 4111582700100 | UROFLOW | OUTPATIENT
1179 | 4111170000000 | PERINEOMETER | OUTPATIENT
1180 | 4214000059000 | CHAIR PELVIC FLOOR EXERCISE MAGNETIC | OUTPATIENT
1181 | 4214000010100 | TABLE EXAM INFANT WITH SCALE | OUTPATIENT
1182 | 4218200500400 | OPHTHALMOSCOPE WALL MOUNT | OUTPATIENT
1183 | 4218303700000 | PROJECTOR CHART | OUTPATIENT
1184 | 4227160018200 | PULMONARY FUNCTION TEST | OUTPATIENT
1185 | 4227160200300 | SPIROMETER DESKTOP | OUTPATIENT
1186 | 4227170200500 | SPIROMETER HANDHELD | OUTPATIENT
1187 | 4111310700000 | ANALYZER FRACTIONAL EXHALED NITRIC OXIDE | OUTPATIENT
1188 | 4229541931000 | STIMULATOR SPINAL CORD | OPERATING ROOMS
1189 | 4229510000100 | ASPIRATOR SURGICAL | OPERATING ROOMS
1190 | 4229510000400 | BOWL STAND DOUBLE | OPERATING ROOMS
1191 | 4229510000500 | BOWL STAND SINGLE | OPERATING ROOMS
1192 | 4229510000700 | CABINET WARMER BLANKET | OPERATING ROOMS
1193 | 4229510000900 | CAST CUTTER WITH VACUUM | OPERATING ROOMS
1194 | 4229510001300 | CRYOSURGICAL ORTHOPEDIC | OPERATING ROOMS
1195 | 4229510001400 | DENTAL UNIT PORTABLE | OPERATING ROOMS
1196 | 4229510001500 | DERMATOME ELECTRICAL | OPERATING ROOMS
1197 | 4229510010300 | DISSECTING SYSTEM ULTRASONIC | OPERATING ROOMS
1198 | 4229510001800 | DRILL SYSTEM ENT ELECTRICAL | OPERATING ROOMS
1199 | 4229510001900 | DRILL SYSTEM NEURO ELECTRICAL | OPERATING ROOMS
1200 | 4229510048500 | DRILL SYSTEM PLASTIC ELECTRICAL | OPERATING ROOMS
1201 | 4229510002500 | ELECTROSURGICAL UNIT VESSEL SEALING | OPERATING ROOMS
1202 | 4215220018000 | FIXATOR SKULL | OPERATING ROOMS
1203 | 4229510002600 | HEADLIGHT FIBEROPTIC SURGICAL | OPERATING ROOMS
1204 | 4229510002700 | HYDRO SURGICAL SYSTEM | OPERATING ROOMS
1205 | 4229510003300 | KICK BUCKET | OPERATING ROOMS
1206 | 4229511901900 | LASER ND YAG | OPERATING ROOMS
1207 | 4229631200000 | LASER PHOTOCOAGULATOR MULTI COLOR SOLID STATE | OPERATING ROOMS
1208 | 4229510003800 | LIGHT SOURCE LED | OPERATING ROOMS
1209 | 4229511401900 | LIGHT SURGICAL MOBILE | OPERATING ROOMS
1210 | 4229510004000 | LIGHT SURGICAL SINGLE | OPERATING ROOMS
1211 | 4229510004100 | LIGHT SURGICAL TRIPLE | OPERATING ROOMS
1212 | 4229510004200 | LITHOTRIPCY ULTRASONIC / PNEUMATIC | OPERATING ROOMS
1213 | 4229510004300 | LITHOTRIPSY ULTRASONIC INVASIVE | OPERATING ROOMS
1214 | 4229510004700 | MICROSCOPE SURGICAL PLASTIC | OPERATING ROOMS
1215 | 4229510004800 | MONITOR NERVE INTEGRATED | OPERATING ROOMS
1216 | 4230000000000 | MORCELLATOR ELECTRONIC | OPERATING ROOMS
1217 | 4229510004900 | NAVIGATION SYSTEM ENT | OPERATING ROOMS
1218 | 4229510005000 | NAVIGATION SYSTEM ORTHOPEDIC | OPERATING ROOMS
1219 | 4229510005300 | PENDANT ARTICULATING SURGICAL | OPERATING ROOMS
1220 | 4229510005400 | PHACO EMULSIFICATION SYSTEM | OPERATING ROOMS
1221 | 4229510006700 | SLUSH MACHINE ORGAN TRANSPLANT | OPERATING ROOMS
1222 | 4229350002300 | STOOL ANESTHESIA | OPERATING ROOMS
1223 | 4229510006900 | STOOL OPERATING | OPERATING ROOMS
1224 | 4229510007000 | SUCTION UNIT HIGH VACUUM | OPERATING ROOMS
1225 | 4229510007100 | SUCTION UNIT LIPO | OPERATING ROOMS
1226 | 4229510007400 | TABLE MAYO LARGE | OPERATING ROOMS
1227 | 4229510007500 | TABLE MAYO SMALL | OPERATING ROOMS
1228 | 4229511200300 | TABLE OPERATING SPINAL | OPERATING ROOMS
1229 | 4229512200600 | TOURNIQUET SYSTEM SURGICAL | OPERATING ROOMS
1230 | 4229510009700 | TOWER ARTHROSCOPE | OPERATING ROOMS
1231 | 4229510010700 | VASCULAR DOPPLER HANDHELD | OPERATING ROOMS
1232 | 4229510010800 | VITRECTOMY UNIT | OPERATING ROOMS
1233 | 4229681600000 | DRILL SYSTEM ORTHOPEDIC ADVANCE | OPERATING ROOMS
1234 | 4229510002000 | DRILL SYSTEM ORTHOPEDIC BASIC | OPERATING ROOMS
1235 | 4229520000100 | DRILL SYSTEM SPINAL | OPERATING ROOMS
1236 | 4229520000200 | DRILL SYSTEM MAXILLOFACIAL | OPERATING ROOMS
1237 | 4220170002800 | IMAGING SYSTEM FLUORESCENCE ICG | OPERATING ROOMS
1238 | 4218190014000 | INSUFFLATION MANAGEMENT SYSTEM | OPERATING ROOMS
1239 | 4229510049900 | BOWL HEATED | OPERATING ROOMS
1240 | 4220170002900 | IMAGING SYSTEM FLUORESCENCE ICG OPEN SURGERY | OPERATING ROOMS
1241 | 4229520000400 | DRILL SYSTEM HAND AND FOOT SURGERY | OPERATING ROOMS
1242 | 4110450700200 | ABLATION UNIT MICROWAVE | OPERATING ROOMS
1243 | 4229495701700 | ADVANCED ENT DEBRIDER ELECTRICAL | OPERATING ROOMS
1244 | 4229150100600 | BONE MILL | OPERATING ROOMS
1245 | 4229520201400 | DRILL OTOLOGY MINI MALLEABLE ELECTRICAL | OPERATING ROOMS
1246 | 4229511100700 | POSITIONING SYSTEM HEAD INTRA OPERATIVE | OPERATING ROOMS
1247 | 4229510400000 | ELECTROSURGICAL UNIT BIPOLAR | OPERATING ROOMS
1248 | 4229580400200 | ABLATION TISSUE PROSTATE THERAPY SYSTEM | OPERATING ROOMS
1249 | 4229621900100 | ROBOTIC ARM JOINT REPACEMENT | OPERATING ROOMS
1250 | 4232170702600 | CUP REMOVAL POWER SYSTEM HIP REVESION SURGERY | OPERATING ROOMS
1251 | 4213170700200 | HELMET & SUIT PROTECTION SURGERY POWERED | OPERATING ROOMS
1252 | 4229546500100 | MONITORING INTRAOPERATIVE NEUROPHYSIOLOGICAL IOM MOBILE | OPERATING ROOMS
1253 | 4220170003200 | ULTRASOUND INVASIVE SURGERY | OPERATING ROOMS
1254 | 4219190602000 | CABINET WARMING BLANKET COUNTER TOP | OPERATING ROOMS
1255 | 4219190602100 | CABINET WARMING BLANKET & SOLUTION LARGE | OPERATING ROOMS
1256 | 4219190602200 | CABINET WARMING BLANKET AND SOLUTION MEDIUM | OPERATING ROOMS
1257 | 4219190602300 | CABINET WARMING BLANKET & SOLUTION SMALL | OPERATING ROOMS
1258 | 4229580400300 | ABLATION THERAPY RADIOFREQUENCY NERVE FIBER | OPERATING ROOMS
1259 | 4229580400600 | DRILL BIOPSY BONE | OPERATING ROOMS
1260 | 4229170000300 | DRILL ORTHOPEDIC PEDIATRIC | OPERATING ROOMS
1261 | 4220430000000 | LOCALIAZTION SYSTEM TUMOR | OPERATING ROOMS
1262 | 4214400101700 | PROCESSOR COCHLEAR IMPLANT EXTERNAL SOUND | OPERATING ROOMS
1263 | 4229512100600 | MICROSCOPE SURGICAL NEURO MID RANGE | OPERATING ROOMS
1264 | 4229512100700 | MICROSCOPE SURGICAL ENT ADVANCE | OPERATING ROOMS
1265 | 4229512100800 | MICROSCOPE SURGICAL NEURO ADVANCE | OPERATING ROOMS
1266 | 4229512100900 | MICROSCOPE SURGICAL OPHTHALMIC ADVANCE | OPERATING ROOMS
1267 | 4229512101000 | MICROSCOPE SURGICAL ENT MID RANGE | OPERATING ROOMS
1268 | 4218307900000 | MICROSCOPE OPHTHALMOLOGY MID RANGE | OPERATING ROOMS
1269 | 4229632100700 | HYSTERSCOPY TISSUE REMOVAL SYSTEM | OPERATING ROOMS
1270 | 4229520201700 | DRILL INTRAOSSEOUS | OPERATING ROOMS
1271 | 4229512101400 | MICROSCOPE SURGICAL NEURO PREMIUM | OPERATING ROOMS
1272 | 4229512101200 | MICROSCOPE SURGICAL ENT BASIC | OPERATING ROOMS
1273 | 4229512101500 | MICROSCOPE SURGICAL PLASTIC ADVANCE | OPERATING ROOMS
1274 | 4229512101600 | MICROSCOPE SURGICAL OPHTHALMOLOGY ADVANCED CEILING | OPERATING ROOMS
1275 | 4229650200200 | CRYO ANALGESIA PAIN MANAGEMENT | OPERATING ROOMS
1276 | 4229512101700 | MICROSCOPE SURGICAL OPHTHALMOLOGY ADVANCED FLOOR | OPERATING ROOMS
1277 | 4229512101900 | MICROSCOPE SURGICAL OPHTHALMOLOGY MID RANGE | OPERATING ROOMS
1278 | 4229512101800 | MICROSCOPE SURGICAL OPHTHALMOLOGY BASIC | OPERATING ROOMS
1279 | 4219161010900 | DIGITAL OR SOLUTION | OPERATING ROOMS
1280 | 4229510401500 | ELECTROSURGICAL UNIT ARGON PLASMA COAGULATION | OPERATING ROOMS
1281 | 4229510400100 | ELECTROSURGICAL UNIT BIPOLAR MONOPOLAR | OPERATING ROOMS
1282 | 4229510402000 | ELECTROSURGICAL UNIT BIPOLAR MONOPOLAR IRRIGATION | OPERATING ROOMS
1283 | 4229500400700 | TOWER SURGICAL MINIMALLY INVASIVE BASIC | OPERATING ROOMS
1284 | 4229500400900 | TOWER SURGICAL MINIMALLY INVASIVE ADVANCED | OPERATING ROOMS
1285 | 4218260300300 | LIGHT SURGICAL DOUBLE BASIC | OPERATING ROOMS
1286 | 4218260300400 | LIGHT SURGICAL DOUBLE MID RANGE | OPERATING ROOMS
1287 | 4218260300500 | LIGHT SURGICAL DOUBLE ADVANCED | OPERATING ROOMS
1288 | 4229511200700 | TABLE OPERATING BASIC | OPERATING ROOMS
1289 | 4229511200800 | TABLE OPERATING MID RANGE | OPERATING ROOMS
1290 | 4229511200900 | TABLE OPERATING ADVANCE | OPERATING ROOMS
1291 | 4229510400200 | ELECTROSURGICAL UNIT BIPOLAR MONOPOLAR VESSEL SEALING | OPERATING ROOMS
1292 | 4229511904100 | LASER THULIUM UROLOGY | OPERATING ROOMS
1293 | 4111531700000 | STROBOSCOPIC SYSTEM | OPERATING ROOMS
1294 | 4229547200000 | PERFUSION ORGAN TRANSPLANT UNIT | OPERATING ROOMS
1295 | 4229511904200 | LASER CO2 FIBER | OPERATING ROOMS
1296 | 4229511904300 | LASER CO2 ARTICULATED ARM | OPERATING ROOMS
1297 | 4229511904400 | LASER CO2 DUAL | OPERATING ROOMS
1298 | 4229511904500 | LASER DIODE OPHTHALMIC | OPERATING ROOMS
1299 | 4229511904600 | LASER DIODE SURGERY DUAL WAVELENGTH | OPERATING ROOMS
1300 | 4229511904700 | LASER DIODE SURGERY LOW POWER | OPERATING ROOMS
1301 | 4229511904800 | LASER DIODE SURGERY HIGH POWER | OPERATING ROOMS
1302 | 4229511904900 | LASER THULIUM FIBER TFL | OPERATING ROOMS
1303 | 4229511905000 | LASER CYCLOPHOTOCOAGULATION | OPERATING ROOMS
1304 | 4229511905100 | LASER FEMTOSECOND OPHTHALMOLOGY | OPERATING ROOMS
1305 | 4229511905200 | LASER FEMTOCATARACT OPHTHALMOLOGY | OPERATING ROOMS
1306 | 4229511905300 | LASER HOLMIUM YAG LOW POWER | OPERATING ROOMS
1307 | 4229511905400 | LASER HOLMIUM YAG MID POWER | OPERATING ROOMS
1308 | 4229511905500 | LASER HOLMIUM YAG HIGH POWER | OPERATING ROOMS
1309 | 4229511905600 | LASER HOLMIUM YAG ULTRA HIGH POWER | OPERATING ROOMS
1310 | 4229520027300 | DRILL SYSTEM ORTHOPEDIC MID RANGE | OPERATING ROOMS
1311 | 4229520027400 | DRILL SYSTEM ORTHOPEDIC MODULAR | OPERATING ROOMS
1312 | 4229510051700 | TATTOO SURGICAL | OPERATING ROOMS
1313 | 4225160006700 | ROBOTIC SURGERY MODULAR | OPERATING ROOMS
1314 | 4229514801300 | NAVIGATION SYSTEM NEURO | OPERATING ROOMS
1315 | 4229514801400 | NAVIGATION SYSTEM SPINE | OPERATING ROOMS
1316 | 4229510011000 | PHACO EMULSIFICATION SYSTEM ADVANCE | OPERATING ROOMS
1317 | 4229630300100 | ANOSCOPE MINIMALLY INVASIVE | OPERATING ROOMS
1318 | 4229470001900 | ACT MACHINE | OPERATING ROOMS
1319 | 4229350000300 | ANALYZER HAEMOSTASIS | OPERATING ROOMS
1320 | 4229350000500 | ANESTHESIA MACHINE BASIC | OPERATING ROOMS
1321 | 4229350000600 | ANESTHESIA MACHINE MRI COMPATIBLE | OPERATING ROOMS
1322 | 4229350000700 | APPARATUS ANALGESIA | OPERATING ROOMS
1323 | 4229350000100 | ASSIST DEVICE PUNCTURE ACOUSTIC | OPERATING ROOMS
1324 | 4229350000800 | BLANKET WARMING SYSTEM AIR | OPERATING ROOMS
1325 | 4229350000900 | CART ANESTHESIA SUPPLY | OPERATING ROOMS
1326 | 4229350001100 | HYPER HYPOTHERMIA UNIT | OPERATING ROOMS
1327 | 4229350001300 | INTUBATION DIFFICULT VIDEO | OPERATING ROOMS
1328 | 4229350001800 | LARYNGOSCOPE SET COMPLETE | OPERATING ROOMS
1329 | 4229350002900 | LOCATOR EPIDURAL ACOUSTIC | OPERATING ROOMS
1330 | 4229350001900 | PENDANT ARTICULATING ANESTHESIA | OPERATING ROOMS
1331 | 4229350002000 | PUMP PCA SYRINGE | OPERATING ROOMS
1332 | 4229350002200 | STIMULATOR NERVE | OPERATING ROOMS
1333 | 4229350002500 | ULTRASOUND ANESTHESIA | OPERATING ROOMS
1334 | 4229350002600 | VENTILATOR JET SUPERIMPOSED | OPERATING ROOMS
1335 | 4220171200500 | ULTRASOUND LOCATOR GUIDE ANESTHESIA | OPERATING ROOMS
1336 | 4218190016100 | PUMP PCA INFUSION EPIDURAL | OPERATING ROOMS
1337 | 4219190601800 | CABINET WARMING BLANKET SMALL | OPERATING ROOMS
1338 | 4110240700200 | WARMING SYSTEM FLUID BOTTLES | OPERATING ROOMS
1339 | 4227250012100 | ANESTHESIA MACHINE MID RANGE | OPERATING ROOMS
1340 | 4227250012200 | ANESTHESIA MACHINE PREMIUM | OPERATING ROOMS
1341 | 4222170300900 | WARMER BLOOD RAPID INFUSION ADVANCE | OPERATING ROOMS
1342 | 4229632200000 | LARYNGOSCOPE VIDEO MOBILE STANDARD | OPERATING ROOMS
1343 | 4229632200100 | LARYNGOSCOPE VIDEO HANDHELD STANDARD | OPERATING ROOMS
1344 | 4227250012300 | ANESTHESIA MACHINE CLOSED SYSTEM | OPERATING ROOMS
1345 | 4113160900300 | WARMER BLOOD OPEN | OPERATING ROOMS
1346 | 4113160900400 | WARMER BLOOD CLOSED | OPERATING ROOMS
1347 | 4113160900500 | WARMER BLOOD RAPID INFUSION MID | OPERATING ROOMS
1348 | 4219160605000 | PENDANT ARTICULATING ANESTHESIA MOTORIZED | OPERATING ROOMS
1349 | 4218190005900 | PENDANT ANESTHESIA HORIZONTAL | OPERATING ROOMS
1350 | 4229470000200 | ASPIRATION SYSTEM THROMBUS | OPERATING ROOMS
1351 | 4229470001800 | CELL SAVER UNIT | OPERATING ROOMS
1352 | 4229470000500 | COOLING DEVICE INTRAVASCULAR | OPERATING ROOMS
1353 | 4229470000700 | EP UNIT AND STIMULATOR SYSTEM | OPERATING ROOMS
1354 | 4229470000800 | EVOKED POTENTIAL | OPERATING ROOMS
1355 | 4229470000900 | ABLATION GENERATOR RF CARDIAC | OPERATING ROOMS
1356 | 4229470001000 | GENERATOR RF PUNCTURE | OPERATING ROOMS
1357 | 4229470001100 | HEART LUNG BYPASS UNIT | OPERATING ROOMS
1358 | 4229470001200 | MAPPING SYSTEM 3D DIAGNOSIS AND ABLATION OF CARDIAC ARRHYTHMIAS | OPERATING ROOMS
1359 | 4229470001400 | PACEMAKER DUAL CHAMBER EXTERNAL | OPERATING ROOMS
1360 | 4229470001500 | PUMP BALLOON | OPERATING ROOMS
1361 | 4230000000100 | STIMULATOR CARDIAC SURGERY | OPERATING ROOMS
1362 | 4229555200000 | VENTRICULAR ASSIST DEVICE PEDIATRIC | OPERATING ROOMS
1363 | 4225160003400 | ROBOTIC SURGERY | OPERATING ROOMS
1364 | 4227150200000 | MONITOR INVASIVE BLOOD GAS CONTINUOUS | OPERATING ROOMS
1365 | 4219270000000 | TABLE TILT TEST CARDIAC | OPERATING ROOMS
1366 | 4229580400100 | ABLATION CRYO GENERATOR CARDIAC | OPERATING ROOMS
1367 | 4229511903000 | LASER EXCIMER ANGIOPLASTY | OPERATING ROOMS
1368 | 4229511903400 | ULTRASOUND BLOOD FLOW METER INTRA OPERATIVE | OPERATING ROOMS
1369 | 4229555200100 | VENTRICULAR ASSIST DEVICE LVAD | OPERATING ROOMS
1370 | 4229555200200 | TRANSFUSION BLOOD AUTOMATED | OPERATING ROOMS
1371 | 4218200500900 | MONITOR HAEMODYNAMIC | OPERATING ROOMS
1372 | 4227161300100 | PULMONARY ARTERY PRESSURE MANAGEMENT SYSTEM | OPERATING ROOMS
1373 | 4229473000100 | VENTRICULAR ASSIST DEVICE BIVAD | OPERATING ROOMS
1374 | 4229520201800 | SAW SYSTEM STERNUM BATTERY OPERATED | OPERATING ROOMS
1375 | 4229520201900 | SAW SYSTEM STERNUM ELECTRICAL | OPERATING ROOMS
1376 | 4218160000300 | MONITOR CONTINUOUS BLOOD PRESSURE / HEMODYNAMIC | OPERATING ROOMS
1377 | 4220151100100 | COUNTER TABLET 500 TBL/MIN | PHARMACY
1378 | 4229370100200 | CRUSHER PILL AUTOMATIC | PHARMACY
1379 | 4222200501000 | PUMP REPEATER | PHARMACY
1380 | 4214000065600 | COMPOUNDER TPN UNIT | PHARMACY
1381 | 4110151800000 | BLENDER PHARMACEUTICAL | PHARMACY
1382 | 4410230000600 | PACKAGING UNIT GENERAL | PHARMACY
1383 | 4225160003500 | ROBOTIC SYSTEM COMPOUNDER IV | PHARMACY
1384 | 4410230000200 | PACKAGING SYSTEM UNIT DOSE | PHARMACY
1385 | 4410230000300 | REPACKING UNIT FLUID | PHARMACY
1386 | 4410230000400 | PACKAGING UNIT DOSE AUTOMATIC ORAL | PHARMACY
1387 | 4410230000500 | PACKAGING SYSTEM AUTOMATIC UNIT DOSE SPECIAL | PHARMACY
1388 | 4214330000500 | ROBOTIC SYSTEM PREPARATION CHEMOTHERAPY | PHARMACY
1389 | 4219260400000 | ROBOTIC SYSTEM PHARMACY OUTPATIENT | PHARMACY
1390 | 4219190400100 | CABINET AUTOMATED NARCOTIC | PHARMACY
1391 | 4219190900300 | CABINET AUTOMATED CONSUMABLE & DRUGS | PHARMACY
1392 | 4219190900400 | CABINET AUTOMATED MEDICATION MOBILE | PHARMACY
1393 | 4219190900500 | DISPENSING MEDICATION AUTOMATED | PHARMACY
1394 | 4219190900600 | CABINET AUTOMATED DRUGS MAIN | PHARMACY
1395 | 4110301100700 | REFRIGERATOR MEDICATION 700L | PHARMACY
1396 | 4110301102600 | REFRIGERATOR MEDICATION 350L | PHARMACY
1397 | 4110301101800 | REFRIGERATOR MEDICATION 100L | PHARMACY
1398 | 4110301108500 | REFRIGERATOR AND FREEZER COMBINED 300L | PHARMACY
1399 | 4110301102800 | REFRIGERATOR MEDICATION 480L | PHARMACY
1400 | 4110300501700 | REFRIGERATOR MEDICATION 1400L | PHARMACY
1401 | 4110300501800 | FREEZER ULTRA LOW 300 LITER UP TO -86 | PHARMACY
1402 | 4110300502600 | FREEZER ULTRA LOW 480 LITER UP TO -86 | PHARMACY
1403 | 4110300503400 | FREEZER ULTRA LOW 500 LITER UP TO -86 | PHARMACY
1404 | 4110300504200 | FREEZER ULTRA LOW 700 LITER UP TO -86 | PHARMACY
1405 | 4110300505000 | FREEZER ULTRA LOW 800 LITER UP TO -86 | PHARMACY
1406 | 4110300505800 | FREEZER LOW 300 LITERS UP TO -20 | PHARMACY
1407 | 4110300506200 | FREEZER LOW 700 LITERS UP TO -20 | PHARMACY
1408 | 4110300506600 | FREEZER LOW 480 LITERS UP TO -20 | PHARMACY
1409 | 4110300507000 | FREEZER LOW 1400 LITERS UP TO -20 | PHARMACY
1410 | 4110300507400 | FREEZER LOW 570 LITERS UP TO -20 | PHARMACY
1411 | 4110300507800 | FREEZER LOW 100 LITERS UP TO -20 | PHARMACY
1412 | 4110300508200 | FREEZER LOW 100 LITERS UP TO -30 | PHARMACY
1413 | 4110300508600 | FREEZER LOW 300 LITERS UP TO -30 | PHARMACY
1414 | 4110300509000 | FREEZER LOW 570 LITERS UP TO -30 | PHARMACY
1415 | 4110300509400 | FREEZER LOW 700 LITERS UP TO -30 | PHARMACY
1416 | 4110300509800 | FREEZER LOW 1400 LITERS UP TO -30 | PHARMACY
1417 | 4110300510200 | FREEZER LOW 275 LITERS UP TO -40 | PHARMACY
1418 | 4110300510600 | FREEZER LOW 480 LITERS UP TO -40 | PHARMACY
1419 | 4110300511000 | FREEZER LOW 600 LITERS UP TO -40 | PHARMACY
1420 | 4110300511400 | FREEZER LOW 700 LITERS UP TO -40 | PHARMACY
1421 | 4110301103500 | REFRIGERATOR MEDICATION 400L PASS THRU | PHARMACY
1422 | 4110301104000 | REFRIGERATOR MEDICATION 680L PASS THRU | PHARMACY
1423 | 4110301104500 | REFRIGERATOR MEDICATION 1500L PASS THRU | PHARMACY
1424 | 4110301105000 | REFRIGERATOR SOLID DOOR 100L | PHARMACY
1425 | 4110301105500 | REFRIGERATOR SOLID DOOR 350L | PHARMACY
1426 | 4110301106000 | REFRIGERATOR SOLID DOOR 480L | PHARMACY
1427 | 4110301106500 | REFRIGERATOR SOLID DOOR 700L | PHARMACY
1428 | 4110301107000 | REFRIGERATOR SOLID DOOR 900L | PHARMACY
1429 | 4110301107500 | REFRIGERATOR SOLID DOOR 1100L | PHARMACY
1430 | 4110301108000 | REFRIGERATOR SOLID DOOR 1400L | PHARMACY
1431 | 4214000010300 | CABINET MEDICATION | PHARMACY
1432 | 4219190400000 | CABINET NARCOTIC | PHARMACY
1433 | 4219240400200 | CART MEDICATION | PHARMACY
1434 | 4229511900000 | LASER EXCIMER OPHTHALMOLOGY | OPTHALMOLOGY
1435 | 4229511901700 | LASER METER FLARE | OPTHALMOLOGY
1436 | 4229511902000 | LASER ND/YAG OPHTHALMIC | OPTHALMOLOGY
1437 | 4229512300400 | LASER PATTERN OPHTHALMIC | OPTHALMOLOGY
1438 | 4229514317200 | LASER PATTERN YELLOW | OPTHALMOLOGY
1439 | 4229541900600 | LASER PHOTO COAGULATOR SOLID STATE | OPTHALMOLOGY
1440 | 4229450001100 | LASER SLT | OPTHALMOLOGY
1441 | 4229511900800 | MICROKERATOMES AND DSAEK SURGICAL | OPTHALMOLOGY
1442 | 4229511903600 | LASER INTERFEROMETER | OPTHALMOLOGY
1443 | 4229453100400 | LASER DIODE THERAPY PHOTO DYNAMIC PDT | OPTHALMOLOGY
1444 | 4218301000000 | LENSMETER AUTOMATIC | OPTHALMOLOGY
1445 | 4111170200100 | MICROSCOPE SPECULAR | OPTHALMOLOGY
1446 | 4218200500300 | OPHTHALMOSCOPE DIRECT | OPTHALMOLOGY
1447 | 4218350000000 | OPHTHALMOSCOPE INDIRECT | OPTHALMOLOGY
1448 | 4218200500500 | OPHTHALMOSCOPE INDIRECT CORDLESS | OPTHALMOLOGY
1449 | 4218280300100 | OPHTHALMOSCOPE SPECIALIST | OPTHALMOLOGY
1450 | 4218300002300 | RETINOSCOPE STREAK | OPTHALMOLOGY
1451 | 4218301500000 | SLIT LAMP DESKTOP | OPTHALMOLOGY
1452 | 4218301500100 | SLIT LAMP HANDHELD | OPTHALMOLOGY
1453 | 4218300002100 | STEREOSCOPE OPHTHALMIC | OPTHALMOLOGY
1454 | 4214292400800 | SYNOPTOPHORE BINOCULAR VISION ASSESSMENT | OPTHALMOLOGY
1455 | 4229510047800 | ANALYZER SEGMENT ANTERIOR OPHTHALMIC | OPTHALMOLOGY
1456 | 4229450000500 | BIOMETRY NON CONTACT | OPTHALMOLOGY
1457 | 4219210301100 | CAMERA FUNDUS | OPTHALMOLOGY
1458 | 4219210301200 | CAMERA FUNDUS WIDE FIELD | OPTHALMOLOGY
1459 | 4229450000600 | CAMERA RETINAL INFANT | OPTHALMOLOGY
1460 | 4219210301000 | CAMERA RETINAL PORTABLE | OPTHALMOLOGY
1461 | 4229512100100 | LOUPE OPERATING BINOCULAR | OPTHALMOLOGY
1462 | 4218340000000 | PERIMETER MICRO | OPTHALMOLOGY
1463 | 4218340300000 | PERIMETER PROJECTION AUTOMATED | OPTHALMOLOGY
1464 | 4218303500000 | REFRACTO KERATOMETER AUTOMATIC | OPTHALMOLOGY
1465 | 4218300001900 | REFRACTOMETER AUTOMATIC | OPTHALMOLOGY
1466 | 4220171800100 | SCANNER ULTRASOUND PACHYMETER AND AB OPHTHALMIC | OPTHALMOLOGY
1467 | 4220180700000 | SCANNER ULTRASOUND PACHYMETRY | OPTHALMOLOGY
1468 | 4218300002400 | SCREENER VISION PEDIATRIC | OPTHALMOLOGY
1469 | 4229450000900 | TOMOGRAPHY COHERENT OPTICAL OCT INTERIOR AND POSTERIOR | OPTHALMOLOGY
1470 | 4221150203000 | TOMOGRAPHY COHERENT OPTICAL OCT POSTERIOR | OPTHALMOLOGY
1471 | 4221150600400 | TOPOGRAPHY CORNEAL | OPTHALMOLOGY
1472 | 4220340008200 | ULTRASOUND BIO MICROSCOPY UBM | OPTHALMOLOGY
1473 | 4229511903300 | CORNEAL CROSSLINKING SYSTEM | OPTHALMOLOGY
1474 | 4218304700000 | POTENTIAL ACUITY METER | OPTHALMOLOGY
1475 | 4218300200000 | MAPPING CORNEO SCLERAL | OPTHALMOLOGY
1476 | 4218301800200 | ANALYZER OCULAR RESPONSE | OPTHALMOLOGY
1477 | 4220171800200 | SCANNER ULTRASOUND PACHYMETRY PORTABLE | OPTHALMOLOGY
1478 | 4218300005600 | CAMERA FUNDUS SCREENER | OPTHALMOLOGY
1479 | 4219210301600 | CAMERA FUNDUS ADVANCE | OPTHALMOLOGY
1480 | 4111300300100 | ANALYZER OSMOLARITY | OPTHALMOLOGY
1481 | 4229510008100 | CHAIR OPERATING OPHTHALMIC | OPTHALMOLOGY
1482 | 4229510001200 | CRYOSURGICAL OPHTHALMIC | OPTHALMOLOGY
1483 | 4229510048200 | DRILL EYE SURGERY | OPTHALMOLOGY
1484 | 4229450000700 | EPILATION EYELID | OPTHALMOLOGY
1485 | 4220341118400 | IMAGING SURGICAL 3D | OPTHALMOLOGY
1486 | 4218300002200 | OPHTHALMIC UNIT | OPTHALMOLOGY
1487 | 4229547700700 | TEST ELECTROPHYSIOLOGICAL | OPTHALMOLOGY
1488 | 4218301800100 | TONOMETER APPLANATION HANDHELD | OPTHALMOLOGY
1489 | 4229450000800 | TONOMETER OPHTHALMIC NON CONTACT | OPTHALMOLOGY
1490 | 4218307900200 | MICROSCOPE OPHTHALMIC BASIC | OPTHALMOLOGY
1491 | 4218300006200 | OPHTHALMIC UNIT ADVANCE | OPTHALMOLOGY
1492 | 4218302900100 | PHOROPTER AUTOMATED | OPTHALMOLOGY
1493 | 4218302900200 | PHOROPTER MANUAL | OPTHALMOLOGY
1494 | 4218160000200 | ANALYSIS CENTRAL ARTERIAL PRESURE WAVEFORM | RESEARCH CENTER
1495 | 4111580002400 | MICROSCOPE FLUORESCENT IMAGING SYSTEM MULTI COLOR | RESEARCH CENTER
1496 | 4111580002500 | SYNTHESIS PROTIEN PEPTIDE | RESEARCH CENTER
1497 | 4111580002600 | PROCESSOR PROTEIN PEPTIDE | RESEARCH CENTER
1498 | 4111580002700 | MONITORING SYSTEM THERMAL DIGITAL RESEARCH | RESEARCH CENTER
1499 | 4111580002800 | ASSAY MULTIPLEX | RESEARCH CENTER
1500 | 4111580002900 | ANALYZER PHYSILOGICAL METABOLIC RATE OXYGEN BASED | RESEARCH CENTER
1501 | 4111580003000 | ANALYZER FORCE PLATFORM | RESEARCH CENTER
1502 | 4111580003100 | ASSAY MOLECULAR MICROARRAY | RESEARCH CENTER
1503 | 4111580003200 | IMAGING SYSTEM OPTICAL | RESEARCH CENTER
1504 | 4111570500000 | LC MS MS BIOEQUIVALENT | RESEARCH CENTER
1505 | 4114202600300 | LC MS MS SCREENING NEWBORN | RESEARCH CENTER
1506 | 4111621000500 | ANALYZER RESTING METABOLIC RATE | RESEARCH CENTER
1507 | 4111362100000 | ANALYZER IMPEDANCE BIOELECTRICAL PORTABLE | RESEARCH CENTER
1508 | 4111176000000 | MILLING SYSTEM ION BEAM | RESEARCH CENTER
1509 | 4110270400000 | X-RAY POWDER DIFFRACTION | RESEARCH CENTER
1510 | 4111363900000 | ACCELEROMETER PHYSICAL ACTIVITY | RESEARCH CENTER
1511 | 4111176000100 | TRIMMING SPECIMEN TEM & SEM ELECTRONIC MICROSCOPE | RESEARCH CENTER
1512 | 4220172300100 | IMAGING SYSTEM OPTICAL & X-RAY | RESEARCH CENTER
1513 | 4111612953600 | INCUBATION MICROSCOPE STAGE TOP | RESEARCH CENTER
1514 | 4229680900900 | PARTITIONING MICROFLUIDIC SINGLE CELL | RESEARCH CENTER
1515 | 4110382000000 | REACTOR HYDROGENATION FLOW | RESEARCH CENTER
1516 | 4229512300800 | EXTRACTOR MULTI-TASK AUTOMATED | RESEARCH CENTER
1517 | 4214180000000 | STIMULATION UNIT FUNCTIONAL ELECTRIC PORTABLE | REHABILITATION
1518 | 4111580001000 | ANALYZER BALANCE MASTER & POSTURE | REHABILITATION
1519 | 4111580001100 | ANALYZER GAIT SYSTEM | REHABILITATION
1520 | 4111580001200 | ANALYZER MOBILE MUSCULAR STRENGTH | REHABILITATION
1521 | 4111580001300 | ANALYZER MUSCULAR STENGTH | REHABILITATION
1522 | 4225160100400 | BALANCE APPARATUS | REHABILITATION
1523 | 4225160101400 | BALANCE BEAM VARIABLE | REHABILITATION
1524 | 4214220200000 | BATH FULL IMMERSION | REHABILITATION
1525 | 4214211200000 | BATH PARAFFIN WITH TABLE | REHABILITATION
1526 | 4225160100500 | BEAM BALANCE | REHABILITATION
1527 | 4219200300100 | BED MASSAGE | REHABILITATION
1528 | 4225170600200 | BICYCLE EXERCISER STATIONARY | REHABILITATION
1529 | 4218231400000 | BIO FEED BACK UNIT | REHABILITATION
1530 | 4224160000700 | CASTING INDUCTION UNIT | REHABILITATION
1531 | 4214000057800 | COUCH TREATMENT EXAMINATION WOODEN | REHABILITATION
1532 | 4225160300100 | CPM ELBOW CONTINOUS PASSIVE MOTION | REHABILITATION
1533 | 4225160300200 | CPM FINGER CONTINUOUS PASSIVE MOTION | REHABILITATION
1534 | 4225160300300 | CPM KNEE CONTINOUS PASSIVE MOTION | REHABILITATION
1535 | 4225160300400 | CPM LOWER LIMP | REHABILITATION
1536 | 4225160300000 | CPM SHOULDER CONTINIOUS PASSIVE MOTION | REHABILITATION
1537 | 4225160300500 | CPM UPPER LIMB | REHABILITATION
1538 | 4214180600500 | DIATHERMY SHORTWAVE | REHABILITATION
1539 | 4110451000000 | DRYING PLASTER MODELS OVEN | REHABILITATION
1540 | 4218152700400 | DYNAMOMETER | REHABILITATION
1541 | 4225150000300 | DYNAMOMETER SQUEEZE | REHABILITATION
1542 | 4225160000300 | EXERCISER ANKEL & LEG | REHABILITATION
1543 | 4110240620100 | HEATING PLATE | REHABILITATION
1544 | 4214210400000 | HYDRO COLLATOR | REHABILITATION
1545 | 4214000057000 | LADDER FINGER | REHABILITATION
1546 | 4111533600000 | LAMP ULTRAVIOLET AND INFRARED | REHABILITATION
1547 | 4111530700000 | LASER HIGH INTENSITY THERAPY | REHABILITATION
1548 | 4218191400100 | MAGNETIC THERAPY | REHABILITATION
1549 | 4214220500000 | MASSAGE UNIT | REHABILITATION
1550 | 4225162000400 | MATTRESS GYMNASTICS | REHABILITATION
1551 | 4214210000100 | MICROWAVE THERAPY UNIT | REHABILITATION
1552 | 4224160000900 | MODULAR SPINAL CASTING APPARATUS | REHABILITATION
1553 | 4115000022600 | OVEN HEATING | REHABILITATION
1554 | 4111192700000 | PODOSCOPE | REHABILITATION
1555 | 4917150500000 | POSTUROGRAPHY DYNAMIC COMPUTERIZED | REHABILITATION
1556 | 4225160001300 | PRESS LEG | REHABILITATION
1557 | 4225160000200 | REBOUNDER ADJUSTABLE | REHABILITATION
1558 | 4225160004300 | ERGO METER ROWING MACHINE | REHABILITATION
1559 | 4224200000900 | SCANNER & SHAPER ORTHOTICS&PROSTHETICS | REHABILITATION
1560 | 4225160002000 | SEATED LEG CURL | REHABILITATION
1561 | 4214181100000 | SHOCK WAVE RADIAL & FOCAL THERAPY | REHABILITATION
1562 | 4221150400400 | STANDER PRONE 3 POSITION WITH TRAY | REHABILITATION
1563 | 4214180500500 | STIMULATOR ELECTRIC WITH INTERFERENTIAL | REHABILITATION
1564 | 4219200100400 | TABLE CASTING | REHABILITATION
1565 | 4214000057100 | TABLE ELECRIC 3 SECTION NEURO WIDE | REHABILITATION
1566 | 4225160002800 | TABLE FINGER HAND WRIST FOREARM EXERCISER | REHABILITATION
1567 | 4219200100500 | TABLE LAMINATION | REHABILITATION
1568 | 4225160001800 | TABLE QUAD AND HAMSTRING | REHABILITATION
1569 | 4225160000400 | TABLE THERAPY ARM & LEG | REHABILITATION
1570 | 4221150400500 | TABLE TILTING | REHABILITATION
1571 | 4221150400300 | TABLE TILTING PEDIATRIC | REHABILITATION
1572 | 4214220200200 | TANK HYDROTHERAPY | REHABILITATION
1573 | 4225162000600 | TESTING PLATFORM | REHABILITATION
1574 | 4224210800100 | TRACTION MACHINE WITH COUCH | REHABILITATION
1575 | 4225160000100 | TRAINER ABDOMIN | REHABILITATION
1576 | 4225160000500 | TRAINER BACK | REHABILITATION
1577 | 4225161300000 | TREADMILL | REHABILITATION
1578 | 4219230100100 | TROLLY LIFT THERAPY | REHABILITATION
1579 | 4225162300000 | ULTRASONIC THERAPY SYSTEM | REHABILITATION
1580 | 4225160004400 | UPPER LIMB CYCLE | REHABILITATION
1581 | 4224160400000 | VACCUM DEVICE | REHABILITATION
1582 | 4110380500100 | VIBRATOR ELECTRIC WITH STAND MOBILE | REHABILITATION
1583 | 4225160002300 | WHEEL SHOULDER | REHABILITATION
1584 | 4225160003000 | WHEEL SHOULDER RE EDUCATION | REHABILITATION
1585 | 4214220100000 | WHIRLPOOL UPPER LIMB | REHABILITATION
1586 | 4214220200100 | WHRILPOOL LOWER LIMB | REHABILITATION
1587 | 4229621300000 | SIMULATOR TRAINING SHOULDER THERAPY | REHABILITATION
1588 | 4225160700200 | PULLEY SYSTEM OVERHEAD SHOULDER | REHABILITATION
1589 | 4225161300500 | TREADMILL ANTI GRAVITY | REHABILITATION
1590 | 4225160004500 | SIMULATOR TRAINING FOREARM & WRIST | REHABILITATION
1591 | 4225160004600 | SIMULATOR TRAINING KNEE | REHABILITATION
1592 | 4225160004700 | SIMULATOR TRAINING LOWER EXTRIMITES | REHABILITATION
1593 | 4225160004800 | SIMULATOR TRAINING SHOULDER THERAPY MINI | REHABILITATION
1594 | 4225161100500 | SIMULATORS TRAINING STABILOMETRIC | REHABILITATION
1595 | 4225160004900 | SIMULATOR MUSCLE | REHABILITATION
1596 | 4225160005000 | SIMULATOR MOVEMENT IMPROVEMENT | REHABILITATION
1597 | 4219270000100 | TABLE EXAM REHAB 450 KG | REHABILITATION
1598 | 4219270000200 | SUPPORTS BODY UNWEIGHING | REHABILITATION
1599 | 4214182500000 | THERAPY MACHINE FLUID | REHABILITATION
1600 | 4214210400100 | HYDRO COLLATOR HEATING UNIT MOBILE | REHABILITATION
1601 | 4225160005900 | EXERCISER MULTI STATION UPPER & LOWER BODY | REHABILITATION
1602 | 4225170601100 | STAIRS EXERCISE STRAIGHT | REHABILITATION
1603 | 4225170601200 | STEPPER EXERCISER HYDRAULIC | REHABILITATION
1604 | 4219270000500 | TABLE REHAB 3 SECTION | REHABILITATION
1605 | 4219270000600 | TABLE REHAB 5 SECTION | REHABILITATION
1606 | 4225160200000 | BAR STALL WALL MOUNTED | REHABILITATION
1607 | 4219270000400 | TABLE REHAB 2 SECTION | REHABILITATION
1608 | 4225160006400 | GYM MACHINE MULTI EXERCISE | REHABILITATION
1609 | 4225160006300 | EXERCISER MUSCLE STRENGHT BACK | REHABILITATION
1610 | 4010180900000 | CONDITIONER HEATER REHAB | REHABILITATION
1611 | 4010180900100 | PEROMETER | REHABILITATION
1612 | 4214180100100 | COMBINED ELECTROTHERAPY REHAB | REHABILITATION
1613 | 4219270000700 | TABLE REHAB 2 SECTION BARIATRIC | REHABILITATION
1614 | 4920160300100 | TRAINER NEGATIVE RESISTANCE ACL | REHABILITATION
1615 | 4214000008700 | WALKER SUPPORT | REHABILITATION
1616 | 4225170001300 | TRAINING SYSTEM SPEED & AGILITY | REHABILITATION
1617 | 4219270000800 | TABLE REHAB 7 SECTION | REHABILITATION
1618 | 4225170500300 | BARS PARALLEL ELECTRICAL | REHABILITATION
1619 | 4111300300000 | ANALYZER METAL HEAVY PORTABLE | SAFETY & ENVIRONMENTAL
1620 | 4111250900000 | BALOMETER | SAFETY & ENVIRONMENTAL
1621 | 4229511200200 | LIGHT FLASH INDUSTRIAL | SAFETY & ENVIRONMENTAL
1622 | 4111000000100 | MEGGER | SAFETY & ENVIRONMENTAL
1623 | 4111363000000 | METER ANEMO | SAFETY & ENVIRONMENTAL
1624 | 4111250400000 | METER CHLORINE | SAFETY & ENVIRONMENTAL
1625 | 4111363000100 | METER DISTANCE LASER | SAFETY & ENVIRONMENTAL
1626 | 4111363000200 | METER EMF | SAFETY & ENVIRONMENTAL
1627 | 4111363000300 | METER GASES | SAFETY & ENVIRONMENTAL
1628 | 4111363000400 | METER HUMIDITY | SAFETY & ENVIRONMENTAL
1629 | 4111363000500 | METER LUX | SAFETY & ENVIRONMENTAL
1630 | 4111363000600 | METER MULTI DIGITAL | SAFETY & ENVIRONMENTAL
1631 | 4115000019600 | METER NOISE LEVEL | SAFETY & ENVIRONMENTAL
1632 | 4214000011900 | METER PH | SAFETY & ENVIRONMENTAL
1633 | 4111363000700 | METER PRESSURE DIFFRENTIAL AIR | SAFETY & ENVIRONMENTAL
1634 | 4111363000800 | METER TACHO | SAFETY & ENVIRONMENTAL
1635 | 4111363000900 | METER TDS | SAFETY & ENVIRONMENTAL
1636 | 4115000020000 | METER TURBIDITY | SAFETY & ENVIRONMENTAL
1637 | 4111197600000 | METER WATER PURITY | SAFETY & ENVIRONMENTAL
1638 | 4218190012100 | MONITOR GAS HANDHELD | SAFETY & ENVIRONMENTAL
1639 | 4115000022200 | MONITOR HYGIENE | SAFETY & ENVIRONMENTAL
1640 | 4215220020000 | TESTER CABLE | SAFETY & ENVIRONMENTAL
1641 | 4218190013400 | MONITORING LEVEL LIQUID NITROGEN | SAFETY & ENVIRONMENTAL
1642 | 4111580000100 | ANALYZER DEFIB BASIC | SAFETY & ENVIRONMENTAL
1643 | 4111580000200 | ANALYZER DEFIB ADVANCE | SAFETY & ENVIRONMENTAL
1644 | 4111580000300 | ANALYZER ELECTROSURGERY | SAFETY & ENVIRONMENTAL
1645 | 4111580000400 | ANALYZER ELECTRICAL SAFETY ADVANCE | SAFETY & ENVIRONMENTAL
1646 | 4111580000500 | ANALYZER ELECTRICAL SAFETY BASIC | SAFETY & ENVIRONMENTAL
1647 | 4218190013500 | SIMULATOR FETAL | SAFETY & ENVIRONMENTAL
1648 | 4111310000400 | ANALYZER GAS FLOW | SAFETY & ENVIRONMENTAL
1649 | 4111310000100 | ANALYZER GAS FLOW ADVANCE | SAFETY & ENVIRONMENTAL
1650 | 4111580000600 | ANALYZER INCUBAITOR RADIANT WARMER | SAFETY & ENVIRONMENTAL
1651 | 4111580000700 | ANALYZER INFUSION PUMPS BASIC | SAFETY & ENVIRONMENTAL
1652 | 4111580000800 | ANALYZER INFUSION PUMPS ADVANCE | SAFETY & ENVIRONMENTAL
1653 | 4218190013600 | SIMULATOR SPO2 | SAFETY & ENVIRONMENTAL
1654 | 4220170003000 | TESTER LEAKAGE ULTRASOUND | SAFETY & ENVIRONMENTAL
1655 | 4214371100000 | RADIOMETER PHOTOTHERAPY | SAFETY & ENVIRONMENTAL
1656 | 4218190013700 | METER PRESSURE DIGITAL | SAFETY & ENVIRONMENTAL
1657 | 4111310000200 | ANALYZER OXYGEN | SAFETY & ENVIRONMENTAL
1658 | 4111311900000 | ANALYZER CO2 | SAFETY & ENVIRONMENTAL
1659 | 4115171200000 | MONITOR CARBON MONOXIDE | SAFETY & ENVIRONMENTAL
1660 | 4218191800200 | SIMULATOR VITAL SIGN | SAFETY & ENVIRONMENTAL
1661 | 4111180800200 | ANALYZER AIR FLOWMETER | SAFETY & ENVIRONMENTAL
1662 | 4111560300100 | METER PH BENCHTOP | SAFETY & ENVIRONMENTAL
1663 | 4111370800200 | POWER METER ULTRASOUND | SAFETY & ENVIRONMENTAL
1664 | 4220390500000 | DETECTOR OSL OPTICALLY STIMULATED LUMINESCENCE | SAFETY & ENVIRONMENTAL
1665 | 4111540300400 | ANALYZER RAMAN HANDHELD | SAFETY & ENVIRONMENTAL
1666 | 4230150000700 | SIMULATION AUDIO VISUAL | SIMULATION & EDUCATION
1667 | 4230150000800 | SIMULATOR ADULT ESSENTIAL | SIMULATION & EDUCATION
1668 | 4230150000900 | SIMULATOR AMBULANCE STATIONARY | SIMULATION & EDUCATION
1669 | 4230151100700 | SIMULATOR AUDIO VISUAL SYSTEM OSCE EXAM ROOMS | SIMULATION & EDUCATION
1670 | 4230151100800 | SIMULATOR BABY ADVANCE | SIMULATION & EDUCATION
1671 | 4230151100900 | SIMULATOR BIRTHING FLEX PROMPT ADVANCE | SIMULATION & EDUCATION
1672 | 4230150001200 | SIMULATOR BRONCOSCOPY | SIMULATION & EDUCATION
1673 | 4230151101100 | SIMULATOR CHILD ADVANCE | SIMULATION & EDUCATION
1674 | 4230150001400 | SIMULATOR DELIVERY ADVANCED | SIMULATION & EDUCATION
1675 | 4230150001500 | SIMULATOR ENDOSCOPY | SIMULATION & EDUCATION
1676 | 4230150001600 | SIMULATOR GYNECOLOGY | SIMULATION & EDUCATION
1677 | 4230150001700 | SIMULATOR INTERVENTIONAL RADIOLOGY WORKSTATION | SIMULATION & EDUCATION
1678 | 4230150001800 | SIMULATOR LABROSCOPY | SIMULATION & EDUCATION
1679 | 4230150001900 | SIMULATOR NEUROSURGERY | SIMULATION & EDUCATION
1680 | 4230150002000 | SIMULATOR NEWBORN ADVANCED | SIMULATION & EDUCATION
1681 | 4230150002100 | SIMULATOR NURSING BABY | SIMULATION & EDUCATION
1682 | 4230150002200 | SIMULATOR NURSING FEMALE | SIMULATION & EDUCATION
1683 | 4230150002300 | SIMULATOR NURSING KID | SIMULATION & EDUCATION
1684 | 4230150002400 | SIMULATOR NURSING MALE | SIMULATION & EDUCATION
1685 | 4230150002500 | SIMULATOR OPHTHALMOSCOPY | SIMULATION & EDUCATION
1686 | 4230150002600 | SIMULATOR ORTHOPEDIC | SIMULATION & EDUCATION
1687 | 4230150002700 | SIMULATOR OTOSCOPY | SIMULATION & EDUCATION
1688 | 4230151102700 | SIMULATOR SURGARY ROBOTIC | SIMULATION & EDUCATION
1689 | 4232151210700 | SIMULATOR TRAUMA ADVANCED | SIMULATION & EDUCATION
1690 | 4323250000000 | SIMULATOR ULTRASOUND | SIMULATION & EDUCATION
1691 | 4230150003000 | SIMULATOR UNIVERSAL PATIENT ADULT | SIMULATION & EDUCATION
1692 | 4230150003100 | SIMULATOR UROLOGY | SIMULATION & EDUCATION
1693 | 4230150201400 | SIMULATOR NURDING ANNE | SIMULATION & EDUCATION
1694 | 4230150005200 | SIMULATOR BREATHING | SIMULATION & EDUCATION
1695 | 4230150005300 | AUSCULTATION UNIT | SIMULATION & EDUCATION
1696 | 4230150005500 | SIMULATOR AUSCULTATION | SIMULATION & EDUCATION
1697 | 4230150005600 | SIMULATOR INTRAVENOUS INSERTION TRAINING | SIMULATION & EDUCATION
1698 | 4229621300400 | SIMULATOR MONITOR ADVANCE | SIMULATION & EDUCATION
1699 | 4230150005700 | SIMULATOR INTRAOSSEOUS TRAINING | SIMULATION & EDUCATION
1700 | 4230150002900 | SIMULATOR TRAUMA ADULT ADVANCE | SIMULATION & EDUCATION
1701 | 4230150005800 | SIMULATOR AIRWAY MANAGEMENT PEDIATRIC ADVANCE | SIMULATION & EDUCATION
1702 | 4229621300500 | SIMULATOR CATARACT & VITREORETINAL SURGERY | SIMULATION & EDUCATION
1703 | 4229621300600 | SIMULATOR CRICO THYROTOMY | SIMULATION & EDUCATION
1704 | 4230150000000 | SIMULATOR AUSCULTATION ADVANCE | SIMULATION & EDUCATION
1705 | 4230150003400 | TRAINER ABDOMINAL EXAMINATION | SIMULATION & EDUCATION
1706 | 4230000001300 | TRAINER AIRWAY MANAGEMENT INFANT | SIMULATION & EDUCATION
1707 | 4230150006000 | TRAINER AED | SIMULATION & EDUCATION
1708 | 4225160006800 | TRAINER NASOGASTRIC TUBE AND TRACHEOSTOMY CARE | SIMULATION & EDUCATION
1709 | 4225160006900 | TRAINER DIFFICULT AIRWAY ADULT | SIMULATION & EDUCATION
1710 | 4225160007000 | TRAINER MATERNITY ABDOMINAL EXAMINATION | SIMULATION & EDUCATION
1711 | 4230000001400 | TRAINER ARM BLOOD PRESSURE | SIMULATION & EDUCATION
1712 | 4230000001500 | TRAINER BREAST EXAMINATION ADVANCE | SIMULATION & EDUCATION
1713 | 4230000001600 | TRAINER CATHETERIZATION ADVANCE | SIMULATION & EDUCATION
1714 | 4230000001700 | TRAINER DECOMPRESSION CHEST DRAIN & NEEDLE | SIMULATION & EDUCATION
1715 | 4230150004000 | TRAINER INJECTION | SIMULATION & EDUCATION
1716 | 4230000001900 | TRAINER INJECTION SHOULDER PALPATION GUIDED | SIMULATION & EDUCATION
1717 | 4230000002000 | TRAINER INTUBATION NEONATAL | SIMULATION & EDUCATION
1718 | 4230000002100 | TRAINER INTUBATION PEDIATRIC | SIMULATION & EDUCATION
1719 | 4230150004400 | TRAINER IV CENTRAL | SIMULATION & EDUCATION
1720 | 4230000002300 | TRAINER KNEE ASPIRATION & INJECTION ULTRASOUND CAPABILITIES | SIMULATION & EDUCATION
1721 | 4230150004600 | TRAINER KNOT TYING | SIMULATION & EDUCATION
1722 | 4230150004700 | TRAINER LEAD TASK | SIMULATION & EDUCATION
1723 | 4230150201100 | TRAINER MALE RECTAL EXAMINATION ADVANCE | SIMULATION & EDUCATION
1724 | 4230150004900 | TRAINER MANAGEMENT AIRWAY | SIMULATION & EDUCATION
1725 | 4230150005000 | TRAINER PARACENTESIS | SIMULATION & EDUCATION
1726 | 4230151100100 | TRAINER PELVIC FEMALE CLINICAL ADVANCE | SIMULATION & EDUCATION
1727 | 4111170300500 | CPR QUALITY MEASURING DEVICE | SIMULATION & EDUCATION
1728 | 4230150005400 | TRAINER DRILL NEEDLE INSERTION TO BONES | SIMULATION & EDUCATION
1729 | 4230150200100 | MANIKIN ADULT | SIMULATION & EDUCATION
1730 | 4230150201700 | MANIKIN CPR NEONATE | SIMULATION & EDUCATION
1731 | 4230150201800 | MANIKIN ECMO/PERFUSION | SIMULATION & EDUCATION
1732 | 4230150201900 | MANIKIN FEMORAL | SIMULATION & EDUCATION
1733 | 4230150200200 | MANIKIN BABY | SIMULATION & EDUCATION
1734 | 4230000000400 | MODEL ARM ARTERIAL STICK KIT | SIMULATION & EDUCATION
1735 | 4230000000500 | MODEL ARM VENEPUNCTURE LIGHT ADVANCED | SIMULATION & EDUCATION
1736 | 4230000000600 | MODEL INJECTION ELBOW JOINT | SIMULATION & EDUCATION
1737 | 4230000000700 | MODEL INJECTION HAND & WRIST JOINT | SIMULATION & EDUCATION
1738 | 4230000000800 | MODEL INJECTION JOINT FOOT & ANKLE | SIMULATION & EDUCATION
1739 | 4230000000900 | MODEL PUNCTURE EPIDURAL & LUMBAR ADVANCE | SIMULATION & EDUCATION
1740 | 4230150200900 | MODEL SUTURE HANDS ON KIT | SIMULATION & EDUCATION
1741 | 4230150201000 | MODEL UMBILICAL BABY | SIMULATION & EDUCATION
1742 | 4230150201300 | MANIKIN CPR | SIMULATION & EDUCATION
1743 | 4230150201500 | MANIKIN STOP BLEEDING | SIMULATION & EDUCATION
1744 | 4230150005900 | MANIKIN ADULT ADVANCE | SIMULATION & EDUCATION
1745 | 4230150201600 | MANIKIN CPR PEDIATRIC | SIMULATION & EDUCATION
1746 | 4111170300200 | MICROSCOPE TEN HEADED TEACHING | SIMULATION & EDUCATION
1747 | 4220320100000 | PHANTOM X-RAY WHOLE BODY | SIMULATION & EDUCATION
1748 | 4229351700000 | ASPIRATOR UTERINE | IN-PATIENT
1749 | 4219180001000 | BED ELECTRICAL PSYCHIATRIC | IN-PATIENT
1750 | 4219180000800 | BED LABOR AND DELIVERY | IN-PATIENT
1751 | 4219180300800 | BASSINET NEONATE | IN-PATIENT
1752 | 4219180001900 | LIFT PATIENT CEILING MOUNT | IN-PATIENT
1753 | 4219180002000 | LIFT PATIENT MOBILE | IN-PATIENT
1754 | 4219180002500 | PUMP BREAST | IN-PATIENT
1755 | 4618181001100 | STRETCHER EMERGENCY | IN-PATIENT
1756 | 4217000002700 | STRETCHER TRANSPORT | IN-PATIENT
1757 | 4219180000000 | TROLLEY HYDRAULIC BATH SHOWER | IN-PATIENT
1758 | 4219180003100 | WARMER BABY BOTTLE | IN-PATIENT
1759 | 4227220500500 | VENTILATOR LONG TERM : CHRONIC | IN-PATIENT
1760 | 4227220500400 | VENTILATOR BIPAP IN-PATIENT | IN-PATIENT
1761 | 4219180005500 | BED INTENSIVE CARE ADVANCE | IN-PATIENT
1762 | 4219180005600 | BED INTENSIVE CARE BASIC | IN-PATIENT
1763 | 4219180800000 | BED PSYCHIATRIC MANUAL | IN-PATIENT
1764 | 4219180005700 | BED ELECTRICAL BASIC | IN-PATIENT
1765 | 4219180005900 | BED ELECTRICAL MID RANGE | IN-PATIENT
1766 | 4219180005800 | BED ELECTRICAL ADVANCE | IN-PATIENT
1767 | 4218190018600 | MONITORING AND SCORING SYSTEM VITAL SIGN IN-PATIENT | IN-PATIENT
1768 | 4219180301000 | BASSINET NEONATE PREMIUM | IN-PATIENT
1769 | 4219220700200 | STRETCHER BASIC | IN-PATIENT
1770 | 4219220700300 | STRETCHER MID RANGE | IN-PATIENT
1771 | 4219220700400 | STRETCHER ADVANCE | IN-PATIENT
1772 | 4229600713700 | VASCULAR SYSTEM DIAGNOSTIC | IN-PATIENT
1773 | 4219180000400 | BED ELECTRICAL BARIATRIC | IN-PATIENT
1774 | 4219180000600 | BED INTENSIVE CARE BARIATRIC | IN-PATIENT
1775 | 4219180001800 | LIFT PATIENT BARIATRIC | IN-PATIENT
1776 | 4219180002600 | STRETCHER BARIATRIC | IN-PATIENT
1777 | 4111250000200 | AIR INLET WITH INTEGRATED DAYLIGHT | MORGUE
1778 | 4219190501800 | CABINET DRYING WITH UV LIGHT | MORGUE
1779 | 4219190502000 | CABINET EVIDENCE | MORGUE
1780 | 4219190500900 | CABINET WALL MOUNTED INSTRUMENT | MORGUE
1781 | 4226180600000 | FREEZER 03 BODY | MORGUE
1782 | 4226180600100 | FREEZER 06 BODY | MORGUE
1783 | 4226180600200 | FREEZER 09 BODY | MORGUE
1784 | 4226180600300 | FREEZER 12 BODY | MORGUE
1785 | 4226180600400 | ‫FREEZER 21 BODY | MORGUE
1786 | 4229270300300 | LIFTER BODY | MORGUE
1787 | 4229270300400 | LIFTER BODY WITH SCALE | MORGUE
1788 | 4226180400000 | ‫REFRIGERATOR 03 BODY | MORGUE
1789 | 4226180400100 | ‫REFRIGERATOR 06 BODY | MORGUE
1790 | 4226180400200 | ‫REFRIGERATOR 09 BODY | MORGUE
1791 | 4226180400300 | ‫REFRIGERATOR 12 BODY | MORGUE
1792 | 4226180400400 | ‫REFRIGERATOR 21 BODY | MORGUE
1793 | 4226160000000 | SAW AUTOPSY ELECTRIC WITH EXTRACTOR | MORGUE
1794 | 4218280000000 | SCALE AUTOPSY | MORGUE
1795 | 4219161001800 | SCRUB STATON SINGLE BAY | MORGUE
1796 | 4226180000000 | STRETCHER MORTUARY | MORGUE
1797 | 4226170300000 | TABLE AUTOPSY | MORGUE
1798 | 4219240403300 | TROLLEY VIEWING | MORGUE
1799 | 4219240403400 | TROLLEY WASHING BODY | MORGUE
1800 | 4226210000100 | LIFTER BODY MANUAL | MORGUE