## NUPCO's MS Catalogue
NUPCO's Medical Supplies Catalogue
SN | NUPCO GENERIC CODE | NUPCO ITEM DESCRIPTION | Sub Category
1 | 4223160915000 | TUBE FEEDING, GASTROSTOMY, SIZE: 24 X 4 CM, LOW PROFILE, DISPOSABLE, STERILE | GENERAL MEDICAL SUPPLIES (NURSING AND BURN UNIT) SUPPLEMENTARY
2 | 4231151012500 | DRESSING NOT LESS THAN FOUR LAYERS ABSORBENT WITH SOFT SILICON FOAM ADHESIVE BORDER PERMEABLE SIZE 10 X 20 CM (+\-2) DISPOSABLE STERILE ( WOUND AND OSTOMY CARE ) | GENERAL MEDICAL SUPPLIES (NURSING AND BURN UNIT) SUPPLEMENTARY
3 | 4231151012700 | DRESSING ANTI-MICROBIAL SPONGE 4 MM CENTER HOLE ABSORBENT IMPREGNATED WITH CHLORHEXIDINE GLUCONATE (CHG) ABLE TO COVER THE SITE OF INSERTION 360 DEGREE WITH TRANSPARENT FILM DISPOSABLE STERILE MSDS SHOULD BE PROVIDED IN SOFT COPY ( WOUND AND OSTOMY CARE) | GENERAL MEDICAL SUPPLIES (NURSING AND BURN UNIT) SUPPLEMENTARY
4 | 4231151014800 | DRESSING ABSORBENT HYDROFIBER PAD ADHESIVE SILICONE BORDER SIZE 12 X 12 CM (+/- 2CM) DISPOSABLE STERILE (WOUND AND OSTOMY CARE) | GENERAL MEDICAL SUPPLIES (NURSING AND BURN UNIT) SUPPLEMENTARY
5 | 4218154101000 | NEEDLE, ELECTRODE NEEDLE, LOW IMPEDANCE, COMPLETE WITH OLYMPIC BRAINZ MONITOR (OBM), DISPOSABLE, STERILE | GENERAL MEDICAL SUPPLIES (NURSING AND BURN UNIT) SUPPLEMENTARY
6 | 4231151016800 | BURN SHEET SPUN BOUNDED SHEET THAT CAN BE USED TO PROVIDE A STERILE ENVIRONMENT TO PROTECT A PATIENT FROM INFECTION. ITS DURABLE CO = NSTRUCTION RESISTS TEARING SIZE 60IN X 90IN (+ / - 3IN) STERILE DISPOSABLE (WOUND AND OSTOMY CARE) | GENERAL MEDICAL SUPPLIES (NURSING AND BURN UNIT) SUPPLEMENTARY
7 | 4231151017000 | DRESSING SOFT SILICON SELF ADHESIVE WATERPROOF FOR SCAR REDUCTION SIZE 10 X 18CM ( +/- 2 CM ) | GENERAL MEDICAL SUPPLIES (NURSING AND BURN UNIT) SUPPLEMENTARY
8 | 4231151018100 | DRESSING ABSORBENT EXTRA STRENGTH HYDROFIBER WITHOUT SILVER TRANSFORM INTO SOFT AND FLEXIBLE GEL FIBER ONCE ABSORBS WITH WOUND E = XUDATE AND REMAINS MOIST SIZE 15 X 15 CM (+/- 2 CM) STERILE (WOUND AND OSTOMY CARE) | GENERAL MEDICAL SUPPLIES (NURSING AND BURN UNIT) SUPPLEMENTARY
9 | 4231151019100 | DRESSING SOFT SILICONE FOAM SELF ADHESIVE WITHOUT BORDER 10 X 10 CM (+/-2 CM) DISPOSABLE STERILE (WOUND AND OSTOMY CARE) | GENERAL MEDICAL SUPPLIES (NURSING AND BURN UNIT) SUPPLEMENTARY
10 | 4231151019300 | DRESSING NOT LESS THAN FOUR LAYERS ABSORBENT WITH SOFT SILICON FOAM WITH SILVER ADHESIVE BORDER PERMEABLE SIZE 15 X 15 CM (+\-2) DISPOSABLE STERILE (WOUND AND OSTOMY CARE) | GENERAL MEDICAL SUPPLIES (NURSING AND BURN UNIT) SUPPLEMENTARY
11 | 4231151019600 | DRESSING, ABSORBENT HYDROFIBER PAD, ADHESIVE SILICONE BORDER, SIZE 18 X 18 CM (+/- 2CM), DISPOSABLE, STERILE, (WOUND AND OSTOMY CARE) | GENERAL MEDICAL SUPPLIES (NURSING AND BURN UNIT) SUPPLEMENTARY
12 | 4231151019700 | DRESSING FOAM IMPREGNATED WITH LIPIDO-COLLOID WITHOUT SILVER WITHOUT BORDER SIZE 10 X 10 CM (+/- 2 CM) SUITABLE FOR EB PATIENTS (WOUND AND OSTOMY CARE) | GENERAL MEDICAL SUPPLIES (NURSING AND BURN UNIT) SUPPLEMENTARY
13 | 4231151019800 | DRESSING FOAM IMPREGNATED WITH LIPIDO-COLLOID WITHOUT SILVER WITHOUT BORDER SIZE 15 X 20 CM (+/- 2 CM) SUITABLE FOR EB PATIENTS (WOUND AND OSTOMY CARE) | GENERAL MEDICAL SUPPLIES (NURSING AND BURN UNIT) SUPPLEMENTARY
14 | 4231151200000 | GAUZE SWAB (100% COTTON) 12 PLY GREEN FOLDED EDGES NOT LESS THAN 15 THREADS/CM2 SIZE: 10 X 10 CM DISPOSABLE NON-STERILE | GENERAL MEDICAL SUPPLIES (NURSING AND BURN UNIT) SUPPLEMENTARY
15 | 4231151012200 | DRESSING, TOPICAL PROTEASE MODULATING MATRIX CELLULOSE, AND COLLAGEN WITH SILVER, 28 CM2 (+/-2 CM2), STERILE, (WOUND AND OSTOMY CARE) | GENERAL MEDICAL SUPPLIES (NURSING AND BURN UNIT) SUPPLEMENTARY
16 | 4231151200100 | GAUZE SWAB (100% COTTON) 12 PLY WHITE FOLDED EDGES NOT LESS THAN 15 THREADS/CM2 BLEACHED DOUBLE WRAPPED SIZE: 10 X 10 CM PACKING 5 PIECES/PACK DISPOSABLE STERILE | GENERAL MEDICAL SUPPLIES (NURSING AND BURN UNIT) SUPPLEMENTARY
17 | 4231151200400 | GAUZE SWAB (100% COTTON) 8 PLY WHITE FOLDED EDGES NOT LESS THAN 15 THREADS/CM2 BLEACHED DOUBLE WRAPPED SIZE 5 X 5 CM PACKING 5 PIECES/PACK DISPOSABLE STERILE | GENERAL MEDICAL SUPPLIES (NURSING AND BURN UNIT) SUPPLEMENTARY
18 | 4231151202000 | GAUZE SWAB (100% COTTON) 12 PLY WHITE FOLDED EDGES NOT LESS THAN 15 THREADS/CM 2 BLEACHED SIZE: 10 X 10 CM DISPOSABLE NON - STERILE | GENERAL MEDICAL SUPPLIES (NURSING AND BURN UNIT) SUPPLEMENTARY
19 | 4231151202900 | GAUZE SWAB (100% COTTON) 12 PLY WHITE FOLDED EDGES NOT LESS THAN 15 THREADS/CM2 BLEACHED DOUBLE WRAPPED SIZE: 5 X 5 CM DISPOSABLE STERILE | GENERAL MEDICAL SUPPLIES (NURSING AND BURN UNIT) SUPPLEMENTARY
20 | 4231151203000 | GAUZE SWAB (100% COTTON) 16 PLY X-RAY DETECTABLE WHITE FOLDED EDGES NOT LESS THAN 15 THREADS/CM2 BLEACHED SIZE: 10 X 10 CM 5 PIECES/PACK DISPOSABLE NON-STERILE | GENERAL MEDICAL SUPPLIES (NURSING AND BURN UNIT) SUPPLEMENTARY
21 | 4231151203300 | SPONGE LAPAROTOMY (100% COTTON) 12 PLY X-RAY DETECTABLE WHITE FOLDED EDGES NOT LESS THAN 15 THREADS/CM2 BLEACHED WITH TAIL AND STITCHES TO ALL SIDES DOUBLE WRAPPED SIZE: 45 X 45 CM PACKING: 5 PIECES/PACK DISPOSABLE STERILE | GENERAL MEDICAL SUPPLIES (NURSING AND BURN UNIT) SUPPLEMENTARY
22 | 4231151203700 | GAUZE SWAB (100% COTTON) 16 PLY X-RAY DETECTABLE WHITE FOLDED EDGES NOT LESS THAN 15 THREADS/CM2 BLEACHED SIZE: 10 X 20 CM DISPOSABLE NON-STERILE | GENERAL MEDICAL SUPPLIES (NURSING AND BURN UNIT) SUPPLEMENTARY
23 | 4231151204200 | GAUZE SWAB (100% COTTON) 16 PLY X-RAY DETECTABLE GREEN FOLDED EDGES NOT LESS THAN 15 THREADS/CM2 SIZE: 10 X 10 CM DISPOSABLE NON-STERILE | GENERAL MEDICAL SUPPLIES (NURSING AND BURN UNIT) SUPPLEMENTARY
24 | 4231151204600 | GAUZE SWAB (100% COTTON) 8 PLY WHITE FOLDED EDGES NOT LESS THAN 15 THREADS/CM 2 BLEACHED SIZE: 10 X 10 CM DISPOSABLE NON - STERILE | GENERAL MEDICAL SUPPLIES (NURSING AND BURN UNIT) SUPPLEMENTARY
25 | 4231151205200 | GAUZE, ABSORBENT (100% COTTON), WHITE OF PLAIN WEAVE, (14 TO 15) THREADS/CM 2, BLEACHED, SIZE: 90 CM X 90 M, PACKING : IN A RIGID OUTER PACKING CONTAINER OF SUITABLE SIZE, DISPOSABLE, NON - STERILE | GENERAL MEDICAL SUPPLIES (NURSING AND BURN UNIT) SUPPLEMENTARY
26 | 4231151205400 | GAUZE SWAB (100% COTTON) 32 PLY X - RAY DETECTABLE WHITE FOLDED EDGES AND STITCHES TO ALL SIDES NOT LESS THAN 15 THREADS/CM2 BLEACHED DOUBLE WRAPPED SIZE: 10 X 10 CM DISPOSABLE STERILE | GENERAL MEDICAL SUPPLIES (NURSING AND BURN UNIT) SUPPLEMENTARY
27 | 4231151205500 | GAUZE SWAB 6 PLY PRE - CUT T - SLIT FOLDED EDGES SIZE: 10 X 10 CM 2 PIECES / PACKET STERILE | GENERAL MEDICAL SUPPLIES (NURSING AND BURN UNIT) SUPPLEMENTARY
28 | 4231151205700 | GEL, HIGH CONDUCTIVITY WATER SOLUBLE, FOR DEFIBRILLATION, 60 GRAM, TUBE | GENERAL MEDICAL SUPPLIES (NURSING AND BURN UNIT) SUPPLEMENTARY
29 | 4231151205800 | GEL, PREP, CHLORIDE AND ACETONE FREE, 4-4.5 OZ TUBE | GENERAL MEDICAL SUPPLIES (NURSING AND BURN UNIT) SUPPLEMENTARY
30 | 4231151200200 | GAUZE SWAB (100% COTTON) 16 PLY WHITE FOLDED EDGES NOT LESS THAN 15 THREADS/CM2 BLEACHED DOUBLE WRAPPED SIZE: 10 X 10 CM PACKING 5 PIECES/PACK DISPOSABLE STERILE | GENERAL MEDICAL SUPPLIES (NURSING AND BURN UNIT) SUPPLEMENTARY
31 | 4231151012100 | DRESSING, TOPICAL PROTEASE MODULATING MATRIX CELLULOSE, AND COLLAGEN WITH SILVER, 115 CM2 (+/- 15 CM2), STERILE, (WOUND AND OSTOMY CARE) | GENERAL MEDICAL SUPPLIES (NURSING AND BURN UNIT) SUPPLEMENTARY
32 | 4231151012000 | DRESSING POLYMERIC MEMBRANE FOAM NON-ADHESIVE WITH SURFACTANT GLYCERIN SEMIPERMEABLE ROLL 20 X NOT LESS THAN 60 CM DISPOSABLE STERILE SUITABLE FOR EB PATIENTS (WOUND AND OSTOMY CARE) | GENERAL MEDICAL SUPPLIES (NURSING AND BURN UNIT) SUPPLEMENTARY
33 | 4231151011900 | DRESSING POLYMERIC MEMBRANE FOAM NON-ADHESIVE WITH SURFACTANT GLYCERIN SEMIPERMEABLE ROLL 10 X NOT LESS THAN 60 CM DISPOSABLE STERILE SUITABLE FOR EB PATIENTS (WOUND AND OSTOMY CARE) | GENERAL MEDICAL SUPPLIES (NURSING AND BURN UNIT) SUPPLEMENTARY
34 | 4231151000200 | DRESSING, HYDRO CAPILLARY FOAM, NON-ADHESIVE, WITH IBUPROFEN SIZE 5 X 7 CM (+\-2), DISPOSABLE, STERILE, (WOUND AND OSTOMY CARE) | GENERAL MEDICAL SUPPLIES (NURSING AND BURN UNIT) SUPPLEMENTARY
35 | 4215190202100 | SET FOR ORAL CARE CONSIST OF : ONE TRAY COMPARTMENTS 10 ORAL COTTON SWABS ONE WOODEN SPATULA TWO GAUZE SWABS 10 X 10 CM DISPOSABLE BAG W ITH PLASTIC TIE | GENERAL MEDICAL SUPPLIES (NURSING AND BURN UNIT) SUPPLEMENTARY
36 | 4231151001000 | "DRESSING NOT LESS THAN FIVE LAYERS WITH SOFT SILICONE FOAM ADHESIVE BORDER ABSORBENT FIBER LAYER LOCK IN EXUDATE UNDER COMPRESSION WEAR TIME NOT LESS THAN 24 HOURS HEEL SHAPE THE FOAM SHOULD COVER HEEL AND MALLEOLUS SIZE 23 X 25 (+/- 3 CM) STERILE (WOUND AND OSTOMY CARE)" | GENERAL MEDICAL SUPPLIES (NURSING AND BURN UNIT) SUPPLEMENTARY
37 | 4231151001200 | DRESSING, TOPICAL PROTEASE MODULATING MATRIX CELLULOSE, AND COLLAGEN, 28 CM2 (+/-2 CM2), STERILE, (WOUND AND OSTOMY CARE) | GENERAL MEDICAL SUPPLIES (NURSING AND BURN UNIT) SUPPLEMENTARY
38 | 4231151001300 | DRESSING KIT FOR NEGATIVE PRESSURE WOUND THERAPY (NPWT) LARGE FOAM DRESSING DRESSING DRAPE AND TUBING 25 X 15 CM (+/- 2 CM) CONSUMABLE STERILE IT SHOULD BE COMPATIBLE WITH THE HOSPITAL MACHINE (WOUND AND OSTOMY CARE) | GENERAL MEDICAL SUPPLIES (NURSING AND BURN UNIT) SUPPLEMENTARY
39 | 4231151002000 | DRESSING NOT LESS THAN FIVE LAYERS WITH SOFT SILICONE FOAM ADHESIVE BORDER ABSORBENT FIBER LAYER LOCK IN EXUDATE UNDER COMPRESSION WEAR TIME NOT LESS THAN 24 HOURS SACRUM SHAPE SIZE 23 X 23 CM (+/- 2CM) DISPOSABLE STERILE (WOUND AND OSTOMY CARE) | GENERAL MEDICAL SUPPLIES (NURSING AND BURN UNIT) SUPPLEMENTARY
40 | 4231151002200 | DRESSING SOFT SILICONE FOAM SELF ADHESIVE WITHOUT BORDER 15 X 15 CM (+/-2 CM) DISPOSABLE STERILE (WOUND AND OSTOMY CARE) | GENERAL MEDICAL SUPPLIES (NURSING AND BURN UNIT) SUPPLEMENTARY
41 | 4231151002300 | DRESSING SOFT SILICONE FOAM SELF ADHESIVE WITHOUT BORDER 5 X 5 CM (+/-1 CM) DISPOSABLE STERILE (WOUND AND OSTOMY CARE) | GENERAL MEDICAL SUPPLIES (NURSING AND BURN UNIT) SUPPLEMENTARY
42 | 4231151002400 | DRESSING NOT LESS THAN FOUR LAYERS ABSORBENT WITH SOFT SILICON FOAM ADHESIVE BORDER PERMEABLE SIZE 10 X 30 CM (+\-2) DISPOSABLE STERILE ( WOUND AND OSTOMY CARE ) | GENERAL MEDICAL SUPPLIES (NURSING AND BURN UNIT) SUPPLEMENTARY
43 | 4231151003700 | DRESSING, HYDRO CAPILLARY FOAM, NON-ADHESIVE, WITH IBUPROFEN, SIZE 10 X 10 CM (+\-2), DISPOSABLE, STERILE, (WOUND AND OSTOMY CARE) | GENERAL MEDICAL SUPPLIES (NURSING AND BURN UNIT) SUPPLEMENTARY
44 | 4231151004400 | DRESSING THIN FOAM ABSORBENT SOFT SILICONE WITHOUT BORDER NON-ADHESIVE 15 X 15 CM (+/-2CM) SUITABLE FOR EB PATIENTS DISPOSABLE STERILE (WOUND AND OSTOMY CARE) | GENERAL MEDICAL SUPPLIES (NURSING AND BURN UNIT) SUPPLEMENTARY
45 | 4231151004500 | DRESSING THIN FOAM ABSORBENT SOFT SILICONE WITHOUT BORDER NON-ADHESIVE 20 X 20 CM (+/-2CM) SUITABLE FOR EB PATIENTS DISPOSABLE STERILE (WOUND AND OSTOMY CARE) | GENERAL MEDICAL SUPPLIES (NURSING AND BURN UNIT) SUPPLEMENTARY
46 | 4231151004600 | DRESSING THICK FOAM ABSORBENT SOFT SILICONE WITHOUT BORDER NON-ADHESIVE 15 X 15 CM (+/-2CM) SUITABLE FOR EB PATIENTS DISPOSABLE STERILE (WOUND AND OSTOMY CARE) | GENERAL MEDICAL SUPPLIES (NURSING AND BURN UNIT) SUPPLEMENTARY
47 | 4231151004700 | DRESSING THICK FOAM ABSORBENT SOFT SILICONE WITHOUT BORDER NON-ADHESIVE 10 X 10 CM (+/-2CM) SUITABLE FOR EB PATIENTS DISPOSABLE STERILE (WOUND AND OSTOMY CARE) | GENERAL MEDICAL SUPPLIES (NURSING AND BURN UNIT) SUPPLEMENTARY
48 | 4231151004900 | DRESSING THICK FOAM SHIFTING FLUIDS SOFT SILICONE WITHOUT BORDER NON-ADHESIVE 10 X 12 CM (+/-2CM) SUITABLE FOR EB PATIENTS DISPOSABLE STERILE (WOUND AND OSTOMY CARE) | GENERAL MEDICAL SUPPLIES (NURSING AND BURN UNIT) SUPPLEMENTARY
49 | 4231151005000 | DRESSING THICK FOAM SHIFTING FLUIDS SOFT SILICONE WITHOUT BORDER NON-ADHESIVE 15 X 20 CM (+/-2CM) SUITABLE FOR EB PATIENTS DISPOSABLE STERILE (WOUND AND OSTOMY CARE) | GENERAL MEDICAL SUPPLIES (NURSING AND BURN UNIT) SUPPLEMENTARY
50 | 4231151005100 | DRESSING THICK FOAM SHIFTING FLUIDS SOFT SILICONE WITHOUT BORDER NON-ADHESIVE 7.5 X 8.5 CM (+/-1CM) SUITABLE FOR EB PATIENTS DISPOSABLE STERILE (WOUND AND OSTOMY CARE) | GENERAL MEDICAL SUPPLIES (NURSING AND BURN UNIT) SUPPLEMENTARY
51 | 4231151005800 | DRESSING HEMOSTATIC HIGHLY ABSORBENT AND CONFORMABLE COMPOSED OF NATURAL BIODEGRADABLE CHITOSAN FIBERS SIZE 10 X 10CM(+/-2 CM) SUITABLE FOR EB PATIENTS (WOUND AND OSTOMY CARE) | GENERAL MEDICAL SUPPLIES (NURSING AND BURN UNIT) SUPPLEMENTARY
52 | 4231151006700 | DRESSING, POLYMERIC ADHESIVE FLEXIBLE, SURGICAL, WITH SPECIALIZED WOUND CLEANSER, GLYCERIN AND SUPERABSORBENT SIZE 10 X 30 CM (+/- 2CM), (WOUND AND OSTOMY CARE) | GENERAL MEDICAL SUPPLIES (NURSING AND BURN UNIT) SUPPLEMENTARY
53 | 4231151008500 | DRESSING NOT LESS THAN FIVE LAYERS WITH SOFT SILICONE FOAM ADHESIVE BORDER ABSORBENT FIBER LAYER LOCK IN EXUDATE UNDER COMPRESSION WEAR TIME NOT LESS THAN 24 HOURS SACRUM SHAPE SIZE 18 X 18 CM (+/- 2CM) DISPOSABLE STERILE (WOUND AND OSTOMY CARE) | GENERAL MEDICAL SUPPLIES (NURSING AND BURN UNIT) SUPPLEMENTARY
54 | 4111197000100 | PROBE FOR TEMPERATURE FOR ADULT SKIN COMPATIBLE WITH DRAGER DISPOSABLE | GENERAL MEDICAL SUPPLIES (NURSING AND BURN UNIT) SUPPLEMENTARY
55 | 4231151009300 | DRESSING NOT LESS THAN FOUR LAYERS ABSORBENT WITH SOFT SILICON FOAM ADHESIVE BORDER PERMEABLE SIZE 7.5 X 7.5 CM (+\-2) DISPOSABLE STERILE (WOUND AND OSTOMY CARE) | GENERAL MEDICAL SUPPLIES (NURSING AND BURN UNIT) SUPPLEMENTARY
56 | 4218160503700 | BAG, PRESSURE INFUSER, 500 CC, WITH MANUAL, HAND PUMP | GENERAL MEDICAL SUPPLIES (NURSING AND BURN UNIT) SUPPLEMENTARY
57 | 4231151009400 | DRESSING NOT LESS THAN FOUR LAYERS ABSORBENT WITH SOFT SILICON FOAM ADHESIVE BORDER PERMEABLE SIZE 15 X 15 CM (+\-2) DISPOSABLE STERILE ( WOUND AND OSTOMY CARE ) | GENERAL MEDICAL SUPPLIES (NURSING AND BURN UNIT) SUPPLEMENTARY
58 | 4231151010100 | DRESSING, FOR BURN, FLEXIBLE, STRETCHABLE, IMPREGNATED WITH SILVER, ACTIVE FOR 7 DAYS, SIZE 16 X 16 INCH (+/- 3INCH), DISPOSABLE, STERILE, (WOUND AND OSTOMY CARE) | GENERAL MEDICAL SUPPLIES (NURSING AND BURN UNIT) SUPPLEMENTARY
59 | 4231151010200 | DRESSING, FOR BURN, FLEXIBLE, STRETCHABLE, IMPREGNATED WITH SILVER, ACTIVE FOR 7 DAYS, SIZE 6 X 6 INCH (+/- 2INCH), DISPOSABLE, STERILE, (WOUND AND OSTOMY CARE) | GENERAL MEDICAL SUPPLIES (NURSING AND BURN UNIT) SUPPLEMENTARY
60 | 4231151010500 | DRESSING FOR CENTRAL LINE TRANSPARENT: IV SECUREMENT DRESSINGS IMPREGNATED WITH 2-3% CHLORHEXIDINE FOR CENTRAL LINES WITH SILVER HIGHLY BREATHABLE FOR MOISTURE EVAPORATION LATEX FREE PEDIATRIC SIZE 6 X 7 CM (+/- 1 CM) WATERPROOF 2 SECURING STRIP DOCUMENTATION LABEL DISPOSABLE STERILE MSDS SHOULD BE PROVIDED IN SOFT COPY ( WOUND AND OSTOMY CARE) | GENERAL MEDICAL SUPPLIES (NURSING AND BURN UNIT) SUPPLEMENTARY
61 | 4231151011100 | DRESSING, HYDROPOLYMER FOAM, WITH BORDER, 5 X 5 CM (+/- 2 CM), DISPOSABLE, STERILE, (WOUND AND OSTOMY CARE) | GENERAL MEDICAL SUPPLIES (NURSING AND BURN UNIT) SUPPLEMENTARY
62 | 4231151011500 | DRESSING, SOFT SILICON, THIN FOAM, SELF ADHESIVE, NO BOARDER, 15 X 15 CM (+/- 2), DISPOSABLE, STERILE, (WOUND AND OSTOMY CARE) | GENERAL MEDICAL SUPPLIES (NURSING AND BURN UNIT) SUPPLEMENTARY
63 | 4231151206700 | GAUZE SWAB (100% COTTON) 12 PLY WHITE FOLDED EDGES NOT LESS THAN 15 THREADS/CM 2 BLEACHED SIZE: 5 X 5 CM DISPOSABLE NON - STERILE | GENERAL MEDICAL SUPPLIES (NURSING AND BURN UNIT) SUPPLEMENTARY
64 | 4231151000100 | DRESSING, HYDRO CAPILLARY FOAM, NON-ADHESIVE, WITH IBUPROFEN SIZE 15 X 15 CM (+\-2), DISPOSABLE, STERILE, (WOUND AND OSTOMY CARE) | GENERAL MEDICAL SUPPLIES (NURSING AND BURN UNIT) SUPPLEMENTARY
65 | 4231151206800 | GAUZE SWAB (100% COTTON) 16 PLY WHITE FOLDED EDGES NOT LESS THAN 15 THREADS/CM 2 BLEACHED SIZE: 5 X 5 CM DISPOSABLE NON - STERILE | GENERAL MEDICAL SUPPLIES (NURSING AND BURN UNIT) SUPPLEMENTARY
66 | 4218150100500 | DEVICE, SECUREMENT, WITH SWIVEL CLAMP, FOR LONG TERM GASTRIC FEEDING TUBE | GENERAL MEDICAL SUPPLIES (NURSING AND BURN UNIT) SUPPLEMENTARY
67 | 4231151402700 | DRESSING, ANTIMICROBACTERIAL, WITH NATURAL FATTY ACID, WORKS BY PHYSICAL ATTRACTION ROPE, SIZE 2 X 50 CM (+\-2), DISPOSABLE, STERILE, ( WOUND AND OSTOMY CARE ) | GENERAL MEDICAL SUPPLIES (NURSING AND BURN UNIT) SUPPLEMENTARY
68 | 4231151402800 | DRESSING, ANTIMICROBACTERIAL, WITH NATURAL FATTY ACID, WORKS BY PHYSICAL ATTRACTION WITH ABSORBENT PAD, SIZE 10 X 10 CM (+\-2), DISPOSABLE, STERILE, ( WOUND AND OSTOMY CARE ) | GENERAL MEDICAL SUPPLIES (NURSING AND BURN UNIT) SUPPLEMENTARY
69 | 4231151402900 | DRESSING, ANTIMICROBIAL HYDRO BALANCE, FOR WOUND, WITH POLYHEXAMETHYLENE BIGUANIDE (PHMB), SIZE 9 X 9 CM (+\-2), STERILE, (WOUND AND OSTOMY CARE) | GENERAL MEDICAL SUPPLIES (NURSING AND BURN UNIT) SUPPLEMENTARY
70 | 4231151403000 | DRESSING, ANTIMICROBIAL HYDRO BALANCE, FOR WOUND, WITH POLYHEXAMETHYLENE BIGUANIDE (PHMB), SIZE 5 X 5 CM (+\-2), STERILE, (WOUND AND OSTOMY CARE) | GENERAL MEDICAL SUPPLIES (NURSING AND BURN UNIT) SUPPLEMENTARY
71 | 4231151403200 | DRESSING, CADEXOMER IODINE, COMPOSED OF 0.9% IODINE + POLYETHYLENE GLYCOL + STARCH 5GM, 5 CM X 5 CM (+/- 1 CM), DISPOSABLE, STERILE, (WOUND AND OSTOMY CARE) | GENERAL MEDICAL SUPPLIES (NURSING AND BURN UNIT) SUPPLEMENTARY
72 | 4231151403400 | DRESSING, FLEXIBLE GAUZE, SATURATED WITH ZINC OXIDE AND CALAMINE, SIZE AT LEAST 10 X 900 CM, DISPOSABLE, STERILE, (WOUND AND OSTOMY CARE) | GENERAL MEDICAL SUPPLIES (NURSING AND BURN UNIT) SUPPLEMENTARY
73 | 4231151403500 | DRESSING ABSORBENT EXTRA STRENGTH HYDROFIBER WITH SILVER TRANSFORM INTO SOFT AND FLEXIBLE GEL FIBER ONCE ABSORBS WITH WOUND EXUDATE AND REMAINS MOIST SIZE 10 X 10 CM (+/- 2 CM) STERILE (WOUND AND OSTOMY CARE) | GENERAL MEDICAL SUPPLIES (NURSING AND BURN UNIT) SUPPLEMENTARY
74 | 4231151403600 | DRESSING, HYPERTONIC, CLEANSING WOUND, ABSORBS EXUDATES FOR INFECTED AND NON INFECTED WOUNDS, SIZE 10 X 10 CM (+/- 2 CM), DISPOSABLE, STERILE, (WOUND AND OSTOMY CARE) | GENERAL MEDICAL SUPPLIES (NURSING AND BURN UNIT) SUPPLEMENTARY
75 | 4231151403700 | DRESSING, HYPERTONIC, CLEANSING WOUND, ABSORBS EXUDATES FOR INFECTED AND NON INFECTED WOUNDS, SIZE 2 X 100 (+/- 2 CM), DISPOSABLE, STERILE, (WOUND AND OSTOMY CARE) | GENERAL MEDICAL SUPPLIES (NURSING AND BURN UNIT) SUPPLEMENTARY
76 | 4231151403800 | DRESSING, HYPERTONIC, CLEANSING WOUND, ABSORBS EXUDATES FOR INFECTED AND NON INFECTED WOUNDS, SIZE 5 X 5 CM (+/- 2 CM), DISPOSABLE, STERILE, (WOUND AND OSTOMY CARE) | GENERAL MEDICAL SUPPLIES (NURSING AND BURN UNIT) SUPPLEMENTARY
77 | 4231151403900 | DRESSING ANTI-MICROBIAL SPONGE 7 MM CENTER HOLE ABSORBENT IMPREGNATED WITH CHLORHEXIDINE GLUCONATE (CHG) ABLE TO COVER THE SITE OF INSERTION 360 DEGREE DISPOSABLE STERILE MSDS SHOULD BE PROVIDED IN SOFT COPY ( WOUND AND OSTOMY CARE) | GENERAL MEDICAL SUPPLIES (NURSING AND BURN UNIT) SUPPLEMENTARY
78 | 4231151404000 | DRESSING ANTI-MICROBIAL SPONGE 4 MM CENTER HOLE ABSORBENT IMPREGNATED WITH CHLORHEXIDINE GLUCONATE (CHG) ABLE TO COVER THE SITE OF INSERTION 360 DEGREE DISPOSABLE STERILE MSDS SHOULD BE PROVIDED IN SOFT COPY ( WOUND AND OSTOMY CARE) | GENERAL MEDICAL SUPPLIES (NURSING AND BURN UNIT) SUPPLEMENTARY
79 | 4231151404100 | DRESSING ANTI-MICROBIAL SPONGE 1.5 MM CENTER HOLE ABSORBENT IMPREGNATED WITH CHLORHEXIDINE GLUCONATE (CHG) ABLE TO COVER THE SITE OF INSERTION 360 DEGREE DISPOSABLE STERILE MSDS SHOULD BE PROVIDED IN SOFT COPY ( WOUND AND OSTOMY CARE) | GENERAL MEDICAL SUPPLIES (NURSING AND BURN UNIT) SUPPLEMENTARY
80 | 4231151402600 | DRESSING ANTIMICROBACTERIAL WITH NATURAL FATTY ACID WORKS BY PHYSICAL ATTRACTION SWAB 4 X 6 CM (+\-2) DISPOSABLE STERILE ( WOUND AND OSTOMY CARE ) | GENERAL MEDICAL SUPPLIES (NURSING AND BURN UNIT) SUPPLEMENTARY
81 | 4231151404300 | DRESSING, NYLON CLOTH, PURE METALLIC SILVER, AND 0.9% SILVER OXIDE, TO BE USED FOR 7 DAYS, SIZE 10 X 10 CM (+\-2 CM), DISPOSABLE, STERILE, (WOUND AND OSTOMY CARE) | GENERAL MEDICAL SUPPLIES (NURSING AND BURN UNIT) SUPPLEMENTARY
82 | 4231151404500 | DRESSING, WOUND CONTACT 3 D, NYLON CLOTH, PLATED BY SILVER REVEALS 99.1%, PURE METALLIC SILVER, AND 0.9% SILVER OXIDE, TO BE USED FOR 7 DAYS, SIZE 5 X 5 CM (+\-1), DISPOSABLE, STERILE, (WOUND AND OSTOMY CARE) | GENERAL MEDICAL SUPPLIES (NURSING AND BURN UNIT) SUPPLEMENTARY
83 | 4231151404700 | DRESSING, ODOR CONTROL ACTIVATED CHARCOAL, WITH SILVER, COVERED WITH SLEEVE, SIZE 10 X 20 CM (+/-2 CM), STERILE, (WOUND AND OSTOMY CARE) | GENERAL MEDICAL SUPPLIES (NURSING AND BURN UNIT) SUPPLEMENTARY
84 | 4231151405500 | DRESSING ABSORBENT EXTRA STRENGTH HYDROFIBER WITH SILVER TRANSFORM INTO SOFT AND FLEXIBLE GEL FIBER ONCE ABSORBS WITH WOUND EXUDATE AND REMAINS MOIST FOR BURN SIZE 23 X 30 CM (+/- 5 CM) STERILE (WOUND AND OSTOMY CARE) | GENERAL MEDICAL SUPPLIES (NURSING AND BURN UNIT) SUPPLEMENTARY
85 | 4231151405600 | DRESSING ABSORBENT EXTRA STRENGTH HYDROFIBER WITH SILVER TRANSFORM INTO SOFT AND FLEXIBLE GEL FIBER ONCE ABSORBS WITH WOUND EXUDATE AND REMAINS MOIST FOR BURN SIZE 55 X 45 CM (+/- 5 CM) STERILE (WOUND AND OSTOMY CARE) | GENERAL MEDICAL SUPPLIES (NURSING AND BURN UNIT) SUPPLEMENTARY
86 | 4231151408400 | DRESSING FLEXIBLE AND STRETCHABLE FOAM FIVE LAYERS ABSORBENT LOCK IN EXUDATE UNDER COMPRESSION WEAR TIME NOT LESS THAN 24 HOURS WITH SOFT SILICON FOAM ADHESIVE BORDER PERMEABLE SIZE 15 X 20 CM (+\-2) DISPOSABLE STERILE (WOUND AND OSTOMY CARE | GENERAL MEDICAL SUPPLIES (NURSING AND BURN UNIT) SUPPLEMENTARY
87 | 4231151408500 | DRESSING, ANTIMICROBIAL GAUZE, IMPREGNATED WITH PHMB, ROLL SIZE 4.5 INCH (+/- 1 INCH) X 4 YARD, STERILE, (WOUND AND OSTOMY CARE) | GENERAL MEDICAL SUPPLIES (NURSING AND BURN UNIT) SUPPLEMENTARY
88 | 4231151408600 | DRESSING NOT LESS THAN FOUR LAYERS ABSORBENT WITH SOFT SILICON FOAM WITH SILVER ADHESIVE BORDER PERMEABLE SIZE 15 X 20 CM (+\-2) DISPOSABLE STERILE (WOUND AND OSTOMY CARE) | GENERAL MEDICAL SUPPLIES (NURSING AND BURN UNIT) SUPPLEMENTARY
89 | 4231151408700 | DRESSING NOT LESS THAN FIVE LAYERS WITH SOFT SILICONE SILVER FOAM ADHESIVE BORDER ABSORBENT FIBER LAYER LOCK IN EXUDATE UNDER C = OMPRESSION WEAR TIME NOT LESS THAN 24 HOURS SACRUM SHAPE SIZE 18 X 18 CM (+/- 2CM) DISPOSABLE STERILE (WOUND AND OSTOMY CARE) | GENERAL MEDICAL SUPPLIES (NURSING AND BURN UNIT) SUPPLEMENTARY
90 | 4231151409000 | DRESSING SOFT SILICONE FOAM WITH SILVER WITHOUT BORDER SIZE 10 X 15 CM (+/- 2 CM) STERILE (WOUND AND OSTOMY CARE) | GENERAL MEDICAL SUPPLIES (NURSING AND BURN UNIT) SUPPLEMENTARY
91 | 4231151409100 | DRESSING SOFT SILICONE FOAM WITH SILVER WITHOUT BORDER SIZE 8 X 10 CM (+/- 2 CM) STERILE (WOUND AND OSTOMY CARE) | GENERAL MEDICAL SUPPLIES (NURSING AND BURN UNIT) SUPPLEMENTARY
92 | 4217190000300 | BAGS, TPN, EVA, SPECIFICATIONS OF: STERILE ETHYL VINYL ACETATE (EVA) AG, INJECTION PART, PP (POLYPROPYLENE AND PVC (POLY VINYL CHLORIDE), FEMA LE CONNECTOR WITH EXTRA CAP, ABS (ACRYLONITRILE BUTADIENE STYRENE), NON - LATEX INJECTION PORT, NO PHTHALATE, NUMBER OF PORT, ADD PORT, FILLING - PORT AND GIVING PORT, 6 - LATEX FREE, NON - DEHP, PVC FREE, TRANSPARENT BAG, SIZE : (500 ML) | GENERAL MEDICAL SUPPLIES (NURSING AND BURN UNIT) SUPPLEMENTARY
93 | 4231151500900 | DRESSING, HYDROCOLLOID, THICK, 15 X 15 CM, DISPOSABLE, STERILE, (WOUND AND OSTOMY CARE) | GENERAL MEDICAL SUPPLIES (NURSING AND BURN UNIT) SUPPLEMENTARY
94 | 4231151501000 | DRESSING, HYDROCOLLOID, THIN, 7.5 X 7.5 CM, DISPOSABLE, STERILE, (WOUND AND OSTOMY CARE) | GENERAL MEDICAL SUPPLIES (NURSING AND BURN UNIT) SUPPLEMENTARY
95 | 4231151404400 | DRESSING WOUND CONTACT 3 D NYLON CLOTH PLATED BY SILVER REVEALS 99.1% PURE METALLIC SILVER AND 0.9% SILVER OXIDE TO BE USED FOR 7 DAYS SIZE 2.5 X 60 CM DISPOSABLE STERILE (WOUND AND OSTOMY CARE) | GENERAL MEDICAL SUPPLIES (NURSING AND BURN UNIT) SUPPLEMENTARY
96 | 4231151402300 | DRESSING ABSORBENT EXTRA STRENGTH HYDROFIBER WITH SILVER TRANSFORM INTO SOFT AND FLEXIBLE GEL FIBER ONCE ABSORBS WITH WOUND EXUDATE AND REMAINS MOIST SIZE 15 X 15 CM (+/- 2 CM) STERILE (WOUND AND OSTOMY CARE) | GENERAL MEDICAL SUPPLIES (NURSING AND BURN UNIT) SUPPLEMENTARY
97 | 4231151402200 | DRESSING TRANSPARENT I.V. SECUREMENT TRANSPARENT DRESSINGS IMPREGNATED WITH 2-3% CHLORHEXIDINE GEL PAD FOR CENTRAL LINES HIGHLY BREATHABLE FOR MOISTURE EVAPORATION LATEX FREE BREATHABLE WATERPROOF WITH 2 PARTS (TRANSPARENT AND CLOTH LIKE) 2 SECURING STRIP DOCUMENTATION LABEL ADULT SIZE: 8 X 11 CM (+/- 1CM) DISPOSABLE STERILE MSDS SHOULD BE PROVIDED IN SOFT COPY (WOUND AND OSTOMY CARE) | GENERAL MEDICAL SUPPLIES (NURSING AND BURN UNIT) SUPPLEMENTARY
98 | 4231151402000 | DRESSING NON ADHERENT CONTACT LAYER LIPIDO COLLOID WITH SILVER 15 X 20 CM (+/-2 CM) SUITABLE FOR EB PATIENTS DISPOSABLE STERILE (WOUND AND OSTOMY CARE) | GENERAL MEDICAL SUPPLIES (NURSING AND BURN UNIT) SUPPLEMENTARY
99 | 4231151300700 | DRESSING CONFORMABLE HYDROGEL NON-WOVEN SIZE 10 CM X 10 CM (-/+ 1 CM) SUITABLE FOR EB PATIENTS (WOUND AND OSTOMY CARE) | GENERAL MEDICAL SUPPLIES (NURSING AND BURN UNIT) SUPPLEMENTARY
100 | 4231151300800 | DRESSING CONFORMABLE HYDROGEL NON-WOVEN SIZE 10 CM X 20 CM (-/+ 2 CM) SUITABLE FOR EB PATIENTS (WOUND AND OSTOMY CARE) | GENERAL MEDICAL SUPPLIES (NURSING AND BURN UNIT) SUPPLEMENTARY
101 | 4231151300900 | DRESSING HYDRO BALANCE FOR WOUND PLAIN SIZE 15 X 20 CM (+\-2) STERILE SUITABLE FOR EB PATIENTS (WOUND AND OSTOMY CARE) | GENERAL MEDICAL SUPPLIES (NURSING AND BURN UNIT) SUPPLEMENTARY
102 | 4231151301600 | DRESSING CONFORMABLE HYDROGEL NON-WOVEN SIZE 10 CM X 40 CM (-/+ 3 CM) SUITABLE FOR EB PATIENTS (WOUND AND OSTOMY CARE) | GENERAL MEDICAL SUPPLIES (NURSING AND BURN UNIT) SUPPLEMENTARY
103 | 4231151302000 | DRESSING NON ADHERENT CONTACT LAYER COATED WITH MANUKA HONEY SIZE 10 X 10 CM (+\-2 CM) DISPOSABLE STERILE (WOUND AND OSTOMY CARE) | GENERAL MEDICAL SUPPLIES (NURSING AND BURN UNIT) SUPPLEMENTARY
104 | 4231151302100 | DRESSING NON ADHERENT CONTACT LAYER COATED WITH MANUKA HONEY SIZE 10 X 20 CM (+\-2 CM) DISPOSABLE STERILE (WOUND AND OSTOMY CARE) | GENERAL MEDICAL SUPPLIES (NURSING AND BURN UNIT) SUPPLEMENTARY
105 | 4231151302200 | DRESSING NON ADHERENT CONTACT LAYER IMPREGNATED WITH PETROLATUM KNITTED CELLULOSE ACETATE FABRIC 8 (+/- 2 CM) X 150 (+/- 10CM) DISPOSABLE STERILE (WOUND AND OSTOMY CARE) | GENERAL MEDICAL SUPPLIES (NURSING AND BURN UNIT) SUPPLEMENTARY
106 | 4231151302300 | DRESSING NON ADHERENT CONTACT LAYER IMPREGNATED WITH POVIDONE IODINE 10 X 10 CM (+/- 2CM) DISPOSABLE STERILE (WOUND AND OSTOMY CARE) | GENERAL MEDICAL SUPPLIES (NURSING AND BURN UNIT) SUPPLEMENTARY
107 | 4231151302600 | TUBE HYDROGEL REPLICINE KERATIN PROTEIN 15% THIN LOW VISCOSITY 20-30GM SUITABLE FOR EB PATIENTS (WOUND AND OSTOMY CARE) | GENERAL MEDICAL SUPPLIES (NURSING AND BURN UNIT) SUPPLEMENTARY
108 | 4231151302700 | TUBE HYDROGEL REPLICINE KERATIN PROTEIN 15% THICK HIGH VISCOSITY 20-30GM SUITABLE FOR EB PATIENTS (WOUND AND OSTOMY CARE) | GENERAL MEDICAL SUPPLIES (NURSING AND BURN UNIT) SUPPLEMENTARY
109 | 4231151304000 | CASTING PLASTER OF FIBERGLASS ( MADE OF PURE FIBERGLASS ) SIZE: 10 CM X 3.6-4 M PACKING: KNITTED/POLYURETHANE COMFORTABLE FOIL PACK | GENERAL MEDICAL SUPPLIES (NURSING AND BURN UNIT) SUPPLEMENTARY
110 | 4231151304100 | CASTING PLASTER OF FIBERGLASS ( MADE OF PURE FIBERGLASS ) SIZE: 12.5 CM X 3.6-4 M PACKING: KNITTED/POLYURETHANE COMFORTABLE FOIL PACK | GENERAL MEDICAL SUPPLIES (NURSING AND BURN UNIT) SUPPLEMENTARY
111 | 4231151304200 | DRESSING, ACTIVE LEPTOSPERMUM, MANUKA HONEY (99%) TUBE SIZE NOT LESS THAN 20GM, DISPOSABLE, STERILE, (WOUND AND OSTOMY CARE) | GENERAL MEDICAL SUPPLIES (NURSING AND BURN UNIT) SUPPLEMENTARY
112 | 4231151305100 | DRESSING, HYDROGEL, TUBE 15 GM, (WOUND AND OSTOMY) | GENERAL MEDICAL SUPPLIES (NURSING AND BURN UNIT) SUPPLEMENTARY
113 | 4231151305200 | GEL, ENZYME WITH ALGINATE, 30-35 GM, FOR HIGH EXUDING WOUND, STERILE, (WOUND AND OSTOMY CARE) | GENERAL MEDICAL SUPPLIES (NURSING AND BURN UNIT) SUPPLEMENTARY
114 | 4231151305500 | GEL ENZYME WITH ALGINATE 30-35 GM FOR LOW EXUDING WOUND STERILE (WOUND AND OSTOMY CARE) | GENERAL MEDICAL SUPPLIES (NURSING AND BURN UNIT) SUPPLEMENTARY
115 | 4218150100000 | DEPRESSOR, TONGUE, WOODEN, WITH SMOOTH EDGES, INDIVIDUAL WRAP, 15CM (+/- 2CM), DISPOSABLE, STERILE | GENERAL MEDICAL SUPPLIES (NURSING AND BURN UNIT) SUPPLEMENTARY
116 | 4231151400100 | DRESSING ABSORBENT EXTRA STRENGTH HYDROFIBER WITH SILVER TRANSFORM INTO SOFT AND FLEXIBLE GEL FIBER ONCE ABSORBS WITH WOUND EXUDATE AND REMAINS MOIST SIZE 2 X NOT LESS THAN 30 CM STERILE (WOUND AND OSTOMY CARE) | GENERAL MEDICAL SUPPLIES (NURSING AND BURN UNIT) SUPPLEMENTARY
117 | 4231151400700 | DRESSING HEMOSTATIC HIGHLY ABSORBENT AND CONFORMABLE COMPOSED OF NATURAL BIODEGRADABLE CHITOSAN FIBERS SIZE 5 X 5CM (+/-1 CM) SUITABLE FOR EB PATIENTS (WOUND AND OSTOMY CARE) | GENERAL MEDICAL SUPPLIES (NURSING AND BURN UNIT) SUPPLEMENTARY
118 | 4231151401000 | DRESSING GAUZE IMPREGNATED WITH CHLORHEXIDINE SIZE: 10 X 10 CM INDIVIDUALLY PACK DISPOSABLE STERILE MSDS SHOULD BE PROVIDED IN SOFT COPY (WOUND AND OSTOMY CARE) | GENERAL MEDICAL SUPPLIES (NURSING AND BURN UNIT) SUPPLEMENTARY
119 | 4231151401100 | DRESSING GAUZE IMPREGNATED WITH CHLORHEXIDINE SIZE: 5 X 5 CM INDIVIDUALLY PACK DISPOSABLE STERILE MSDS SHOULD BE PROVIDED IN SOFT COPY (WOUND AND OSTOMY CARE) | GENERAL MEDICAL SUPPLIES (NURSING AND BURN UNIT) SUPPLEMENTARY
120 | 4231151401200 | DRESSING ABSORBENT WITH SILVER PAD FLEXIBLE ADHESIVE HYDROCOLLOID BORDER 10 X 10 CM (+/- 2CM) DISPOSABLE STERILE (WOUND AND OSTOMY CARE) | GENERAL MEDICAL SUPPLIES (NURSING AND BURN UNIT) SUPPLEMENTARY
121 | 4231151401300 | DRESSING ABSORBENT WITH SILVER PAD FLEXIBLE ADHESIVE HYDROCOLLOID BORDER 10 X 15 CM (+/- 2CM) DISPOSABLE STERILE (WOUND AND OSTOMY CARE) | GENERAL MEDICAL SUPPLIES (NURSING AND BURN UNIT) SUPPLEMENTARY
122 | 4231151401400 | DRESSING ABSORBENT WITH SILVER PAD FLEXIBLE ADHESIVE HYDROCOLLOID BORDER 10 X 25 CM (+/- 2CM) DISPOSABLE STERILE (WOUND AND OSTOMY CARE) | GENERAL MEDICAL SUPPLIES (NURSING AND BURN UNIT) SUPPLEMENTARY
123 | 4231151401500 | DRESSING ABSORBENT WITH SILVER PAD FLEXIBLE ADHESIVE HYDROCOLLOID BORDER 10 X 35 CM (+/- 2CM) DISPOSABLE STERILE (WOUND AND OSTOMY CARE) | GENERAL MEDICAL SUPPLIES (NURSING AND BURN UNIT) SUPPLEMENTARY
124 | 4231151401600 | DRESSING ABSORBENT EXTRA STRENGTH HYDROFIBER WITHOUT SILVER TRANSFORM INTO SOFT AND FLEXIBLE GEL FIBER ONCE ABSORBS WITH WOUND E = XUDATE AND REMAINS MOIST SIZE 10 X 10 CM (+/- 2 CM) STERILE (WOUND AND OSTOMY CARE) | GENERAL MEDICAL SUPPLIES (NURSING AND BURN UNIT) SUPPLEMENTARY
125 | 4231151401700 | DRESSING ABSORBENT EXTRA STRENGTH HYDROFIBER WITHOUT SILVER TRANSFORM INTO SOFT AND FLEXIBLE GEL FIBER ONCE ABSORBS WITH WOUND E = XUDATE AND REMAINS MOIST SIZE 5 X 5 CM (WOUND AND OSTOMY CARE) | GENERAL MEDICAL SUPPLIES (NURSING AND BURN UNIT) SUPPLEMENTARY
126 | 4231151401800 | DRESSING, NANO CRYSTALLINE SILVER, SIZE 10 X 20 CM, (SILVER), DISPOSABLE, STERILE, (WOUND AND OSTOMY CARE) | GENERAL MEDICAL SUPPLIES (NURSING AND BURN UNIT) SUPPLEMENTARY
127 | 4231151401900 | DRESSING SOFT SILICONE FOAM WITH SILVER WITHOUT BORDER SIZE 15 X 30 CM (+/- 5 CM) STERILE (WOUND AND OSTOMY CARE) | GENERAL MEDICAL SUPPLIES (NURSING AND BURN UNIT) SUPPLEMENTARY
128 | 4231151206900 | GAUZE SWAB (100% COTTON) 8 PLY WHITE FOLDED EDGES NOT LESS THAN 15 THREADS/CM 2 BLEACHED SIZE: 5 X 5 CM DISPOSABLE NON - STERILE | GENERAL MEDICAL SUPPLIES (NURSING AND BURN UNIT) SUPPLEMENTARY
129 | 4231151501500 | DRESSING, HYDROCOLLOID, THIN, 15 X 20 CM, DISPOSABLE, STERILE, (WOUND AND OSTOMY CARE) | GENERAL MEDICAL SUPPLIES (NURSING AND BURN UNIT) SUPPLEMENTARY
130 | 4231151000000 | DRESSING NOT LESS THAN FOUR LAYERS ABSORBENT WITH SOFT SILICON FOAM WITH SILVER ADHESIVE BORDER PERMEABLE SIZE 10 X 10 CM (+\-2) DISPOSABLE STERILE ( WOUND AND OSTOMY CARE ) | GENERAL MEDICAL SUPPLIES (NURSING AND BURN UNIT) SUPPLEMENTARY
131 | 4215190201900 | SET, FOR ORAL CARE : CLEANS AND MOISTURIZE THE ORAL CAVITY UP TO THREE TIMES A DAY, THE SYSTEM IS CONVENIENTLY DIVIDED INTO PULL AWAY SECTIONS THAT CONTAIN THE SUCTION TOOLS, APPLICATOR SWABS, ANTISEPTIC RINSES, AND MOUTH MOISTURIZERS NEEDED FOR EACH SESSION OF ORAL CARE, USED IN OR, /ICU./ER PATIENT WITH CONTINUE VENTILATOR MOSTLY, SYSTEM INCLUDE : 1 - COVERED YANKAUER, 3 - PACKAGES OF 1 SUCTION TOOTHBRUSH WITH SODIUM BICARBONATE, ANTISEPTIC ORAL RINSE, MOUTH MOISTURIZER AND APPLICATOR SWAB | GENERAL MEDICAL SUPPLIES (NURSING AND BURN UNIT) SUPPLEMENTARY
132 | 4231150009900 | DRESSING POSTOPERATIVE TRANSPARENT WATERPROOF BORDER WITH ABSORBENT FLEXIBLE AND STRETCHABLE PAD SIZE 10 CM X 10 CM (+/- 2CM) DISPOSABLE STERILE (WOUND AND OSTOMY CARE) | GENERAL MEDICAL SUPPLIES (NURSING AND BURN UNIT) SUPPLEMENTARY
133 | 4231150010000 | DRESSING FLEXIBLE AND STRETCHABLE FOAM FOUR LAYERS ABSORBENT LOCK IN EXUDATE UNDER COMPRESSION WEAR TIME NOT LESS THAN 24 HOURS WITH SOFT SILICONE FOAM ADHESIVE BORDER PERMEABLE SIZE 5 X 12 CM (+\-2) DISPOSABLE STERILE (WOUND AND OSTOMY CARE | GENERAL MEDICAL SUPPLIES (NURSING AND BURN UNIT) SUPPLEMENTARY
134 | 4231150010100 | DRESSING FLEXIBLE AND STRETCHABLE FOAM FIVE LAYERS ABSORBENT LOCK IN EXUDATE UNDER COMPRESSION WEAR TIME NOT LESS THAN 24 HOURS WITH SOFT SILICON FOAM ADHESIVE BORDER PERMEABLE SIZE 10 X 10 CM (+\-2) DISPOSABLE STERILE (WOUND AND OSTOMY CARE | GENERAL MEDICAL SUPPLIES (NURSING AND BURN UNIT) SUPPLEMENTARY
135 | 4231150010200 | DRESSING FLEXIBLE AND STRETCHABLE FOAM FIVE LAYERS ABSORBENT LOCK IN EXUDATE UNDER COMPRESSION WEAR TIME NOT LESS THAN 24 HOURS WITH SOFT SILICON FOAM ADHESIVE BORDER PERMEABLE SIZE 7.5 X 7.5 CM (+\-2) DISPOSABLE STERILE (WOUND AND OSTOMY CARE | GENERAL MEDICAL SUPPLIES (NURSING AND BURN UNIT) SUPPLEMENTARY
136 | 4231150010300 | DRESSING FLEXIBLE AND STRETCHABLE FOAM FOUR LAYERS ABSORBENT LOCK IN EXUDATE UNDER COMPRESSION WEAR TIME NOT LESS THAN 24 HOURS WITH SOFT SILICONE FOAM ADHESIVE BORDER PERMEABLE SIZE 15 X 15 CM (+\-2) DISPOSABLE STERILE (WOUND AND OSTOMY CARE | GENERAL MEDICAL SUPPLIES (NURSING AND BURN UNIT) SUPPLEMENTARY
137 | 4231150010400 | DRESSING FLEXIBLE AND STRETCHABLE FOAM FOUR LAYERS ABSORBENT LOCK IN EXUDATE UNDER COMPRESSION WEAR TIME NOT LESS THAN 24 HOURS WITH SOFT SILICONE FOAM ADHESIVE BORDER PERMEABLE SIZE 5 X 5 CM (+\-1) DISPOSABLE STERILE (WOUND AND OSTOMY CARE | GENERAL MEDICAL SUPPLIES (NURSING AND BURN UNIT) SUPPLEMENTARY
138 | 4231150010700 | DRESSING WOUND DRESSING PAD FOR WET THERAPY CONTAIN RINGER LACTATE SIZE 4 CM ROUND STERILE MSDS SHOULD BE PROVIDED IN SOFT COPY (WOUND AND OSTOMY CARE) | GENERAL MEDICAL SUPPLIES (NURSING AND BURN UNIT) SUPPLEMENTARY
139 | 4231150010800 | DRESSING RADIOTHERAPY INDUCED SKIN REACTION TRANSPARENT PREVENTIVE SILICONE FILM 10X25 CM (+/- 2CM ) (WOUND AND OSTOMY CARE) | GENERAL MEDICAL SUPPLIES (NURSING AND BURN UNIT) SUPPLEMENTARY
140 | 4231150010900 | DRESSING RADIOTHERAPY INDUCED SKIN REACTION TRANSPARENT PREVENTIVE SILICONE FILM 15X20 CM (+/- 2 CM) (WOUND AND OSTOMY CARE) | GENERAL MEDICAL SUPPLIES (NURSING AND BURN UNIT) SUPPLEMENTARY
141 | 4231150011100 | DRESSING POSTOPERATIVE TRANSPARENT WATERPROOF BORDER WITH ABSORBENT SILVER PAD FLEXIBLE AND STRETCHABLE PAD SIZE 10 CM X 30 CM (+/- 2CM) DISPOSABLE STERILE (WOUND AND OSTOMY CARE) | GENERAL MEDICAL SUPPLIES (NURSING AND BURN UNIT) SUPPLEMENTARY
142 | 4231150011200 | DRESSING, SOFT WICKING, FABRIC IMPREGNATED WITH SILVER FOR MANAGING SKIN INTERTRIGO, DERMATITIS, MOISTURE, RASH, FOLDS, FRICTION, SIZE APPROX. 25 X 95 CM (+/- 5 CM), NON STERILE, (WOUND AND OSTOMY CARE) | GENERAL MEDICAL SUPPLIES (NURSING AND BURN UNIT) SUPPLEMENTARY
143 | 4231150011300 | DRESSING FLEXIBLE AND STRETCHABLE FOAM FIVE LAYERS OVAL SHAPE ABSORBENT LOCK IN EXUDATE UNDER COMPRESSION WEAR TIME NOT LESS THAN 24 HOURS WITH SOFT SILICON FOAM ADHESIVE BORDER PERMEABLE SIZE 12 X 15 CM (+\-2) DISPOSABLE STERILE (WOUND AND OSTOMY CARE | GENERAL MEDICAL SUPPLIES (NURSING AND BURN UNIT) SUPPLEMENTARY
144 | 4231150011400 | DRESSING FLEXIBLE AND STRETCHABLE FOAM FIVE LAYERS OVAL SHAPE ABSORBENT LOCK IN EXUDATE UNDER COMPRESSION WEAR TIME NOT LESS THAN 24 HOURS WITH SOFT SILICON FOAM ADHESIVE BORDER PERMEABLE SIZE 15 X 20 CM (+\-2) DISPOSABLE STERILE (WOUND AND OSTOMY CARE | GENERAL MEDICAL SUPPLIES (NURSING AND BURN UNIT) SUPPLEMENTARY
145 | 4231150009800 | DRESSING POSTOPERATIVE TRANSPARENT WATERPROOF BORDER WITH ABSORBENT FLEXIBLE AND STRETCHABLE PAD SIZE 6 CM X 8 CM (+/- 1CM) DISPOSABLE STERILE (WOUND AND OSTOMY CARE) | GENERAL MEDICAL SUPPLIES (NURSING AND BURN UNIT) SUPPLEMENTARY
146 | 4231150011500 | DRESSING FLEXIBLE AND STRETCHABLE FOAM FIVE LAYERS OVAL SHAPE ABSORBENT LOCK IN EXUDATE UNDER COMPRESSION WEAR TIME NOT LESS THAN 24 HOURS WITH SOFT SILICON FOAM ADHESIVE BORDER PERMEABLE SIZE 8 X 10 CM (+\-2) DISPOSABLE STERILE (WOUND AND OSTOMY CARE | GENERAL MEDICAL SUPPLIES (NURSING AND BURN UNIT) SUPPLEMENTARY
147 | 4231150012100 | DRESSING, POLYMERIC MEMBRANE FOAM, NON-ADHESIVE, WITH SURFACTANT, GLYCERIN, SEMIPERMEABLE, SIZE 12CM X 12CM ( +/- 2 CM), DISPOSABLE, STERILE, SUITABLE FOR EB PATIENTS, (WOUND AND OSTOMY CARE) | GENERAL MEDICAL SUPPLIES (NURSING AND BURN UNIT) SUPPLEMENTARY
148 | 4231150012200 | DRESSING, POLYMERIC SILVER FOAM, NON-ADHESIVE, WITH SURFACTANT, GLYCERIN, SEMIPERMEABLE, SIZE 12 X 12CM ( +/- 2 CM), DISPOSABLE, STE RILE, SUITABLE FOR EB PATIENTS, (WOUND AND OSTOMY CARE) | GENERAL MEDICAL SUPPLIES (NURSING AND BURN UNIT) SUPPLEMENTARY
149 | 4231150012300 | DRESSING, POLYURETHANE FOAM, ADHESIVE BORDER, CIRCULAR, CUTTING IN THE MIDDLE WITH A SIDE CUT FOR SECUREMENT THE TUBE, 7 X 7 CM (+/- 1 CM), DISPOSABLE, STERILE, (WOUND AND OSTOMY CARE) | GENERAL MEDICAL SUPPLIES (NURSING AND BURN UNIT) SUPPLEMENTARY
150 | 4231150200700 | DRESSING, SUPER ABSORBENT, POLYURETHANE, FLUID RETENTION, NON-ADHESIVE, INDIVIDUALLY PACKED, SIZE 20 X 40 CM (+\-2), DISPOSABLE, STERILE, (WOUND AND OSTOMY CARE ) | GENERAL MEDICAL SUPPLIES (NURSING AND BURN UNIT) SUPPLEMENTARY
151 | 4231150201200 | TRAUMA BANDAGE ELASTIC WITH ABSORBENT PAD PRESSURE APPLICATOR TO STOP HEAVY BLEEDING 15 CM X 4-5 M | GENERAL MEDICAL SUPPLIES (NURSING AND BURN UNIT) SUPPLEMENTARY
152 | 4231150201300 | DRESSING KIT FOR HEMODIALYSIS INERTION CATHETER ( PRE AND POST DIALYSIS ), ALL STERILE, THE FIRST SET IS FOR PRE DIALYSIS WHICH CONTENTS: (3) 2% CHLORHEXIDINE SWAB STICK, (2) SYRINGE 3 ML, (2) SYRINGE 10 ML, (2) NEEDLE G20, (5) GAUZE SWAB 5X5 CM 8 PLY, ( 5) GAUZE SWAB 10 X 10 CM 12 PLY, (1) TRANSPARENT ADHESIVE 2.5 CM X 0.5 M, (1) NON WOVEN SWAB WITH (T) CUT 5 X 5 CM, (1) NON ADHERENT SPONGE 5 X 5 CM, (1) WATER PROOF ADHESIVE DRESSING 10 X 15 CM, (1) TOWEL 40 X 40 CM, (2) PLASTIC FORCEP TWEEZERS, (1 PAIR) SURGICAL GLOVES POWDER FREE IN A SINGLE PACKAGE, (1) FACE MASK, (1) STERILE FIELD 50 X 50 CM, (1) WASTE BAG, (2) GALLIPOT TRAY, THE SECOND SET IS FOR POST DIALYSIS WHICH CONTENTS: (2) SYRINGE 3 ML, (2) SYRINGE 10 ML, (5) GAUZE SWAB 10 X 10 CM 12 PLY, (2) LUER LOCK PLUG ( EACH SET HAS A SEPARATE PACKAGE AND THE TWO SET SHOULD BE IN ONE KIT ) | GENERAL MEDICAL SUPPLIES (NURSING AND BURN UNIT) SUPPLEMENTARY
153 | 4231150201800 | DRESSING KIT, TRAY, CONSISTS ONE METAL SCISSOR, ONE METAL FORCEP, GAUZE SWABS 10 X 10 CM (10 PCS), ONE WASTE BAG WITH TAPE AND ONE WATERPROOF DRAPE, ALL IN WRAPPING, DISPOSABLE, STERILE, (WOUND AND OSTOMY CARE) | GENERAL MEDICAL SUPPLIES (NURSING AND BURN UNIT) SUPPLEMENTARY
154 | 4231150201900 | DRESSING, POSTOPERATIVE, WATERPROOF WITH SILVER NYLON ABSORBENT PAD, FLEXIBLE ADHESIVE BORDER, SIZE 10 CM X 28 CM (+/- 2 CM), DISPOSABLE, STERILE, (WOUND AND OSTOMY CARE) | GENERAL MEDICAL SUPPLIES (NURSING AND BURN UNIT) SUPPLEMENTARY
155 | 4231150202000 | DRESSING, GLOVE WITH OPEN FINGERS ( MITTEN ), WITH NYLON CLOTH, PURE METALLIC SILVER, AND 0.9% SILVER OXIDE, NON-ADHERENT, TO BE USED FOR 7 DAYS, SIZE MEDIUM, DISPOSABLE, STERILE, (WOUND AND OSTOMY CARE) | GENERAL MEDICAL SUPPLIES (NURSING AND BURN UNIT) SUPPLEMENTARY
156 | 4231150202100 | DRESSING, GLOVE WITH OPEN FINGERS ( MITTEN ), WITH NYLON CLOTH, PURE METALLIC SILVER, AND 0.9% SILVER OXIDE, NON-ADHERENT, TO BE USED FOR 7 DAYS, SIZE LARGE, DISPOSABLE, STERILE, (WOUND AND OSTOMY CARE) | GENERAL MEDICAL SUPPLIES (NURSING AND BURN UNIT) SUPPLEMENTARY
157 | 4231150400000 | DRESSING BURN PAD 45 X 45 CM MADE OF COTTON TISSUE ENCLOSED INTO NOT LESS THAN 20 THREAD/CM GAUZE LOCK-STITCHED ALL EDGES BUNDLED AND PROVIDED WITH SAFETY PINS 1PC/PACK DISPOSABLE STERILE (WOUND AND OSTOMY CARE) | GENERAL MEDICAL SUPPLIES (NURSING AND BURN UNIT) SUPPLEMENTARY
158 | 4231150400100 | DRESSING BURN PAD 45 X 75 CM MADE OF COTTON TISSUE ENCLOSED INTO NOT LESS THAN 20 THREAD/CM GAUZE LOCK-STITCHED ALL EDGES BUNDLED AND PROVIDED WITH SAFETY PINS 1PC/PACK DISPOSABLE STERILE (WOUND AND OSTOMY CARE) | GENERAL MEDICAL SUPPLIES (NURSING AND BURN UNIT) SUPPLEMENTARY
159 | 4231150502000 | DRESSING NOT LESS THAN FOUR LAYERS ABSORBENT WITH SOFT SILICON FOAM ADHESIVE BORDER PERMEABLE SIZE 10 X 10 CM (+\-2) DISPOSABLE STERILE ( WOUND AND OSTOMY CARE ) | GENERAL MEDICAL SUPPLIES (NURSING AND BURN UNIT) SUPPLEMENTARY
160 | 4231150011600 | KIT, PORTABLE NEGATIVE PRESSURE WOUND THERAPY SYSTEM (NPWT), IT CAN BE USED UP TO 14 DAYS, DOUBLE LUMEN ANTI BLOCK TUBING WITH SILICON DRESSING SIZE 10CM X 20CM, WITH CANISTER 50ML, STERILE, DISPOSABLE, (WOUND AND OSTOMY CARE) | GENERAL MEDICAL SUPPLIES (NURSING AND BURN UNIT) SUPPLEMENTARY
161 | 4231150009700 | DRESSING POSTOPERATIVE TRANSPARENT WATERPROOF BORDER WITH ABSORBENT FLEXIBLE AND STRETCHABLE PAD SIZE 10 CM X 15 CM (+/- 2CM) DISPOSABLE STERILE (WOUND AND OSTOMY CARE) | GENERAL MEDICAL SUPPLIES (NURSING AND BURN UNIT) SUPPLEMENTARY
162 | 4231150009600 | DRESSING POSTOPERATIVE TRANSPARENT WATERPROOF BORDER WITH ABSORBENT FLEXIBLE AND STRETCHABLE PAD SIZE 10 CM X 25 CM (+/- 2CM) DISPOSABLE STERILE (WOUND AND OSTOMY CARE) | GENERAL MEDICAL SUPPLIES (NURSING AND BURN UNIT) SUPPLEMENTARY
163 | 4231150009500 | DRESSING POSTOPERATIVE TRANSPARENT WATERPROOF BORDER WITH ABSORBENT FLEXIBLE AND STRETCHABLE PAD SIZE 10 CM X 20 CM (+/- 2CM) DISPOSABLE STERILE (WOUND AND OSTOMY CARE) | GENERAL MEDICAL SUPPLIES (NURSING AND BURN UNIT) SUPPLEMENTARY
164 | 4218172307300 | PAPER, ECG, FOR LIFEPAK 15, SIZE APPROX. 100 MM X 22 M | GENERAL MEDICAL SUPPLIES (NURSING AND BURN UNIT) SUPPLEMENTARY
165 | 4215161001700 | APRON LAMINATED PLASTIC SIZE 75 X 145CM (+/- 5 CM) DISPOSABLE | GENERAL MEDICAL SUPPLIES (NURSING AND BURN UNIT) SUPPLEMENTARY
166 | 4218172305700 | PAPER ECG FOR ZOLL X SERIES DEFIBRILLATOR SIZE APPROX. 90 MM X 90 MM | GENERAL MEDICAL SUPPLIES (NURSING AND BURN UNIT) SUPPLEMENTARY
167 | 4218172302600 | PAPER ECG FOR LIFEPAK 11 / 12 SIZE APPROX. 107 MM X 25 M | GENERAL MEDICAL SUPPLIES (NURSING AND BURN UNIT) SUPPLEMENTARY
168 | 4218172302500 | PAPER ECG FOR WELCH ALLYN CP50 SIZE APPROX. 114 MM X 70 MM | GENERAL MEDICAL SUPPLIES (NURSING AND BURN UNIT) SUPPLEMENTARY
169 | 4218172302300 | PAPER RECORDING ECG FOR EDAN SE-1200 / SE-12 SIZE APPROX. 210 MM X 295 MM | GENERAL MEDICAL SUPPLIES (NURSING AND BURN UNIT) SUPPLEMENTARY
170 | 4218172302200 | PAPER ECG FOR WELCH ALLYN CP100 / CP200 SIZE APPROX. 210 MM X 280 MM | GENERAL MEDICAL SUPPLIES (NURSING AND BURN UNIT) SUPPLEMENTARY
171 | 4218171500300 | ADHESIVE, ELECTRODE PASTE, 8-10 OZ, CONDUCTIVE | GENERAL MEDICAL SUPPLIES (NURSING AND BURN UNIT) SUPPLEMENTARY
172 | 4218170800900 | ELECTRODE FOR ECG MONITORING AND STRESS TEST ADULT PLASTIC PRE GELLED SILVER/SILVER CHLORIDE 40-50 MM DIAMETER STRONG ADHESIVE | GENERAL MEDICAL SUPPLIES (NURSING AND BURN UNIT) SUPPLEMENTARY
173 | 4218170800200 | ELECTRODE FOR ECG. NEWBORN PRE - GELLED PACKED IN ALUMINUM FOIL DISPOSABLE | GENERAL MEDICAL SUPPLIES (NURSING AND BURN UNIT) SUPPLEMENTARY
174 | 4231150000700 | BANDAGE, ELASTIC ADHESIVE, HYPOALLERGENIC, WITH INTERLEAF PLASTIC LAYER, INDIVIDUALLY WRAPPED, PACKED IN A RIGID OUTER SUITABLE SIZE AND NOT IN A CLOTH SIZE: 10 X 450 CM | GENERAL MEDICAL SUPPLIES (NURSING AND BURN UNIT) SUPPLEMENTARY
175 | 4231150000800 | BANDAGE, CREPE COTTON, WITH CLIPS, INDIVIDUALLY WRAPPED, PACKED IN A RIGID OUTER CARTON OF SUITABLE SIZE AND NOT IN CLOTH SIZE : 20 X 450 CM | GENERAL MEDICAL SUPPLIES (NURSING AND BURN UNIT) SUPPLEMENTARY
176 | 4231150001100 | BANDAGE, ORTHOPEDIC, HIGH STRENGTH NON-WOVEN FABRIC OF PURIFIED COTTON, SIZE: 5 X 250-300 CM | GENERAL MEDICAL SUPPLIES (NURSING AND BURN UNIT) SUPPLEMENTARY
177 | 4231150001200 | BANDAGE RUBBER ELASTIC STRETCH WITH 2 FASTENER DOUBLE WRAPPED PEEL PACK OR SINGLE THICK PLASTIC PEEL POUCH 10 CM X 4.5-5 M STERILE | GENERAL MEDICAL SUPPLIES (NURSING AND BURN UNIT) SUPPLEMENTARY
178 | 4231150001400 | BANDAGE RUBBER ELASTIC STRETCH WITH 2 FASTENER DOUBLE WRAPPED PEEL PACK OR SINGLE THICK PLASTIC PEEL POUCH 15 CM X 4.5-5 M STERILE | GENERAL MEDICAL SUPPLIES (NURSING AND BURN UNIT) SUPPLEMENTARY
179 | 4231150001500 | BANDAGE RUBBER ELASTIC STRETCH WITH 2 FASTENER DOUBLE WRAPPED PEEL PACK OR SINGLE THICK PLASTIC PEEL POUCH 5 CM X 4.5-5 M STERILE | GENERAL MEDICAL SUPPLIES (NURSING AND BURN UNIT) SUPPLEMENTARY
180 | 4231150001600 | BANDAGE RUBBER ELASTIC STRETCH WITH 2 FASTENER DOUBLE WRAPPED PEEL PACK OR SINGLE THICK PLASTIC PEEL POUCH 7.5 CM X 4.5-5 M STERILE | GENERAL MEDICAL SUPPLIES (NURSING AND BURN UNIT) SUPPLEMENTARY
181 | 4231150002000 | BANDAGE TUBULAR CODE L (FOR LARGE TRUNK) SIZE: 30 TO 32.50 CM WIDTH X 10 - 30 METERS LENGTH PACKING: INDIVIDUALLY WRAPPED (ONE ROLL/PKT) PACKED IN A RIGID OUTER CARTON OF SUITABLE SIZE AND NOT IN CLOTH | GENERAL MEDICAL SUPPLIES (NURSING AND BURN UNIT) SUPPLEMENTARY
182 | 4231150002100 | BANDAGE TUBULAR SOFT WITH TWO WAY STRETCH LATEX FREE NON-IRRITATING SIZE : 10.5-11 CM X 1 M WET/DRY WRAPPING SUITABLE FOR EB PATIENTS (WOUND AND OSTOMY CARE) | GENERAL MEDICAL SUPPLIES (NURSING AND BURN UNIT) SUPPLEMENTARY
183 | 4231150002200 | BANDAGE TUBULAR SOFT WITH TWO WAY STRETCH LATEX FREE NON-IRRITATING SIZE : 7-7.5 CM X 1 M WET/DRY WRAPPING SUITABLE FOR EB PATIENTS (WOUND AND OSTOMY CARE) | GENERAL MEDICAL SUPPLIES (NURSING AND BURN UNIT) SUPPLEMENTARY
184 | 4231150002300 | BANDAGE TUBULAR SOFT WITH TWO WAY STRETCH LATEX FREE NON-IRRITATING SIZE : 5-5.5 CM X 1M WET/DRY WRAPPING SUITABLE FOR EB PATIENTS (WOUND AND OSTOMY CARE) | GENERAL MEDICAL SUPPLIES (NURSING AND BURN UNIT) SUPPLEMENTARY
185 | 4231150002600 | TAPE ADHESIVE HYPOALLERGENIC NON - WOVEN SOFT AND STRETCHABLE SIZE : 15 CM X 10 M APPROXIMATELY NON STERILE | GENERAL MEDICAL SUPPLIES (NURSING AND BURN UNIT) SUPPLEMENTARY
186 | 4231150002700 | TAPE ADHESIVE HYPOALLERGENIC NON - WOVEN SOFT AND STRETCHABLE SIZE : 5 CM X 10 M APPROXIMATELY NON STERILE | GENERAL MEDICAL SUPPLIES (NURSING AND BURN UNIT) SUPPLEMENTARY
187 | 4231150002900 | TAPE ADHESIVE HYPOALLERGENIC NON - WOVEN SOFT AND STRETCHABLE SIZE : 20 CM X 10 M APPROXIMATELY NON STERILE | GENERAL MEDICAL SUPPLIES (NURSING AND BURN UNIT) SUPPLEMENTARY
188 | 4231150003000 | TAPE ADHESIVE HYPOALLERGENIC NON - WOVEN SOFT AND STRETCHABLE SIZE : 30 CM X 10 M APPROXIMATELY NON STERILE | GENERAL MEDICAL SUPPLIES (NURSING AND BURN UNIT) SUPPLEMENTARY
189 | 4231150008900 | DRESSING KIT, CONTAINS CHG IMPREGNATED SOFT SPONGE DISK (SIZE 1.5 MM HOLE AND CONTAIN MORE THAN 50 MG CHG, ABLE TO ABSORB 8 TIMES OF ITS WEIGHT, COVER THE SITE 360, CAN STAY FOR 7 DAYS, CAN PROTECT THE EXIT SITE), 3 LAYERS FACE MASK LOOP, PAIRS OF EXAMINATION GLOVES MEDIUM, YELLOW WASTE BAG, DISPOSABLE TOWEL SIZE 50X50, IV TRANSPARENT SECUREMENT DRESSING 7 X 9 CM (BREATHABLE, CAN STAY FOR 7 DAYS, PORTED AND HYPOALLERGIC), APPLICATOR 2% CHLORHEXIDINE WITH 70% ISOPROPYL ALCOHOL 3 ML, STERILE (WOUND AND OSTOMY CARE) | GENERAL MEDICAL SUPPLIES (NURSING AND BURN UNIT) SUPPLEMENTARY
190 | 4231150009000 | DRESSING KIT CONTAINS CHG IMPREGNATED SOFT SPONGE DISK (SIZE 4MM HOLE AND CONTAIN MORE THAN 90 MG CHG ABLE TO ABSORB 8 TIMES OF ITS WEIGHT COVER THE SITE 360 CAN STAY FOR 7 DAYS CAN PROTECT THE EXIT SITE) 3 LAYERS FACE MASK LOOP PAIRS OF EXAMINATION GLOVES MEDIUM YELLOW WASTE BAG DISPOSABLE TOWEL SIZE 50X50 IV TRANSPARENT SECUREMENT DRESSING 10 X 12 CM (BREATHABLE CAN STAY FOR 7 DAYS PORTED AND HYPOALLERGIC) APPLICATOR 2% CHLORHEXIDINE WITH 70% ISOPROPYL ALCOHOL 3 ML STERILE (WOUND AND OSTOMY CARE) | GENERAL MEDICAL SUPPLIES (NURSING AND BURN UNIT) SUPPLEMENTARY
191 | 4231150009100 | DRESSING KIT, CONTAINS CHG IMPREGNATED SOFT SPONGE DISK (SIZE 7MM HOLE AND CONTAIN MORE THAN 80 MG CHG, ABLE TO ABSORB 8 TIMES OF ITS WEIGHT, COVER THE SITE 360, CAN STAY FOR 7 DAYS, CAN PROTECT THE EXIT SITE), 3 LAYERS FACE MASK LOOP, PAIRS OF EXAMINATION GLOVES MEDIUM, YELLOW WASTE BAG, DISPOSABLE TOWEL SIZE 50X50, IV TRANSPARENT SECUREMENT DRESSING 10 X 12 CM(BREATHABLE, CAN STAY FOR 7 DAYS, PORTED AND HYPOALLERGIC), APPLICATOR 2% CHLORHEXIDINE WITH 70% ISOPROPYL ALCOHOL 3 ML, STERILE (WOUND AND OSTOMY CARE) | GENERAL MEDICAL SUPPLIES (NURSING AND BURN UNIT) SUPPLEMENTARY
192 | 4231150009200 | DRESSING FOR CENTRAL LINE TRANSPARENT: IV SECUREMENT DRESSINGS IMPREGNATED WITH 2-3% CHLORHEXIDINE FOR CENTRAL LINES WITH SILVER HIGHLY BREATHABLE FOR MOISTURE EVAPORATION LATEX FREE PEDIATRIC SIZE 6 X 25 CM (+/- 1 CM) WATERPROOF 2 SECURING STRIP DOCUMENTATION LABEL DISPOSABLE STERILE MSDS SHOULD BE PROVIDED IN SOFT COPY ( WOUND AND OSTOMY CARE) | GENERAL MEDICAL SUPPLIES (NURSING AND BURN UNIT) SUPPLEMENTARY
193 | 4231150502100 | DRESSING NOT LESS THAN FOUR LAYERS ABSORBENT WITH SOFT SILICON FOAM ADHESIVE BORDER PERMEABLE SIZE 5 X 12.5 CM (+\-0.5 CM) DISPOSABLE STERILE (WOUND AND OSTOMY CARE) | GENERAL MEDICAL SUPPLIES (NURSING AND BURN UNIT) SUPPLEMENTARY
194 | 4215190202000 | KIT, ORAL CARE, CONTAIN GAUZE BOLE, CLIPCE, LINN, PASIN, TRACH PAGE, SPONGE TIPPED MOUTH SWAB GAUZE BADE, PETROLEUM GEL, HYDROGEN PEROXIDE SOLUTION NOT MORE THAN 3%, BITE BLOCK, DISPOSABLE, STERILE | GENERAL MEDICAL SUPPLIES (NURSING AND BURN UNIT) SUPPLEMENTARY
195 | 4231150502200 | DRESSING, HYDROCOLLOID, THIN, 20 X 20 CM, DISPOSABLE, STERILE, (WOUND AND OSTOMY CARE) | GENERAL MEDICAL SUPPLIES (NURSING AND BURN UNIT) SUPPLEMENTARY
196 | 4231150502600 | TAPE SELF ADHESIVE SILK EASILY CUT WITHOUT SCISSOR SIZE: 1.25 CM X 9 M APPROXIMATELY | GENERAL MEDICAL SUPPLIES (NURSING AND BURN UNIT) SUPPLEMENTARY
197 | 4231150524700 | BANDAGE, ORTHOPEDIC, HIGH STRENGTH NON-WOVEN FABRIC OF PURIFIED COTTON, SIZE: 20 X 250-300 CM | GENERAL MEDICAL SUPPLIES (NURSING AND BURN UNIT) SUPPLEMENTARY
198 | 4231150524800 | BANDAGE, ORTHOPEDIC, HIGH STRENGTH NON-WOVEN FABRIC OF PURIFIED COTTON, SIZE: 7.5 X 250-300 CM | GENERAL MEDICAL SUPPLIES (NURSING AND BURN UNIT) SUPPLEMENTARY
199 | 4231150524900 | BANDAGE TUBULAR (FOR ADULT LIMBS) SIZE: 4.5 TO 5.5 CM WIDTH X 20-25 METERS LENGTH PACKING: INDIVIDUALLY WRAPPED (ONE ROLL/PKT) PACKED IN A RIGID OUTER CARTON OF SUITABLE SIZE AND NOT IN CLOTH | GENERAL MEDICAL SUPPLIES (NURSING AND BURN UNIT) SUPPLEMENTARY
200 | 4231150525000 | BANDAGE TUBULAR (FOR BULKY FINGER) SIZE: ABOUT 1.3 TO 2 CM WIDTH X 20-25 METERS LENGTH PACKING: INDIVIDUALLY WRAPPED (ONE ROLL/PKT) PACKED IN A RIG ID OUTER CARTON OF SUITABLE SIZE AND NOT IN CLOTH | GENERAL MEDICAL SUPPLIES (NURSING AND BURN UNIT) SUPPLEMENTARY
201 | 4231150525100 | BANDAGE TUBULAR (FOR CHILD LIMB) SIZE: ABOUT 2 TO 2.5 CM WIDTH X 20-25 METERS LENGTH PACKING: INDIVIDUALLY WRAPPED (ONE ROLL/PKT) PACKED IN A RIGID OUTER CARTON OF SUITABLE SIZE AND NOT IN CLOTH | GENERAL MEDICAL SUPPLIES (NURSING AND BURN UNIT) SUPPLEMENTARY
202 | 4231150525200 | BANDAGE TUBULAR ELASTICATED SUPPORT (FOR LARGE ADULT LIMBS) SIZE: 6.25 - 6.5 CM WIDTH X 10-20 METERS LENGTH PACKING: INDIVIDUALLY WRAPPED (ONE ROLL/PKT) PACKED IN A RIGID OUTER CARTON OF SUITABLE SIZE AND NOT IN CLOTH | GENERAL MEDICAL SUPPLIES (NURSING AND BURN UNIT) SUPPLEMENTARY
203 | 4231150525300 | BANDAGE TUBULAR ELASTICATED SUPPORT (FOR LARGE ARM MEDIUM ANKLE SMALL KNEE) SIZE: 7.5 CM WIDTH X 10-20 METERS LENGTH PACKING: INDIVIDUALLY WRAPPED (ONE ROLL/PKT) PACKED IN A RIGID OUTER CARTON OF SUITABLE SIZE AND NOT IN CLOTH | GENERAL MEDICAL SUPPLIES (NURSING AND BURN UNIT) SUPPLEMENTARY
204 | 4231150525500 | DRESSING KIT CONSISTS : GAUZE SWABS 10 X 10 CM (10 PCS) WASTE BAG PLASTIC WITH WIRE TO CLOSE THE BAG DIVIDING TRAY WATERPROOF STERILE SHEET NON POROUS 30 X 50 CM METALLIC FORCEPS PLASTIC SCALP HOLDER | GENERAL MEDICAL SUPPLIES (NURSING AND BURN UNIT) SUPPLEMENTARY
205 | 4231150525800 | BANDAGE, GAUZE OF ABSORBENT COTTON, NOT LESS THAN 15 THREADS/CM2, STITCHED EDGES, SIZE: 15 X 400-450 CM, PACKING: INDIVIDUALLY WRAPPED, PACKED IN A RIGID OUTER CARTON OF SUITABLE SIZE AND NOT IN CLOTH | GENERAL MEDICAL SUPPLIES (NURSING AND BURN UNIT) SUPPLEMENTARY
206 | 4231150526100 | TAPE ADHESIVE HYPOALLERGENIC POROUS TRANSLUCENT SIZE: 7.5 CM X 9 M APPROXIMATELY | GENERAL MEDICAL SUPPLIES (NURSING AND BURN UNIT) SUPPLEMENTARY
207 | 4231150526200 | TAPE ADHESIVE HYPOALLERGENIC POROUS TRANSLUCENT SIZE: 1.25 CM X 9 M APPROXIMATELY | GENERAL MEDICAL SUPPLIES (NURSING AND BURN UNIT) SUPPLEMENTARY
208 | 4231150526300 | TAPE ADHESIVE HYPOALLERGENIC POROUS TRANSLUCENT SIZE: 2.5 CM X 9 M APPROXIMATELY | GENERAL MEDICAL SUPPLIES (NURSING AND BURN UNIT) SUPPLEMENTARY
209 | 4231150526400 | TAPE ADHESIVE HYPOALLERGENIC POROUS TRANSLUCENT SIZE: 5 CM X 9 M APPROXIMATELY | GENERAL MEDICAL SUPPLIES (NURSING AND BURN UNIT) SUPPLEMENTARY
210 | 4231150524600 | BANDAGE, ORTHOPEDIC, HIGH STRENGTH NON-WOVEN FABRIC OF PURIFIED COTTON, SIZE: 15 X 250-300 CM | GENERAL MEDICAL SUPPLIES (NURSING AND BURN UNIT) SUPPLEMENTARY
211 | 4231150526500 | TAPE SELF ADHESIVE SILK EASILY CUT WITHOUT SCISSOR SIZE: 2.5 CM X 9 M APPROXIMATELY | GENERAL MEDICAL SUPPLIES (NURSING AND BURN UNIT) SUPPLEMENTARY
212 | 4231150526700 | TAPE SELF ADHESIVE ZINC OXIDE EASILY CUT WITHOUT SCISSOR SIZE: 2.5 CM X 9 M APPROXIMATELY | GENERAL MEDICAL SUPPLIES (NURSING AND BURN UNIT) SUPPLEMENTARY
213 | 4231150526800 | TAPE SELF ADHESIVE ZINC OXIDE EASILY CUT WITHOUT SCISSOR SIZE: 5 CM X 9 M APPROXIMATELY | GENERAL MEDICAL SUPPLIES (NURSING AND BURN UNIT) SUPPLEMENTARY
214 | 4231150526900 | TAPE SELF ADHESIVE ZINC OXIDE EASILY CUT WITHOUT SCISSOR SIZE: 7.5 CM X 9 M APPROXIMATELY | GENERAL MEDICAL SUPPLIES (NURSING AND BURN UNIT) SUPPLEMENTARY
215 | 4231150527100 | DRESSING PACK FOR HEAVY DRAINAGE CONTAINS: GAUZE SWAB 10 X 10 CM-8 PLY 20 X 40 CM ABDOMINAL PAD DISPOSABLE STERILE | GENERAL MEDICAL SUPPLIES (NURSING AND BURN UNIT) SUPPLEMENTARY
216 | 4231150607200 | BANDAGE, TUBULAR CODE C (FOR MEDIUM ARMS AND SMALL ANKLES), SIZE: 6.75 TO 7 CM WIDTH X 10 - 20 METERS LENGTH, PACKING: INDIVIDUALLY WRAPPED (ONE ROLL/PK T), PACKED IN A RIGID OUTER CARTON OF SUITABLE SIZE AND NOT IN CLOTH | GENERAL MEDICAL SUPPLIES (NURSING AND BURN UNIT) SUPPLEMENTARY
217 | 4231150607400 | BANDAGE, TUBULAR CODE G, (FOR LARGE THIGHS), SIZE: 12 TO 13 CM WIDTH X 10 - 20 METERS LENGTH, PACKING: INDIVIDUALLY WRAPPED (ONE ROLL/PKT), PACKED IN A RIGID OUTER CARTON OF SUITABLE SIZE AND NOT IN CLOTH | GENERAL MEDICAL SUPPLIES (NURSING AND BURN UNIT) SUPPLEMENTARY
218 | 4231150607600 | BANDAGE, TUBULAR CODE J (FOR SMALL TRUNK), SIZE: 16 - 18 CM WIDTH X 10 - 20 METERS LENGTH, PACKING: INDIVIDUALLY WRAPPED (ONE ROLL/PKT), PACKED IN A RIGID OUTER CARTON OF SUITABLE SIZE AND NOT IN CLOTH | GENERAL MEDICAL SUPPLIES (NURSING AND BURN UNIT) SUPPLEMENTARY
219 | 4231150607700 | BANDAGE TUBULAR CODE K (FOR MEDIUM TRUNK) SIZE: 20 TO 22 CM WIDTH X 10 - 25 METERS LENGTH PACKING: INDIVIDUALLY WRAPPED (ONE ROLL/PKT) PACKED IN A RIGID OUTER CARTON OF SUITABLE SIZE AND NOT IN CLOTH | GENERAL MEDICAL SUPPLIES (NURSING AND BURN UNIT) SUPPLEMENTARY
220 | 4231150607800 | BANDAGE, ELASTIC NET TUBULAR, (FOR ADULT), SIZE: ABOUT 8.5-9 CM X 20-25 METERS ROLL LENGTH, PACKED IN A RIGID OUTER CARTON OF SUITABLE SIZE AND NOT IN CLOTH. | GENERAL MEDICAL SUPPLIES (NURSING AND BURN UNIT) SUPPLEMENTARY
221 | 4231150607900 | BANDAGE, TUBULAR CODE E (FOR LARGE ANKLES, MEDIUM KNEES AND SMALL THIGHS), SIZE: 8.5 TO 9 CM WIDTH X 10 - 20 METERS LENGTH, PACKING: INDIVIDUALLY WRAPPED (ONE ROLL/PKT), PACKED IN A RIGID OUTER CARTON OF SUITABLE SIZE AND NOT IN CLOTH | GENERAL MEDICAL SUPPLIES (NURSING AND BURN UNIT) SUPPLEMENTARY
222 | 4231150608000 | BANDAGE TUBULAR ELASTICATED SUPPORT (FOR LARGE KNEE MEDIUM THIGHS) SIZE: 10CM WIDTH X 10-25 METERS LENGTH PACKING: INDIVIDUALLY WRAPPED (ONE ROLL/PKT) PACKED IN A RIGID OUTER CARTON OF SUITABLE SIZE AND NOT IN CLOTH | GENERAL MEDICAL SUPPLIES (NURSING AND BURN UNIT) SUPPLEMENTARY
223 | 4231150608800 | BANDAGE RUBBER ELASTIC STRETCH WITH 2 FASTENER DOUBLE WRAPPED PEEL PACK OR SINGLE THICK PLASTIC PEEL POUCH 20 CM X 4.5-5 M STERILE | GENERAL MEDICAL SUPPLIES (NURSING AND BURN UNIT) SUPPLEMENTARY
224 | 4215190000800 | MOUTHWASH HYGIENIC CONTAINS OCTENIDINE HCL 0.1% 250-300ML | GENERAL MEDICAL SUPPLIES (NURSING AND BURN UNIT) SUPPLEMENTARY
225 | 4231150526600 | TAPE SELF ADHESIVE ZINC OXIDE EASILY CUT WITHOUT SCISSOR SIZE: 1.25 CM X 9 M APPROXIMATELY | GENERAL MEDICAL SUPPLIES (NURSING AND BURN UNIT) SUPPLEMENTARY
226 | 4231150524500 | BANDAGE, ORTHOPEDIC, HIGH STRENGTH NON-WOVEN FABRIC OF PURIFIED COTTON, SIZE: 10 X 250-300 CM | GENERAL MEDICAL SUPPLIES (NURSING AND BURN UNIT) SUPPLEMENTARY
227 | 4231150524400 | BANDAGE, GAUZE OF ABSORBENT COTTON, NOT LESS THAN 15 THREADS/CM2, STITCHED EDGES, SIZE: 10 X 400-450 CM, PACKING: INDIVIDUALLY WRAPPED, PACKED IN A RIGID OUTER CARTON OF SUITABLE SIZE AND NOT IN CLOTH | GENERAL MEDICAL SUPPLIES (NURSING AND BURN UNIT) SUPPLEMENTARY
228 | 4231150524300 | BANDAGE, GAUZE OF ABSORBENT COTTON, NOT LESS THAN 15 THREADS/CM2, STITCHED EDGES, SIZE: 7.5 X 400-450 CM, PACKING: INDIVIDUALLY WRAPPED, PACKED IN A RIGID OUTER CARTON OF SUITABLE SIZE AND NOT IN CLOTH | GENERAL MEDICAL SUPPLIES (NURSING AND BURN UNIT) SUPPLEMENTARY
229 | 4231150502700 | DRESSING GAUZE IMPREGNATED WITH CHLORHEXIDINE SIZE: 15 X 20 CM INDIVIDUALLY PACK DISPOSABLE STERILE MSDS SHOULD BE PROVIDED IN SOFT COPY (WOUND AND OSTOMY CARE) | GENERAL MEDICAL SUPPLIES (NURSING AND BURN UNIT) SUPPLEMENTARY
230 | 4231150502800 | DRESSING GAUZE IMPREGNATED IN PLAIN PARAFFIN NON-ADHERENT SIZE 10 X 10 CM (+/- 1 CM) INDIVIDUALLY PACKED DISPOSABLE STERILE (WOUND AND OSTOMY CARE) | GENERAL MEDICAL SUPPLIES (NURSING AND BURN UNIT) SUPPLEMENTARY
231 | 4231150503200 | TAPE SELF ADHESIVE ZINC OXIDE EASILY CUT WITHOUT SCISSOR SIZE: 10 CM X 9 M APPROXIMATELY | GENERAL MEDICAL SUPPLIES (NURSING AND BURN UNIT) SUPPLEMENTARY
232 | 4231150503800 | DRESSING, ADHESIVE, BAND-AID, WATERPROOF, SIZE: 2.5 X 7.2 CM (+/- 0.5), PACKING: 100 PIECES/PACK | GENERAL MEDICAL SUPPLIES (NURSING AND BURN UNIT) SUPPLEMENTARY
233 | 4231150504000 | DRESSING PIV TRANSPARENT ANCHORING MEDICAL IV DRESSING FOR FIXING THE PERIPHERAL LINE FOR PEDIATRIC SIZE 5 X 6 CM (+/- 0.5 CM) LATEX FREE BREATHAB LE WATERPROOF WITH 2 PARTS (TRANSPARENT AND CLOTH LIKE) 2 SECURING STERILE STRIPS FUNNY LOGO DISPOSABLE STERILE | GENERAL MEDICAL SUPPLIES (NURSING AND BURN UNIT) SUPPLEMENTARY
234 | 4231150504400 | DRESSING SUPER ABSORBENT POLYURETHANE FLUID RETENTION NON-ADHESIVE INDIVIDUALLY PACKED SIZE 10 X 10 CM (+\-2) DISPOSABLE STERILE ( WOUND AND OSTOMY CARE ) | GENERAL MEDICAL SUPPLIES (NURSING AND BURN UNIT) SUPPLEMENTARY
235 | 4231150504500 | DRESSING SOFT SILICONE FOAM SELF ADHESIVE WITHOUT BORDER 20 X 20 CM (+/-2 CM) DISPOSABLE STERILE (WOUND AND OSTOMY CARE) | GENERAL MEDICAL SUPPLIES (NURSING AND BURN UNIT) SUPPLEMENTARY
236 | 4231150504600 | DRESSING, TRANSPARENT WITH LABEL, ADHESIVE WATER-PROOF, SEMI -PERMEABLE, CLEAR, THIN FILM, DESIGNED FOR I.V. CATHETER SITE, AND TO SECUREMENT OR COVER INTRAVASCULAR DEVICES, INDIVIDUALLY PACKED, SIZE 4.5 X 4.5 CM (+/- 0.5 CM), DISPOSABLE, STERILE | GENERAL MEDICAL SUPPLIES (NURSING AND BURN UNIT) SUPPLEMENTARY
237 | 4231150504800 | DRESSING, SEMI-PERMEABLE TRANSPARENT FILM, WITH FRAME, MOISTURE VAPOR, ADHESIVE, SIZE 10 X 12 CM (+/- 1CM), DISPOSABLE, STERILE, (WOUND AND OSTOMY CARE) | GENERAL MEDICAL SUPPLIES (NURSING AND BURN UNIT) SUPPLEMENTARY
238 | 4231150504900 | DRESSING, SEMI-PERMEABLE TRANSPARENT FILM, WITH FRAME, MOISTURE VAPOR, ADHESIVE, SIZE 6 X 7 CM (+/- 1CM), DISPOSABLE, STERILE, (WOUND AND OSTOMY CARE) | GENERAL MEDICAL SUPPLIES (NURSING AND BURN UNIT) SUPPLEMENTARY
239 | 4231150505000 | WOOL FELT PAD WITH ADHESIVE BACKING HIGH DENSITY FELT NON-TOXIC HYPOALLERGENIC ADHESIVE FREE OF ZINC OXIDE AND LEAVES NO RESIDUE ON THE SKIN SIZE 22 CM X 45 CM X 5 MM (WOUND AND OSTOMY CARE) | GENERAL MEDICAL SUPPLIES (NURSING AND BURN UNIT) SUPPLEMENTARY
240 | 4231150505100 | BANDAGE, COHESIVE, ELASTIC CONFORMING BANDAGE, WITH DOUBLE ADHESIVE EFFECT, LATEX FREE, PERMEABLE TO AIR, CONSIST OF VISCOSE, COTTON, POLYAMIDE, ROLL OF 12 CM X 4 M | GENERAL MEDICAL SUPPLIES (NURSING AND BURN UNIT) SUPPLEMENTARY
241 | 4231150505200 | BANDAGE, COHESIVE, ELASTIC CONFORMING BANDAGE, WITH DOUBLE ADHESIVE EFFECT, LATEX FREE, PERMEABLE TO AIR, CONSIST OF VISCOSE, COTTON, POLYAMIDE, ROLL OF 8 CM X 4 M | GENERAL MEDICAL SUPPLIES (NURSING AND BURN UNIT) SUPPLEMENTARY
242 | 4231150506600 | ABDOMINAL BINDER (ABDOMINAL BELT) SUPPORT WITH VELCRO FASTENER BREATHABLE 100 - 120 CM (+/- 5CM) | GENERAL MEDICAL SUPPLIES (NURSING AND BURN UNIT) SUPPLEMENTARY
243 | 4231150513800 | TAPE SELF ADHESIVE HYPOALLERGENIC SURGICAL PAPER SIZE: 1.25 CM X 9 M APPROXIMATELY | GENERAL MEDICAL SUPPLIES (NURSING AND BURN UNIT) SUPPLEMENTARY
244 | 4231150516100 | BANDAGE, ELASTIC GAUZE CONFORMING, 7.5 CM X 4-4.5 M, PEEL PACK, STERILE | GENERAL MEDICAL SUPPLIES (NURSING AND BURN UNIT) SUPPLEMENTARY
245 | 4231150517000 | DRESSING FILM TRANSPARENT ULTRA THIN BREATHABLE SOFT SILICONE HYPOALLERGENIC FOR FRAGILE SKIN SIZE 10 X 12 CM (+/- 2 CM) DI = SPOSABLE STERILE (WOUND AND OSTOMY CARE) | GENERAL MEDICAL SUPPLIES (NURSING AND BURN UNIT) SUPPLEMENTARY
246 | 4231150518400 | DRESSING NON ADHERENT CONTACT LAYER WITH SILICONE SIZE XL FINGER DISPOSABLE STERILE (WOUND AND OSTOMY CARE) | GENERAL MEDICAL SUPPLIES (NURSING AND BURN UNIT) SUPPLEMENTARY
247 | 4231150518500 | OSTOMY, COHESIVE SEAL, THICK, DIAMETER 45MM (+/- 10MM), RING SHAPE, DISPOSABLE, (WOUND AND OSTOMY CARE) | GENERAL MEDICAL SUPPLIES (NURSING AND BURN UNIT) SUPPLEMENTARY
248 | 4231150519300 | DRESSING ANTI-MICROBIAL SPONGE 1.5 MM CENTER HOLE ABSORBENT IMPREGNATED WITH CHLORHEXIDINE GLUCONATE (CHG) ABLE TO COVER THE SITE OF INSERTION 360 DEGREE WITH TRANSPARENT FILM DISPOSABLE STERILE MSDS SHOULD BE PROVIDED IN SOFT COPY ( WOUND AND OSTOMY CARE) | GENERAL MEDICAL SUPPLIES (NURSING AND BURN UNIT) SUPPLEMENTARY
249 | 4231150523200 | TAPE SELF ADHESIVE HYPOALLERGENIC SURGICAL PAPER SIZE: 2.5 CM X 9 M APPROXIMATELY | GENERAL MEDICAL SUPPLIES (NURSING AND BURN UNIT) SUPPLEMENTARY
250 | 4231150523400 | BANDAGE, CREPE COTTON, WITH CLIPS, INDIVIDUALLY WRAPPED, PACKED IN A RIGID OUTER CARTON OF SUITABLE SIZE AND NOT IN CLOTH SIZE : 5 X 450 CM | GENERAL MEDICAL SUPPLIES (NURSING AND BURN UNIT) SUPPLEMENTARY
251 | 4231150523500 | BANDAGE, CREPE COTTON, WITH CLIPS, INDIVIDUALLY WRAPPED, PACKED IN A RIGID OUTER CARTON OF SUITABLE SIZE AND NOT IN CLOTH SIZE : 10 X 450 CM | GENERAL MEDICAL SUPPLIES (NURSING AND BURN UNIT) SUPPLEMENTARY
252 | 4231150523600 | BANDAGE, CREPE COTTON, WITH CLIPS, INDIVIDUALLY WRAPPED, PACKED IN A RIGID OUTER CARTON OF SUITABLE SIZE AND NOT IN CLOTH SIZE : 15 X 450 CM | GENERAL MEDICAL SUPPLIES (NURSING AND BURN UNIT) SUPPLEMENTARY
253 | 4231150523700 | BANDAGE, CREPE COTTON, WITH CLIPS, INDIVIDUALLY WRAPPED, PACKED IN A RIGID OUTER CARTON OF SUITABLE SIZE AND NOT IN CLOTH SIZE : 7.5 X 450 CM | GENERAL MEDICAL SUPPLIES (NURSING AND BURN UNIT) SUPPLEMENTARY
254 | 4231150523800 | BANDAGE, ELASTIC ADHESIVE, HYPOALLERGENIC, WITH INTERLEAF PLASTIC LAYER, INDIVIDUALLY WRAPPED, PACKED IN A RIGID OUTER SUITABLE SIZE AND NOT IN A CLOTH SIZE: 7.5 X 450 CM | GENERAL MEDICAL SUPPLIES (NURSING AND BURN UNIT) SUPPLEMENTARY
255 | 4231150523900 | BANDAGE, ELASTIC NET TUBULAR, (FOR ADULT), SIZE: 6-6.5 CM X 20-25 METERS ROLL LENGTH, PACKING: INDIVIDUALLY WRAPPED (ONE ROLL/PKT), PACKED IN A RIGID OUTER CARTON OF SUITABLE SIZE AND NOT IN CLOTH. | GENERAL MEDICAL SUPPLIES (NURSING AND BURN UNIT) SUPPLEMENTARY
256 | 4231150524000 | BANDAGE, ELASTIC NET TUBULAR, (FOR ADULT), SIZE: ABOUT 4-4.5 CM X 20-25 METERS ROLL LENGTH, PACKING: INDIVIDUALLY WRAPPED (ONE ROLL/PKT), PACKED IN A RIGID OUTER CARTON OF SUITABLE SIZE AND NOT IN CLOTH. | GENERAL MEDICAL SUPPLIES (NURSING AND BURN UNIT) SUPPLEMENTARY
257 | 4231150524200 | BANDAGE, GAUZE OF ABSORBENT COTTON, NOT LESS THAN 15 THREADS/CM2, STITCHED EDGES, SIZE: 5 X 400-450 CM, PACKING: INDIVIDUALLY WRAPPED, PACKED IN A RIGID OUTER CARTON OF SUITABLE SIZE AND NOT IN CLOTH | GENERAL MEDICAL SUPPLIES (NURSING AND BURN UNIT) SUPPLEMENTARY
258 | 4231150502500 | DRESSING, TRANSPARENT, ADHESIVE, FILM, SIZE 15 X 20 CM, PACKING, INDIVIDUALLY WRAPPED, DISPOSABLE, STERILE, (WOUND AND OSTOMY CARE) | GENERAL MEDICAL SUPPLIES (NURSING AND BURN UNIT) SUPPLEMENTARY
259 | 4231151501600 | DRESSING, HYDROCOLLOID, THIN, 5 X NOT LESS THAN 20 CM, DISPOSABLE, STERILE, (WOUND AND OSTOMY CARE) | GENERAL MEDICAL SUPPLIES (NURSING AND BURN UNIT) SUPPLEMENTARY
260 | 4231151501800 | DRESSING, HYDROCOLLOID, THICK, 10 X 10 CM, DISPOSABLE, STERILE, (WOUND AND OSTOMY CARE) | GENERAL MEDICAL SUPPLIES (NURSING AND BURN UNIT) SUPPLEMENTARY
261 | 4231151501900 | DRESSING, HYDROCOLLOID, THICK, 20 X 20 CM, DISPOSABLE, STERILE, (WOUND AND OSTOMY CARE) | GENERAL MEDICAL SUPPLIES (NURSING AND BURN UNIT) SUPPLEMENTARY
262 | 4231210405900 | BAG, OSTOMY, TWO PIECE, TRANSPARENT, OPEN WITH INTEGRATED CLOSING MECHANISM, SOFT FABRIC LOW FRICTION, WITH ADHESIVE COUPLING, AND FILTER, SIZE: 50-60 MM, (WOUND AND OSTOMY CARE) | GENERAL MEDICAL SUPPLIES (NURSING AND BURN UNIT) SUPPLEMENTARY
263 | 4231210406100 | BAG, OSTOMY, TWO PIECE, TRANSPARENT, OPEN WITH INTEGRATED CLOSING MECHANISM, SOFT FABRIC LOW FRICTION, WITH ADHESIVE COUPLING, AND FILTER, SIZE: 70-80 MM, (WOUND AND OSTOMY CARE) | GENERAL MEDICAL SUPPLIES (NURSING AND BURN UNIT) SUPPLEMENTARY
264 | 4231210406300 | BAG, OSTOMY, TWO PIECE, TRANSPARENT, SOFT FABRIC LOW FRICTION, OPEN WITH INTEGRATED CLOSING MECHANISM, WITH CLICKING COUPLING, AND FILTER, SIZE 45-50 MM, (WOUND AND OSTOMY CARE) | GENERAL MEDICAL SUPPLIES (NURSING AND BURN UNIT) SUPPLEMENTARY
265 | 4231210406400 | BAG, OSTOMY, TWO PIECE, TRANSPARENT, SOFT FABRIC LOW FRICTION, OPEN WITH INTEGRATED CLOSING MECHANISM, WITH CLICKING COUPLING, AND FILTER, SIZE 55-60 MM, (WOUND AND OSTOMY CARE) | GENERAL MEDICAL SUPPLIES (NURSING AND BURN UNIT) SUPPLEMENTARY
266 | 4231210406500 | BAG, OSTOMY, TWO PIECE, TRANSPARENT, SOFT FABRIC LOW FRICTION, OPEN WITH INTEGRATED CLOSING MECHANISM, WITH CLICKING COUPLING, AND FILTER, SIZE 70-75 MM, (WOUND AND OSTOMY CARE) | GENERAL MEDICAL SUPPLIES (NURSING AND BURN UNIT) SUPPLEMENTARY
267 | 4231210406600 | BAG, OSTOMY, TWO PIECE, TRANSPARENT, SOFT FABRIC LOW FRICTION, OPEN WITH INTEGRATED CLOSING MECHANISM, ADHESIVE COUPLING, NEONATAL SIZE 17-20 MM, (WOUND AND OSTOMY CARE) | GENERAL MEDICAL SUPPLIES (NURSING AND BURN UNIT) SUPPLEMENTARY
268 | 4231210406700 | BAG, OSTOMY, TWO PIECE, TRANSPARENT, SOFT FABRIC LOW FRICTION, OPEN WITH INTEGRATED CLOSING MECHANISM, ADHESIVE COUPLING, NEONATAL SIZE 25-30 MM, (WOUND AND OSTOMY CARE) | GENERAL MEDICAL SUPPLIES (NURSING AND BURN UNIT) SUPPLEMENTARY
269 | 4231210406900 | BAG, OSTOMY, TWO PIECE, TRANSPARENT, SOFT FABRIC LOW FRICTION, OPEN WITH INTEGRATED CLOSING MECHANISM, PEDIATRIC SIZE 36-40 MM, (WOUND AND OSTOMY CARE) | GENERAL MEDICAL SUPPLIES (NURSING AND BURN UNIT) SUPPLEMENTARY
270 | 4231210407100 | BAG UROSTOMY ONE PIECE OPAQUE OPEN SOFT FABRIC LOW FRICTION SIZE 55 (+/- 5 MM) (WOUND AND OSTOMY CARE) | GENERAL MEDICAL SUPPLIES (NURSING AND BURN UNIT) SUPPLEMENTARY
271 | 4231210407400 | BAG, UROSTOMY, ONE PIECE, TRANSPARENT, OPEN, SOFT FABRIC LOW FRICTION, SIZE 55 MM (+/- 5 MM), (WOUND AND OSTOMY CARE) | GENERAL MEDICAL SUPPLIES (NURSING AND BURN UNIT) SUPPLEMENTARY
272 | 4231210407500 | BAG, UROSTOMY, TWO PIECE, OPAQUE, OPEN, SOFT FABRIC LOW FRICTION, ADULT SIZE 55 MM (+/- 5 MM), (WOUND AND OSTOMY) | GENERAL MEDICAL SUPPLIES (NURSING AND BURN UNIT) SUPPLEMENTARY
273 | 4231210407600 | BAG, UROSTOMY, TWO PIECE, TRANSPARENT, SOFT FABRIC LOW FRICTION, OPEN WITH INTEGRATED CLOSING MECHANISM, WITH CLICKING COUPLING, AND FILTER, SIZE 60-65 MM, (WOUND AND OSTOMY CARE) | GENERAL MEDICAL SUPPLIES (NURSING AND BURN UNIT) SUPPLEMENTARY
274 | 4231210407700 | BAG, UROSTOMY, TWO PIECE, TRANSPARENT, OPEN, SOFT FABRIC LOW FRICTION, PEDIATRIC SIZE 40 MM (+/- 5 MM), (WOUND AND OSTOMY CARE) | GENERAL MEDICAL SUPPLIES (NURSING AND BURN UNIT) SUPPLEMENTARY
275 | 4231210405800 | BAG, OSTOMY, TWO PIECE, OPAQUE, SOFT FABRIC LOW FRICTION, OPEN WITH INTEGRATED CLOSING MECHANISM, WITH CLICKING COUPLING, AND FILTER, SIZE 70-75 MM, (WOUND AND OSTOMY CARE) | GENERAL MEDICAL SUPPLIES (NURSING AND BURN UNIT) SUPPLEMENTARY
276 | 4231210500700 | OSTOMY, COHESIVE PASTE, ALCOHOL-FREE, NO STINGING, TUBE SIZE 50-60 G (WOUND AND OSTOMY CARE) | GENERAL MEDICAL SUPPLIES (NURSING AND BURN UNIT) SUPPLEMENTARY
277 | 4231210502000 | OSTOMY, COHESIVE PASTE, CONTAINS ALCOHOL, TUBE SIZE 50-60 G, (WOUND AND OSTOMY CARE) | GENERAL MEDICAL SUPPLIES (NURSING AND BURN UNIT) SUPPLEMENTARY
278 | 4231210502200 | CREAM SKIN NOURISHING CONTAINS ALOE VERA OLIVE OIL AND WHEAT GERM OIL FREE OF ALCOHOL AND UREA 200-300GM MSDS SHOULD BE PROVIDED IN SOFT COPY (WOUND AND OSTOMY CARE) | GENERAL MEDICAL SUPPLIES (NURSING AND BURN UNIT) SUPPLEMENTARY
279 | 4231210502300 | CREAM MOISTURIZING THAT CONTAINS 10% UREA AND 4% LACTIC ACID 100GM MSDS SHOULD BE PROVIDED IN SOFT COPY (WOUND AND OSTOMY CARE) | GENERAL MEDICAL SUPPLIES (NURSING AND BURN UNIT) SUPPLEMENTARY
280 | 4231210502600 | APPLICATOR, ADVANCED PROTECTIVE SKIN BARRIER, FILM, NON-ALCOHOL, NO STING, 2 - 3 ML, DISPOSABLE, STERILE (WOUND AND OSTOMY) | GENERAL MEDICAL SUPPLIES (NURSING AND BURN UNIT) SUPPLEMENTARY
281 | 4231210502700 | APPLICATOR, PROTECTIVE SKIN BARRIER, FILM, NON-ALCOHOL, NO STING, 3 - 5 ML, DISPOSABLE, STERILE (WOUND AND OSTOMY) | GENERAL MEDICAL SUPPLIES (NURSING AND BURN UNIT) SUPPLEMENTARY
282 | 4231210502800 | CREAM, PROTECTIVE SKIN BARRIER, NON-ALCOHOL, NO STING, TUBE, 80-100 GM, (WOUND AND OSTOMY CARE) | GENERAL MEDICAL SUPPLIES (NURSING AND BURN UNIT) SUPPLEMENTARY
283 | 4231210502900 | CREAM, PROTECTIVE SKIN BARRIER, NON-ALCOHOL, NO STING, TUBE, 20-40 GM, (WOUND AND OSTOMY CARE) | GENERAL MEDICAL SUPPLIES (NURSING AND BURN UNIT) SUPPLEMENTARY
284 | 4231210503000 | CREAM, ANTIBACTERIAL, MEDICAL HONEY 30-50%, SKIN PROTECTOR, 50-60 G TUBE, (WOUND AND OSTOMY CARE) | GENERAL MEDICAL SUPPLIES (NURSING AND BURN UNIT) SUPPLEMENTARY
285 | 4231210700300 | OSTOMY, SOFT CONVEX, BASE PLATE, CLICKING SYSTEM, 70-75 MM, DISPOSABLE, (WOUND AND OSTOMY CARE) | GENERAL MEDICAL SUPPLIES (NURSING AND BURN UNIT) SUPPLEMENTARY
286 | 4231210700400 | OSTOMY, RIGID CONVEX, BASE PLATE, ADHESIVE SYSTEM, 50-55 MM, DISPOSABLE, (WOUND AND OSTOMY CARE) | GENERAL MEDICAL SUPPLIES (NURSING AND BURN UNIT) SUPPLEMENTARY
287 | 4231210700500 | OSTOMY, RIGID CONVEX, BASE PLATE, ADHESIVE SYSTEM, 70-75 MM, DISPOSABLE, (WOUND AND OSTOMY CARE) | GENERAL MEDICAL SUPPLIES (NURSING AND BURN UNIT) SUPPLEMENTARY
288 | 4231210701200 | OSTOMY, COHESIVE SEAL, 10 CM X 10 CM, (WOUND AND OSTOMY CARE) | GENERAL MEDICAL SUPPLIES (NURSING AND BURN UNIT) SUPPLEMENTARY
289 | 4231210701300 | OSTOMY, COHESIVE SEAL, 10 CM X 20 CM, (WOUND AND OSTOMY CARE) | GENERAL MEDICAL SUPPLIES (NURSING AND BURN UNIT) SUPPLEMENTARY
290 | 4231210500800 | POWDER, OSTOMY PROTECTIVE PRODUCT, NOT LESS THAN 25 ML, STERILE (WOUND AND OSTOMY) | GENERAL MEDICAL SUPPLIES (NURSING AND BURN UNIT) SUPPLEMENTARY
291 | 4231210405700 | BAG, OSTOMY, TWO PIECE, OPAQUE, SOFT FABRIC LOW FRICTION, OPEN WITH INTEGRATED CLOSING MECHANISM, WITH CLICKING COUPLING, AND FILTER, SIZE 55-60 MM, (WOUND AND OSTOMY CARE) | GENERAL MEDICAL SUPPLIES (NURSING AND BURN UNIT) SUPPLEMENTARY
292 | 4231210405600 | BAG, OSTOMY, TWO PIECE, OPAQUE, SOFT FABRIC LOW FRICTION, OPEN WITH INTEGRATED CLOSING MECHANISM, WITH CLICKING COUPLING, AND FILTER, SIZE 45-50 MM, (WOUND AND OSTOMY CARE) | GENERAL MEDICAL SUPPLIES (NURSING AND BURN UNIT) SUPPLEMENTARY
293 | 4231210405500 | BAG, OSTOMY, TWO PIECE, OPAQUE, OPEN WITH INTEGRATED CLOSING MECHANISM, SOFT FABRIC LOW FRICTION, WITH ADHESIVE COUPLING, AND FILTER, SIZE: 70-80 MM, (WOUND AND OSTOMY CARE) | GENERAL MEDICAL SUPPLIES (NURSING AND BURN UNIT) SUPPLEMENTARY
294 | 4227201101100 | SUCTION, CONNECTING, TUBE, UNIVERSAL, WITH INTEGRAL CONNECTORS, FUNNEL ENDS, FEMALE CONNECTORS, NON-CONDUCTIVE, SIZE: I.D.7 MM X 180-200 CM, DISPOSABLE, STERILE | GENERAL MEDICAL SUPPLIES (NURSING AND BURN UNIT) SUPPLEMENTARY
295 | 4227201100800 | CATHETER, SUCTION CATHETER, STRAIGHT, FINGER CONTROL VALVE, ROUND SOFT TIP, WITH TWO LATERAL EYES, AND ONE TERMINAL EYE, GRADUATION, LENGTH 30-50 CM, FG 20, DISPOSABLE, STERILE | GENERAL MEDICAL SUPPLIES (NURSING AND BURN UNIT) SUPPLEMENTARY
296 | 4227201100700 | CATHETER, SUCTION CATHETER, STRAIGHT, FINGER CONTROL VALVE, ROUND SOFT TIP, WITH TWO LATERAL EYES, AND ONE TERMINAL EYE, GRADUATION, LENGTH 30-50 CM, FG 18, DISPOSABLE, STERILE | GENERAL MEDICAL SUPPLIES (NURSING AND BURN UNIT) SUPPLEMENTARY
297 | 4227201100600 | CATHETER, SUCTION CATHETER, STRAIGHT, FINGER CONTROL VALVE, ROUND SOFT TIP, WITH TWO LATERAL EYES, AND ONE TERMINAL EYE, GRADUATION, LENGTH 30-50 CM, FG 16, DISPOSABLE, STERILE | GENERAL MEDICAL SUPPLIES (NURSING AND BURN UNIT) SUPPLEMENTARY
298 | 4227201100500 | CATHETER, SUCTION CATHETER, STRAIGHT, FINGER CONTROL VALVE, ROUND SOFT TIP, WITH TWO LATERAL EYES, AND ONE TERMINAL EYE, GRADUATION, LENGTH 30-50 CM, FG 14, DISPOSABLE, STERILE | GENERAL MEDICAL SUPPLIES (NURSING AND BURN UNIT) SUPPLEMENTARY
299 | 4227201100400 | CATHETER, SUCTION CATHETER, STRAIGHT, FINGER CONTROL VALVE, ROUND SOFT TIP, WITH TWO LATERAL EYES, AND ONE TERMINAL EYE, GRADUATION, LENGTH 30-50 CM, FG 12, DISPOSABLE, STERILE | GENERAL MEDICAL SUPPLIES (NURSING AND BURN UNIT) SUPPLEMENTARY
300 | 4227201100300 | CATHETER, SUCTION CATHETER, STRAIGHT, FINGER CONTROL VALVE, ROUND SOFT TIP, WITH TWO LATERAL EYES, AND ONE TERMINAL EYE, GRADUATION, LENGTH 30-50 CM, FG 10, DISPOSABLE, STERILE | GENERAL MEDICAL SUPPLIES (NURSING AND BURN UNIT) SUPPLEMENTARY
301 | 4227201100200 | CATHETER, SUCTION CATHETER, STRAIGHT, FINGER CONTROL VALVE, ROUND SOFT TIP, WITH TWO LATERAL EYES, AND ONE TERMINAL EYE, GRADUATION, LENGTH 30-50 CM, FG 08, DISPOSABLE, STERILE | GENERAL MEDICAL SUPPLIES (NURSING AND BURN UNIT) SUPPLEMENTARY
302 | 4227201100100 | CATHETER, SUCTION CATHETER, STRAIGHT, FINGER CONTROL VALVE, ROUND SOFT TIP, WITH TWO LATERAL EYES, AND ONE TERMINAL EYE, GRADUATION, LENGTH 30-50 CM, FG 06, DISPOSABLE, STERILE | GENERAL MEDICAL SUPPLIES (NURSING AND BURN UNIT) SUPPLEMENTARY
303 | 4227201100000 | CATHETER, SUCTION CATHETER, STRAIGHT, FINGER CONTROL VALVE, ROUND SOFT TIP, WITH TWO LATERAL EYES, AND ONE TERMINAL EYE, GRADUATION, LENGTH 30-50 CM, FG 05, DISPOSABLE, STERILE | GENERAL MEDICAL SUPPLIES (NURSING AND BURN UNIT) SUPPLEMENTARY
304 | 4231210000100 | CASSETTE, NEGATIVE PRESSURE WOUND THERAPY FOR IRRIGATION SYSTEM (NPWT), IT SHOULD BE COMPATIBLE WITH THE HOSPITAL MACHINE (WOUND AND OSTOMY CARE) | GENERAL MEDICAL SUPPLIES (NURSING AND BURN UNIT) SUPPLEMENTARY
305 | 4231210200500 | BASE PLATE, UROSTOMY, CLICKING COUPLING, SIZE 40 (+/- 5 MM), DISPOSABLE, (WOUND AND OSTOMY) | GENERAL MEDICAL SUPPLIES (NURSING AND BURN UNIT) SUPPLEMENTARY
306 | 4231210200600 | BASE PLATE, UROSTOMY, CLICKING COUPLING, SIZE 55 (+/- 5 MM), DISPOSABLE, (WOUND AND OSTOMY) | GENERAL MEDICAL SUPPLIES (NURSING AND BURN UNIT) SUPPLEMENTARY
307 | 4231210200700 | BASE PLATE OSTOMY 45-50 MM DISPOSABLE (WOUND AND OSTOMY) | GENERAL MEDICAL SUPPLIES (NURSING AND BURN UNIT) SUPPLEMENTARY
308 | 4231210200800 | BASE PLATE OSTOMY 55-60 MM DISPOSABLE (WOUND AND OSTOMY) | GENERAL MEDICAL SUPPLIES (NURSING AND BURN UNIT) SUPPLEMENTARY
309 | 4231210200900 | BASE PLATE OSTOMY 70-75 MM DISPOSABLE (WOUND AND OSTOMY) | GENERAL MEDICAL SUPPLIES (NURSING AND BURN UNIT) SUPPLEMENTARY
310 | 4231210201000 | BASE PLATE OSTOMY FOR NEONATE 17-20 MM DISPOSABLE (WOUND AND OSTOMY CARE) | GENERAL MEDICAL SUPPLIES (NURSING AND BURN UNIT) SUPPLEMENTARY
311 | 4231210201100 | BASE PLATE OSTOMY FOR NEONATE 25-30 MM DISPOSABLE (WOUND AND OSTOMY CARE) | GENERAL MEDICAL SUPPLIES (NURSING AND BURN UNIT) SUPPLEMENTARY
312 | 4231210201300 | BASE PLATE OSTOMY FOR NEONATE 36-40 MM DISPOSABLE (WOUND AND OSTOMY) | GENERAL MEDICAL SUPPLIES (NURSING AND BURN UNIT) SUPPLEMENTARY
313 | 4231210201400 | BASE PLATE OSTOMY 50-60 MM ADHESIVE COUPLING DISPOSABLE (WOUND AND OSTOMY) | GENERAL MEDICAL SUPPLIES (NURSING AND BURN UNIT) SUPPLEMENTARY
314 | 4231210201700 | BASE PLATE OSTOMY 70-80 MM ADHESIVE COUPLING DISPOSABLE (WOUND AND OSTOMY) | GENERAL MEDICAL SUPPLIES (NURSING AND BURN UNIT) SUPPLEMENTARY
315 | 4231210402700 | CLAMP PLASTIC DRAINABLE OSTOMY POUCH CLAMP (WOUND AND OSTOMY CARE) | GENERAL MEDICAL SUPPLIES (NURSING AND BURN UNIT) SUPPLEMENTARY
316 | 4231210404500 | BAG, OSTOMY, ONE PIECE, TRANSPARENT, FLEXIBLE, SOFT FABRIC LOW FRICTION, OPEN WITH INTEGRATED CLOSING MECHANISM, WITH FILTER, ADULT SIZE 50-55, (WOUND AND OSTOMY CARE) | GENERAL MEDICAL SUPPLIES (NURSING AND BURN UNIT) SUPPLEMENTARY
317 | 4231210404600 | BAG OSTOMY ONE PIECE TRANSPARENT WITH BASE PLATE FIT BODY CONTOUR SOFT FABRIC LOW FRICTION OPEN WITH INTEGRATED CLOSING MECHANISM WITH FILTER ADULT SIZE 75 MM (+/- 11 MM) (WOUND AND OSTOMY CARE) | GENERAL MEDICAL SUPPLIES (NURSING AND BURN UNIT) SUPPLEMENTARY
318 | 4215246500600 | LUBRICANT, WATER, SOLUBLE, 2 - 5 GM, FOIL, STERILE | GENERAL MEDICAL SUPPLIES (NURSING AND BURN UNIT) SUPPLEMENTARY
319 | 4231210404800 | BAG OSTOMY ONE PIECE TRANSPARENT SOFT FABRIC LOW FRICTION CONVEX OPEN WITH INTEGRATED CLOSING MECHANISM WITH FILTER ADULT SIZE 45 (+/- 6 MM) (WOUND AND OSTOMY CARE) | GENERAL MEDICAL SUPPLIES (NURSING AND BURN UNIT) SUPPLEMENTARY
320 | 4231210405100 | BAG, OSTOMY, ONE PIECE, TRANSPARENT, SOFT FABRIC LOW FRICTION, OPEN WITH INTEGRATED CLOSING MECHANISM, WITH FILTER, ADULT SIZE 70 (+/- 5MM), (WOUND AND OSTOMY CARE) | GENERAL MEDICAL SUPPLIES (NURSING AND BURN UNIT) SUPPLEMENTARY
321 | 4231210405300 | BAG OSTOMY TWO PIECE OPAQUE CLOSED SOFT FABRIC LOW FRICTION WITH ADHESIVE COUPLING AND FILTER SIZE: 70-80 MM (WOUND AND OSTOMY CARE) | GENERAL MEDICAL SUPPLIES (NURSING AND BURN UNIT) SUPPLEMENTARY
322 | 4231210405400 | BAG, OSTOMY, TWO PIECE, OPAQUE, OPEN WITH INTEGRATED CLOSING MECHANISM, SOFT FABRIC LOW FRICTION, WITH ADHESIVE COUPLING, AND FILTER, SIZE: 50-60 MM, (WOUND AND OSTOMY CARE) | GENERAL MEDICAL SUPPLIES (NURSING AND BURN UNIT) SUPPLEMENTARY
323 | 4231210701400 | OSTOMY, COHESIVE SEAL, THICK, DIAMETER 90MM (+/- 10MM), RING SHAPE, DISPOSABLE, (WOUND AND OSTOMY CARE) | GENERAL MEDICAL SUPPLIES (NURSING AND BURN UNIT) SUPPLEMENTARY
324 | 4227201101200 | SUCTION, CONNECTING, TUBE, UNIVERSAL, WITH INTEGRAL CONNECTORS, FUNNEL ENDS, FEMALE CONNECTORS, NON-CONDUCTIVE, SIZE: I.D.5 MM X 180-200 CM, DISPOSABLE, STERILE | GENERAL MEDICAL SUPPLIES (NURSING AND BURN UNIT) SUPPLEMENTARY
325 | 4219221200000 | COVER, TROLLEY, SHEET, HYGIENIC PROTECTIVE TRANSPORTATION BED, SOFT, NON-WOVEN, IMPERVIOUS PLASTIC BASE, WHITE COLOR, HIGH ABSORBANCE CAPACITY NOT LESS THAN TWO LITERS, PATIENT SURFACE REMAINS SOFT AND DRY, TEAR RESISTANCE (UP TO 150 KG WEIGHT LIFTING), SIZE 250 X 150 CM, INDIVIDUALLY PACKED, DISPOSABLE, NO STERILE | GENERAL MEDICAL SUPPLIES (NURSING AND BURN UNIT) SUPPLEMENTARY
326 | 4219250100400 | COVER, FOR OMNIBED HOOD, FOR GIRAFFE | GENERAL MEDICAL SUPPLIES (NURSING AND BURN UNIT) SUPPLEMENTARY
327 | 4219261401200 | BAG PLASTIC BAG WHITE FOR MEDICINE DISPENSING WITH HANGING HOLE. MUST BE PRINTED WITH FIXED GREEN INK 50 MICRONS THICKNESS FOR ONE LAYER. WI TH GUSSET.SIZE: ABOUT 29 X 35CM | GENERAL MEDICAL SUPPLIES (NURSING AND BURN UNIT) SUPPLEMENTARY
328 | 4219261401300 | BAG, PLASTIC BAG WHITE FOR MEDICINE, SELF SEALING ,MUST BE PRINTED WITH FIXED BLACK INK BOTH SIDE, 50 MICRONS THICKNESS FOR ONE LAYER.SIZE: ABOUT 12 X 20 CM | GENERAL MEDICAL SUPPLIES (NURSING AND BURN UNIT) SUPPLEMENTARY
329 | 4219280100000 | BAG, FOR MEDICAL WASTE, PVC, WITH BIOHAZARD LOGO, NOT LESS THAN 150 MICRON THICKNESS, YELLOW, 10-15 LITER | GENERAL MEDICAL SUPPLIES (NURSING AND BURN UNIT) SUPPLEMENTARY
330 | 4219280100100 | BAG, FOR MEDICAL WASTE, PVC, WITH BIOHAZARD LOGO, NOT LESS THAN 150 MICRON THICKNESS, YELLOW, 30-35 LITER | GENERAL MEDICAL SUPPLIES (NURSING AND BURN UNIT) SUPPLEMENTARY
331 | 4219280100200 | BAG, FOR MEDICAL WASTE, PVC, WITH BIOHAZARD LOGO, NOT LESS THAN 150 MICRON THICKNESS, YELLOW, 70-75 LITER | GENERAL MEDICAL SUPPLIES (NURSING AND BURN UNIT) SUPPLEMENTARY
332 | 4219280100300 | BAG, FOR MEDICAL WASTE, PVC, WITH BIOHAZARD LOGO, NOT LESS THAN 150 MICRON THICKNESS, RED, 30-35 LITER | GENERAL MEDICAL SUPPLIES (NURSING AND BURN UNIT) SUPPLEMENTARY
333 | 4219280100400 | BAG, FOR MEDICAL WASTE, PVC, WITH BIOHAZARD LOGO, NOT LESS THAN 150 MICRON THICKNESS, RED, 50-55 LITER | GENERAL MEDICAL SUPPLIES (NURSING AND BURN UNIT) SUPPLEMENTARY
334 | 4219280100500 | BAG, FOR MEDICAL WASTE, PVC, WITH BIOHAZARD LOGO, NOT LESS THAN 150 MICRON THICKNESS, RED, 70-75 LITER | GENERAL MEDICAL SUPPLIES (NURSING AND BURN UNIT) SUPPLEMENTARY
335 | 4219280200400 | CONTAINER, SAFETY, PLASTIC, FOR DISPOSAL SHARP, PORTABLE, DURABLE, STABLE, EASY HANDLING, PUNCTURE AND LEAK PROOF, WITH WARNING LABEL, YELLOW COLOR, FINAL CLOSURE MUST BE IRREVERSIBLE, 1.5 LITERS CAPACITY, 50 / PACK, DISPOSABLE | GENERAL MEDICAL SUPPLIES (NURSING AND BURN UNIT) SUPPLEMENTARY
336 | 4219280200600 | CONTAINER, SAFETY, PLASTIC, FOR DISPOSAL SHARP, DURABLE, STABLE, EASY HANDLING, PUNCTURE AND LEAK PROOF, WITH WARNING LABEL, YELLOW COLOR, FINAL CLOSURE MUST BE IRREVERSIBLE, 30-35 LITERS CAPACITY, DISPOSABLE | GENERAL MEDICAL SUPPLIES (NURSING AND BURN UNIT) SUPPLEMENTARY
337 | 4219280200700 | CONTAINER, SAFETY, PLASTIC, FOR DISPOSAL SHARP, STABLE, EASY HANDLING, PUNCTURE AND LEAK PROOF, WITH WARNING LABEL, RED COLOR, FINAL CLOSURE MUST BE IRREVERSIBLE, 60-65 LITERS CAPACITY, DISPOSABLE | GENERAL MEDICAL SUPPLIES (NURSING AND BURN UNIT) SUPPLEMENTARY
338 | 4219280200800 | CONTAINER, SAFETY, PLASTIC, FOR DISPOSAL SHARP, DURABLE, STABLE, EASY HANDLING, PUNCTURE AND LEAK PROOF, WITH WARNING LABEL, YELLOW COLOR, FINAL CLOSURE MUST BE IRREVERSIBLE, 5-6 LITERS CAPACITY, 50 / PACK, DISPOSABLE | GENERAL MEDICAL SUPPLIES (NURSING AND BURN UNIT) SUPPLEMENTARY
339 | 4219280200900 | CONTAINER, SAFETY, PLASTIC, FOR DISPOSAL SHARP, DURABLE, STABLE, EASY HANDLING, PUNCTURE AND LEAK PROOF, WITH WARNING LABEL, YELLOW COLOR, FINAL CLOSURE MUST BE IRREVERSIBLE, 21-23 LITERS CAPACITY, 50 / PACK, DISPOSABLE | GENERAL MEDICAL SUPPLIES (NURSING AND BURN UNIT) SUPPLEMENTARY
340 | 4219261401100 | BAG, PLASTIC, TRANSPARENT, FOR MEDICINE, ZIP LOCK, 50 MICRONS THICKNESS, FOR ONE LAYER, SIZE: ABOUT 9 X 18 CM | GENERAL MEDICAL SUPPLIES (NURSING AND BURN UNIT) SUPPLEMENTARY
341 | 4220170501400 | COVER WITH ELASTIC BANDS, FOR ULTRASOUND ENDOCAVITARY/RECTAL TRANSDUCER, 3.5 CM X 20 CM, LATEX, NON-STERILE | GENERAL MEDICAL SUPPLIES (NURSING AND BURN UNIT) SUPPLEMENTARY
342 | 4220170800800 | GEL, ULTRASOUND TRANSMISSION, 250 GM / TUBE | GENERAL MEDICAL SUPPLIES (NURSING AND BURN UNIT) SUPPLEMENTARY
343 | 4220181000000 | X-RAY FILM (A) MEDIUM OR HIGH SPEED HIGH CONTRAST FILMS FOR RADIOGRAPHY WITH MINIMAL RADIATION DOSE USED WITH STANDARD INTENSIFYING SCREEN.(B) SUITABLE FOR AUTOMATIC AND MANUAL PROCESSING ALSO FOR USE IN RAPID FILM CHANGES. (C) CAN BE USED WITH DAYLIGHT SIZE 24 X 30CM PACKING: 100 SHEETS/PACKET | GENERAL MEDICAL SUPPLIES (NURSING AND BURN UNIT) SUPPLEMENTARY
344 | 4220181000100 | X-RAY FILM (A) MEDIUM OR HIGH SPEED HIGH CONTRAST FILMS FOR RADIOGRAPHY WITH MINIMAL RADIATION DOSE USED WITH STANDARD INTENSIFYING SCREEN.(B) SUITABLE FOR AUTOMATIC AND MANUAL PROCESSING ALSO FOR USE IN RAPID FILM CHANGES. (C) CAN BE USED WITH DAYLIGHT SIZE 35 X 35CM PACKING: 100 SHEETS/PACKET | GENERAL MEDICAL SUPPLIES (NURSING AND BURN UNIT) SUPPLEMENTARY
345 | 4220181000200 | X-RAY FILM (A) MEDIUM OR HIGH SPEED HIGH CONTRAST FILMS FOR RADIOGRAPHY WITH MINIMAL RADIATION DOSE USED WITH STANDARD INTENSIFYING SCREEN.(B) SUITABLE FOR AUTOMATIC AND MANUAL PROCESSING ALSO FOR USE IN RAPID FILM CHANGES. (C) CAN BE USED WITH DAYLIGHT SIZE 35 X 43CM PACKING: 100 SHEETS/PACKET | GENERAL MEDICAL SUPPLIES (NURSING AND BURN UNIT) SUPPLEMENTARY
346 | 4220181000600 | X-RAY FILM (A) MEDIUM OR HIGH SPEED HIGH CONTRAST FILMS FOR RADIOGRAPHY WITH MINIMAL RADIATION DOSE USED WITH STANDARD INTENSIFYING SCREEN.(B) SUITABLE FOR AUTOMATIC AND MANUAL PROCESSING ALSO FOR USE IN RAPID FILM CHANGES. (C) CAN BE USED WITH DAYLIGHT SIZE 18 X 24CM PACKING: 100 SHEETS/PACKET | GENERAL MEDICAL SUPPLIES (NURSING AND BURN UNIT) SUPPLEMENTARY
347 | 4220181000700 | X-RAY FILM (A) MEDIUM OR HIGH SPEED HIGH CONTRAST FILMS FOR RADIOGRAPHY WITH MINIMAL RADIATION DOSE USED WITH STANDARD INTENSIFYING SCREEN.(B) SUITABLE FOR AUTOMATIC AND MANUAL PROCESSING ALSO FOR USE IN RAPID FILM CHANGES. (C) CAN BE USED WITH DAYLIGHT SIZE 30 X 40CM PACKING: 100 SHEETS/PACKET | GENERAL MEDICAL SUPPLIES (NURSING AND BURN UNIT) SUPPLEMENTARY
348 | 4220181000800 | FILM, DRY IMAGING, LASER, TO BE USED WITH DRYPIX 7000 AND DRYPIX 4000 LASER PRINTER, OR EQUIVALENT (DI-HL) LUE BASE: SIZE 35 X 43 CM(14 INCH X 17 INCH), 100 FILM / PACK | GENERAL MEDICAL SUPPLIES (NURSING AND BURN UNIT) SUPPLEMENTARY
349 | 4220340006100 | CATHETER, FOLEY, 2-WAYS, PURE SILICONE, OPEN TIP OVER GUIDEWIRE, 30-50 CM LONG WITH LATERAL EYES, BALLOON SIZE: 5-15 ML WITH FUNNEL END VALVE SUITABLE TO BE USED WITH SYRINGE LUER LOCK, CYLINDRICAL, SIZE: CH 14, DISPOSABLE, STERILE | GENERAL MEDICAL SUPPLIES (NURSING AND BURN UNIT) SUPPLEMENTARY
350 | 4220340011100 | CATHETER, FOLEY, 3-WAYS, PURE SILICONE, COUDE TIP (TIEMANN), 40-60 CM LONG WITH LATERAL EYES, BALLOON SIZE: 30-50 ML WITH FUNNEL END VALVE SUITABLE TO BE USED WITH SYRINGE LUER LOCK, CYLINDRICAL, SIZE: CH 18, DISPOSABLE, STERILE | GENERAL MEDICAL SUPPLIES (NURSING AND BURN UNIT) SUPPLEMENTARY
351 | 4220340327200 | SWAB STICK, AMNICATOR, FOR DETECTING RUPTURED AMNIOTIC MEMBRANES, LENGTH 15-20 CM, STERILE | GENERAL MEDICAL SUPPLIES (NURSING AND BURN UNIT) SUPPLEMENTARY
352 | 4220340328700 | STRAP, RESTRAINT FOR LIMBS, FOAM LINED, VELCRO CLOSURE ADJUSTABLE, INFANT, DISPOSABLE | GENERAL MEDICAL SUPPLIES (NURSING AND BURN UNIT) SUPPLEMENTARY
353 | 4220340330400 | RAZOR, BLADE, FOR SHAVING, NON-STERILE, DISPOSABLE | GENERAL MEDICAL SUPPLIES (NURSING AND BURN UNIT) SUPPLEMENTARY
354 | 4220340428500 | CATHETER, FOLEY, 2-WAYS, PURE SILICONE, OPEN TIP OVER GUIDEWIRE, 30-50 CM LONG WITH LATERAL EYES, BALLOON SIZE: 5-15 ML WITH FUNNEL END VALVE SUITABLE TO BE USED WITH SYRINGE LUER LOCK, CYLINDRICAL, SIZE: CH 22, DISPOSABLE, STERILE | GENERAL MEDICAL SUPPLIES (NURSING AND BURN UNIT) SUPPLEMENTARY
355 | 4220170800500 | GEL, ULTRASOUND, TRANSMISSION, FOIL POUCH, 15-20 GM, STERILE | GENERAL MEDICAL SUPPLIES (NURSING AND BURN UNIT) SUPPLEMENTARY
356 | 4219261401000 | BAG, PLASTIC, TRANSPARENT, FOR MEDICINE, ZIP LOCK, 50 MICRONS THICKNESS, FOR ONE LAYER, SIZE: ABOUT 7.4 X 14 CM | GENERAL MEDICAL SUPPLIES (NURSING AND BURN UNIT) SUPPLEMENTARY
357 | 4219261400900 | BAG, PLASTIC, WHITE, FOR MEDICINE, DISPENSING WITH HANGING HOLE, 45 MICRONS THICKNESS FOR ONE LAYER, WITH HOSPITAL LOGO, 40 CM X 25 CM | GENERAL MEDICAL SUPPLIES (NURSING AND BURN UNIT) SUPPLEMENTARY
358 | 4219261201400 | KIT, BLADDER IRRIGATION, WITH SYRINGE TIP BULB 60 ML, 1200 ML BASIN AND 500 ML SOLUTION CONTAINER, STERILE | GENERAL MEDICAL SUPPLIES (NURSING AND BURN UNIT) SUPPLEMENTARY
359 | 4219250100500 | COVER INCO TO FIT GE GIRAFFE OMNIBED OR EQUIVALENT | GENERAL MEDICAL SUPPLIES (NURSING AND BURN UNIT) SUPPLEMENTARY
360 | 4219260200100 | CONTAINER TABLETS PLASTIC DISPENSING CLEAR BROWN COLOR CHILD PROOF LOCK 50 GM | GENERAL MEDICAL SUPPLIES (NURSING AND BURN UNIT) SUPPLEMENTARY
361 | 4219260200200 | CUP, FOR MEDICINE, DISPENSING, CLEAR, MEDICAL, PLASTIC, UNIVERSAL GRADUATION, 30 ML | GENERAL MEDICAL SUPPLIES (NURSING AND BURN UNIT) SUPPLEMENTARY
362 | 4215250700700 | COTTON ABSORBENT DENTAL ROLL SIZE: 2 (38-40 MM LONG X 10 MM DIAMETER) | GENERAL MEDICAL SUPPLIES (NURSING AND BURN UNIT) SUPPLEMENTARY
363 | 4215251602100 | BOWL, ROUND, PLASTIC, 1000 ML, STERILE | GENERAL MEDICAL SUPPLIES (NURSING AND BURN UNIT) SUPPLEMENTARY
364 | 4231211200200 | BELT, FOR OSTOMY BAG, ADJUSTABLE, (WOUND AND OSTOMY CARE) | GENERAL MEDICAL SUPPLIES (NURSING AND BURN UNIT) SUPPLEMENTARY
365 | 4231211900000 | BAG, OSTOMY, ONE PIECE, OPAQUE, CLOSED, SOFT FABRIC LOW FRICTION, ADULT SIZE: 70 MM (+/- 10MM), WITH FILTER, (WOUND AND OSTOMY CARE) | GENERAL MEDICAL SUPPLIES (NURSING AND BURN UNIT) SUPPLEMENTARY
366 | 4231211901300 | BAG, FISTULA AND WOUND MANAGEMENT SYSTEM, 104 X 159 MM (+/- 10 MM), (WOUND AND OSTOMY CARE) | GENERAL MEDICAL SUPPLIES (NURSING AND BURN UNIT) SUPPLEMENTARY
367 | 4231211901400 | BAG, FISTULA AND WOUND MANAGEMENT SYSTEM, 110 X 175 MM (+/- 10 MM), (WOUND AND OSTOMY CARE) | GENERAL MEDICAL SUPPLIES (NURSING AND BURN UNIT) SUPPLEMENTARY
368 | 4231211901500 | BAG, FISTULA AND WOUND MANAGEMENT SYSTEM, 208 X 297 MM (+/- 15 MM), (WOUND AND OSTOMY CARE) | GENERAL MEDICAL SUPPLIES (NURSING AND BURN UNIT) SUPPLEMENTARY
369 | 4231211901600 | BAG, FISTULA AND WOUND MANAGEMENT SYSTEM, 30 X 40 MM (+/- 10 MM), (WOUND AND OSTOMY CARE) | GENERAL MEDICAL SUPPLIES (NURSING AND BURN UNIT) SUPPLEMENTARY
370 | 4231211901700 | BAG, FISTULA AND WOUND MANAGEMENT SYSTEM, 60 X 86 MM (+/- 10 MM), (WOUND AND OSTOMY CARE) | GENERAL MEDICAL SUPPLIES (NURSING AND BURN UNIT) SUPPLEMENTARY
371 | 4231211901800 | BAG, FISTULA AND WOUND MANAGEMENT SYSTEM, 75 X 110 MM (+/- 10 MM), (WOUND AND OSTOMY CARE) | GENERAL MEDICAL SUPPLIES (NURSING AND BURN UNIT) SUPPLEMENTARY
372 | 4231211901900 | BAG, FISTULA AND WOUND MANAGEMENT SYSTEM, HORIZONTAL, 156 X 228 MM (+/- 15 MM), (WOUND AND OSTOMY CARE) | GENERAL MEDICAL SUPPLIES (NURSING AND BURN UNIT) SUPPLEMENTARY
373 | 4231211902000 | BAG, FISTULA AND WOUND MANAGEMENT SYSTEM, VERTICAL, 156 X 228 MM (+/- 15 MM), (WOUND AND OSTOMY CARE) | GENERAL MEDICAL SUPPLIES (NURSING AND BURN UNIT) SUPPLEMENTARY
374 | 4231211902100 | BAG, FISTULA AND WOUND MANAGEMENT SYSTEM, WITH WINDOW, 156 X 228 MM (+/- 15 MM), (WOUND AND OSTOMY CARE) | GENERAL MEDICAL SUPPLIES (NURSING AND BURN UNIT) SUPPLEMENTARY
375 | 4219260200300 | CUP, FOR MOUTH RINSING, NOT LESS THAN 150 ML CAPACITY, DISPOSABLE | GENERAL MEDICAL SUPPLIES (NURSING AND BURN UNIT) SUPPLEMENTARY
376 | 4219260201100 | BOTTLE MEDICINE AMBER GRADUATED EMPTY WITH CHILD RESISTANT PLASTIC SCREW CAP 120-130 ML | GENERAL MEDICAL SUPPLIES (NURSING AND BURN UNIT) SUPPLEMENTARY
377 | 4219260201200 | BOTTLE MEDICINE AMBER GRADUATED EMPTY WITH CHILD RESISTANT PLASTIC SCREW CAP 60-70 ML | GENERAL MEDICAL SUPPLIES (NURSING AND BURN UNIT) SUPPLEMENTARY
378 | 4219260201600 | VIAL, PLASTIC, WITH PUSH AND TURN TYPE, SAFE FITTED CAPS, WIDE MOUTH, AMBER COLOR, POLYSTYRENE MATERIAL, CAPACITY: 150-170 ML | GENERAL MEDICAL SUPPLIES (NURSING AND BURN UNIT) SUPPLEMENTARY
379 | 4219260201800 | VIAL PLASTIC WITH PUSH AND TURN TYPE SAFE FITTED CAPS WIDE MOUTH AMBER COLOR POLYSTYRENE MATERIAL CAPACITY : 25-30 ML | GENERAL MEDICAL SUPPLIES (NURSING AND BURN UNIT) SUPPLEMENTARY
380 | 4219260201900 | VIAL PLASTIC WITH PUSH AND TURN TYPE SAFE FITTED CAPS WIDE MOUTH AMBER COLOR POLYSTYRENE MATERIAL CAPACITY: 45-50 ML. | GENERAL MEDICAL SUPPLIES (NURSING AND BURN UNIT) SUPPLEMENTARY
381 | 4219260202000 | VIAL PLASTIC WITH PUSH AND TURN TYPE SAFE FITTED CAPS WIDE MOUTH AMBER COLOR POLYSTYRENE MATERIAL CAPACITY : 60-70 ML | GENERAL MEDICAL SUPPLIES (NURSING AND BURN UNIT) SUPPLEMENTARY
382 | 4219260300200 | BOTTLE, INFANT FEEDING, PLASTIC WITH SCREW CAP, 120-150 ML, DISPOSABLE, STERILE | GENERAL MEDICAL SUPPLIES (NURSING AND BURN UNIT) SUPPLEMENTARY
383 | 4227192600200 | TUBE SUCTION TUBE CONNECTING 3-3.5 MM X 30 M CLEAR WITH BUBBLE EVERY 90 CM NON - STERILE | GENERAL MEDICAL SUPPLIES (NURSING AND BURN UNIT) SUPPLEMENTARY
384 | 4227192600000 | TUBE, EVACUATOR TUBE, STOMACH, SALEM SUMP, 10 FRENCH, 90 - 120 CM LONG, STERILE | GENERAL MEDICAL SUPPLIES (NURSING AND BURN UNIT) SUPPLEMENTARY
385 | 4219261200800 | JAR, OINTMENT, WHITE, WITH SECURED CAP, 170 GM / ML | GENERAL MEDICAL SUPPLIES (NURSING AND BURN UNIT) SUPPLEMENTARY
386 | 4219261200900 | JAR, OINTMENT, WHITE, WITH SECURED CAP, 250 GM / ML | GENERAL MEDICAL SUPPLIES (NURSING AND BURN UNIT) SUPPLEMENTARY
387 | 4219261201000 | JAR, OINTMENT, WHITE, WITH SECURED CAP, 500 GM / ML | GENERAL MEDICAL SUPPLIES (NURSING AND BURN UNIT) SUPPLEMENTARY
388 | 4219240100000 | CRASH CART PLASTIC SEALS LOCK EASILY BROKEN BY HAND WITH SEQUENTIAL NUMBERS OF NOT LESS THAN 6 DIGITS COLOR-CODED (RED YELLOW GREEN BLUE) | GENERAL MEDICAL SUPPLIES (NURSING AND BURN UNIT) SUPPLEMENTARY
389 | 4227201104500 | SUCTION, HANDLE, YANKAUER, PLAIN, OPEN TIP, UNVENTED, CLEAR, DISPOSABLE, STERILE | GENERAL MEDICAL SUPPLIES (NURSING AND BURN UNIT) SUPPLEMENTARY
390 | 4219182001000 | AID, POSITIONING, NEONATE, PRONE PLUS, SMALL (LESS THAN 1000 GRAMS), PROMOTES SAFE PRONE POSITIONING, WASHABLE, INDIVIDUALLY PACKAGED, REUSABLE, HOSPITAL GRADE, NONALLERGIC MATERIAL, DISPOSABLE | GENERAL MEDICAL SUPPLIES (NURSING AND BURN UNIT) SUPPLEMENTARY
391 | 4219182000000 | AID, POSITIONING, NEONATE, PRONE PLUS, MEDIUM (MORE THAN 1000 GRAMS), PROMOTES SAFE PRONE POSITIONING, WASHABLE, INDIVIDUALLY PACKAGED, REUSABLE, HOSPITAL GRADE, NONALLERGIC MATERIAL, DISPOSABLE | GENERAL MEDICAL SUPPLIES (NURSING AND BURN UNIT) SUPPLEMENTARY
392 | 4217190000000 | BAGS, TPN, EVA, SPECIFICATIONS OF: STERILE ETHYL VINYL ACETATE (EVA) AG, INJECTION PART, PP (POLYPROPYLENE AND PVC (POLY VINYL CHLORIDE), FEMA LE CONNECTOR WITH EXTRA CAP, ABS (ACRYLONITRILE BUTADIENE STYRENE), NON- LATEX INJECTION PORT, NO PHTHALATE, NUMBER OF PORT, ADD PORT, FILLING -PORT AND GIVING PORT, 6-LATEX FREE, NON-DEHP, PVC FREE, TRANSPARENT BAG, SIZE: (1000 ML) | GENERAL MEDICAL SUPPLIES (NURSING AND BURN UNIT) SUPPLEMENTARY
393 | 4231151800700 | PAD EYE OVAL ADHESIVE SIZE: 5.5 X 7.5 CM (+/- 0.5 CM) PACKING: INDIVIDUALLY WRAPPED DISPOSABLE STERILE | GENERAL MEDICAL SUPPLIES (NURSING AND BURN UNIT) SUPPLEMENTARY
394 | 4231152400800 | DRESSING GAUZE IMPREGNATED IN PLAIN PARAFFIN NON-ADHERENT SIZE 15 CM X 2-2.5 MTR/ROLL INDIVIDUALLY PACKED DISPOSABLE STERILE (WOUND AND OSTOMY CARE) | GENERAL MEDICAL SUPPLIES (NURSING AND BURN UNIT) SUPPLEMENTARY
395 | 4231152400900 | DRESSING GAUZE IMPREGNATED IN PLAIN PARAFFIN NON-ADHERENT SIZE 10 X 40 CM (+/- 2 CM ) INDIVIDUALLY PACKED DISPOSABLE STERILE (WOUND AND OSTOMY CARE) | GENERAL MEDICAL SUPPLIES (NURSING AND BURN UNIT) SUPPLEMENTARY
396 | 4231152401400 | DRESSING NON ADHERENT CONTACT LAYER IMPREGNATED WITH PETROLATUM KNITTED CELLULOSE ACETATE FABRIC 8 X 20 (+/- 2CM) DISPOSABLE STERILE (WOUND AND OSTOMY CARE) | GENERAL MEDICAL SUPPLIES (NURSING AND BURN UNIT) SUPPLEMENTARY
397 | 4231152401500 | DRESSING NON ADHERENT CONTACT LAYER IMPREGNATED WITH PETROLATUM KNITTED CELLULOSE ACETATE FABRIC 8 X 40 (+/- 2CM) DISPOSABLE STERILE (WOUND AND OSTOMY CARE) | GENERAL MEDICAL SUPPLIES (NURSING AND BURN UNIT) SUPPLEMENTARY
398 | 4231152401600 | DRESSING NON ADHERENT CONTACT LAYER IMPREGNATED WITH PETROLATUM KNITTED CELLULOSE ACETATE FABRIC 8 X 8 (+/- 2CM) DISPOSABLE STERILE (WOUND AND OSTOMY CARE) | GENERAL MEDICAL SUPPLIES (NURSING AND BURN UNIT) SUPPLEMENTARY
399 | 4231152700900 | DRESSING POSTOPERATIVE TRANSPARENT WATERPROOF BORDER WITH ABSORBENT SILVER PAD FLEXIBLE AND STRETCHABLE PAD SIZE 10 CM X 25 CM (+/- 2CM) DISPOSABLE STERILE (WOUND AND OSTOMY CARE) | GENERAL MEDICAL SUPPLIES (NURSING AND BURN UNIT) SUPPLEMENTARY
400 | 4231152701400 | DRESSING POSTOPERATIVE TRANSPARENT WATERPROOF BORDER WITH ABSORBENT PAD MOISTURE VAPOR TRANSMISSION HYPOALLERGENIC SIZE 10 CM X 12 CM (+/- 2CM) DISPOSABLE STERILE (WOUND AND OSTOMY CARE) | GENERAL MEDICAL SUPPLIES (NURSING AND BURN UNIT) SUPPLEMENTARY
401 | 4231152701500 | DRESSING POSTOPERATIVE TRANSPARENT WATERPROOF BORDER WITH ABSORBENT PAD MOISTURE VAPOR TRANSMISSION HYPOALLERGENIC SIZE 10 CM X 30 CM (+/- 2CM) DISPOSABLE STERILE (WOUND AND OSTOMY CARE) | GENERAL MEDICAL SUPPLIES (NURSING AND BURN UNIT) SUPPLEMENTARY
402 | 4231152701600 | DRESSING POSTOPERATIVE TRANSPARENT WATERPROOF BORDER WITH ABSORBENT PAD MOISTURE VAPOR TRANSMISSION HYPOALLERGENIC SIZE 5 CM X 7 CM (+/- 1CM) DISPOSABLE STERILE (WOUND AND OSTOMY CARE) | GENERAL MEDICAL SUPPLIES (NURSING AND BURN UNIT) SUPPLEMENTARY
403 | 4231152701700 | DRESSING FOR CENTRAL LINE TRANSPARENT IV SECUREMENT DRESSINGS IMPREGNATED WITH 2-3% CHLORHEXIDINE FOR CENTRAL LINES WITH SILVER HIGHLY BREATHABLE FOR MOISTURE EVAPORATION LATEX FREE PEDIATRIC SIZE 10 X 12 CM (+/- 1 CM) WATERPROOF 2 SECURING STRIP DOCUMENTATION LABEL DISPOSABLE STERILE MSDS SHOULD BE PROVIDED IN SOFT COPY ( WOUND AND OSTOMY CARE) | GENERAL MEDICAL SUPPLIES (NURSING AND BURN UNIT) SUPPLEMENTARY
404 | 4231152701800 | DRESSING, ODOR CONTROL ACTIVATED CHARCOAL, WITH SILVER, COVERED WITH SLEEVE, SIZE 10 X 10 CM (+/-2 CM), STERILE, (WOUND AND OSTOMY CARE) | GENERAL MEDICAL SUPPLIES (NURSING AND BURN UNIT) SUPPLEMENTARY
405 | 4231151700500 | SPRAY PROTECTIVE SKIN BARRIER FILM NON-ALCOHOL NO STING 25 - 50 ML (WOUND AND OSTOMY) | GENERAL MEDICAL SUPPLIES (NURSING AND BURN UNIT) SUPPLEMENTARY
406 | 4231152702000 | DRESSING TRANSPARENT FOR MEDICAL IV LATEX FREE BREATHABLE WATERPROOF WITH DOCUMENTATION LABEL SIZE 6 X 7 CM STERILE | GENERAL MEDICAL SUPPLIES (NURSING AND BURN UNIT) SUPPLEMENTARY
407 | 4231152704000 | DRESSING TOE FINGER SHAPE LARGE POLYMERIC MEMBRANE SUPER ABSORBENT NON-ADHESIVE WITH SURFACTANT GLYCERIN SEMIPERMEABLE DISPOSABLE STERILE SUITABLE FOR EB PATIENTS (WOUND AND OSTOMY CARE) | GENERAL MEDICAL SUPPLIES (NURSING AND BURN UNIT) SUPPLEMENTARY
408 | 4231152704100 | DRESSING TOE FINGER SHAPE MEDIUM POLYMERIC MEMBRANE SUPERABSORBENT NON-ADHESIVE WITH SURFACTANT GLYCERIN SEMI PERMEABLE DISPOSABLE STERILE SUITABLE FOR EB PATIENTS (WOUND AND OSTOMY CARE) | GENERAL MEDICAL SUPPLIES (NURSING AND BURN UNIT) SUPPLEMENTARY
409 | 4231152704200 | DRESSING TOE FINGER SHAPE SMALL POLYMERIC MEMBRANE SUPERABSORBENT NON-ADHESIVE WITH SURFACTANT GLYCERIN SEMI PERMEABLE DISPOSABLE STERILE SUITABLE FOR EB PATIENTS (WOUND AND OSTOMY CARE) | GENERAL MEDICAL SUPPLIES (NURSING AND BURN UNIT) SUPPLEMENTARY
410 | 4231152704300 | DRESSING, TOPICAL PROTEASE MODULATING MATRIX CELLULOSE, AND COLLAGEN, 115 CM2 (+/- 15 CM2), STERILE, (WOUND AND OSTOMY CARE) | GENERAL MEDICAL SUPPLIES (NURSING AND BURN UNIT) SUPPLEMENTARY
411 | 4231152704600 | DRESSING POSTOPERATIVE TRANSPARENT WATERPROOF BORDER WITH ABSORBENT PAD MOISTURE VAPOR TRANSMISSION HYPOALLERGENIC SIZE 10 CM X 20 CM (+/- 2CM) DISPOSABLE STERILE (WOUND AND OSTOMY CARE) | GENERAL MEDICAL SUPPLIES (NURSING AND BURN UNIT) SUPPLEMENTARY
412 | 4231152705000 | DRESSING, PRE MOISTURE, HIGHLY ABSORBENT, SELF ADAPTIVE WOUND DRESSING, NON-ADHESIVE, SIZE 10 X 10 (+/- 2CM), DISPOSABLE, STERILE, ( WOUND AND OSTOMY CARE ) | GENERAL MEDICAL SUPPLIES (NURSING AND BURN UNIT) SUPPLEMENTARY
413 | 4231154001000 | DRESSING, NANO CRYSTALLINE SILVER, SIZE 10 X 10 CM, DISPOSABLE, STERILE, (WOUND AND OSTOMY CARE) | GENERAL MEDICAL SUPPLIES (NURSING AND BURN UNIT) SUPPLEMENTARY
414 | 4231154001100 | DRESSING, NANOCRYSTALLINE SILVER, SIZE 5 X 5 CM, DISPOSABLE, STERILE, (WOUND AND OSTOMY CARE) | GENERAL MEDICAL SUPPLIES (NURSING AND BURN UNIT) SUPPLEMENTARY
415 | 4231154001200 | DRESSING, ALGINATE WITH SILVER AND CARBOXY METHYL CELLULOSE, COVERED WITH NON ADHERENT LAYER, SIZE 2 OR 2.5 X NOT LESS THAN 30 CM, STERILE, (WOUND AND OSTOMY CARE) | GENERAL MEDICAL SUPPLIES (NURSING AND BURN UNIT) SUPPLEMENTARY
416 | 4231154001400 | DRESSING, ALGINATE WITH SILVER AND CARBOXY METHYL CELLULOSE, COVERED WITH NON ADHERENT LAYER, SIZE 10 X 10 CM, STERILE, (WOUND AND OSTOMY CARE) | GENERAL MEDICAL SUPPLIES (NURSING AND BURN UNIT) SUPPLEMENTARY
417 | 4231154001500 | DRESSING, ALGINATE WITH SILVER AND CARBOXY METHYL CELLULOSE, COVERED WITH NON ADHERENT LAYER, SIZE 10 X 20 CM, STERILE, (WOUND AND OSTOMY CARE) | GENERAL MEDICAL SUPPLIES (NURSING AND BURN UNIT) SUPPLEMENTARY
418 | 4231154001600 | DRESSING, MANUKA HONEY, WITH ALGINATE DRESSING, SIZE 5 X 5 CM (+/-1 CM), DISPOSABLE, STERILE, (WOUND AND OSTOMY CARE) | GENERAL MEDICAL SUPPLIES (NURSING AND BURN UNIT) SUPPLEMENTARY
419 | 4231154001700 | DRESSING MANUKA HONEY WITH ALGINATE SIZE 12 X 12 CM (+/-2 CM ) DISPOSABLE STERILE ( WOUND AND OSTOMY CARE ) | GENERAL MEDICAL SUPPLIES (NURSING AND BURN UNIT) SUPPLEMENTARY
420 | 4231152702500 | DRESSING FILM TRANSPARENT ULTRA THIN BREATHABLE SOFT SILICONE HYPOALLERGENIC FOR FRAGILE SKIN SIZE 6 X 7 CM (+/- 2 CM) DISPOSABLE STERILE (WOUND AND OSTOMY CARE) | GENERAL MEDICAL SUPPLIES (NURSING AND BURN UNIT) SUPPLEMENTARY
421 | 4217190000100 | BAGS, TPN, EVA, SPECIFICATIONS OF: STERILE ETHYL VINYL ACETATE (EVA) AG, INJECTION PART, PP (POLYPROPYLENE AND PVC (POLY VINYL CHLORIDE), FEMA LE CONNECTOR WITH EXTRA CAP, ABS (ACRYLONITRILE BUTADIENE STYRENE), NON - LATEX INJECTION PORT, NO PHTHALATE, NUMBER OF PORT, ADD PORT, FILLING - PORT AND GIVING PORT, 6 - LATEX FREE, NON - DEHP, PVC FREE, TRANSPARENT BAG, SIZE : (250 ML) | GENERAL MEDICAL SUPPLIES (NURSING AND BURN UNIT) SUPPLEMENTARY
422 | 4231151700100 | SPRAY, DRESSING SPRAY, NON MEDICATED SURGICAL FOR PROTECTION AGAINST SKIN BURN AND WOUND, 200-300 ML, (WOUND AND OSTOMY CARE) | GENERAL MEDICAL SUPPLIES (NURSING AND BURN UNIT) SUPPLEMENTARY
423 | 4231151566500 | DRESSING NON ADHERENT CONTACT LAYER NANO-OLIGO SACCHARIDE FACTOR WITH NON OCCLUSIVE LIPIDO-COLLOID SIZE 5X7 CM (+/- 1 CM) (WOUND AND OSTOMY) | GENERAL MEDICAL SUPPLIES (NURSING AND BURN UNIT) SUPPLEMENTARY
424 | 4231151502000 | DRESSING, HYDROCOLLOID, THIN, 2.5 X 5 CM (+/- 0.5), DISPOSABLE, STERILE, (WOUND AND OSTOMY CARE) | GENERAL MEDICAL SUPPLIES (NURSING AND BURN UNIT) SUPPLEMENTARY
425 | 4231151502100 | DRESSING, HYDROCOLLOID, SACRUM SHAPE, 16 X 18 CM (+/- 2CM), DISPOSABLE, STERILE, (WOUND AND OSTOMY CARE) | GENERAL MEDICAL SUPPLIES (NURSING AND BURN UNIT) SUPPLEMENTARY
426 | 4231151502200 | DRESSING, HYDROCOLLOID, THIN, 10 X 10 CM, DISPOSABLE, STERILE, (WOUND AND OSTOMY CARE) | GENERAL MEDICAL SUPPLIES (NURSING AND BURN UNIT) SUPPLEMENTARY
427 | 4231151502300 | DRESSING, HYDROCOLLOID, THIN, 5 X 5 CM, DISPOSABLE, STERILE, (WOUND AND OSTOMY CARE) | GENERAL MEDICAL SUPPLIES (NURSING AND BURN UNIT) SUPPLEMENTARY
428 | 4231151502400 | DRESSING NON ADHERENT CONTACT LAYER LIPIDO COLLOID WITH SILVER 10 X 12 CM (+/-1 CM) SUITABLE FOR EB PATIENTS DISPOSABLE STERILE (WOUND AND OSTOMY CARE) | GENERAL MEDICAL SUPPLIES (NURSING AND BURN UNIT) SUPPLEMENTARY
429 | 4231151502600 | DRESSING NON ADHERENT CONTACT LAYER LIPIDO COLLOID WITH SILVER 5 X 5 CM (+/-1CM) SUITABLE FOR EB PATIENTS DISPOSABLE STERILE (WOUND AND OSTOMY CARE) | GENERAL MEDICAL SUPPLIES (NURSING AND BURN UNIT) SUPPLEMENTARY
430 | 4231151502700 | DRESSING NON ADHERENT CONTACT LAYER LIPIDO COLLOID 10 X 10 CM (+/- 2 CM) SUITABLE FOR EB PATIENTS DISPOSABLE STERILE (WOUND AND OSTOMY CARE) | GENERAL MEDICAL SUPPLIES (NURSING AND BURN UNIT) SUPPLEMENTARY
431 | 4231151502900 | DRESSING NON ADHERENT CONTACT LAYER LIPIDO COLLOID 15 X 20 CM (+/- 2 CM) SUITABLE FOR EB PATIENTS DISPOSABLE STERILE (WOUND AND OSTOMY CARE) | GENERAL MEDICAL SUPPLIES (NURSING AND BURN UNIT) SUPPLEMENTARY
432 | 4231151503000 | DRESSING NON ADHERENT CONTACT LAYER LIPIDO COLLOID 5 X 5 CM (+/- 1 CM) SUITABLE FOR EB PATIENTS DISPOSABLE STERILE (WOUND AND OSTOMY CARE) | GENERAL MEDICAL SUPPLIES (NURSING AND BURN UNIT) SUPPLEMENTARY
433 | 4231151503100 | DRESSING NON ADHERENT CONTACT LAYER SOFT SILICONE PAINLESS SIZE 10 X 18 CM (+/-2 CM) SUITABLE FOR EB PATIENTS DISPOSABLE STERILE (WOUND AND OSTOMY CARE) | GENERAL MEDICAL SUPPLIES (NURSING AND BURN UNIT) SUPPLEMENTARY
434 | 4231151503200 | DRESSING NON ADHERENT CONTACT LAYER SOFT SILICONE PAINLESS SIZE 20 X 30 CM (+/-2 CM) SUITABLE FOR EB PATIENTS DISPOSABLE STERILE (WOUND AND OSTOMY CARE) | GENERAL MEDICAL SUPPLIES (NURSING AND BURN UNIT) SUPPLEMENTARY
435 | 4231151503300 | DRESSING NON ADHERENT CONTACT LAYER SOFT SILICONE PAINLESS SIZE 5 X 7 CM (+/-1 CM) SUITABLE FOR EB PATIENTS DISPOSABLE STERILE (WOUND AND OSTOMY CARE) | GENERAL MEDICAL SUPPLIES (NURSING AND BURN UNIT) SUPPLEMENTARY
436 | 4231151503400 | DRESSING NON ADHERENT CONTACT LAYER SOFT SILICONE PAINLESS SIZE 7 X 10 CM (+/-1 CM) SUITABLE FOR EB PATIENTS DISPOSABLE STERILE (WOUND AND OSTOMY CARE) | GENERAL MEDICAL SUPPLIES (NURSING AND BURN UNIT) SUPPLEMENTARY
437 | 4231151503800 | DRESSING ABSORBENT EXTRA STRENGTH HYDROFIBER WITHOUT SILVER TRANSFORM INTO SOFT AND FLEXIBLE GEL FIBER ONCE ABSORBS WITH WOUND E = XUDATE AND REMAINS MOIST SIZE 2-2.5 X 45-50 CM STERILE (WOUND AND OSTOMY CARE) | GENERAL MEDICAL SUPPLIES (NURSING AND BURN UNIT) SUPPLEMENTARY
438 | 4231151505000 | DRESSING NOT LESS THAN FIVE LAYERS WITH SOFT SILICONE SILVER FOAM ADHESIVE BORDER ABSORBENT FIBER LAYER LOCK IN EXUDATE UNDER C = OMPRESSION WEAR TIME NOT LESS THAN 24 HOURS SACRUM SHAPE SIZE 23 X 23 CM (+/- 2CM) DISPOSABLE STERILE (WOUND AND OSTOMY CARE) | GENERAL MEDICAL SUPPLIES (NURSING AND BURN UNIT) SUPPLEMENTARY
439 | 4217190000200 | BAGS, TPN, EVA, SPECIFICATIONS OF: STERILE ETHYL VINYL ACETATE (EVA) AG, INJECTION PART, PP (POLYPROPYLENE AND PVC (POLY VINYL CHLORIDE), FEMA LE CONNECTOR WITH EXTRA CAP, ABS (ACRYLONITRILE BUTADIENE STYRENE), NON - LATEX INJECTION PORT, NO PHTHALATE, NUMBER OF PORT, ADD PORT, FILLING - PORT AND GIVING PORT, 6 - LATEX FREE, NON - DEHP, PVC FREE, TRANSPARENT BAG, SIZE : 3000 ML | GENERAL MEDICAL SUPPLIES (NURSING AND BURN UNIT) SUPPLEMENTARY
440 | 4231151513200 | DRESSING NON ADHERENT CONTACT LAYER AMMONIUM POLYACRYLATE POLYMER POLY-ABSORBENT FIBERS WITH LIPIDO-COLLOID WITH SILVER SIZE 6X6 CM (+/- 1 CM) (WOUND AND OSTOMY) | GENERAL MEDICAL SUPPLIES (NURSING AND BURN UNIT) SUPPLEMENTARY
441 | 4231151517300 | DRESSING ABSORBENT EXTRA STRENGTH HYDROFIBER WITH SILVER TRANSFORM INTO SOFT AND FLEXIBLE GEL FIBER ONCE ABSORBS WITH WOUND EXUDATE AND REMAINS MOIST FOR BURN SIZE 23 X 100 CM (+/- 5 CM) STERILE (WOUND AND OSTOMY CARE) | GENERAL MEDICAL SUPPLIES (NURSING AND BURN UNIT) SUPPLEMENTARY
442 | 4231151521400 | DRESSING NON ADHERENT CONTACT LAYER SOFT SILICONE SIZE 8 X 10 CM (+/- 2 CM) STERILE (WOUND AND OSTOMY CARE) | GENERAL MEDICAL SUPPLIES (NURSING AND BURN UNIT) SUPPLEMENTARY
443 | 4231151525500 | DRESSING NON ADHERENT CONTACT LAYER WITH SILICONE SIZE LARGE FINGER DISPOSABLE STERILE (WOUND AND OSTOMY CARE) | GENERAL MEDICAL SUPPLIES (NURSING AND BURN UNIT) SUPPLEMENTARY
444 | 4231151529600 | DRESSING NON ADHERENT CONTACT LAYER WITH SILICONE SIZE MEDIUM FINGER DISPOSABLE STERILE (WOUND AND OSTOMY CARE) | GENERAL MEDICAL SUPPLIES (NURSING AND BURN UNIT) SUPPLEMENTARY
445 | 4231151533700 | DRESSING NON ADHERENT CONTACT LAYER WITH SILICONE SIZE SMALL FINGER DISPOSABLE STERILE (WOUND AND OSTOMY CARE) | GENERAL MEDICAL SUPPLIES (NURSING AND BURN UNIT) SUPPLEMENTARY
446 | 4231151537800 | DRESSING NANO-OLIGO SACCHARIDE FACTOR POLYACRYLATE POLY ABSORBENT FIBERS IMPREGNATED WITH LIPIDO-COLLOID WITHOUT SILICON BORDER SIZE 10 X 10 CM (+/- 2 CM) (WOUND AND OSTOMY CARE) | GENERAL MEDICAL SUPPLIES (NURSING AND BURN UNIT) SUPPLEMENTARY
447 | 4231151541900 | DRESSING NANO-OLIGO SACCHARIDE FACTOR POLYACRYLATE POLY ABSORBENT FIBERS IMPREGNATED WITH LIPIDO-COLLOID WITHOUT SILICON BORDER SIZE 6 X 6 CM (+/- 1 CM) (WOUND AND OSTOMY CARE) | GENERAL MEDICAL SUPPLIES (NURSING AND BURN UNIT) SUPPLEMENTARY
448 | 4231151546000 | DRESSING NANO-OLIGO SACCHARIDE FACTOR POLYACRYLATE POLY ABSORBENT FIBERS IMPREGNATED WITH LIPIDO-COLLOID ADHESIVE SILICON BORDER SIZE 10 X 10 CM (+/- 2 CM) (WOUND AND OSTOMY CARE) | GENERAL MEDICAL SUPPLIES (NURSING AND BURN UNIT) SUPPLEMENTARY
449 | 4231151550100 | DRESSING NON ADHERENT CONTACT LAYER AMMONIUM POLYACRYLATE POLYMER POLY-ABSORBENT FIBERS WITH LIPIDO-COLLOID WITH SILVER SIZE 10X10 CM (+/- 2 CM) (WOUND AND OSTOMY) | GENERAL MEDICAL SUPPLIES (NURSING AND BURN UNIT) SUPPLEMENTARY
450 | 4231151554200 | DRESSING NON ADHERENT CONTACT LAYER AMMONIUM POLYACRYLATE POLYMER POLY-ABSORBENT FIBERS WITH LIPIDO-COLLOID WITH SILVER SIZE 15X15 CM (+/- 2 CM) (WOUND AND OSTOMY) | GENERAL MEDICAL SUPPLIES (NURSING AND BURN UNIT) SUPPLEMENTARY
451 | 4231151558300 | DRESSING NON ADHERENT CONTACT LAYER NANO-OLIGO SACCHARIDE FACTOR WITH NON OCCLUSIVE LIPIDO-COLLOID SIZE 10X10 CM (+/- 2 CM) (WOUND AND OSTOMY) | GENERAL MEDICAL SUPPLIES (NURSING AND BURN UNIT) SUPPLEMENTARY
452 | 4231151562400 | DRESSING NON ADHERENT CONTACT LAYER NANO-OLIGO SACCHARIDE FACTOR WITH NON OCCLUSIVE LIPIDO-COLLOID SIZE 15X20 CM (+/- 2 CM) (WOUND AND OSTOMY) | GENERAL MEDICAL SUPPLIES (NURSING AND BURN UNIT) SUPPLEMENTARY
453 | 4231154002900 | DRESSING SOFT CALCIUM-SODIUM ALGINATE FIBER WITHOUT SILVER HIGHLY ABSORBENT CONTROL MINOR BLEEDING SIZE 2 OR 2.5 X NOT LESS THAN 30 CM STERILE (WOUND AND OSTOMY CARE) | GENERAL MEDICAL SUPPLIES (NURSING AND BURN UNIT) SUPPLEMENTARY
454 | 4231154003200 | DRESSING HYDROGEL TUBE 25-30 GM (WOUND AND OSTOMY CARE) | GENERAL MEDICAL SUPPLIES (NURSING AND BURN UNIT) SUPPLEMENTARY
455 | 4231154003500 | DRESSING ABSORBENT EXTRA STRENGTH HYDROFIBER WITH SILVER TRANSFORM INTO SOFT AND FLEXIBLE GEL FIBER ONCE ABSORBS WITH WOUND EXUDATE AND REMAINS MOIST SIZE 5 X 5 CM STERILE (WOUND AND OSTOMY CARE) | GENERAL MEDICAL SUPPLIES (NURSING AND BURN UNIT) SUPPLEMENTARY
456 | 4231154005300 | DRESSING, ALGINATE WITH SILVER AND CARBOXY METHYL CELLULOSE, COVERED WITH NON ADHERENT LAYER, SIZE 5 X 5 CM, STERILE, (WOUND AND OSTOMY CARE) | GENERAL MEDICAL SUPPLIES (NURSING AND BURN UNIT) SUPPLEMENTARY
457 | 4231154610900 | DRESSING NEONATAL TWO PARTS OF DRESSING WATERPROOF USED TO SECURE A MULTITUDE OF ITEMS TO SKIN TRANSPARENT REMOVABLE WITH ADHESIVE REMOVER SIZE 5 X 5 CM (+/- 1.5 CM) INDIVIDUALLY PACKAGED DISPOSABLE STERILE | GENERAL MEDICAL SUPPLIES (NURSING AND BURN UNIT) SUPPLEMENTARY
458 | 4231154613400 | DRESSING ADHESIVE BAND-AID WATERPROOF ROUND SIZE: 22 - 25 MM | GENERAL MEDICAL SUPPLIES (NURSING AND BURN UNIT) SUPPLEMENTARY
459 | 4231154613500 | DRESSING FLEXIBLE AND STRETCHABLE FOAM FIVE LAYERS ABSORBENT LOCK IN EXUDATE UNDER COMPRESSION WEAR TIME NOT LESS THAN 24 HOURS WITH SOFT SILICON FOAM ADHESIVE BORDER PERMEABLE SIZE 15 X 15 CM (+\-2) DISPOSABLE STERILE (WOUND AND OSTOMY CARE | GENERAL MEDICAL SUPPLIES (NURSING AND BURN UNIT) SUPPLEMENTARY
460 | 4231155202500 | TAPE ADHESIVE HYPOALLERGENIC POROUS TRANSLUCENT SIZE: 10 CM X 9 M APPROXIMATELY | GENERAL MEDICAL SUPPLIES (NURSING AND BURN UNIT) SUPPLEMENTARY
461 | 4227250011300 | SET, ADMINISTRATION, NON-VENTED / VENTED, ADD-IMED PRIMARY WITH CHECK VALVE 20 DROPS / ML, IT SHOULD BE COMPATIBLE WITH HOSPITAL MACHINE, STERILE | GENERAL MEDICAL SUPPLIES (NURSING AND BURN UNIT) SUPPLEMENTARY
462 | 4227250011200 | SET, ADMINISTRATION, ISL LIGHT-SENSITIVE, INFUSION SOLUTION OPAQUE, 250 CM, IT SHOULD BE COMPATIBLE WITH HOSPITAL MACHINE, DISPOSABLE, STERILE | GENERAL MEDICAL SUPPLIES (NURSING AND BURN UNIT) SUPPLEMENTARY
463 | 4227250011100 | SET, ADMINISTRATION, INTRAVENOUS, 68 INCH, TUBING 15 / 20 DROPS / ML, NON VENTED, WITH NEEDLE ADAPTOR LUER LOCK, DISPOSABLE, STERILE | GENERAL MEDICAL SUPPLIES (NURSING AND BURN UNIT) SUPPLEMENTARY
464 | 4227250010800 | PENLIGHT, DIAGNOSTIC LIGHTWEIGHT, RE - USABLE, WITHOUT BATTERIES, OR WITH SEPARATE BATTERIES | GENERAL MEDICAL SUPPLIES (NURSING AND BURN UNIT) SUPPLEMENTARY
465 | 4227250010700 | EXTENSION TUBING Y SHAPE MICROBORE 15 CM (+/- 1CM) APPROXIMATELY WITH NEEDLE FREE CAP RIGID DEHP FREE DISPOSABLE STERILE | GENERAL MEDICAL SUPPLIES (NURSING AND BURN UNIT) SUPPLEMENTARY
466 | 4219181400100 | PROBE, FOR TEMPERATURE, NEONATE, COMPATIBLE WITH GIRAFFE INCUBATOR, DISPOSABLE | GENERAL MEDICAL SUPPLIES (NURSING AND BURN UNIT) SUPPLEMENTARY
467 | 4219181400600 | PROBE, FOR TEMPERATURE, FOR PEDIATRIC SKIN, IT SHOULD BE COMPATIBLE WITH DRAGER, DISPOSABLE | GENERAL MEDICAL SUPPLIES (NURSING AND BURN UNIT) SUPPLEMENTARY
468 | 4219181401600 | PROBE, FOR TEMPERATURE, SKIN, COMPATIBLE WITH NEONATAL TOTAL BODY COOLING, COMPATIBLE WITH TECOTHERM, NEONATE, DISPOSABLE, STERILE | GENERAL MEDICAL SUPPLIES (NURSING AND BURN UNIT) SUPPLEMENTARY
469 | 4231155208200 | BANDAGE, SELF ADHESIVE, ELASTIC, NON-WOVEN, 5 CM X 4 TO 6 METER, STRETCHED SINGLE ROLL | GENERAL MEDICAL SUPPLIES (NURSING AND BURN UNIT) SUPPLEMENTARY
470 | 4231155208400 | TAPE SELF ADHESIVE HYPOALLERGENIC SURGICAL PAPER SIZE: 5 CM X 9 M APPROXIMATELY | GENERAL MEDICAL SUPPLIES (NURSING AND BURN UNIT) SUPPLEMENTARY
471 | 4231155208500 | TAPE SELF ADHESIVE HYPOALLERGENIC SURGICAL PAPER SIZE: 7.5 CM X 9 M APPROXIMATELY | GENERAL MEDICAL SUPPLIES (NURSING AND BURN UNIT) SUPPLEMENTARY
472 | 4231155208600 | TAPE SELF ADHESIVE SILK EASILY CUT WITHOUT SCISSOR SIZE: 7.5 CM X 9 M APPROXIMATELY | GENERAL MEDICAL SUPPLIES (NURSING AND BURN UNIT) SUPPLEMENTARY
473 | 4231155208900 | TAPE SILICONE ADHESIVE 2 CM X 3 - 4 M ROLL (WOUND AND OSTOMY CARE) | GENERAL MEDICAL SUPPLIES (NURSING AND BURN UNIT) SUPPLEMENTARY
474 | 4231155209800 | TAPE SOFT SILICONE 4 CM X NOT LESS THAN 1.5 M GENTLE WHEN REMOVE SUITABLE FOR EB PATIENTS (WOUND AND OSTOMY CARE) | GENERAL MEDICAL SUPPLIES (NURSING AND BURN UNIT) SUPPLEMENTARY
475 | 4231155209900 | TAPE SOFT SILICONE 2 CM X NOT LESS THAN 1.5 M GENTLE WHEN REMOVE SUITABLE FOR EB PATIENTS (WOUND AND OSTOMY CARE) | GENERAL MEDICAL SUPPLIES (NURSING AND BURN UNIT) SUPPLEMENTARY
476 | 4231155300500 | BANDAGE, STOCKINETTE, PLAIN, 15 CM X 20-25 M, UNBLEACHED | GENERAL MEDICAL SUPPLIES (NURSING AND BURN UNIT) SUPPLEMENTARY
477 | 4219181401700 | PROBE, ORAL TEMPERATURE, FOR THERMOMETER, ELECTRONIC, COMPATIBLE WITH WELCH ALLYN | GENERAL MEDICAL SUPPLIES (NURSING AND BURN UNIT) SUPPLEMENTARY
478 | 4227250002300 | TUBING, PLASTICIZED, MALE / MALE LUER, Y-EXTENSION WITH ONE-WAY CHECK VALVE WITH FEMALE LUER, 173 CM (+/- 5CM) | GENERAL MEDICAL SUPPLIES (NURSING AND BURN UNIT) SUPPLEMENTARY
479 | 4231160001600 | SYRINGE, 5 ML, PREFILLED, WITH 5 ML, 0.9 % SALINE, TO BE USED WITHIN A STERILE FIELD, DISPOSABLE | GENERAL MEDICAL SUPPLIES (NURSING AND BURN UNIT) SUPPLEMENTARY
480 | 4231160600800 | DRESSING HYDRO BALANCE FOR WOUND PLAIN SIZE 10 X 10 CM (+\-2) STERILE SUITABLE FOR EB PATIENTS (WOUND AND OSTOMY CARE) | GENERAL MEDICAL SUPPLIES (NURSING AND BURN UNIT) SUPPLEMENTARY
481 | 4231160706100 | DRESSING NOT LESS THAN FOUR LAYERS ABSORBENT WITH SOFT SILICON FOAM ADHESIVE BORDER PERMEABLE SIZE 15 X 20 CM (+\-2) DISPOSABLE STERILE ( WOUND AND OSTOMY CARE ) | GENERAL MEDICAL SUPPLIES (NURSING AND BURN UNIT) SUPPLEMENTARY
482 | 4231170400100 | REMOVER, ADHESIVE, STING FREE, 50 ML, SPRAY, (WOUND AND OSTOMY CARE) | GENERAL MEDICAL SUPPLIES (NURSING AND BURN UNIT) SUPPLEMENTARY
483 | 4231170400700 | WIPES ADHESIVE REMOVAL INDIVIDUAL PACKAGING FOR REMOVAL OF STICKY ADHERENTS IN SAFE MANNER FROM FRAGILE SKIN HYPOALLERGENIC DI = SPOSABLE STERILE (WOUND AND OSTOMY CARE) | GENERAL MEDICAL SUPPLIES (NURSING AND BURN UNIT) SUPPLEMENTARY
484 | 4231200502100 | ADHESIVE, FOR SKIN, TOPICAL, (OCTYL OR BUTYL) TO BE PROVIDED WITH 0.7 ML APPLICATOR, TO CLOSE WOUNDS UP TO 15 CM, WITH A SINGLE LAYER APPLICATION, DISPOSABLE, STERILE | GENERAL MEDICAL SUPPLIES (NURSING AND BURN UNIT) SUPPLEMENTARY
485 | 4229541512100 | POWDER, BABY, 100 GM, BOTTLE, FRAGMENT FREE | GENERAL MEDICAL SUPPLIES (NURSING AND BURN UNIT) SUPPLEMENTARY
486 | 4231154610800 | DRESSING, NON-WOVEN, ADHESIVE, WITH ABSORBENT NON ADHERENT PAD, 8 X 15 CM (+/- 1 CM), (WOUND AND OSTOMY CARE) | GENERAL MEDICAL SUPPLIES (NURSING AND BURN UNIT) SUPPLEMENTARY
487 | 4227250031800 | SET, IV SOLUTION ADMINISTRATION, VENTED WITH Y-INJECTION SITE, BURRED TYPE 150 X 60 DROPS FOR ABBOTT, LIFE CARE 5000 XL INFUSION PUMP, DISPOSABLE, STERILE | GENERAL MEDICAL SUPPLIES (NURSING AND BURN UNIT) SUPPLEMENTARY
488 | 4231154610600 | DRESSING TRANSPARENT FOR MEDICAL IV LATEX FREE BREATHABLE WATERPROOF WITH 2 PARTS (TRANSPARENT AND CLOTH LIKE) HAVING 2 SECURING STRIPS WITH DOCUMENTATION LABEL SIZE 7 X 8.5 CM STERILE | GENERAL MEDICAL SUPPLIES (NURSING AND BURN UNIT) SUPPLEMENTARY
489 | 4231154610400 | BANDAGE, SELF ADHESIVE, ELASTIC, NON - WOVEN, 10 CM X 4 TO 6 METER, STRETCHED SINGLE ROLL | GENERAL MEDICAL SUPPLIES (NURSING AND BURN UNIT) SUPPLEMENTARY
490 | 4231154501800 | DRESSING NON ADHERENT CONTACT LAYER IMPREGNATED WITH POVIDONE IODINE 5 X 5 CM (+/- 2CM) DISPOSABLE STERILE (WOUND AND OSTOMY CARE) | GENERAL MEDICAL SUPPLIES (NURSING AND BURN UNIT) SUPPLEMENTARY
491 | 4231154503000 | DRESSING BURN PAD 55 X 75 CM MADE OF COTTON TISSUE ENCLOSED INTO NOT LESS THAN 20 THREAD/CM GAUZE LOCK-STITCHED ALL EDGES BUNDLED AND PROVIDED WITH SAFETY PINS 1PC/PACK DISPOSABLE STERILE (WOUND AND OSTOMY CARE) | GENERAL MEDICAL SUPPLIES (NURSING AND BURN UNIT) SUPPLEMENTARY
492 | 4231154503100 | DRESSING BURN PAD 75 X 90 CM MADE OF COTTON TISSUE ENCLOSED INTO NOT LESS THAN 20 THREAD/CM GAUZE LOCK-STITCHED ALL EDGES BUNDLED AND PROVIDED WITH SAFETY PINS 1PC/PACK DISPOSABLE STERILE (WOUND AND OSTOMY CARE) | GENERAL MEDICAL SUPPLIES (NURSING AND BURN UNIT) SUPPLEMENTARY
493 | 4231154503200 | DRESSING FOR NEGATIVE PRESSURE WOUND THERAPY (NPWT) FOR OPEN ABDOMEN DISPOSABLE STERILE IT SHOULD BE COMPATIBLE WITH THE HOSPITAL MACHINE (WOUND AND OSTOMY CARE) | GENERAL MEDICAL SUPPLIES (NURSING AND BURN UNIT) SUPPLEMENTARY
494 | 4231154503600 | DRESSING, ODOR CONTROL ACTIVATED CHARCOAL, COVERED WITH SLEEVE, SIZE 10 X 10 CM (+/-2 CM), STERILE, (WOUND AND OSTOMY CARE) | GENERAL MEDICAL SUPPLIES (NURSING AND BURN UNIT) SUPPLEMENTARY
495 | 4231154503800 | BANDAGE, ELASTIC GAUZE CONFORMING, 10 CM X 4-4.5 M, PEEL PACK, STERILE | GENERAL MEDICAL SUPPLIES (NURSING AND BURN UNIT) SUPPLEMENTARY
496 | 4231154503900 | BANDAGE, ELASTIC GAUZE CONFORMING, 15 CM X 4-4.5 M, PEEL PACK, STERILE | GENERAL MEDICAL SUPPLIES (NURSING AND BURN UNIT) SUPPLEMENTARY
497 | 4231154504000 | BANDAGE, ELASTIC GAUZE CONFORMING, 5 CM X 4-4.5 M, PEEL PACK, STERILE | GENERAL MEDICAL SUPPLIES (NURSING AND BURN UNIT) SUPPLEMENTARY
498 | 4231154504200 | DRESSING, SUPER ABSORBENT, POLYURETHANE, FLUID RETENTION, NON-ADHESIVE, INDIVIDUALLY PACKED, SIZE 20 X 20 CM (+\-2), DISPOSABLE, STERILE, ( WOUND AND OSTOMY CARE ) | GENERAL MEDICAL SUPPLIES (NURSING AND BURN UNIT) SUPPLEMENTARY
499 | 4231154504500 | DRESSING NON-ABSORBENT PAD ANTIBACTERIAL WORK WITH PHYSICAL ATTRACTION SIZE 10 X 20 CM (+/- 2CM) DISPOSABLE STERILE ( WOUND AND OSTOMY CARE ) | GENERAL MEDICAL SUPPLIES (NURSING AND BURN UNIT) SUPPLEMENTARY
500 | 4231154504600 | DRESSING, NON-ABSORBENT PAD, ANTIBACTERIAL, WORK WITH PHYSICAL ATTRACTION, SIZE 7 X 9 CM (+/- 2CM), DISPOSABLE, STERILE, ( WOUND AND OSTOMY CARE ) | GENERAL MEDICAL SUPPLIES (NURSING AND BURN UNIT) SUPPLEMENTARY
501 | 4231154504800 | DRESSING, NON-WOVEN, ADHESIVE, WITH ABSORBENT NON ADHERENT PAD, 10 X 30 CM (+/- 1 CM), (WOUND AND OSTOMY CARE) | GENERAL MEDICAL SUPPLIES (NURSING AND BURN UNIT) SUPPLEMENTARY
502 | 4231154506000 | DRESSING NON ADHERENT CONTACT LAYER WITH SILICONE SIZE BIG TOE DISPOSABLE STERILE (WOUND AND OSTOMY CARE) | GENERAL MEDICAL SUPPLIES (NURSING AND BURN UNIT) SUPPLEMENTARY
503 | 4231154507800 | PAD, FOAMLESS, WEB SHAPED CIRCULAR, WITH ONE METER FLEXIBLE THIN TUBE, CONNECTED TO THE OXYGEN GENERATOR AND PURIFIER, STERILE, DISPOSABLE, (1 MACHINE FREE OF CHARGE WITH EACH 90 PAD), (WOUND AND OSTOMY CARE) | GENERAL MEDICAL SUPPLIES (NURSING AND BURN UNIT) SUPPLEMENTARY
504 | 4231154507900 | GAUZE SWAB (100% COTTON) 16 PLY X - RAY DETECTABLE WHITE FOLDED EDGES AND STITCHES TO ALL SIDES NOT LESS THAN 15 THREADS/CM2 BLEACHED DOUBLE WRAPPED SIZE: 5 X 5 CM DISPOSABLE STERILE | GENERAL MEDICAL SUPPLIES (NURSING AND BURN UNIT) SUPPLEMENTARY
505 | 4231154508000 | TRAUMA BANDAGE ELASTIC WITH ABSORBENT PAD PRESSURE APPLICATOR TO STOP HEAVY BLEEDING 10 CM X 4-5 M | GENERAL MEDICAL SUPPLIES (NURSING AND BURN UNIT) SUPPLEMENTARY
506 | 4231154508100 | TRAUMA BANDAGE ELASTIC WITH ABSORBENT PAD PRESSURE APPLICATOR TO STOP HEAVY BLEEDING 20 CM X 4-5 M | GENERAL MEDICAL SUPPLIES (NURSING AND BURN UNIT) SUPPLEMENTARY
507 | 4231154601100 | DRESSING, NON-WOVEN, ADHESIVE, WITH ABSORBENT NON ADHERENT PAD, 8 X 10 CM (+/- 2 CM), STERILE, (WOUND AND OSTOMY CARE) | GENERAL MEDICAL SUPPLIES (NURSING AND BURN UNIT) SUPPLEMENTARY
508 | 4231154601300 | DRESSING, NON-WOVEN, ADHESIVE, WITH ABSORBENT NON ADHERENT PAD, 10 X 20 CM (+/- 2 CM), STERILE, (WOUND AND OSTOMY CARE) | GENERAL MEDICAL SUPPLIES (NURSING AND BURN UNIT) SUPPLEMENTARY
509 | 4231154601400 | DRESSING, NON-WOVEN, ADHESIVE, WITH ABSORBENT NON ADHERENT PAD, 10 X 35 CM (+/- 2 CM), STERILE, (WOUND AND OSTOMY CARE) | GENERAL MEDICAL SUPPLIES (NURSING AND BURN UNIT) SUPPLEMENTARY
510 | 4231154601500 | DRESSING, NON-WOVEN, ADHESIVE, WITH ABSORBENT NON ADHERENT PAD, 7 X 5 CM (+/- 0.5 CM), STERILE, (WOUND AND OSTOMY CARE) | GENERAL MEDICAL SUPPLIES (NURSING AND BURN UNIT) SUPPLEMENTARY
511 | 4231154601800 | DRESSING POSTOPERATIVE TRANSPARENT WATERPROOF BORDER WITH ABSORBENT SILVER PAD FLEXIBLE AND STRETCHABLE PAD SIZE 10 CM X 20 CM (+/- 2CM) DISPOSABLE STERILE (WOUND AND OSTOMY CARE) | GENERAL MEDICAL SUPPLIES (NURSING AND BURN UNIT) SUPPLEMENTARY
512 | 4231154609400 | TAPE SELF ADHESIVE SILK EASILY CUT WITHOUT SCISSOR SIZE: 5 CM X 9 M APPROXIMATELY | GENERAL MEDICAL SUPPLIES (NURSING AND BURN UNIT) SUPPLEMENTARY
513 | 4231154609600 | BANDAGE, ELASTIC ADHESIVE, HYPOALLERGENIC, WITH INTERLEAF PLASTIC LAYER, INDIVIDUALLY WRAPPED, PACKED IN A RIGID OUTER SUITABLE SIZE AND NOT IN A CLOTH SIZE: 15 X 450 CM | GENERAL MEDICAL SUPPLIES (NURSING AND BURN UNIT) SUPPLEMENTARY
514 | 4231154609700 | BANDAGE, ELASTIC ADHESIVE, HYPOALLERGENIC, WITH INTERLEAF PLASTIC LAYER, INDIVIDUALLY WRAPPED, PACKED IN A RIGID OUTER SUITABLE SIZE AND NOT IN A CLOTH SIZE: 2.5 X 450 CM | GENERAL MEDICAL SUPPLIES (NURSING AND BURN UNIT) SUPPLEMENTARY
515 | 4231154609800 | BANDAGE, ELASTIC ADHESIVE, HYPOALLERGENIC, WITH INTERLEAF PLASTIC LAYER, INDIVIDUALLY WRAPPED, PACKED IN A RIGID OUTER SUITABLE SIZE AND NOT IN A CLOTH SIZE: 5 X 450 CM | GENERAL MEDICAL SUPPLIES (NURSING AND BURN UNIT) SUPPLEMENTARY
516 | 4231154610100 | DRESSING NON-WOVEN ADHESIVE WITH ABSORBENT NON ADHERENT PAD 8-10 X 6 CM DISPOSABLE STERILE (WOUND AND OSTOMY CARE) | GENERAL MEDICAL SUPPLIES (NURSING AND BURN UNIT) SUPPLEMENTARY
517 | 4231154610200 | DRESSING, NON-WOVEN, ADHESIVE, WITH ABSORBENT NON ADHERENT PAD, 10 X 25 CM (+/- 1 CM), (WOUND AND OSTOMY CARE) | GENERAL MEDICAL SUPPLIES (NURSING AND BURN UNIT) SUPPLEMENTARY
518 | 4231154610300 | WOOL FELT PAD WITH ADHESIVE BACKING HIGH DENSITY FELT NON - TOXIC HYPOALLERGENIC ADHESIVE FREE OF ZINC OXIDE AND LEAVES NO RESIDUE ON THE SKIN SIZE 22 CM X 45 CM X 10 MM (WOUND AND OSTOMY CARE) | GENERAL MEDICAL SUPPLIES (NURSING AND BURN UNIT) SUPPLEMENTARY
519 | 4231154610500 | BANDAGE, SELF ADHESIVE, ELASTIC, NON-WOVEN, 2.5 CM X 4 TO 6 METER, STRETCHED SINGLE ROLL | GENERAL MEDICAL SUPPLIES (NURSING AND BURN UNIT) SUPPLEMENTARY
520 | 4227190504700 | DRAINAGE, TUBE CORRUGATED, RADIOPAQUE, SIZE: 25MM X 250MM, DISPOSABLE, STERILE | GENERAL MEDICAL SUPPLIES (NURSING AND BURN UNIT) SUPPLEMENTARY
521 | 4214390300700 | TUBE, RECTAL / FLATUS, PLASTIC, SIZE: FG 28, 40 - 60 CM LONG, DISPOSABLE, STERILE | GENERAL MEDICAL SUPPLIES (NURSING AND BURN UNIT) SUPPLEMENTARY
522 | 4214390201300 | CATHETER PICC SINGLE LUMEN POLYURETHANE PERIPHERALLY INSERTED VENOUS ACCESS FOR PREMATURE BABY AND NEONATE 1 FR LENGTH 20-25 CM W/SPLITTING NEEDLE SET RADIOPAQUE 28 GA PEEL PACK DISPOSABLE STERILE | GENERAL MEDICAL SUPPLIES (NURSING AND BURN UNIT) SUPPLEMENTARY
523 | 4214262700100 | SYRINGE, FOR INSULIN, 0.5 ML, FIXED GRADUATION, 1:100 UNITS, WITH NEEDLE, SIZE: G 29 X 0.5 INCH, DISPOSABLE, STERILE | GENERAL MEDICAL SUPPLIES (NURSING AND BURN UNIT) SUPPLEMENTARY
524 | 4229494103000 | "BAG, FOR BILE COLLECTION, 350-500 ML, VINYL BOTTOM, OUTLET NYLON CONNECTOR, 2 RUBBER BELT, STERILE" | GENERAL MEDICAL SUPPLIES (NURSING AND BURN UNIT) SUPPLEMENTARY
525 | 4214262300200 | SYRINGE ORAL MEDICATION 60 ML CLEAN WITH SEPARATE RIBBED TIP CAPS LATEX-FREE DUAL GRADUATIONS IN MILLILITERS ORAL FEEDING LUER TIP AMBER TINT DISPOSABLE | GENERAL MEDICAL SUPPLIES (NURSING AND BURN UNIT) SUPPLEMENTARY
526 | 4214261900700 | SYRINGE, 3 ML, PREFILLED, WITH 3 ML, 0.9 % SALINE, TO BE USED WITHIN A STERILE FIELD, DISPOSABLE | GENERAL MEDICAL SUPPLIES (NURSING AND BURN UNIT) SUPPLEMENTARY
527 | 4214261900600 | SYRINGE, 10 ML, PREFILLED, WITH 10 ML, 0.9 % SALINE, TO BE USED WITHIN A STERILE FIELD, DISPOSABLE | GENERAL MEDICAL SUPPLIES (NURSING AND BURN UNIT) SUPPLEMENTARY
528 | 4214261900500 | SYRINGE, 5 ML, PREFILLED, WITH 5 ML, 0.9 % SALINE, FOR GENERAL IV FLUSH, DISPOSABLE | GENERAL MEDICAL SUPPLIES (NURSING AND BURN UNIT) SUPPLEMENTARY
529 | 4214261900400 | SYRINGE 10 ML PREFILLED WITH 10 ML 0.9 % SALINE FOR GENERAL IV FLUSH DISPOSABLE | GENERAL MEDICAL SUPPLIES (NURSING AND BURN UNIT) SUPPLEMENTARY
530 | 4214261900300 | SYRINGE, 3 ML, PREFILLED, WITH 3 ML, 0.9 % SALINE, FOR GENERAL IV FLUSH, DISPOSABLE | GENERAL MEDICAL SUPPLIES (NURSING AND BURN UNIT) SUPPLEMENTARY
531 | 4214261501000 | SYRINGE, FOR INSULIN, 0.5 ML, FIXED GRADUATION, WITH NEEDLE, SIZE: G 30 X 8 MM, DISPOSABLE, STERILE | GENERAL MEDICAL SUPPLIES (NURSING AND BURN UNIT) SUPPLEMENTARY
532 | 4214261500900 | SYRINGE, LUER LOCK, CONNECTOR, FEMALE TO FEMALE, RED, STERILE | GENERAL MEDICAL SUPPLIES (NURSING AND BURN UNIT) SUPPLEMENTARY
533 | 4214261500800 | SYRINGE, FOR INSULIN, 1 ML, FIXED GRADUATION, WITH NEEDLE, SIZE: G 30 X 8 MM, DISPOSABLE, STERILE | GENERAL MEDICAL SUPPLIES (NURSING AND BURN UNIT) SUPPLEMENTARY
534 | 4214261001300 | SYRINGE, ENTERAL FEEDING, ENFIT/ENLOCK, 5ML, PURPLE COLOR, STERILE | GENERAL MEDICAL SUPPLIES (NURSING AND BURN UNIT) SUPPLEMENTARY
535 | 4214261001200 | SYRINGE, ENTERAL FEEDING, ENFIT/ENLOCK, 10 ML, PURPLE COLOR, STERILE | GENERAL MEDICAL SUPPLIES (NURSING AND BURN UNIT) SUPPLEMENTARY
536 | 4214270200000 | CATHETER, NELATON, PVC, TIEMANN, 40-50 CM LONG, SIZE: CH 10, DISPOSABLE, STERILE | GENERAL MEDICAL SUPPLIES (NURSING AND BURN UNIT) SUPPLEMENTARY
537 | 4214261000900 | SYRINGE ORAL MEDICATION 10 ML CLEAN WITH SEPARATE RIBBED TIP CAPS LATEX-FREE DUAL GRADUATIONS IN MILLILITERS ORAL FEEDING LUER TIP AMBER TINT DISPOSABLE | GENERAL MEDICAL SUPPLIES (NURSING AND BURN UNIT) SUPPLEMENTARY
538 | 4214261000200 | SYRINGE ORAL MEDICATION 20 ML CLEAN WITH SEPARATE RIBBED TIP CAPS LATEX-FREE DUAL GRADUATIONS IN MILLILITERS ORAL FEEDING LUER TIP AMBER TINT DISPOSABLE | GENERAL MEDICAL SUPPLIES (NURSING AND BURN UNIT) SUPPLEMENTARY
539 | 4214261000100 | SYRINGE ORAL MEDICATION 1 ML CLEAN WITH SEPARATE RIBBED TIP CAPS LATEX-FREE DUAL GRADUATIONS IN MILLILITERS ORAL FEEDING LUER TIP AMBER TINT DISPOSABLE | GENERAL MEDICAL SUPPLIES (NURSING AND BURN UNIT) SUPPLEMENTARY
540 | 4214261000000 | SYRINGE ORAL MEDICATION 3 ML CLEAN WITH SEPARATE RIBBED TIP CAPS LATEX-FREE DUAL GRADUATIONS IN MILLILITERS ORAL FEEDING LUER TIP AMBER TINT DISPOSABLE | GENERAL MEDICAL SUPPLIES (NURSING AND BURN UNIT) SUPPLEMENTARY
541 | 4214260900700 | SYRINGE 3 ML LUER LOCK TIP AND FIXED GRADUATION WITH NEEDLE G 21 X 1.5 INCH DISPOSABLE STERILE | GENERAL MEDICAL SUPPLIES (NURSING AND BURN UNIT) SUPPLEMENTARY
542 | 4214260900500 | SYRINGE 3 ML LUER LOCK TIP AND FIXED GRADUATION WITH NEEDLE G 22 X 1.5 INCH DISPOSABLE STERILE | GENERAL MEDICAL SUPPLIES (NURSING AND BURN UNIT) SUPPLEMENTARY
543 | 4214260802100 | SYRINGE, 1 ML, LUER LOCK TIP, AND FIXED GRADUATION, WITHOUT NEEDLE, DISPOSABLE, STERILE | GENERAL MEDICAL SUPPLIES (NURSING AND BURN UNIT) SUPPLEMENTARY
544 | 4214260802000 | SYRINGE, 50 ML, LUER LOCK TIP, AND FIXED GRADUATION, WITHOUT NEEDLE, DISPOSABLE, STERILE | GENERAL MEDICAL SUPPLIES (NURSING AND BURN UNIT) SUPPLEMENTARY
545 | 4214260801900 | SYRINGE 20 ML SIDE LUER SLIP AND FIXED GRADUATION WITHOUT NEEDLE DISPOSABLE STERILE | GENERAL MEDICAL SUPPLIES (NURSING AND BURN UNIT) SUPPLEMENTARY
546 | 4214260801800 | SYRINGE, 5 ML, LUER LOCK TIP, AND FIXED GRADUATION, WITH NEEDLE, G 21 X 1.5 INCH, DISPOSABLE, STERILE | GENERAL MEDICAL SUPPLIES (NURSING AND BURN UNIT) SUPPLEMENTARY
547 | 4214260801700 | SYRINGE INLET MUST BE COMPATIBLE WITH TPN COMPOUNDER EM 2400 OR EQUIVALENT | GENERAL MEDICAL SUPPLIES (NURSING AND BURN UNIT) SUPPLEMENTARY
548 | 4214260801200 | SYRINGE, 20 ML, LUER LOCK, SAFETY, MANUALLY RETRACTABLE, WITHOUT NEEDLE | GENERAL MEDICAL SUPPLIES (NURSING AND BURN UNIT) SUPPLEMENTARY
549 | 4214260801100 | SYRINGE, 10 ML, LUER LOCK, SAFETY, MANUALLY RETRACTABLE, WITHOUT NEEDLE | GENERAL MEDICAL SUPPLIES (NURSING AND BURN UNIT) SUPPLEMENTARY
550 | 4214260800900 | SYRINGE, AUTO DISABLE, 0.05 OR 0.1 ML, FIXED DOSE, FOR BCG, 3 PIECES, ATTACHED NEEDLE, SIZE: 27 G X 3/8 OR EQUIVALENT, STERILE | GENERAL MEDICAL SUPPLIES (NURSING AND BURN UNIT) SUPPLEMENTARY
551 | 4214261000300 | SYRINGE ORAL MEDICATION 5 ML CLEAN WITH SEPARATE RIBBED TIP CAPS LATEX-FREE DUAL GRADUATIONS IN MILLILITERS ORAL FEEDING LUER TIP AMBER TINT DISPOSABLE | GENERAL MEDICAL SUPPLIES (NURSING AND BURN UNIT) SUPPLEMENTARY
552 | 4214270200100 | CATHETER, NELATON, PVC, TIEMANN, 40-50 CM LONG, SIZE: CH 12, DISPOSABLE, STERILE | GENERAL MEDICAL SUPPLIES (NURSING AND BURN UNIT) SUPPLEMENTARY
553 | 4214270200200 | CATHETER, NELATON, PVC, TIEMANN, 40-50 CM LONG, SIZE: CH 16, DISPOSABLE, STERILE | GENERAL MEDICAL SUPPLIES (NURSING AND BURN UNIT) SUPPLEMENTARY
554 | 4214270200300 | CATHETER, NELATON, PVC, TIEMANN, 40-50 CM LONG, SIZE: CH 18, DISPOSABLE, STERILE | GENERAL MEDICAL SUPPLIES (NURSING AND BURN UNIT) SUPPLEMENTARY
555 | 4214270202700 | CATHETER FOLEY 2-WAYS PURE SILICONE 30-50 CM LONG WITH LATERAL EYES COUDE TIP (TIEMANN) BALLOON SIZE: 5-15 ML WITH FUNNEL END VALVE SUITABLE TO BE U SED WITH SYRINGE LUER LUER LOCK CYLINDRICAL SIZE: CH 18 DISPOSABLE STERILE | GENERAL MEDICAL SUPPLIES (NURSING AND BURN UNIT) SUPPLEMENTARY
556 | 4214270400000 | BAG URINE DRAINAGE 2000-2500 ML CAPACITY WITH ABOUT ONE METER LONG TUBE CLEAR AND FIXED NUMERICAL GRADUATION SAMPLE PORT ROLLER DRAINAGE VALVE ANTI-REFLUX VALVE UNIVERSAL DOUBLE HOOK AND ROPE HANGER WITH KINK PREVENTION SLIDE CLAMP SHAPE MUST ALLOW COMPLETE AND EFFICIENT DRAINAGE DISPOSABLE STERILE | GENERAL MEDICAL SUPPLIES (NURSING AND BURN UNIT) SUPPLEMENTARY
557 | 4214270400100 | BAG URINE LEG WITH VALVE DRAINAGE END APPROXIMATELY 800-1000 ML HYPOALLERGIC WITH LEG BELT EASY TO FIX AND RELEASE | GENERAL MEDICAL SUPPLIES (NURSING AND BURN UNIT) SUPPLEMENTARY
558 | 4214270400200 | BAG URINE LEG WITH VALVE DRAINAGE END APPROXIMATELY 500-750 ML HYPOALLERGIC WITH LEG BELT EASY TO FIX AND RELEASE | GENERAL MEDICAL SUPPLIES (NURSING AND BURN UNIT) SUPPLEMENTARY
559 | 4214270202600 | CATHETER, FOLEY, 2-WAYS, PURE SILICONE, 30-50 CM LONG WITH LATERAL EYES, BALLOON SIZE: 5-15 ML WITH FUNNEL END VALVE SUITABLE TO BE USED WITH SYRINGE LUER LOCK, CYLINDRICAL, SIZE: CH 16, DISPOSABLE, STERILE | GENERAL MEDICAL SUPPLIES (NURSING AND BURN UNIT) SUPPLEMENTARY
560 | 4214270202500 | CATHETER, FOLEY, 2-WAYS, PURE SILICONE, 30-50 CM LONG WITH LATERAL EYES, BALLOON SIZE: 5-15 ML WITH FUNNEL END VALVE SUITABLE TO BE USED WITH SYRINGE LUER LOCK, CYLINDRICAL, SIZE: CH 14, DISPOSABLE, STERILE | GENERAL MEDICAL SUPPLIES (NURSING AND BURN UNIT) SUPPLEMENTARY
561 | 4214270400300 | BAG, URINARY, URIMETRIC, FOR MEASURING AND COLLECTING URINE, WITH 90-120 CM LONG TUBE, GRADUATED, 2000-2500 ML, DISPOSABLE, STERILE | GENERAL MEDICAL SUPPLIES (NURSING AND BURN UNIT) SUPPLEMENTARY
562 | 4214270400400 | BAG, URINARY, COLLECTOR FOR PEDIATRIC, 100-200 ML CAPACITY, PLASTIC, GRADUATED WITH LABEL AND NON RETURN VALVE, HYPOALLERGENIC, ADHESIVE | GENERAL MEDICAL SUPPLIES (NURSING AND BURN UNIT) SUPPLEMENTARY
563 | 4214270202400 | CATHETER, FOLEY, 2-WAYS, PURE SILICONE, 30-50 CM LONG WITH LATERAL EYES, BALLOON SIZE: 5-15 ML WITH FUNNEL END VALVE SUITABLE TO BE USED WITH SYRINGE LUER LOCK, CYLINDRICAL, SIZE: CH 12, DISPOSABLE, STERILE | GENERAL MEDICAL SUPPLIES (NURSING AND BURN UNIT) SUPPLEMENTARY
564 | 4214270400600 | BAG, URINARY, NEWBORN 24 HOUR SPECIMEN COLLECTOR FOR URINE, STICKS EASILY ON THE SKIN, DOES NOT DAMAGE FRAGILE SKIN WHEN REMOVED, IN DIVIDUAL PACKAGING, DISPOSABLE, STERILE | GENERAL MEDICAL SUPPLIES (NURSING AND BURN UNIT) SUPPLEMENTARY
565 | 4214270403700 | BAG ULTRAVIOLET PROTECTION ZIP LOCK 30.5 X 30.5 CM (+/- 2 CM) | GENERAL MEDICAL SUPPLIES (NURSING AND BURN UNIT) SUPPLEMENTARY
566 | 4214270404300 | BAG, URINARY, WITH GRADUATED, 500 ML, FINE CHAMBER + 2000 ML PVC DRAINAGE BAG, BOTTOM OUTLET SAMPLE PORT, FASTENING STRAPS, UROMETER | GENERAL MEDICAL SUPPLIES (NURSING AND BURN UNIT) SUPPLEMENTARY
567 | 4214270202300 | CATHETER, FOLEY, 2-WAYS, PURE SILICONE, 20-40 CM LONG WITH STYLET AND LATERAL EYES, BALLOON SIZE: 3-5 ML WITH FUNNEL END VALVE SUITABLE TO BE USED WITH SYRINGE LUER LOCK, CYLINDRICAL, SIZE: CH 10, DISPOSABLE, STERILE | GENERAL MEDICAL SUPPLIES (NURSING AND BURN UNIT) SUPPLEMENTARY
568 | 4214270202200 | CATHETER, FOLEY, 2-WAYS, PURE SILICONE, 20-40 CM LONG WITH STYLET AND LATERAL EYES, BALLOON SIZE: 3-5 ML WITH FUNNEL END VALVE SUITABLE TO BE USED WITH SYRINGE LUER LOCK, CYLINDRICAL, SIZE: CH 8, DISPOSABLE, STERILE | GENERAL MEDICAL SUPPLIES (NURSING AND BURN UNIT) SUPPLEMENTARY
569 | 4214270201900 | CATHETER FOLEY 2-WAYS PURE SILICONE 30-50 CM LONG WITH LATERAL EYES COUDE TIP (TIEMANN) BALLOON SIZE: 5-15 ML WITH FUNNEL END VALVE SUITABLE TO BE U SED WITH SYRINGE LUER LUER LOCK CYLINDRICAL SIZE: CH 20 DISPOSABLE STERILE | GENERAL MEDICAL SUPPLIES (NURSING AND BURN UNIT) SUPPLEMENTARY
570 | 4214271202500 | SENSOR, SEMI-INVASIVE FOR MONITORING CARDIAC OUTPUT, SHOULD BE COMPATIBLE WITH HOSPITAL MACHINE | GENERAL MEDICAL SUPPLIES (NURSING AND BURN UNIT) SUPPLEMENTARY
571 | 4214270201300 | CATHETER, NELATON PVC, 40-50 CM LONG, SIZE: CH 24, DISPOSABLE, STERILE | GENERAL MEDICAL SUPPLIES (NURSING AND BURN UNIT) SUPPLEMENTARY
572 | 4214270201200 | CATHETER, NELATON PVC, 40-50 CM LONG, SIZE: CH 22, DISPOSABLE, STERILE | GENERAL MEDICAL SUPPLIES (NURSING AND BURN UNIT) SUPPLEMENTARY
573 | 4214270201100 | CATHETER, NELATON PVC, 40-50 CM LONG, SIZE: CH 20, DISPOSABLE, STERILE | GENERAL MEDICAL SUPPLIES (NURSING AND BURN UNIT) SUPPLEMENTARY
574 | 4214270201000 | CATHETER NELATON PVC 40-50 CM LONG SIZE: CH 18 DISPOSABLE STERILE | GENERAL MEDICAL SUPPLIES (NURSING AND BURN UNIT) SUPPLEMENTARY
575 | 4214270200900 | CATHETER, NELATON PVC, 40-50 CM LONG, SIZE: CH 16, DISPOSABLE, STERILE | GENERAL MEDICAL SUPPLIES (NURSING AND BURN UNIT) SUPPLEMENTARY
576 | 4214270200800 | CATHETER, NELATON PVC, 40-50 CM LONG, SIZE: CH 14, DISPOSABLE, STERILE | GENERAL MEDICAL SUPPLIES (NURSING AND BURN UNIT) SUPPLEMENTARY
577 | 4229495401100 | FILM, DRY IMAGING, LASER, TO BE USED WITH DRYPIX 7000 AND DRYPIX 4000 LASER PRINTER, OR EQUIVALENT (DI - HL) LUE BASE : SIZE 26 X 36 CM (10 INCH X 14 INCH) 50 FILM/PACK | GENERAL MEDICAL SUPPLIES (NURSING AND BURN UNIT) SUPPLEMENTARY
578 | 4229495401000 | FILM, DRY IMAGING, LASER, TO BE USED WITH DRYPIX 7000 AND DRYPIX 4000 LASER PRINTER, OR EQUIVALENT (DI - HL) LUE BASE : SIZE 20 X 25 CM (8 INCH X 10 INCH) 50 FILM/PACK | GENERAL MEDICAL SUPPLIES (NURSING AND BURN UNIT) SUPPLEMENTARY
579 | 4229495400900 | EXTRACTOR, VACUUM, FOR FETAL DELIVERY SYSTEM, LATEX FREE, DISPOSABLE, STERILE | GENERAL MEDICAL SUPPLIES (NURSING AND BURN UNIT) SUPPLEMENTARY
580 | 4214270200700 | CATHETER, NELATON PVC, 40-50 CM LONG, SIZE: CH 12, DISPOSABLE, STERILE | GENERAL MEDICAL SUPPLIES (NURSING AND BURN UNIT) SUPPLEMENTARY
581 | 4214270200600 | CATHETER, NELATON PVC, 40-50 CM LONG, SIZE: CH 10, DISPOSABLE, STERILE | GENERAL MEDICAL SUPPLIES (NURSING AND BURN UNIT) SUPPLEMENTARY
582 | 4214270200500 | CATHETER, NELATON PVC, 40-50 CM LONG, SIZE: CH 08, DISPOSABLE, STERILE | GENERAL MEDICAL SUPPLIES (NURSING AND BURN UNIT) SUPPLEMENTARY
583 | 4214270200400 | CATHETER, NELATON PVC, 40-50 CM LONG, SIZE: CH 06, DISPOSABLE, STERILE | GENERAL MEDICAL SUPPLIES (NURSING AND BURN UNIT) SUPPLEMENTARY
584 | 4214260800400 | SYRINGE INJECTOR MRI KIT 65 ML WITH SMALL SPIKE FOR CONTRAST MEDIA 115 ML WITH LARGE SPIKE FOR SALINE LOW PRESSURE CONNECTOR FOR MEDRAD MRI INJECTOR DISPOSABLE STERILE | GENERAL MEDICAL SUPPLIES (NURSING AND BURN UNIT) SUPPLEMENTARY
585 | 4214270202800 | CATHETER, FOLEY, 2-WAYS, PURE SILICONE, 30-50 CM LONG WITH LATERAL EYES, BALLOON SIZE: 5-15 ML WITH FUNNEL END VALVE SUITABLE TO BE USED WITH SYRINGE LUER LOCK, CYLINDRICAL, SIZE: CH 20, DISPOSABLE, STERILE | GENERAL MEDICAL SUPPLIES (NURSING AND BURN UNIT) SUPPLEMENTARY
586 | 4214260800300 | SYRINGE, INJECTOR, 200 ML, AND COILED, LOW PRESSURE, CONNECTOR TUBE, AND PRIME TUBE, AND QUICK FILL TUBE, FRONT LOAD FOR MEDRAD OR EQUIVALENT, DISPOSABLE, STERILE | GENERAL MEDICAL SUPPLIES (NURSING AND BURN UNIT) SUPPLEMENTARY
587 | 4214260800100 | SYRINGE, INJECTOR, DUAL PACK, WITH 2 X 200 ML SYRINGE, WITH HANDI-FIL, AND 150 CM, COILED Y-TUBE, FOR OPTIVANTAGE CT INJECTOR OR EQUIVALENT, DISPOSABLE, STERILE | GENERAL MEDICAL SUPPLIES (NURSING AND BURN UNIT) SUPPLEMENTARY
588 | 4229480500900 | SLIPPER NON - SKID RUBBER SOLE STRETCHABLE LIGHT WEIGHT WASHABLE ADULT SIZE: XX- LARGE DISPOSABLE | GENERAL MEDICAL SUPPLIES (NURSING AND BURN UNIT) SUPPLEMENTARY
589 | 4229480500500 | SLING, ARM, VERSATILE MATERIAL, SOFT FOAM WITH FASTENERS COLLAR AND CUFF, 5-7 CM X 6 M, 2 ROLL, | GENERAL MEDICAL SUPPLIES (NURSING AND BURN UNIT) SUPPLEMENTARY
590 | 4229480500300 | FILTER, INCUBATOR AIR FILTER, IT SHOULD BE COMPATIBLE WITH HOSPITAL MACHINE | GENERAL MEDICAL SUPPLIES (NURSING AND BURN UNIT) SUPPLEMENTARY
591 | 4214252315000 | SYRINGE 3 ML CENTRAL LUER SLIP AND FIXED GRADUATION WITHOUT NEEDLE DISPOSABLE STERILE | GENERAL MEDICAL SUPPLIES (NURSING AND BURN UNIT) SUPPLEMENTARY
592 | 4214252314900 | SYRINGE, 1 ML, LUER SLIP, AND FIXED GRADUATION, WITH NEEDLE, G 26 X 3/8 INCH, DISPOSABLE, STERILE | GENERAL MEDICAL SUPPLIES (NURSING AND BURN UNIT) SUPPLEMENTARY
593 | 4214252314800 | SYRINGE, FOR INSULIN, 1 ML, FIXED GRADUATION, 1:100 UNITS, WITH NEEDLE, SIZE: G 31 X 6 MM, DISPOSABLE, STERILE | GENERAL MEDICAL SUPPLIES (NURSING AND BURN UNIT) SUPPLEMENTARY
594 | 4214252314700 | SYRINGE 5 ML CENTRAL LUER SLIP AND FIXED GRADUATION WITHOUT NEEDLE DISPOSABLE STERILE | GENERAL MEDICAL SUPPLIES (NURSING AND BURN UNIT) SUPPLEMENTARY
595 | 4214252314200 | SYRINGE, 10 ML, LUER LOCK TIP, AND FIXED GRADUATION, WITHOUT NEEDLE, DISPOSABLE, STERILE | GENERAL MEDICAL SUPPLIES (NURSING AND BURN UNIT) SUPPLEMENTARY
596 | 4214252314000 | SYRINGE, 60 ML, LUER LOCK TIP, AND FIXED GRADUATION, WITHOUT NEEDLE, DISPOSABLE, STERILE | GENERAL MEDICAL SUPPLIES (NURSING AND BURN UNIT) SUPPLEMENTARY
597 | 4214252313700 | NEEDLE, HYPODERMIC, SIZE: G30 X 0.5 INCH, PACKING: INDIVIDUALLY WRAPPED, DISPOSABLE, STERILE | GENERAL MEDICAL SUPPLIES (NURSING AND BURN UNIT) SUPPLEMENTARY
598 | 4214252313100 | SYRINGE, 5 ML, LUER LOCK, SAFETY, MANUALLY RETRACTABLE, WITHOUT NEEDLE | GENERAL MEDICAL SUPPLIES (NURSING AND BURN UNIT) SUPPLEMENTARY
599 | 4214252313000 | SYRINGE, 3 ML, LUER LOCK, SAFETY, MANUALLY RETRACTABLE, WITHOUT NEEDLE | GENERAL MEDICAL SUPPLIES (NURSING AND BURN UNIT) SUPPLEMENTARY
600 | 4229460601300 | SET EXTENSION TUBING FOR PERFUSOR SYRINGE PUMP 1.5 MM 4-4.5 ML PRIMING VOLUME IT SHOULD BE COMPATIBLE WITH HOSPITAL MACHINE D = ISPOSABLE STERILE | GENERAL MEDICAL SUPPLIES (NURSING AND BURN UNIT) SUPPLEMENTARY
601 | 4229480501000 | SLIPPER NON - SKID RUBBER SOLE STRETCHABLE LIGHT WEIGHT WASHABLE ADULT SIZE: X-LARGE DISPOSABLE | GENERAL MEDICAL SUPPLIES (NURSING AND BURN UNIT) SUPPLEMENTARY
602 | 4229460601200 | SET, EXTENSION, LUER LOCK, WITH 3 WAY STOPCOCK, 50 CM, DISPOSABLE, STERILE | GENERAL MEDICAL SUPPLIES (NURSING AND BURN UNIT) SUPPLEMENTARY
603 | 4214252312500 | NEEDLE, HUBER, SAFETY, 20 G X 0.75 INCH, 90 DEGREE, WITH WINGS WITH SHORT TUBING, STERILE | GENERAL MEDICAL SUPPLIES (NURSING AND BURN UNIT) SUPPLEMENTARY
604 | 4214252312400 | NEEDLE, HYPODERMIC, SIZE: G27 X 0.5 INCH, PACKING: INDIVIDUALLY WRAPPED, DISPOSABLE, STERILE | GENERAL MEDICAL SUPPLIES (NURSING AND BURN UNIT) SUPPLEMENTARY
605 | 4214252312200 | NEEDLE, HYPODERMIC, SIZE: G25 X 1.5 INCH, PACKING: INDIVIDUALLY WRAPPED, DISPOSABLE, STERILE | GENERAL MEDICAL SUPPLIES (NURSING AND BURN UNIT) SUPPLEMENTARY
606 | 4229452102900 | BELT, FETAL MONITOR, 2 LYCRA TYPE, BANDAGE, 15 METER LONG | GENERAL MEDICAL SUPPLIES (NURSING AND BURN UNIT) SUPPLEMENTARY
607 | 4214252312100 | NEEDLE, HYPODERMIC, SIZE: G25 X 5/8 INCH, PACKING: INDIVIDUALLY WRAPPED, DISPOSABLE, STERILE | GENERAL MEDICAL SUPPLIES (NURSING AND BURN UNIT) SUPPLEMENTARY
608 | 4214252311900 | NEEDLE, HYPODERMIC, SIZE: G23 X 1 INCH, PACKING: INDIVIDUALLY WRAPPED, DISPOSABLE, STERILE | GENERAL MEDICAL SUPPLIES (NURSING AND BURN UNIT) SUPPLEMENTARY
609 | 4214252311800 | NEEDLE, HYPODERMIC, SIZE: G19 X 1.5 INCH, PACKING: INDIVIDUALLY WRAPPED, DISPOSABLE, STERILE | GENERAL MEDICAL SUPPLIES (NURSING AND BURN UNIT) SUPPLEMENTARY
610 | 4214252311700 | NEEDLE SAFETY MUST BE SAFE WITH UNIVERSAL CONNECTORS MUST NOT FIT ENTERED TUBING INDIVIDUAL PACKAGING SIZE 18 G DISPOSABLE STERILE | GENERAL MEDICAL SUPPLIES (NURSING AND BURN UNIT) SUPPLEMENTARY
611 | 4229451000000 | SPONGE SPEAR FOR MICRO EYE FITTED WITH PLASTIC HANDLE FOR ABSORPTION OF EYE SECRETION ABOUT 10 MM LENGTH STERILE | GENERAL MEDICAL SUPPLIES (NURSING AND BURN UNIT) SUPPLEMENTARY
612 | 4214252311600 | SYRINGE FOR TUBERCULIN 1 ML 3 PIECES LOCK END AND FIXED GRADUATION 1 : 100 UNITS WITH NEEDLE SIZE: G 26 X 5/8 INCH DISPOSABLE STERILE | GENERAL MEDICAL SUPPLIES (NURSING AND BURN UNIT) SUPPLEMENTARY
613 | 4214252311500 | SYRINGE, 30 ML, LUER LOCK TIP, AND FIXED GRADUATION, WITHOUT NEEDLE, DISPOSABLE, STERILE | GENERAL MEDICAL SUPPLIES (NURSING AND BURN UNIT) SUPPLEMENTARY
614 | 4214252310500 | SYRINGE, 3 ML, LUER LOCK TIP, AND FIXED GRADUATION, WITHOUT NEEDLE, DISPOSABLE, STERILE | GENERAL MEDICAL SUPPLIES (NURSING AND BURN UNIT) SUPPLEMENTARY
615 | 4214252309900 | SYRINGE TUBERCULIN 1 ML 25 G X 5/8 SLIP TIP DISPOSABLE STERILE | GENERAL MEDICAL SUPPLIES (NURSING AND BURN UNIT) SUPPLEMENTARY
616 | 4214252312600 | NEEDLE HUBER SAFTEY 22 G X 0.75 INCH 90 DEGREE WITH WINGS WITH SHORT TUBING STERILE | GENERAL MEDICAL SUPPLIES (NURSING AND BURN UNIT) SUPPLEMENTARY
617 | 4229480501100 | SLIPPER NON - SKID RUBBER SOLE STRETCHABLE LIGHT WEIGHT WASHABLE ADULT SIZE: LARGE DISPOSABLE | GENERAL MEDICAL SUPPLIES (NURSING AND BURN UNIT) SUPPLEMENTARY
618 | 4229480501200 | SLIPPER NON - SKID RUBBER SOLE STRETCHABLE LIGHT WEIGHT WASHABLE ADULT SIZE: MEDIUM DISPOSABLE | GENERAL MEDICAL SUPPLIES (NURSING AND BURN UNIT) SUPPLEMENTARY
619 | 4229480501300 | SLIPPER NON - SKID RUBBER SOLE STRETCHABLE LIGHT WEIGHT WASHABLE ADULT SIZE: SMALL DISPOSABLE | GENERAL MEDICAL SUPPLIES (NURSING AND BURN UNIT) SUPPLEMENTARY
620 | 4214260800000 | SYRINGE, INJECTOR, DUAL, 2 X 200 ML, AND COILED, LOW PRESSURE, CONNECTOR TUBE, AND PRIME TUBE, AND QUICK FILL TUBE, FRONT LOAD, FOR MEDRAD OR EQUIVALENT, DISPOSABLE, STERILE | GENERAL MEDICAL SUPPLIES (NURSING AND BURN UNIT) SUPPLEMENTARY
621 | 4214260400500 | CATHETER, INTERMITTENT, HYDROPHILIC COATED, SELF LUBRICATED, READY TO USE, COATED EYE, FLEXIBLE TIP TO BEND IN ALL DIRECTIONS FOR EASY AND GENTLE NAVIGATION THROUGH THE URETHRA, MALE CH 16, 30-35 CM, DISPOSABLE, STERILE | GENERAL MEDICAL SUPPLIES (NURSING AND BURN UNIT) SUPPLEMENTARY
622 | 4214260400400 | CATHETER, INTERMITTENT, HYDROPHILIC COATED, SELF LUBRICATED, READY TO USE, COATED EYE, FLEXIBLE TIP TO BEND IN ALL DIRECTIONS FOR EASY AND GENTLE NAVIGATION THROUGH THE URETHRA, MALE CH 14, 30-35 CM, DISPOSABLE, STERILE | GENERAL MEDICAL SUPPLIES (NURSING AND BURN UNIT) SUPPLEMENTARY
623 | 4214260400300 | CATHETER, INTERMITTENT, HYDROPHILIC COATED, SELF LUBRICATED, READY TO USE, COATED EYE, FLEXIBLE TIP TO BEND IN ALL DIRECTIONS FOR EASY AND GENTLE NAVIGATION THROUGH THE URETHRA, MALE CH 12, 30-35 CM, DISPOSABLE, STERILE | GENERAL MEDICAL SUPPLIES (NURSING AND BURN UNIT) SUPPLEMENTARY
624 | 4214260400200 | CATHETER, INTERMITTENT, HYDROPHILIC COATED, SELF LUBRICATED, READY TO USE, COATED EYE, FLEXIBLE TIP TO BEND IN ALL DIRECTIONS FOR EASY AND GENTLE NAVIGATION THROUGH THE URETHRA, MALE CH 10, 30-35 CM, DISPOSABLE, STERILE | GENERAL MEDICAL SUPPLIES (NURSING AND BURN UNIT) SUPPLEMENTARY
625 | 4214260400100 | CATHETER, HYDROPHILIC, SELF LUBRICATED, READY TO USE, FEMALE, CONNECTED WITH URINE BAG, DISPOSABLE, STERILE | GENERAL MEDICAL SUPPLIES (NURSING AND BURN UNIT) SUPPLEMENTARY
626 | 4214260400000 | CAP, TIP, FOR SYRINGE LUER, LOCK AND LUER SLIP, LATEX FREE, STERILE. | GENERAL MEDICAL SUPPLIES (NURSING AND BURN UNIT) SUPPLEMENTARY
627 | 4214254700000 | NEEDLE, BUTTERFLY, SIZE 23G X 3/4 INCH, WITH TUBE 10-14 INCH, RETRACTABLE NEEDLE, DISPOSABLE, STERILE | GENERAL MEDICAL SUPPLIES (NURSING AND BURN UNIT) SUPPLEMENTARY
628 | 4214254500100 | SELF - RIGHTING LUER TIP CAP : LUER SELF - RIGHTING DESIGN FOR SECURE CAPPING OF SYRINGES NON - LATEX MATERIAL, WITHSTANDS FREEZING. RECLOSED AND STORED IN HOOD FOR LATER USE, SPECIFICATIONS : TPE (THERMOPLASTIC ELASTOMERIC). | GENERAL MEDICAL SUPPLIES (NURSING AND BURN UNIT) SUPPLEMENTARY
629 | 4218232600500 | SENSOR, HYDROGEL, FOR NEONATAL COMPATIBLE WITH OLYMPIC BRAINZ MONITOR (OBM), DISPOSABLE | GENERAL MEDICAL SUPPLIES (NURSING AND BURN UNIT) SUPPLEMENTARY
630 | 4218232600600 | SENSOR, HYDROGEL, FOR NEONATAL COMPATIBLE WITH CFM MONITORING OR EQUIVALENT, DISPOSABLE, STERILE | GENERAL MEDICAL SUPPLIES (NURSING AND BURN UNIT) SUPPLEMENTARY
631 | 4214253606100 | NEEDLE, SCALPEL TIP, THIN WALL, 16G X 1 INCH, DISPOSABLE, STERILE | GENERAL MEDICAL SUPPLIES (NURSING AND BURN UNIT) SUPPLEMENTARY
632 | 4214253606000 | NEEDLE, SCALPEL TIP, THIN WALL, 18G X 1 1/2 INCH, DISPOSABLE, STERILE | GENERAL MEDICAL SUPPLIES (NURSING AND BURN UNIT) SUPPLEMENTARY
633 | 4229490400100 | BITE BLOCK, ADULT, SIZE : 20 MM, WITH STRAP | GENERAL MEDICAL SUPPLIES (NURSING AND BURN UNIT) SUPPLEMENTARY
634 | 4214271500000 | SYSTEM URINARY DRAINAGE CLOSED CONSISTENT OF: FOLEY CATHETER 2 - WAYS PURE SILICON 30 - 50 CM LONG WITH TWO LATERAL EYES BALLOON SIZE : 3 - 5 ML WITH VALVE SUITABLE TO BE USED WITH SYRINGE LUER LOCK CYLINDRICAL SIZE : FR 14 ATTACHED TO URINE DRAINAGE BAG 2000 ML CAPACITY WITH ABOUT ONE METER LONG TUBE CLEAR AND FIXED NUMERICAL GRADUATION SAMPLE PORT SLIDING T - SHAPE DRAINAGE VALVE ANTI - REFLUX VALVE UNIVERSAL DOUBLE HOOK AND PLASTIC HANGER WITH KINK PREVENTION ROPE AND SHOULD PROVIDE SYRINGE COMPATIBLE WITH THE SAMPLE PORT SLIDE CLAMP SHAPE MUST ALLOW COMPLETE AND EFFICIENT DRAINAGE DISPOSABLE STERILE | GENERAL MEDICAL SUPPLIES (NURSING AND BURN UNIT) SUPPLEMENTARY
635 | 4214271500100 | SYSTEM URINARY DRAINAGE CLOSED CONSISTENT OF: FOLEY CATHETER 2 - WAYS PURE SILICON 30 - 50 CM LONG WITH TWO LATERAL EYES BALLOON SIZE : 3 - 5 ML WITH VALVE SUITABLE TO BE USED WITH SYRINGE LUER LOCK CYLINDRICAL SIZE : FR 16 ATTACHED TO URINE DRAINAGE BAG 2000 ML CAPACITY WITH ABOUT ONE METER LONG TUBE CLEAR AND FIXED NUMERICAL GRADUATION SAMPLE PORT SLIDING T - SHAPE DRAINAGE VALVE ANTI - REFLUX VALVE UNIVERSAL DOUBLE HOOK AND PLASTIC HANGER WITH KINK PREVENTION ROPE AND SHOULD PROVIDE SYRINGE COMPATIBLE WITH THE SAMPLE PORT SLIDE CLAMP SHAPE MUST ALLOW COMPLETE AND EFFICIENT DRAINAGE DISPOSABLE STERILE | GENERAL MEDICAL SUPPLIES (NURSING AND BURN UNIT) SUPPLEMENTARY
636 | 4214271500200 | SYSTEM URINARY DRAINAGE CLOSED CONSISTENT OF: FOLEY CATHETER 2 - WAYS PURE SILICON 30 - 50 CM LONG WITH TWO LATERAL EYES BALLOON SIZE : 3 - 5 ML WITH VALVE SUITABLE TO BE USED WITH SYRINGE LUER LOCK CYLINDRICAL SIZE : FR 18 ATTACHED TO URINE DRAINAGE BAG 2000 ML CAPACITY WITH ABOUT ONE METER LONG TUBE CLEAR AND FIXED NUMERICAL GRADUATION SAMPLE PORT SLIDING T - SHAPE DRAINAGE VALVE ANTI - REFLUX VALVE UNIVERSAL DOUBLE HOOK AND PLASTIC HANGER WITH KINK PREVENTION ROPE AND SHOULD PROVIDE SYRINGE COMPATIBLE WITH THE SAMPLE PORT SLIDE CLAMP SHAPE MUST ALLOW COMPLETE AND EFFICIENT DRAINAGE DISPOSABLE STERILE | GENERAL MEDICAL SUPPLIES (NURSING AND BURN UNIT) SUPPLEMENTARY
637 | 4214271500300 | SYSTEM URINARY DRAINAGE CLOSED CONSISTENT OF: FOLEY CATHETER 2 - WAYS PURE SILICON 30 - 50 CM LONG WITH TWO LATERAL EYES BALLOON SIZE : 3 - 5 ML WITH VALVE SUITABLE TO BE USED WITH SYRINGE LUER LOCK CYLINDRICAL SIZE : FR 20 ATTACHED TO URINE DRAINAGE BAG 2000 ML CAPACITY WITH ABOUT ONE METER LONG TUBE CLEAR AND FIXED NUMERICAL GRADUATION SAMPLE PORT SLIDING T - SHAPE DRAINAGE VALVE ANTI - REFLUX VALVE UNIVERSAL DOUBLE HOOK AND PLASTIC HANGER WITH KINK PREVENTION ROPE AND SHOULD PROVIDE SYRINGE COMPATIBLE WITH THE SAMPLE PORT SLIDE CLAMP SHAPE MUST ALLOW COMPLETE AND EFFICIENT DRAINAGE DISPOSABLE STERILE | GENERAL MEDICAL SUPPLIES (NURSING AND BURN UNIT) SUPPLEMENTARY
638 | 4214271500400 | SYSTEM URINARY DRAINAGE CLOSED CONSISTENT OF: FOLEY CATHETER 2 - WAYS PURE SILICON 30 - 50 CM LONG WITH TWO LATERAL EYES BALLOON SIZE : 3 - 5 ML WITH VALVE SUITABLE TO BE USED WITH SYRINGE LUER LOCK CYLINDRICAL SIZE : FR 22 ATTACHED TO URINE DRAINAGE BAG 2000 ML CAPACITY WITH ABOUT ONE METER LONG TUBE CLEAR AND FIXED NUMERICAL GRADUATION SAMPLE PORT SLIDING T - SHAPE DRAINAGE VALVE ANTI - REFLUX VALVE UNIVERSAL DOUBLE HOOK AND PLASTIC HANGER WITH KINK PREVENTION ROPE AND SHOULD PROVIDE SYRINGE COMPATIBLE WITH THE SAMPLE PORT SLIDE CLAMP SHAPE MUST ALLOW COMPLETE AND EFFICIENT DRAINAGE DISPOSABLE STERILE | GENERAL MEDICAL SUPPLIES (NURSING AND BURN UNIT) SUPPLEMENTARY
639 | 4214271501800 | TRAY, FOR URINARY CATHETERIZATION, CONTAINS : 1 DRAINAGE BAG 1000 ML, 1 UNDER PAD, PLASTIC BACKED, 1 HOSPITAL WRAP, 1 PAIR LATEX - FREE GLOVES, 1 FENESTRATED DRAPE, 1 POVIDONE IODINE PREP SOLUTION, 5 ABSORBENT COTTON BALLS, 1 PREP CUP, 1 FORCEPS, 1 LUBRICATING JELLY 10 ML, 1 PREFILLED INFLATION SYRINGE 10 CC, 1 SPECIMEN CONTAINER AND LABEL, DISPOSABLE, STERILE | GENERAL MEDICAL SUPPLIES (NURSING AND BURN UNIT) SUPPLEMENTARY
640 | 4214253101500 | CONTAINER, WASTE DISPOSAL UNIT, SHARPS/NEEDLE/SYRINGE WALL MOUNTED 4 LITER, RIGID, PLASTIC, YELLOW TRANSPARENT, LEAK PROOF, PUNCTURE RESISTANT, WITH HERMETICAL SEAL, POLYPROPYLENE 2 PART LID AND BASE, WITH LOGO "BIOHAZARDOUS WASTE", 9 X 10 X 4 INCH | GENERAL MEDICAL SUPPLIES (NURSING AND BURN UNIT) SUPPLEMENTARY
641 | 4214253101400 | CONTAINER, SAFETY, PLASTIC, FOR DISPOSAL SHARP, DURABLE, STABLE, EASY HANDLING, PUNCTURE AND LEAK PROOF, WITH WARNING LABEL, YELLOW COLOR, FINA L CLOSURE MUST BE IRREVERSIBLE, 12 LITERS CAPACITY, 50/PACK, DISPOSABLE | GENERAL MEDICAL SUPPLIES (NURSING AND BURN UNIT) SUPPLEMENTARY
642 | 4218240000200 | NEWBORN HEARING SCREENING SET : EARPHONES SENSORS BABY PREPARATION GUIDE COMPATIBLE WITH ALGO (NATUS) HEARING SCREENING SYSTEM D = ISPOSABLE STERILE. | GENERAL MEDICAL SUPPLIES (NURSING AND BURN UNIT) SUPPLEMENTARY
643 | 4229480502000 | SNUGGLE - UPS SMALL SOFT FIBER COTTON INTERLOCK KNOT REUSABLE WASHABLE | GENERAL MEDICAL SUPPLIES (NURSING AND BURN UNIT) SUPPLEMENTARY
644 | 4229480501900 | SNUGGLE - UPS MEDIUM SOFT FIBER COTTON INTERLOCK KNOT REUSABLE WASHABLE | GENERAL MEDICAL SUPPLIES (NURSING AND BURN UNIT) SUPPLEMENTARY
645 | 4229480501700 | SLIPPER NON - SKID RUBBER SOLE STRETCHABLE LIGHT WEIGHT WASHABLE PEDIATRIC SIZE: SMALL DISPOSABLE | GENERAL MEDICAL SUPPLIES (NURSING AND BURN UNIT) SUPPLEMENTARY
646 | 4229480501600 | SLIPPER NON - SKID RUBBER SOLE STRETCHABLE LIGHT WEIGHT WASHABLE PEDIATRIC SIZE: MEDIUM DISPOSABLE | GENERAL MEDICAL SUPPLIES (NURSING AND BURN UNIT) SUPPLEMENTARY
647 | 4229480501500 | SLIPPER NON - SKID RUBBER SOLE STRETCHABLE LIGHT WEIGHT WASHABLE PEDIATRIC SIZE: LARGE DISPOSABLE | GENERAL MEDICAL SUPPLIES (NURSING AND BURN UNIT) SUPPLEMENTARY
648 | 4229480501400 | SLIPPER NON - SKID RUBBER SOLE STRETCHABLE LIGHT WEIGHT WASHABLE PEDIATRIC SIZE: X- LARGE DISPOSABLE | GENERAL MEDICAL SUPPLIES (NURSING AND BURN UNIT) SUPPLEMENTARY
649 | 4214260800200 | SYRINGE, INJECTOR, MULTIPACK, WITH ONE SYRINGE, 200 ML, WITH HANDI-FIL, AND 150 CM, COILED TUBE, FOR OPTIVANTAGE CT INJECTOR OR EQUIVALENT, DISPOSABLE, STERILE | GENERAL MEDICAL SUPPLIES (NURSING AND BURN UNIT) SUPPLEMENTARY
650 | 4214252309800 | SYRINGE 20 ML LUER LOCK TIP AND FIXED GRADUATION WITHOUT NEEDLE DISPOSABLE STERILE | GENERAL MEDICAL SUPPLIES (NURSING AND BURN UNIT) SUPPLEMENTARY
651 | 4214270202900 | CATHETER, FOLEY, 2-WAYS, PURE SILICONE, 20-40 CM LONG WITH STYLET AND LATERAL EYES, BALLOON SIZE: 3-5 ML WITH FUNNEL END VALVE SUITABLE TO BE USED WITH SYRINGE LUER LOCK, CYLINDRICAL, SIZE: CH 6, DISPOSABLE, STERILE | GENERAL MEDICAL SUPPLIES (NURSING AND BURN UNIT) SUPPLEMENTARY
652 | 4214270205400 | CATHETER, HYDROPHILIC, SELF LUBRICATED, READY TO USE, FREE OF PVC, MALE, CH 08, 30-40 CM, WITH COATED EYE, DISPOSABLE, STERILE | GENERAL MEDICAL SUPPLIES (NURSING AND BURN UNIT) SUPPLEMENTARY
653 | 4229540605500 | DRESSING, POLYMERIC MEMBRANE, TRACHEOSTOMY CUT, WITH F 68 SPECIALIZED WOUND CLEANSER, GLYCERIN, ADULT, SIZE 9 X 9 CM, DISPOSABLE, STERILE, (WOUND AND OSTOMY CARE) | GENERAL MEDICAL SUPPLIES (NURSING AND BURN UNIT) SUPPLEMENTARY
654 | 4229540605300 | DRESSING PAD COMBINED ABSORBENT SIZE 10 X 10 CM (+/ - 2 CM) DISPOSABLE NON-STERILE | GENERAL MEDICAL SUPPLIES (NURSING AND BURN UNIT) SUPPLEMENTARY
655 | 4229540605200 | DRESSING, POLYMERIC MEMBRANE, TRACHEOSTOMY CUT, WITH F 68 SPECIALIZED WOUND CLEANSER, GLYCERIN, PEDIATRIC, SIZE 7 X 7 CM, DISPOSABLE, STERILE, (WOUND AND OSTOMY CARE) | GENERAL MEDICAL SUPPLIES (NURSING AND BURN UNIT) SUPPLEMENTARY
656 | 4229540605000 | SPONGE, SYNTHETIC WITH X - RAY DETECTABLE, VERY SOFT AND HIGHLY ABSORBENT (NOT LESS THAN 5 TIMES ITS WEIGHT) OR NEUROSURGERY, SIZE: 2 X 1/2 INCH, DISPOSABLE, STERILE | GENERAL MEDICAL SUPPLIES (NURSING AND BURN UNIT) SUPPLEMENTARY
657 | 4229540604900 | SPONGE, SYNTHETIC WITH X-RAY DETECTABLE, VERY SOFT AND HIGHLY ABSORBENT (NOT LESS THAN 5 TIMES ITS WEIGHT) OR NEUROSURGERY, SIZE: 1 X 1 INCH, D ISPOSABLE, STERILE | GENERAL MEDICAL SUPPLIES (NURSING AND BURN UNIT) SUPPLEMENTARY
658 | 4229540604600 | SPONGE, SYNTHETIC WITH X-RAY DETECTABLE, VERY SOFT AND HIGHLY ABSORBENT (NOT LESS THAN 5 TIMES ITS WEIGHT) OR NEUROSURGERY, SIZE: 1/4 X 1/4 IN CH, DISPOSABLE, STERILE | GENERAL MEDICAL SUPPLIES (NURSING AND BURN UNIT) SUPPLEMENTARY
659 | 4229540604400 | GAUZE BALLS X-RAY DETECTABLE MADE FROM 2PLY OF NOT LESS THAN 20 THREAD/CM GAUZE ROLLED WITH CUT EDGES ARE SECURED IN UNFOLDED D = IMENSION IS 30 X 30 CM 5 PCS/PIN/PACKET DOUBLE WRAPPED STERILE | GENERAL MEDICAL SUPPLIES (NURSING AND BURN UNIT) SUPPLEMENTARY
660 | 4229540604300 | GAUZE BALLS X-RAY DETECTABLE MADE FROM 2PLY OF NOT LESS THAN 20 THREAD/CM GAUZE ROLLED WITH CUT EDGES ARE SECURED IN UNFOLDED D = IMENSION IS 20 X 20 CM 5 PCS/PIN/PACKET DOUBLE WRAPPED STERILE | GENERAL MEDICAL SUPPLIES (NURSING AND BURN UNIT) SUPPLEMENTARY
661 | 4229540604200 | GAUZE BALLS X-RAY DETECTABLE MADE FROM 2PLY OF NOT LESS THAN 20 THREAD/CM GAUZE ROLLED WITH CUT EDGES ARE SECURED IN UNFOLDED D = IMENSION IS 5 X 5 CM 5 PCS/PIN/PACKET DOUBLE WRAPPED STERILE | GENERAL MEDICAL SUPPLIES (NURSING AND BURN UNIT) SUPPLEMENTARY
662 | 4229540603700 | SPONGE LAPAROTOMY (100% COTTON) 8 PLY X-RAY DETECTABLE WHITE FOLDED EDGES NOT LESS THAN 15 THREADS/CM2 BLEACHED WITH TAIL AND STITCHES TO ALL SIDES DOUBLE WRAPPED SIZE: 45 X 45 CM PACKING: 5 PIECES/PACK DISPOSABLE STERILE | GENERAL MEDICAL SUPPLIES (NURSING AND BURN UNIT) SUPPLEMENTARY
663 | 4229540602900 | GAUZE, SURGICAL, ABSORBENT, X-RAY DETECTABLE, RIBBON, COTTON, 2 CM X 5 M, STERILE | GENERAL MEDICAL SUPPLIES (NURSING AND BURN UNIT) SUPPLEMENTARY
664 | 4229540602800 | SPONGE, SYNTHETIC WITH X - RAY DETECTABLE, VERY SOFT AND HIGHLY ABSORBENT (NOT LESS THAN 5 TIMES ITS WEIGHT) OR NEUROSURGERY, SIZE: 3/4 X 3/4 IN CH, DISPOSABLE, STERILE | GENERAL MEDICAL SUPPLIES (NURSING AND BURN UNIT) SUPPLEMENTARY
665 | 4229540601800 | SPONGE, SYNTHETIC, WITH X-RAY DETECTABLE, VERY SOFT AND HIGHLY ABSORBENT (NOT LESS THAN 5 TIMES ITS WEIGHT) OR NEUROSURGERY, SIZE: 1 X 1/2 INCH, DISPOSABLE, STERILE | GENERAL MEDICAL SUPPLIES (NURSING AND BURN UNIT) SUPPLEMENTARY
666 | 4229540605700 | DRESSING PAD COMBINED ABSORBENT SIZE 10 X 20 CM (+/ - 2 CM) DISPOSABLE NON-STERILE | GENERAL MEDICAL SUPPLIES (NURSING AND BURN UNIT) SUPPLEMENTARY
667 | 4214270233900 | CATHETER, FOLEY 3-WAY, PURE SILICONE, ELASTOMER COATED, 30-50 CM LONG, ROUND TIP, TWO STAGGERED OR LATERAL EYES, BALLOON SIZE: 30-50 ML, WITH FUNNEL END VALVE SUITABLE TO BE USED WITH SYRINGE LUER LOCK, CYLINDRICAL, SIZE: CH 22, DISPOSABLE, STERILE | GENERAL MEDICAL SUPPLIES (NURSING AND BURN UNIT) SUPPLEMENTARY
668 | 4214270233600 | CATHETER, FOLEY, 2-WAYS, PURE SILICONE, 30-50 CM LONG WITH LATERAL EYES, BALLOON SIZE: 5-15 ML WITH FUNNEL END VALVE SUITABLE TO BE USED WITH SYRINGE LUER LOCK, CYLINDRICAL, SIZE: CH 18, DISPOSABLE, STERILE | GENERAL MEDICAL SUPPLIES (NURSING AND BURN UNIT) SUPPLEMENTARY
669 | 4214270233500 | FOLEY CATHETER TRAY, CONSISTENT OF: FOLEY CATHETER 2-WAYS PURE SILICON CH 16, 30-50 CM LONG WITH TWO LATERAL EYES, BALLOON SIZE: 5-15 ML WITH VALVE SUITABLE TO BE USED WITH SYRINGE LUER LOCK, URINE DRAINAGE BAG 2000 ML CAPACITY WITH DOUBLE PLASTIC HANGER AND ABOUT ONE METER LONG TUBE (CLEAR AND FIXED NUMERICAL GRADUATION WITH ANTI-REFLUX VALVE), PACKET POVIDONE-IODINE SWABSTICKS, 2 DRY SWABS, 10CC SYRINGE (PRE-FILLED WITH STERILE WATER), LATEX-FREE AND POWDER-FREE GLOVES REGULAR SIZE, LUBE JELLY, SECUREMENT DEVICE, UNDERPAD, STERILE | GENERAL MEDICAL SUPPLIES (NURSING AND BURN UNIT) SUPPLEMENTARY
670 | 4214270233400 | FOLEY CATHETER TRAY, CONSISTENT OF: FOLEY CATHETER 2-WAYS PURE SILICON CH 14, 30-50 CM LONG WITH TWO LATERAL EYES, BALLOON SIZE: 5-15 ML WITH VALVE SUITABLE TO BE USED WITH SYRINGE LUER LOCK, URINE DRAINAGE BAG 2000 ML CAPACITY WITH DOUBLE PLASTIC HANGER AND ABOUT ONE METER LONG TUBE (CLEAR AND FIXED NUMERICAL GRADUATION WITH ANTI-REFLUX VALVE), PACKET POVIDONE-IODINE SWABSTICKS, 2 DRY SWABS, 10CC SYRINGE (PRE-FILLED WITH STERILE WATER), LATEX-FREE AND POWDER-FREE GLOVES REGULAR SIZE, LUBE JELLY, SECUREMENT DEVICE, UNDERPAD, STERILE | GENERAL MEDICAL SUPPLIES (NURSING AND BURN UNIT) SUPPLEMENTARY
671 | 4229542800700 | SET SUCTION YANKAUER PLAIN TIP WITH CONTROL VALVE AND TUBING FUNNEL TIP TUBE LENGTH 180-200 CM DISPOSABLE STERILE | GENERAL MEDICAL SUPPLIES (NURSING AND BURN UNIT) SUPPLEMENTARY
672 | 4229542801300 | SET SUCTION YANKAUER CROWN TIP WITH CONTROL VALVE AND TUBING FUNNEL TIP TUBE LENGTH 180-200 CM DISPOSABLE STERILE | GENERAL MEDICAL SUPPLIES (NURSING AND BURN UNIT) SUPPLEMENTARY
673 | 4229542801700 | SUCTION HANDLE YANKAUER PLAIN PEDIATRIC ( MINI ) VENTED CLEAR DISPOSABLE STERILE | GENERAL MEDICAL SUPPLIES (NURSING AND BURN UNIT) SUPPLEMENTARY
674 | 4229542801800 | SUCTION, TOOTHBRUSH, FOR USE WITH ORAL CARE, PREP | GENERAL MEDICAL SUPPLIES (NURSING AND BURN UNIT) SUPPLEMENTARY
675 | 4214270233300 | CATHETER FOLEY 2-WAYS PURE SILICONE 20-40 CM LONG WITH STYLET AND LATERAL EYES COUDE TIP (TIEMANN) BALLOON SIZE: 3-5 ML WITH FUNNEL END VALVE SUITABLE TO BE U SED WITH SYRINGE LUER LUER LOCK CYLINDRICAL SIZE: CH 10 DISPOSABLE STERILE | GENERAL MEDICAL SUPPLIES (NURSING AND BURN UNIT) SUPPLEMENTARY
676 | 4229542802500 | SUCTION HANDLE YANKAUER BULB TIP UNVENTED CLEAR DISPOSABLE STERILE | GENERAL MEDICAL SUPPLIES (NURSING AND BURN UNIT) SUPPLEMENTARY
677 | 4214270235700 | CATHETER FOLEY 3-WAYS SILICONE WITH INFECTION PROTECTION COATING (GOLD SILVER AND PALLADIUM) 30-50 CM LONG WITH LATERAL EYES BALLOON SIZE: 5-15 ML WITH FUNNEL END VALVE SUITABLE TO BE USED WITH SYRINGE LUER LUER LOCK CYLINDRICAL SIZE: CH 16 DISPOSABLE STERILE | GENERAL MEDICAL SUPPLIES (NURSING AND BURN UNIT) SUPPLEMENTARY
678 | 4229545100000 | WASH MITTS, CONTAINS OCTENIDINE DIHYDROCHLORIDE HCL 0.1% FOR DECONTAMINATION, (WOUND AND OSTOMY CARE) | GENERAL MEDICAL SUPPLIES (NURSING AND BURN UNIT) SUPPLEMENTARY
679 | 4229545100300 | MITTEN, MADE OF SOFT FABRIC, SECURE ALL FINGER CONTROL, AIR-COOLED, LATEX-FREE, CHILD, CONTROL MITT RESTRAINT | GENERAL MEDICAL SUPPLIES (NURSING AND BURN UNIT) SUPPLEMENTARY
680 | 4214270233200 | CATHETER FOLEY 2-WAYS PURE SILICONE 20-40 CM LONG WITH STYLET AND LATERAL EYES COUDE TIP (TIEMANN) BALLOON SIZE: 3-5 ML WITH FUNNEL END VALVE SUITABLE TO BE U SED WITH SYRINGE LUER LUER LOCK CYLINDRICAL SIZE: CH 08 DISPOSABLE STERILE | GENERAL MEDICAL SUPPLIES (NURSING AND BURN UNIT) SUPPLEMENTARY
681 | 4214270233800 | CATHETER, FOLEY 3-WAY, PURE SILICONE, ELASTOMER COATED, 30-50 CM LONG, ROUND TIP, TWO STAGGERED OR LATERAL EYES, BALLOON SIZE: 30-50 ML, WITH FUNNEL END VALVE SUITABLE TO BE USED WITH SYRINGE LUER LOCK, CYLINDRICAL, SIZE: CH 24, DISPOSABLE, STERILE | GENERAL MEDICAL SUPPLIES (NURSING AND BURN UNIT) SUPPLEMENTARY
682 | 4229540605800 | DRESSING PAD COMBINED ABSORBENT SIZE 20 X 20 CM (+/ - 2 CM) DISPOSABLE NON-STERILE | GENERAL MEDICAL SUPPLIES (NURSING AND BURN UNIT) SUPPLEMENTARY
683 | 4229540605900 | SPONGE, SYNTHETIC WITH X - RAY DETECTABLE, VERY SOFT AND HIGHLY ABSORBENT (NOT LESS THAN 5 TIMES ITS WEIGHT) OR NEUROSURGERY, SIZE: 1/2 X 1/2 IN CH, DISPOSABLE, STERILE | GENERAL MEDICAL SUPPLIES (NURSING AND BURN UNIT) SUPPLEMENTARY
684 | 4229540606400 | SPONGE, SYNTHETIC WITH X - RAY DETECTABLE, VERY SOFT AND HIGHLY ABSORBENT (NOT LESS THAN 5 TIMES ITS WEIGHT) OR NEUROSURGERY, SIZE: 3 X 1/2 INCH, DISPOSABLE, STERILE | GENERAL MEDICAL SUPPLIES (NURSING AND BURN UNIT) SUPPLEMENTARY
685 | 4214270235300 | CATHETER FOLEY 2-WAYS SILICONE WITH INFECTION PROTECTION COATING (GOLD SILVER AND PALLADIUM) 30-50 CM LONG WITH LATERAL EYES BALLOON SIZE: 5-15 ML WITH FUNNEL END VALVE SUITABLE TO BE USED WITH SYRINGE LUER LUER LOCK CYLINDRICAL SIZE: CH 18 DISPOSABLE STERILE | GENERAL MEDICAL SUPPLIES (NURSING AND BURN UNIT) SUPPLEMENTARY
686 | 4214270235200 | CATHETER FOLEY 2-WAYS SILICONE WITH INFECTION PROTECTION COATING (GOLD SILVER AND PALLADIUM) 30-50 CM LONG WITH LATERAL EYES BALLOON SIZE: 5-15 ML WITH FUNNEL END VALVE SUITABLE TO BE USED WITH SYRINGE LUER LUER LOCK CYLINDRICAL SIZE: CH 16 DISPOSABLE STERILE | GENERAL MEDICAL SUPPLIES (NURSING AND BURN UNIT) SUPPLEMENTARY
687 | 4214270235100 | CATHETER FOLEY 2-WAYS SILICONE WITH INFECTION PROTECTION COATING (GOLD SILVER AND PALLADIUM) 30-50 CM LONG WITH LATERAL EYES BALLOON SIZE: 5-15 ML WITH FUNNEL END VALVE SUITABLE TO BE USED WITH SYRINGE LUER LUER LOCK CYLINDRICAL SIZE: CH 14 DISPOSABLE STERILE | GENERAL MEDICAL SUPPLIES (NURSING AND BURN UNIT) SUPPLEMENTARY
688 | 4214270235000 | CATHETER FOLEY 2-WAYS SILICONE WITH INFECTION PROTECTION COATING (GOLD SILVER AND PALLADIUM) 30-50 CM LONG WITH LATERAL EYES BALLOON SIZE: 5-15 ML WITH FUNNEL END VALVE SUITABLE TO BE USED WITH SYRINGE LUER LUER LOCK CYLINDRICAL SIZE: CH 12 DISPOSABLE STERILE | GENERAL MEDICAL SUPPLIES (NURSING AND BURN UNIT) SUPPLEMENTARY
689 | 4229542102700 | SOLUTION, POLY CARBOXYMETHYL, GLUCOSE SULPHATE, 5 ML, VIAL, STERILE, (WOUND AND OSTOMY CARE) | GENERAL MEDICAL SUPPLIES (NURSING AND BURN UNIT) SUPPLEMENTARY
690 | 4214270234800 | CATHETER, NELATON, HYDROPHILIC COATED, 30-50 CM LONG, SIZE: CH 16, DISPOSABLE, STERILE | GENERAL MEDICAL SUPPLIES (NURSING AND BURN UNIT) SUPPLEMENTARY
691 | 4229542200100 | WIPES CHLORHEXIDINE WIPES PATIENT'S SKINCARE CONTAIN 2 % CHLORHEXIDINE MOISTURIZING SOLUTION WATERLESS ALCOHOL LATEX AND PERF = UME FREE SIZE: NOT LESS THAN 20 X 20 CM (+\ - 2 CM) NOT LESS THAN 10 WIPES PER POUCH DISPOSABLE MSDS SHOULD BE PROVIDED IN SOFT COPY (WOUND AND OSTOMY CARE) | GENERAL MEDICAL SUPPLIES (NURSING AND BURN UNIT) SUPPLEMENTARY
692 | 4214270234600 | CATHETER FOLEY 2-WAYS PURE SILICONE 30-50 CM LONG WITH LATERAL EYES COUDE TIP (TIEMANN) BALLOON SIZE: 5-15 ML WITH FUNNEL END VALVE SUITABLE TO BE USED WITH SYRINGE LUER LUER LOCK CYLINDRICAL SIZE: CH 12 DISPOSABLE STERILE | GENERAL MEDICAL SUPPLIES (NURSING AND BURN UNIT) SUPPLEMENTARY
693 | 4214270234500 | CATHETER, FOLEY, 2-WAYS, PURE SILICONE, 30-50 CM LONG WITH LATERAL EYES, BALLOON SIZE: 5-15 ML WITH FUNNEL END VALVE SUITABLE TO BE USED WITH SYRINGE LUER LOCK, CYLINDRICAL, SIZE: CH 24, DISPOSABLE, STERILE | GENERAL MEDICAL SUPPLIES (NURSING AND BURN UNIT) SUPPLEMENTARY
694 | 4214270234400 | CATHETER, FOLEY, 2-WAYS, PURE SILICONE, OPEN TIP OVER GUIDEWIRE, 30-50 CM LONG WITH LATERAL EYES, BALLOON SIZE: 5-15 ML WITH FUNNEL END VALVE SUITABLE TO BE USED WITH SYRINGE LUER LOCK, CYLINDRICAL, SIZE: CH 20, DISPOSABLE, STERILE | GENERAL MEDICAL SUPPLIES (NURSING AND BURN UNIT) SUPPLEMENTARY
695 | 4214270234300 | CATHETER, FOLEY, 2-WAYS, PURE SILICONE, OPEN TIP OVER GUIDEWIRE, 30-50 CM LONG WITH LATERAL EYES, BALLOON SIZE: 5-15 ML WITH FUNNEL END VALVE SUITABLE TO BE USED WITH SYRINGE LUER LOCK, CYLINDRICAL, SIZE: CH 18, DISPOSABLE, STERILE | GENERAL MEDICAL SUPPLIES (NURSING AND BURN UNIT) SUPPLEMENTARY
696 | 4214270234200 | CATHETER, FOLEY, 2-WAYS, PURE SILICONE, OPEN TIP OVER GUIDEWIRE, 30-50 CM LONG WITH LATERAL EYES, BALLOON SIZE: 5-15 ML WITH FUNNEL END VALVE SUITABLE TO BE USED WITH SYRINGE LUER LOCK, CYLINDRICAL, SIZE: CH 16, DISPOSABLE, STERILE | GENERAL MEDICAL SUPPLIES (NURSING AND BURN UNIT) SUPPLEMENTARY
697 | 4214270234100 | CATHETER, FOLEY 3-WAY, PURE SILICONE, ELASTOMER COATED, 30-50 CM LONG, ROUND TIP, TWO STAGGERED OR LATERAL EYES, BALLOON SIZE: 30-50 ML, WITH FUNNEL END VALVE SUITABLE TO BE USED WITH SYRINGE LUER LOCK, CYLINDRICAL, SIZE: CH 18, DISPOSABLE, STERILE | GENERAL MEDICAL SUPPLIES (NURSING AND BURN UNIT) SUPPLEMENTARY
698 | 4229540609100 | SPRAY, PROTECTIVE SKIN BARRIER, FILM, NON-ALCOHOL, NO STING, 100 ML, (WOUND AND OSTOMY CARE) | GENERAL MEDICAL SUPPLIES (NURSING AND BURN UNIT) SUPPLEMENTARY
699 | 4214270235400 | CATHETER FOLEY 2-WAYS SILICONE WITH INFECTION PROTECTION COATING (GOLD SILVER AND PALLADIUM) 30-50 CM LONG WITH LATERAL EYES BALLOON SIZE: 5-15 ML WITH FUNNEL END VALVE SUITABLE TO BE USED WITH SYRINGE LUER LUER LOCK CYLINDRICAL SIZE: CH 20 DISPOSABLE STERILE | GENERAL MEDICAL SUPPLIES (NURSING AND BURN UNIT) SUPPLEMENTARY
700 | 4214270235500 | CATHETER FOLEY 2-WAYS SILICONE WITH INFECTION PROTECTION COATING (GOLD SILVER AND PALLADIUM) 30-50 CM LONG WITH LATERAL EYES BALLOON SIZE: 5-15 ML WITH FUNNEL END VALVE SUITABLE TO BE USED WITH SYRINGE LUER LUER LOCK CYLINDRICAL SIZE: CH 22 DISPOSABLE STERILE | GENERAL MEDICAL SUPPLIES (NURSING AND BURN UNIT) SUPPLEMENTARY
701 | 4229540608700 | SPONGE LAPAROTOMY (100% COTTON) 4 PLY X-RAY DETECTABLE WHITE FOLDED EDGES NOT LESS THAN 15 THREADS/CM2 BLEACHED WITH TAIL AND STITCHES TO ALL SIDES DOUBLE WRAPPED SIZE: 45 X 45 CM PACKING: 5 PIECES/PACK DISPOSABLE STERILE | GENERAL MEDICAL SUPPLIES (NURSING AND BURN UNIT) SUPPLEMENTARY
702 | 4229540608600 | SPONGE LAPAROTOMY (100% COTTON) 2 PLY X-RAY DETECTABLE WHITE FOLDED EDGES NOT LESS THAN 15 THREADS/CM2 BLEACHED WITH TAIL AND STITCHES TO ALL SIDES DOUBLE WRAPPED SIZE: 45 X 45 CM PACKING: 5 PIECES/PACK DISPOSABLE STERILE | GENERAL MEDICAL SUPPLIES (NURSING AND BURN UNIT) SUPPLEMENTARY
703 | 4229540608500 | SPONGE LAPAROTOMY (100% COTTON) 4 PLY X-RAY DETECTABLE WHITE FOLDED EDGES NOT LESS THAN 15 THREADS/CM2 BLEACHED WITH TAIL AND STITCHES TO ALL SIDES DOUBLE WRAPPED SIZE: 30 X 30 CM PACKING: 5 PIECES/PACK DISPOSABLE STERILE | GENERAL MEDICAL SUPPLIES (NURSING AND BURN UNIT) SUPPLEMENTARY
704 | 4229540608400 | SPONGE LAPAROTOMY (100% COTTON) 10 PLY X-RAY DETECTABLE WHITE FOLDED EDGES NOT LESS THAN 15 THREADS/CM2 BLEACHED WITH TAIL AND STITCHES TO ALL SIDES DOUBLE WRAPPED SIZE: 45 X 45 CM PACKING: 5 PIECES/PACK DISPOSABLE STERILE | GENERAL MEDICAL SUPPLIES (NURSING AND BURN UNIT) SUPPLEMENTARY
705 | 4229540608100 | GAUZE SURGICAL ABSORBENT X-RAY DETECTABLE RIBBON COTTON 2.5 CM X 2 M STERILE | GENERAL MEDICAL SUPPLIES (NURSING AND BURN UNIT) SUPPLEMENTARY
706 | 4229540608000 | GAUZE SURGICAL ABSORBENT X-RAY DETECTABLE RIBBON COTTON 7.5 CM X 5 M STERILE | GENERAL MEDICAL SUPPLIES (NURSING AND BURN UNIT) SUPPLEMENTARY
707 | 4229540607900 | GAUZE SURGICAL ABSORBENT X-RAY DETECTABLE RIBBON COTTON 5 CM X 5 M NON-STERILE | GENERAL MEDICAL SUPPLIES (NURSING AND BURN UNIT) SUPPLEMENTARY
708 | 4229540607800 | GAUZE SWAB (100% COTTON) 16 PLY X - RAY DETECTABLE WHITE FOLDED EDGES AND STITCHES TO ALL SIDES NOT LESS THAN 15 THREADS/CM2 BLEACHED DOUBLE WRAPPED SIZE: 10 X 10 CM PACKING: 10 PIECES/PACK DISPOSABLE STERILE | GENERAL MEDICAL SUPPLIES (NURSING AND BURN UNIT) SUPPLEMENTARY
709 | 4214270234000 | CATHETER, FOLEY 3-WAY, PURE SILICONE, ELASTOMER COATED, 30-50 CM LONG, ROUND TIP, TWO STAGGERED OR LATERAL EYES, BALLOON SIZE: 30-50 ML, WITH FUNNEL END VALVE SUITABLE TO BE USED WITH SYRINGE LUER LOCK, CYLINDRICAL, SIZE: CH 20, DISPOSABLE, STERILE | GENERAL MEDICAL SUPPLIES (NURSING AND BURN UNIT) SUPPLEMENTARY
710 | 4229540606800 | SPONGE, SYNTHETIC WITH X - RAY DETECTABLE, VERY SOFT AND HIGHLY ABSORBENT (NOT LESS THAN 5 TIMES ITS WEIGHT) OR NEUROSURGERY, SIZE: 3 X 3 INCH, D ISPOSABLE, STERILE | GENERAL MEDICAL SUPPLIES (NURSING AND BURN UNIT) SUPPLEMENTARY
711 | 4229540606700 | SPONGE SYNTHETIC WITH X - RAY DETECTABLE VERY SOFT AND HIGHLY ABSORBENT (NOT LESS THAN 5 TIMES ITS WEIGHT) OR NEUROSURGERY SIZE: 1 X 3 INCH DISPOSABLE STERILE | GENERAL MEDICAL SUPPLIES (NURSING AND BURN UNIT) SUPPLEMENTARY
712 | 4214270235600 | CATHETER FOLEY 2-WAYS SILICONE WITH INFECTION PROTECTION COATING (GOLD SILVER AND PALLADIUM) 30-50 CM LONG WITH LATERAL EYES BALLOON SIZE: 5-15 ML WITH FUNNEL END VALVE SUITABLE TO BE USED WITH SYRINGE LUER LUER LOCK CYLINDRICAL SIZE: CH 24 DISPOSABLE STERILE | GENERAL MEDICAL SUPPLIES (NURSING AND BURN UNIT) SUPPLEMENTARY
713 | 4229540606500 | SPONGE SYNTHETIC WITH X - RAY DETECTABLE VERY SOFT AND HIGHLY ABSORBENT (NOT LESS THAN 5 TIMES ITS WEIGHT) OR NEUROSURGERY SIZE: 3 X 1/4 INCH DISPOSABLE STERILE | GENERAL MEDICAL SUPPLIES (NURSING AND BURN UNIT) SUPPLEMENTARY
714 | 4214270230800 | CATHETER, FOLEY 2-WAYS, LATEX, SILICONE COATED, 30-50 CM LONG WITH LATERAL EYES, BALLOON SIZE: 5-15 ML WITH FUNNEL END VALVE SUITABLE TO BE USED WITH SYRINGE LUER LOCK, CYLINDRICAL, SIZE: CH 22, DISPOSABLE, STERILE | GENERAL MEDICAL SUPPLIES (NURSING AND BURN UNIT) SUPPLEMENTARY
715 | 4214270204500 | CATHETER, FOLEY 2-WAYS LATEX, SILICONE COATED, 20-40 CM LONG WITH STYLET AND LATERAL EYES, BALLOON SIZE: 3-5 ML WITH FUNNEL END VALVE SUITABLE TO BE USED WITH SYRINGE LUER LOCK, CYLINDRICAL, SIZE: CH 8, DISPOSABLE, STERILE | GENERAL MEDICAL SUPPLIES (NURSING AND BURN UNIT) SUPPLEMENTARY
716 | 4229540021100 | PATIENT PROTECTION KIT, INCLUDING SIDEPRONE HEADREST, 3 DUAL LAYERS PADS, 2 ARCS, FOR ICU POSITIONING | GENERAL MEDICAL SUPPLIES (NURSING AND BURN UNIT) SUPPLEMENTARY
717 | 4214270235800 | CATHETER FOLEY 3-WAYS SILICONE WITH INFECTION PROTECTION COATING (GOLD SILVER AND PALLADIUM) 30-50 CM LONG WITH LATERAL EYES BALLOON SIZE: 5-15 ML WITH FUNNEL END VALVE SUITABLE TO BE USED WITH SYRINGE LUER LUER LOCK CYLINDRICAL SIZE: CH 18 DISPOSABLE STERILE | GENERAL MEDICAL SUPPLIES (NURSING AND BURN UNIT) SUPPLEMENTARY
718 | 4214270236900 | CATHETER FOLEY 3-WAY LATEX 30-50 CM LONG ROUND TIP TWO STAGGERED OR LATERAL EYES BALLOON SIZE: 30-50 ML WITH FUNNEL END VALVE SUITABLE TO BE USED WITH SYRINGE LUER LOCK CYLINDRICAL SIZE: CH 18 DISPOSABLE STERILE | GENERAL MEDICAL SUPPLIES (NURSING AND BURN UNIT) SUPPLEMENTARY
719 | 4214270237000 | CATHETER, FOLEY 3-WAY, LATEX, 30-50 CM LONG, ROUND TIP, TWO STAGGERED OR LATERAL EYES, BALLOON SIZE: 30-50 ML, WITH FUNNEL END VALVE SUITABLE TO BE USED WITH SYRINGE LUER LOCK, CYLINDRICAL, SIZE: CH 20, DISPOSABLE, STERILE | GENERAL MEDICAL SUPPLIES (NURSING AND BURN UNIT) SUPPLEMENTARY
720 | 4214270237100 | CATHETER, FOLEY 3-WAY, LATEX, 30-50 CM LONG, ROUND TIP, TWO STAGGERED OR LATERAL EYES, BALLOON SIZE: 30-50 ML, WITH FUNNEL END VALVE SUITABLE TO BE USED WITH SYRINGE LUER LOCK, CYLINDRICAL, SIZE: CH 22, DISPOSABLE, STERILE | GENERAL MEDICAL SUPPLIES (NURSING AND BURN UNIT) SUPPLEMENTARY
721 | 4214270237200 | CATHETER, FOLEY 3-WAY, LATEX, 30-50 CM LONG, ROUND TIP, TWO STAGGERED OR LATERAL EYES, BALLOON SIZE: 30-50 ML, WITH FUNNEL END VALVE SUITABLE TO BE USED WITH SYRINGE LUER LOCK, CYLINDRICAL, SIZE: CH 24, DISPOSABLE, STERILE | GENERAL MEDICAL SUPPLIES (NURSING AND BURN UNIT) SUPPLEMENTARY
722 | 4229514318600 | ELECTRODE, ELECTROCARDIOGRAPHIC, SILVER CHLORIDE, PREWIRED, PEDIATRIC | GENERAL MEDICAL SUPPLIES (NURSING AND BURN UNIT) SUPPLEMENTARY
723 | 4229514318400 | ELECTRODE, ELECTROCARDIOGRAPHIC, SILVER CHLORIDE, GEL BASED PREWIRED PREMIE, INFANT, PHILIPS OR EQUIVALENT, AGILENT | GENERAL MEDICAL SUPPLIES (NURSING AND BURN UNIT) SUPPLEMENTARY
724 | 4229514318300 | ELECTRODE ECG SILVER GEL BASED ADHESIVE TAB TYPE DISPOSABLE STERILE | GENERAL MEDICAL SUPPLIES (NURSING AND BURN UNIT) SUPPLEMENTARY
725 | 4229514318200 | ELECTRODE ECG. FOR CARDIAC MONITOR (3 LEAD) OR NEWBORN RADIOLUCENT 25 MM (1 INCH) CIRC RADIOLUCENT WILL NOT APPEAR ON X - RAY IMAGES PRE - WIRED ELECTRODES HYDROGEL CENTER HYDROCOLLOID BORDER MULTI - COLORED WIRES NOT MADE WITH NATURAL RUBBER LATEX OR PLASTICIZER DEHP SETS OF THREE INDIVIDUALLY PACKAGED COMPATIBLE WITH PHILIPS CARDIAC MONITOR | GENERAL MEDICAL SUPPLIES (NURSING AND BURN UNIT) SUPPLEMENTARY
726 | 4214270222800 | CATHETER, NELATON, HYDROPHILIC COATED, 20-40 CM LONG, SIZE: CH 8, DISPOSABLE, STERILE | GENERAL MEDICAL SUPPLIES (NURSING AND BURN UNIT) SUPPLEMENTARY
727 | 4229512300000 | ASPIRATOR MECONIUM (MECONIUM REMOVAL DEVICE): SUCTION CONTROL PORT FOR INTERMITTENT SUCTIONING ATTACHES TO ALL ENDOTRACHEAL TUBES FEATURED IN THE TEXTBOOK OF NEONATAL RESUSCITATION ACRYLIC LENGTH: 83 MM THUMB PORT OPENING: 10 MM (I.D.) FREE OF LATEX FREE OF DEHP DISPOSABLE STERILE | GENERAL MEDICAL SUPPLIES (NURSING AND BURN UNIT) SUPPLEMENTARY
728 | 4229511600100 | SHEET, STICKY MAT, BLUE, SIZE 90X 60 CM (+/- 10CM) | GENERAL MEDICAL SUPPLIES (NURSING AND BURN UNIT) SUPPLEMENTARY
729 | 4214270222700 | CATHETER, NELATON, HYDROPHILIC COATED, 20-40 CM LONG, SIZE: CH 6, DISPOSABLE, STERILE | GENERAL MEDICAL SUPPLIES (NURSING AND BURN UNIT) SUPPLEMENTARY
730 | 4229511101000 | KIT, TURN AND POSITION SYSTEM, CONTAINS (1) GLIDE SHEET WITH MULTIPLE HANDLES 90 X 140CM (+/- 10CM), (1) BODY WEDGE, (1) BODY WEDGE WITH ANCHOR, (1) MICROCLIMATE BODY PAD 90 X 140CM (+/- 10CM), ABSORPTION CAPABILITY NOT LESS THAN 2 L, SINGLE PATIENT USE, WEIGHT CAPACITY NOT LESS THAN 200 KG | GENERAL MEDICAL SUPPLIES (NURSING AND BURN UNIT) SUPPLEMENTARY
731 | 4214270236800 | CATHETER, FOLEY, 2-WAYS, PURE SILICONE, OPEN TIP OVER GUIDEWIRE, 30-50 CM LONG WITH LATERAL EYES, BALLOON SIZE: 5-15 ML WITH FUNNEL END VALVE SUITABLE TO BE USED WITH SYRINGE LUER LOCK, CYLINDRICAL, SIZE: CH 12, DISPOSABLE, STERILE | GENERAL MEDICAL SUPPLIES (NURSING AND BURN UNIT) SUPPLEMENTARY
732 | 4214270222300 | CATHETER, HYDROPHILIC, SELF LUBRICATED, READY TO USE, FREE OF PVC, FEMALE, CH 8, 15-20 CM, WITH COATED EYE, DISPOSABLE, STERILE | GENERAL MEDICAL SUPPLIES (NURSING AND BURN UNIT) SUPPLEMENTARY
733 | 4214270220800 | CATHETER, FOLEY, 2-WAYS, PURE SILICONE, OPEN TIP OVER GUIDEWIRE, 20-40 CM LONG WITH LATERAL EYES, BALLOON SIZE: 3-5 ML WITH FUNNEL END VALVE SUITABLE TO BE USED WITH SYRINGE LUER LOCK, CYLINDRICAL, SIZE: CH 8, DISPOSABLE, STERILE | GENERAL MEDICAL SUPPLIES (NURSING AND BURN UNIT) SUPPLEMENTARY
734 | 4214270217600 | CATHETER, FOLEY, 2-WAYS, PURE SILICONE, OPEN TIP OVER GUIDEWIRE, 20-40 CM LONG WITH LATERAL EYES, BALLOON SIZE: 3-5 ML WITH FUNNEL END VALVE SUITABLE TO BE USED WITH SYRINGE LUER LOCK, CYLINDRICAL, SIZE: CH 10, DISPOSABLE, STERILE | GENERAL MEDICAL SUPPLIES (NURSING AND BURN UNIT) SUPPLEMENTARY
735 | 4214270215400 | CATHETER, FOLEY, 3-WAYS, PURE SILICONE, COUDE TIP (TIEMANN), 40-60 CM LONG WITH LATERAL EYES, BALLOON SIZE: 30-50 ML WITH FUNNEL END VALVE SUITABLE TO BE USED WITH SYRINGE LUER LOCK, CYLINDRICAL, SIZE: CH 20, DISPOSABLE, STERILE | GENERAL MEDICAL SUPPLIES (NURSING AND BURN UNIT) SUPPLEMENTARY
736 | 4214270215300 | CATHETER, FOLEY, 3-WAYS, PURE SILICONE, COUDE TIP (TIEMANN), 40-60 CM LONG WITH LATERAL EYES, BALLOON SIZE: 30-50 ML WITH FUNNEL END VALVE SUITABLE TO BE USED WITH SYRINGE LUER LOCK, CYLINDRICAL, SIZE: CH 22, DISPOSABLE, STERILE | GENERAL MEDICAL SUPPLIES (NURSING AND BURN UNIT) SUPPLEMENTARY
737 | 4214270212100 | SET, FOR URINARY CATHETER: SIZE 5.0 FRENCH (WITHOUT IODINE) WITH SILICONE URINARY CATHETER, MUST BE ENCASED RADIOPAQUE STRIPE, SOFT, ROUNDED TI P, STOPCOCK WITH LATEX-FREE, INJECTION SITE, 150 ML COLLECTION BURETTE WITH DRAINAGE STOPCOCK, SET CONTENTS, PRE-ASSEMBLED SET (WITH SILICONE URINARY CATHETER 5FR AND BURETTE) POVIDONE-IODINE SWABSTICKS, STERILE SURGICAL LUBRICANT, TOWEL, FENESTRATED DRAPE. | GENERAL MEDICAL SUPPLIES (NURSING AND BURN UNIT) SUPPLEMENTARY
738 | 4214270211500 | CATHETER, HYDROPHILIC, SELF LUBRICATED, READY TO USE, FREE OF PVC, MALE, CH 10, 30-40 CM, WITH COATED EYE, DISPOSABLE, STERILE | GENERAL MEDICAL SUPPLIES (NURSING AND BURN UNIT) SUPPLEMENTARY
739 | 4214270211400 | CATHETER, HYDROPHILIC, SELF LUBRICATED, READY TO USE, FREE OF PVC, FEMALE CH 10, 15-20 CM WITH COATED EYE, DISPOSABLE, STERILE | GENERAL MEDICAL SUPPLIES (NURSING AND BURN UNIT) SUPPLEMENTARY
740 | 4214270211300 | CATHETER, HYDROPHILIC, SELF LUBRICATED, READY TO USE, FREE OF PVC, FEMALE, CH 14, 15-20 CM, WITH COATED EYE, DISPOSABLE, STERILE | GENERAL MEDICAL SUPPLIES (NURSING AND BURN UNIT) SUPPLEMENTARY
741 | 4214270211200 | CATHETER, HYDROPHILIC, SELF LUBRICATED, READY TO USE, FREE OF PVC, FEMALE, CH 12, 15-20 CM, WITH COATED EYE, DISPOSABLE, STERILE | GENERAL MEDICAL SUPPLIES (NURSING AND BURN UNIT) SUPPLEMENTARY
742 | 4214270210700 | CATHETER, HYDROPHILIC, SELF LUBRICATED, READY TO USE, FREE OF PVC, MALE, CH 14, 30-40 CM, WITH COATED EYE, DISPOSABLE, STERILE | GENERAL MEDICAL SUPPLIES (NURSING AND BURN UNIT) SUPPLEMENTARY
743 | 4214270210600 | CATHETER, HYDROPHILIC, SELF LUBRICATED, READY TO USE, FREE OF PVC, MALE, CH 12, 30-40 CM, WITH COATED EYE, DISPOSABLE, STERILE | GENERAL MEDICAL SUPPLIES (NURSING AND BURN UNIT) SUPPLEMENTARY
744 | 4214270207900 | CATHETER, FOLEY 2-WAYS, LATEX, SILICONE COATED, 30-50 CM LONG WITH LATERAL EYES, BALLOON SIZE: 5-15 ML WITH FUNNEL END VALVE SUITABLE TO BE USED WITH SYRINGE LUER LOCK, CYLINDRICAL, SIZE: CH 12, DISPOSABLE, STERILE | GENERAL MEDICAL SUPPLIES (NURSING AND BURN UNIT) SUPPLEMENTARY
745 | 4214270207800 | CATHETER, FOLEY, 3-WAYS, PURE SILICONE, COUDE TIP (TIEMANN), 40-60 CM LONG WITH LATERAL EYES, BALLOON SIZE: 30-50 ML WITH FUNNEL END VALVE SUITABLE TO BE USED WITH SYRINGE LUER LOCK, CYLINDRICAL, SIZE: CH 24, DISPOSABLE, STERILE | GENERAL MEDICAL SUPPLIES (NURSING AND BURN UNIT) SUPPLEMENTARY
746 | 4214270220900 | CATHETER, FOLEY, 2-WAYS, PURE SILICONE, 30-50 CM LONG WITH LATERAL EYES, BALLOON SIZE: 5-15 ML WITH FUNNEL END VALVE SUITABLE TO BE USED WITH SYRINGE LUER LOCK, CYLINDRICAL, SIZE: CH 22, DISPOSABLE, STERILE | GENERAL MEDICAL SUPPLIES (NURSING AND BURN UNIT) SUPPLEMENTARY
747 | 4214270236700 | CATHETER, NELATON, PVC, TIEMANN, 40-50 CM LONG, SIZE: CH 14, DISPOSABLE, STERILE | GENERAL MEDICAL SUPPLIES (NURSING AND BURN UNIT) SUPPLEMENTARY
748 | 4214270236600 | CATHETER, NELATON, HYDROPHILIC COATED, 20-40 CM LONG, SIZE: CH 10, DISPOSABLE, STERILE | GENERAL MEDICAL SUPPLIES (NURSING AND BURN UNIT) SUPPLEMENTARY
749 | 4214270236500 | CATHETER, FOLEY 2-WAYS LATEX, SILICONE COATED, 30-50 CM LONG WITH LATERAL EYES, BALLOON SIZE: 5-15 ML WITH FUNNEL END VALVE SUITABLE TO BE USED WITH SYRINGE LUER LOCK, CYLINDRICAL, SIZE: CH 18, DISPOSABLE, STERILE | GENERAL MEDICAL SUPPLIES (NURSING AND BURN UNIT) SUPPLEMENTARY
750 | 4229540009900 | SILICONE GEL SHEET ELASTIC SHEET 30-33 X 4-6 CM ULTRAVIOLET PROTECTION FACTOR EXTRA-THICK SILICONE LAYER WITH SOAP DISPOSABLE STERILE | GENERAL MEDICAL SUPPLIES (NURSING AND BURN UNIT) SUPPLEMENTARY
751 | 4229540009800 | SILICONE GEL SHEET ELASTIC SHEET 33-35 X 4-6 CM ULTRAVIOLET PROTECTION FACTOR EXTRA-THICK SILICONE LAYER WITH SOAP DISPOSABLE STERILE | GENERAL MEDICAL SUPPLIES (NURSING AND BURN UNIT) SUPPLEMENTARY
752 | 4214270235900 | CATHETER FOLEY 3-WAYS SILICONE WITH INFECTION PROTECTION COATING (GOLD SILVER AND PALLADIUM) 30-50 CM LONG WITH LATERAL EYES BALLOON SIZE: 5-15 ML WITH FUNNEL END VALVE SUITABLE TO BE USED WITH SYRINGE LUER LUER LOCK CYLINDRICAL SIZE: CH 20 DISPOSABLE STERILE | GENERAL MEDICAL SUPPLIES (NURSING AND BURN UNIT) SUPPLEMENTARY
753 | 4229540009700 | SILICONE GEL SHEET ELASTIC SHEET 40-42 X 4-6 CM ULTRAVIOLET PROTECTION FACTOR EXTRA-THICK SILICONE LAYER WITH SOAP DISPOSABLE STERILE | GENERAL MEDICAL SUPPLIES (NURSING AND BURN UNIT) SUPPLEMENTARY
754 | 4229540009600 | SILICONE GEL SHEET ELASTIC SHEET 10X15 CM ULTRAVIOLET PROTECTION FACTOR EXTRA-THICK SILICONE LAYER WITH SOAP DISPOSABLE STERILE | GENERAL MEDICAL SUPPLIES (NURSING AND BURN UNIT) SUPPLEMENTARY
755 | 4229531000600 | ADAPTER, LOCKING LUER MALE PLUG, SHORT, NON LATEX, NEEDLE FREE, NEUTRAL DISPLACEMENT, CLEAR PATH, COMPATIBLE WITH POWER INJECTION, INCOMPATIBLE WITH ENTERAL SYRINGES | GENERAL MEDICAL SUPPLIES (NURSING AND BURN UNIT) SUPPLEMENTARY
756 | 4214270230600 | CATHETER, FOLEY 2-WAYS, LATEX, SILICONE COATED, 30-50 CM LONG WITH LATERAL EYES, BALLOON SIZE: 5-15 ML WITH FUNNEL END VALVE SUITABLE TO BE USED WITH SYRINGE LUER LOCK, CYLINDRICAL, SIZE: CH 20, DISPOSABLE, STERILE | GENERAL MEDICAL SUPPLIES (NURSING AND BURN UNIT) SUPPLEMENTARY
757 | 4214270230400 | CATHETER, FOLEY 2-WAYS, LATEX, SILICONE COATED, 30-50 CM LONG WITH LATERAL EYES, BALLOON SIZE: 5-15 ML WITH FUNNEL END VALVE SUITABLE TO BE USED WITH SYRINGE LUER LOCK, CYLINDRICAL, SIZE: CH 14, DISPOSABLE, STERILE | GENERAL MEDICAL SUPPLIES (NURSING AND BURN UNIT) SUPPLEMENTARY
758 | 4214270229100 | CATHETER FOLEY 2-WAYS PURE SILICONE 30-50 CM LONG WITH LATERAL EYES COUDE TIP (TIEMANN) BALLOON SIZE: 5-15 ML WITH FUNNEL END VALVE SUITABLE TO BE U SED WITH SYRINGE LUER LUER LOCK CYLINDRICAL SIZE: CH 22 DISPOSABLE STERILE | GENERAL MEDICAL SUPPLIES (NURSING AND BURN UNIT) SUPPLEMENTARY
759 | 4214270228900 | CATHETER FOLEY 2-WAYS PURE SILICONE 30-50 CM LONG WITH LATERAL EYES COUDE TIP (TIEMANN) BALLOON SIZE: 5-15 ML WITH FUNNEL END VALVE SUITABLE TO BE USED WITH SYRINGE LUER LUER LOCK CYLINDRICAL SIZE: CH 16 DISPOSABLE STERILE | GENERAL MEDICAL SUPPLIES (NURSING AND BURN UNIT) SUPPLEMENTARY
760 | 4214270228800 | CATHETER FOLEY 2-WAYS PURE SILICONE 30-50 CM LONG WITH LATERAL EYES COUDE TIP (TIEMANN) BALLOON SIZE: 5-15 ML WITH FUNNEL END VALVE SUITABLE TO BE USED WITH SYRINGE LUER LUER LOCK CYLINDRICAL SIZE: CH 14 DISPOSABLE STERILE | GENERAL MEDICAL SUPPLIES (NURSING AND BURN UNIT) SUPPLEMENTARY
761 | 4214270225500 | CATHETER, HYDROPHILIC, SELF LUBRICATED, READY TO USE, FREE OF PVC, PEDIATRIC, CH 06, 15-20 CM, WITH COATED EYE, DISPOSABLE, STERILE | GENERAL MEDICAL SUPPLIES (NURSING AND BURN UNIT) SUPPLEMENTARY
762 | 4214270224800 | SET, IV PUMP, FOR CHEMOTHERAPY, 4 LOCKING LUER ACCESS PORTS, ABOVE THE DRIP CHAMBER, LIGHT-SENSITIVE, NON PVC, LATEX FREE, NEEDLE FREE, NONDEHP SPLIT SEPTUM PORTS, DISPOSABLE, STERILE | GENERAL MEDICAL SUPPLIES (NURSING AND BURN UNIT) SUPPLEMENTARY
763 | 4214270224700 | SET, IV PUMP, CHEMOTHERAPY, SECONDARY MEDICATION LOCKING LUER CONNECTOR, LIGHT-SENSITIVE, NON PVC, LATEX FREE, NEEDLE FREE, NON DEHP, WITH MIXING ACCESS, DISPOSABLE, STERILE | GENERAL MEDICAL SUPPLIES (NURSING AND BURN UNIT) SUPPLEMENTARY
764 | 4214270224600 | SET, I.V. PUMP BURETTE, 150 ML, VENTED, LATEX FREE, NEEDLE FREE, NON DEHP SPLIT SEPTUM PORTS, COMPATIBLE WITH HOSPITAL MACHINE, DISPOSABLE, STERILE | GENERAL MEDICAL SUPPLIES (NURSING AND BURN UNIT) SUPPLEMENTARY
765 | 4214270224500 | SET, IV EXTENSION, SECONDARY MEDICATION LINE, LATEX FREE, NEEDLE FREE, NON DEHP, DISPOSABLE, STERILE | GENERAL MEDICAL SUPPLIES (NURSING AND BURN UNIT) SUPPLEMENTARY
766 | 4214270224400 | SET, IV EXTENSION, 30 CM, WITH INTEGRATED 1.2 MICRON LIPID COMPATIBLE FILTER, LATEX FREE, NEEDLE FREE NONDEHP SPLIT SEPTUM PORTS, STERILE, DISPOSABLE | GENERAL MEDICAL SUPPLIES (NURSING AND BURN UNIT) SUPPLEMENTARY
767 | 4214270224300 | SET, IV EXTENSION, 30 CM, WITH INTEGRATED 0.2 MICRON MEDICATION FILTER, LATEX FREE, NEEDLE FREE, NON DEHP SPLIT SEPTUM PORTS, STERILE, DISPOSABLE | GENERAL MEDICAL SUPPLIES (NURSING AND BURN UNIT) SUPPLEMENTARY
768 | 4229545307800 | DRESSING SECUREMENT FOR PICC INDIVIDUALLY PACKAGE DISPOSABLE STERILE | GENERAL MEDICAL SUPPLIES (NURSING AND BURN UNIT) SUPPLEMENTARY
769 | 4214270224200 | SET, IV ADMINISTRATION, SCALP VEIN, 21 G X 3 / 4 TUBING 7-12 INCH, WITH LUER LOCK, DISPOSABLE, STERILE | GENERAL MEDICAL SUPPLIES (NURSING AND BURN UNIT) SUPPLEMENTARY
770 | 4214270224100 | SET, I.V. ADMINISTRATION, FOR BAXTER INFUSION PUMP, DISPOSABLE, STERILE | GENERAL MEDICAL SUPPLIES (NURSING AND BURN UNIT) SUPPLEMENTARY
771 | 4214270236000 | CATHETER FOLEY 3-WAYS SILICONE WITH INFECTION PROTECTION COATING (GOLD SILVER AND PALLADIUM) 30-50 CM LONG WITH LATERAL EYES BALLOON SIZE: 5-15 ML WITH FUNNEL END VALVE SUITABLE TO BE USED WITH SYRINGE LUER LUER LOCK CYLINDRICAL SIZE: CH 22 DISPOSABLE STERILE | GENERAL MEDICAL SUPPLIES (NURSING AND BURN UNIT) SUPPLEMENTARY
772 | 4214270223100 | CATHETER, NELATON, HYDROPHILIC COATED, 30-50 CM LONG, SIZE: CH 18, DISPOSABLE, STERILE | GENERAL MEDICAL SUPPLIES (NURSING AND BURN UNIT) SUPPLEMENTARY
773 | 4214270236100 | CATHETER FOLEY 3-WAYS SILICONE WITH INFECTION PROTECTION COATING (GOLD SILVER AND PALLADIUM) 30-50 CM LONG WITH LATERAL EYES BALLOON SIZE: 5-15 ML WITH FUNNEL END VALVE SUITABLE TO BE USED WITH SYRINGE LUER LUER LOCK CYLINDRICAL SIZE: CH 24 DISPOSABLE STERILE | GENERAL MEDICAL SUPPLIES (NURSING AND BURN UNIT) SUPPLEMENTARY
774 | 4214270223000 | CATHETER, NELATON, HYDROPHILIC COATED, 30-50 CM LONG, SIZE: CH 14, DISPOSABLE, STERILE | GENERAL MEDICAL SUPPLIES (NURSING AND BURN UNIT) SUPPLEMENTARY
775 | 4214270222900 | CATHETER, NELATON, HYDROPHILIC COATED, 30-50 CM LONG, SIZE: CH 12, DISPOSABLE, STERILE | GENERAL MEDICAL SUPPLIES (NURSING AND BURN UNIT) SUPPLEMENTARY
776 | 4214270236200 | VALVE, AUTOMATED, FIT ALL SIZES OF FOLEY CATHETER, REPLACE URINE BAG, MAKING PATIENT CONTROL URINATION | GENERAL MEDICAL SUPPLIES (NURSING AND BURN UNIT) SUPPLEMENTARY
777 | 4214270236300 | CATHETER, FOLEY 2-WAYS, LATEX, SILICONE COATED, 20-40 CM LONG WITH STYLET AND LATERAL EYES, BALLOON SIZE: 3-5 ML WITH FUNNEL END VALVE SUITABLE TO BE USED WITH SYRINGE LUER LOCK, CYLINDRICAL, SIZE: CH 10, DISPOSABLE, STERILE | GENERAL MEDICAL SUPPLIES (NURSING AND BURN UNIT) SUPPLEMENTARY
778 | 4214270236400 | CATHETER, FOLEY 2-WAYS, LATEX, SILICONE COATED, 30-50 CM LONG WITH LATERAL EYES, BALLOON SIZE: 5-15 ML WITH FUNNEL END VALVE SUITABLE TO BE USED WITH SYRINGE LUER LOCK, CYLINDRICAL, SIZE: CH 16, DISPOSABLE, STERILE | GENERAL MEDICAL SUPPLIES (NURSING AND BURN UNIT) SUPPLEMENTARY
779 | 4229540013000 | SILICONE GEL SHEET, FOR INVISIBLE SCAR THERAPY, GEL 15-30 G. | GENERAL MEDICAL SUPPLIES (NURSING AND BURN UNIT) SUPPLEMENTARY
780 | 4214272000600 | CONDOM SELF ADHESIVE WITH AN OPENING CONNECTED TO A URINE BAG SIZE: LARGE = 35 MM LATEX FREE DISPOSABLE | GENERAL MEDICAL SUPPLIES (NURSING AND BURN UNIT) SUPPLEMENTARY
781 | 4214272000700 | CONDOM SELF ADHESIVE WITH AN OPENING CONNECTED TO A URINE BAG SIZE: MEDIUM = 30 MM LATEX FREE DISPOSABLE | GENERAL MEDICAL SUPPLIES (NURSING AND BURN UNIT) SUPPLEMENTARY
782 | 4214272000800 | CONDOM SELF ADHESIVE WITH AN OPENING CONNECTED TO A URINE BAG SIZE: SMALL = 25 MM LATEX FREE DISPOSABLE | GENERAL MEDICAL SUPPLIES (NURSING AND BURN UNIT) SUPPLEMENTARY
783 | 4213210100100 | UNDERPAD INCONTINENCE ABSORBENT CELLULOSE WATERPROOF STRONG AND CLEAR IMPOSING ASSURE DRY SURFACE SIZE: 30 X 30 CM ( +/- 2 CM ) PACKING: WRAPPED IN A PLASTIC PACK | GENERAL MEDICAL SUPPLIES (NURSING AND BURN UNIT) SUPPLEMENTARY
784 | 4213171600000 | COVER OVER SHOE NON - WOVEN FITS ALL SIZE S BREATHABLE FABRIC TEAR/SLIP RESISTANT DISPOSABLE | GENERAL MEDICAL SUPPLIES (NURSING AND BURN UNIT) SUPPLEMENTARY
785 | 4213170700000 | COVER HEAD COTTON BASE PEDIATRIC DISPOSABLE | GENERAL MEDICAL SUPPLIES (NURSING AND BURN UNIT) SUPPLEMENTARY
786 | 4213170203900 | GOWN, FOR PATIENT, DARK BLUE, WITH NECK AND BACK TIES, LONG SLEEVES WITH CUFF, LENGTH: BELOW KNEE, STANDARD SIZE, DISPOSABLE | GENERAL MEDICAL SUPPLIES (NURSING AND BURN UNIT) SUPPLEMENTARY
787 | 4213170202000 | GOWN CHEMOTHERAPY SERVE AS BARRIER AGAINST WATER AND CHEMICAL PROOF AND PERFORATED OPEN BACK DESIGN SIZE XL NON STERILE | GENERAL MEDICAL SUPPLIES (NURSING AND BURN UNIT) SUPPLEMENTARY
788 | 4229161414800 | SCISSOR, FOR STITCHING, PLASTIC, DISPOSABLE, STERILE | GENERAL MEDICAL SUPPLIES (NURSING AND BURN UNIT) SUPPLEMENTARY
789 | 4223160915100 | TUBE FEEDING, GASTROSTOMY, SIZE: 24 X 4.5 CM, LOW PROFILE, DISPOSABLE, STERILE | GENERAL MEDICAL SUPPLIES (NURSING AND BURN UNIT) SUPPLEMENTARY
790 | 4213161200600 | GOWN CHEMOTHERAPY SERVE AS BARRIER AGAINST WATER AND CHEMICAL PROOF AND PERFORATED OPEN BACK DESIGN SIZE SMALL NON STERILE | GENERAL MEDICAL SUPPLIES (NURSING AND BURN UNIT) SUPPLEMENTARY
791 | 4213161200400 | GOWN CHEMOTHERAPY SERVE AS BARRIER AGAINST WATER AND CHEMICAL PROOF AND PERFORATED OPEN BACK DESIGN SIZE LARGE NON STERILE | GENERAL MEDICAL SUPPLIES (NURSING AND BURN UNIT) SUPPLEMENTARY
792 | 4213161200300 | GOWN CHEMOTHERAPY SERVE AS BARRIER AGAINST WATER AND CHEMICAL PROOF AND PERFORATED OPEN BACK DESIGN SIZE MEDIUM NON STERILE | GENERAL MEDICAL SUPPLIES (NURSING AND BURN UNIT) SUPPLEMENTARY
793 | 4213161100200 | HAIR CAP, FOR SURGEON, HOOD TYPE, WITH TIES, FITS ALL SIZES, BLUE OR GREEN, DISPOSABLE | GENERAL MEDICAL SUPPLIES (NURSING AND BURN UNIT) SUPPLEMENTARY
794 | 4213161100000 | HAIR CAP, FOR SURGEON, WITH TIES, FITS ALL SIZE, BLUE OR GREEN, DISPOSABLE | GENERAL MEDICAL SUPPLIES (NURSING AND BURN UNIT) SUPPLEMENTARY
795 | 4213160500100 | COVER BOOT COVER FULL UNIVERSAL GENEROUS SIZING MADE OF HIGH-QUALITY THREE LAYER SMS HEAVY-DUTY THICK COMPLETE BARRIER TO BLOOD AND BOD Y FLUIDS BREATHABLE KNEE HIGH PRESENTED IN SMALL CARTOON DISPENSERS CAN TAKE UP TO 50 PCS PER DISPENSER. | GENERAL MEDICAL SUPPLIES (NURSING AND BURN UNIT) SUPPLEMENTARY
796 | 4213210100200 | UNDERPAD, INCONTINENCE, ABSORBENT, CELLULOSE, WATERPROOF, STRONG AND CLEAR IMPOSING, ASSURE DRY SURFACE, SIZE: 60 X 80 CM ( +/- 2 CM ), PACKING: WRAPPED IN A PLASTIC PACK | GENERAL MEDICAL SUPPLIES (NURSING AND BURN UNIT) SUPPLEMENTARY
797 | 4213160400000 | HAIR CAP, FOR NURSE, BOUFFANT HEAD, NON-WOVEN, ADJUSTABLE, 18-20 GSM, FITS ALL SIZES, BLUE OR GREEN, DISPOSABLE | GENERAL MEDICAL SUPPLIES (NURSING AND BURN UNIT) SUPPLEMENTARY
798 | 4229560108100 | DRESSING SECUREMENT, FOR ADULT ARTERIAL CATHETER, INDIVIDUALLY PACKAGE, DISPOSABLE, STERILE | GENERAL MEDICAL SUPPLIES (NURSING AND BURN UNIT) SUPPLEMENTARY
799 | 4229560108200 | DRESSING SECUREMENT, FOR DIALYSIS FISTULA NEEDLE, INDIVIDUALLY PACKAGE, DISPOSABLE, STERILE | GENERAL MEDICAL SUPPLIES (NURSING AND BURN UNIT) SUPPLEMENTARY
800 | 4229560108400 | DRESSING SECUREMENT, FOR ADULT FOLEY CATHETER, INDIVIDUALLY PACKAGE, DISPOSABLE, STERILE | GENERAL MEDICAL SUPPLIES (NURSING AND BURN UNIT) SUPPLEMENTARY
801 | 4213151407100 | UNDERWEAR, FEMALE, X-LARGE, DISPOSABLE | GENERAL MEDICAL SUPPLIES (NURSING AND BURN UNIT) SUPPLEMENTARY
802 | 4213151407000 | UNDERWEAR, FEMALE, MEDIUM, DISPOSABLE | GENERAL MEDICAL SUPPLIES (NURSING AND BURN UNIT) SUPPLEMENTARY
803 | 4213151406900 | UNDERWEAR, FEMALE, LARGE, DISPOSABLE | GENERAL MEDICAL SUPPLIES (NURSING AND BURN UNIT) SUPPLEMENTARY
804 | 4213151401600 | GARMENT RETENTION LEGGINGS TWO WAY STRETCH NON-TOXIC NON-IRRITATING 11 - 14 YEARS OLD WET/DRY WRAPPING IT CAN BE WASHABLE SUITABLE FOR EB PATIENTS (WOUND AND OSTOMY CARE) | GENERAL MEDICAL SUPPLIES (NURSING AND BURN UNIT) SUPPLEMENTARY
805 | 4213151401500 | GARMENT RETENTION LEGGINGS TWO WAY STRETCH NON-TOXIC NON-IRRITATING 8 - 11 YEARS OLD WET/DRY WRAPPING IT CAN BE WASHABLE SUITABLE FOR EB PATIENTS (WOUND AND OSTOMY CARE) | GENERAL MEDICAL SUPPLIES (NURSING AND BURN UNIT) SUPPLEMENTARY
806 | 4213151401400 | GARMENT RETENTION LEGGINGS TWO WAY STRETCH NON-TOXIC NON-IRRITATING 5 - 8 YEARS OLD WET/DRY WRAPPING IT CAN BE WASHABLE SUITABLE FOR EB PATIENTS (WOUND AND OSTOMY CARE) | GENERAL MEDICAL SUPPLIES (NURSING AND BURN UNIT) SUPPLEMENTARY
807 | 4213151401300 | GARMENT RETENTION LEGGINGS TWO WAY STRETCH NON-TOXIC NON-IRRITATING 2 - 5 YEARS OLD WET/DRY WRAPPING IT CAN BE WASHABLE SUITABLE FOR EB PATIENTS (WOUND AND OSTOMY CARE) | GENERAL MEDICAL SUPPLIES (NURSING AND BURN UNIT) SUPPLEMENTARY
808 | 4213151401200 | GARMENT RETENTION TIGHTS TWO WAY STRETCH NON-TOXIC NON-IRRITATING 6 - 24 MONTHS OLD WET/DRY WRAPPING IT CAN BE WASHABLE SUITABLE FOR EB PATIENTS (WOUND AND OSTOMY CARE) | GENERAL MEDICAL SUPPLIES (NURSING AND BURN UNIT) SUPPLEMENTARY
809 | 4213151401100 | GARMENT RETENTION VEST TWO WAY STRETCH NON-TOXIC NON-IRRITATING 11 - 14 YEARS OLD WET/DRY WRAPPING IT CAN BE WASHABLE SUITABLE FOR EB PATIENTS (WOUND AND OSTOMY CARE) | GENERAL MEDICAL SUPPLIES (NURSING AND BURN UNIT) SUPPLEMENTARY
810 | 4213151401000 | GARMENT RETENTION VEST TWO WAY STRETCH NON-TOXIC NON-IRRITATING 8 - 11 YEARS OLD WET/DRY WRAPPING IT CAN BE WASHABLE SUITABLE FOR EB PATIENTS (WOUND AND OSTOMY CARE) | GENERAL MEDICAL SUPPLIES (NURSING AND BURN UNIT) SUPPLEMENTARY
811 | 4213160100300 | APRON LAMINATED PLASTIC SIZE: 70 X 120 CM (+/- 5 CM) DISPOSABLE | GENERAL MEDICAL SUPPLIES (NURSING AND BURN UNIT) SUPPLEMENTARY
812 | 4213210100500 | UNDERPAD INCONTINENCE ABSORBENT CELLULOSE WATERPROOF STRONG AND CLEAR IMPOSING ASSURE DRY SURFACE SIZE: 60 X 90 CM ( +/- 2 CM ) PACKING: WRAPPED IN A PLASTIC PACK | GENERAL MEDICAL SUPPLIES (NURSING AND BURN UNIT) SUPPLEMENTARY
813 | 4213210100700 | UNDERPAD INCONTINENCE ABSORBENT CELLULOSE WATERPROOF STRONG AND CLEAR IMPOSING ASSURE DRY SURFACE SIZE: 40 X 60 CM ( +/- 2 CM ) PACKING: WRAPPED IN A PLASTIC PACK | GENERAL MEDICAL SUPPLIES (NURSING AND BURN UNIT) SUPPLEMENTARY
814 | 4213210100800 | UNDERPAD INCONTINENCE ABSORBENT CELLULOSE WATERPROOF STRONG AND CLEAR IMPOSING ASSURE DRY SURFACE SIZE: 50 X 75 CM ( +/- 2 CM ) PACKING: WRAPPED IN A PLASTIC PACK | GENERAL MEDICAL SUPPLIES (NURSING AND BURN UNIT) SUPPLEMENTARY
815 | 4214000064600 | DRESSING, BREAST PADS, POLYMERIC MEMBRANE, NON-ADHESIVE, THERAPEUTIC, DIAMETER 6.5 (+/- 1CM) (WOUND AND OSTOMY CARE) | GENERAL MEDICAL SUPPLIES (NURSING AND BURN UNIT) SUPPLEMENTARY
816 | 4214000012100 | CONNECTOR, CABLE TRUNK 3-LEAD, FOR ECG, IT SHOULD BE COMPATIBLE WITH THE HOSPITAL MACHINE | GENERAL MEDICAL SUPPLIES (NURSING AND BURN UNIT) SUPPLEMENTARY
817 | 4214000006800 | STETHOSCOPE PEDIATRIC DUAL HEAD U SHAPE SOFT SILICONE EAR TIPS DIAMETER 35MM (+/- 2MM) LENGTH 50 -70 CM | GENERAL MEDICAL SUPPLIES (NURSING AND BURN UNIT) SUPPLEMENTARY
818 | 4213220600100 | POWDER, TRANSFORMING POWDER DRESSING, 0.5-1 G, STERILE, (WOUND AND OSTOMY) | GENERAL MEDICAL SUPPLIES (NURSING AND BURN UNIT) SUPPLEMENTARY
819 | 4229210201400 | EXTRACTOR, MUCUS, CATHETER SIZE 16 FRENCH, SINGLE CHAMBER, 60-80 ML, DISPOSABLE, STERILE | GENERAL MEDICAL SUPPLIES (NURSING AND BURN UNIT) SUPPLEMENTARY
820 | 4229210200200 | EXTRACTOR, MUCOUS, WITH NON RETURN VALVE AND FILTER, 20-30 ML, CATHETER SIZE 14 FRENCH, DISPOSABLE, STERILE | GENERAL MEDICAL SUPPLIES (NURSING AND BURN UNIT) SUPPLEMENTARY
821 | 4229210200100 | EXTRACTOR, MUCOUS, WITH NON RETURN VALVE AND FILTER, 20-30 ML, CATHETER SIZE 12 FRENCH, DISPOSABLE, STERILE | GENERAL MEDICAL SUPPLIES (NURSING AND BURN UNIT) SUPPLEMENTARY
822 | 4229210200000 | EXTRACTOR, MUCOUS, WITH NON RETURN VALVE AND FILTER, 20-30 ML, CATHETER SIZE 10 FRENCH, DISPOSABLE, STERILE | GENERAL MEDICAL SUPPLIES (NURSING AND BURN UNIT) SUPPLEMENTARY
823 | 4229180220700 | FORCEPS TWEEZERS PLASTIC 15CM (+ \-2) DISPOSABLE STERILE | GENERAL MEDICAL SUPPLIES (NURSING AND BURN UNIT) SUPPLEMENTARY
824 | 4213220507900 | GLOVES, BATHING, PREMOISTENED, MICROWAVABLE, ALCOHOL FREE, FRAGRANCE FREE, 8-12 GLOVES PER PACK, DISPOSABLE | GENERAL MEDICAL SUPPLIES (NURSING AND BURN UNIT) SUPPLEMENTARY
825 | 4213220306700 | GLOVES EXAMINATION NITRILE NON-POWDERED LONG SLEEVE WITH MINIMUM LENGTH 300-350 MM SIZE: EXTRA LARGE (PACKET) | GENERAL MEDICAL SUPPLIES (NURSING AND BURN UNIT) SUPPLEMENTARY
826 | 4213220306600 | GLOVES EXAMINATION NITRILE NON-POWDERED LONG SLEEVE WITH MINIMUM LENGTH 300-350 MM SIZE: LARGE (PACKET) | GENERAL MEDICAL SUPPLIES (NURSING AND BURN UNIT) SUPPLEMENTARY
827 | 4213220306500 | GLOVES EXAMINATION NITRILE NON-POWDERED LONG SLEEVE WITH MINIMUM LENGTH 300-350 MM SIZE: SMALL (PACKET) | GENERAL MEDICAL SUPPLIES (NURSING AND BURN UNIT) SUPPLEMENTARY
828 | 4213220306400 | GLOVES EXAMINATION NITRILE NON-POWDERED LONG SLEEVE WITH MINIMUM LENGTH 300-350 MM SIZE: MEDIUM (PACKET) | GENERAL MEDICAL SUPPLIES (NURSING AND BURN UNIT) SUPPLEMENTARY
829 | 4213220306300 | GLOVES EXAMINATION LATEX NON - POWDERED THICK (13 MIL THICKNESS) LONG CUFFS (MORE THAN 290 MM FROM THE INDEX FINGER) SIZE: MEDIUM DISPOSABLE NON - STERILE (PACKET) | GENERAL MEDICAL SUPPLIES (NURSING AND BURN UNIT) SUPPLEMENTARY
830 | 4213220306200 | GLOVES EXAMINATION LATEX NON - POWDERED THICK (13 MIL THICKNESS) LONG CUFFS (MORE THAN 290 MM FROM THE INDEX FINGER) SIZE: SMALL DISPOSABLE NON - STERILE (PACKET) | GENERAL MEDICAL SUPPLIES (NURSING AND BURN UNIT) SUPPLEMENTARY
831 | 4213220305800 | GLOVES EXAMINATION LATEX NON - POWDER THICK (13 MIL THICKNESS) LONG CUFFS (MORE THAN 290 MM FROM THE INDEX FINGER) SIZE: LARGE DISPOSABLE NON - STERILE (PACKET) | GENERAL MEDICAL SUPPLIES (NURSING AND BURN UNIT) SUPPLEMENTARY
832 | 4213220304900 | GLOVES EXAMINATION VINYL NON-POWDERED SIZE: SMALL PACKING: 100 PIECES / PACKET) | GENERAL MEDICAL SUPPLIES (NURSING AND BURN UNIT) SUPPLEMENTARY
833 | 4213220304800 | GLOVES EXAMINATION VINYL NON-POWDERED SIZE: MEDIUM PACKING: 100 PIECES / PACKET) | GENERAL MEDICAL SUPPLIES (NURSING AND BURN UNIT) SUPPLEMENTARY
834 | 4213220304700 | GLOVES EXAMINATION VINYL NON-POWDERED SIZE: LARGE PACKING: 100 PIECES / PACKET) | GENERAL MEDICAL SUPPLIES (NURSING AND BURN UNIT) SUPPLEMENTARY
835 | 4229553701600 | INCUBATOR, ISOLETTE, ENTRY PORT SLEEVES, DISPOSABLE | GENERAL MEDICAL SUPPLIES (NURSING AND BURN UNIT) SUPPLEMENTARY
836 | 4229553701700 | INNER LINER, FOR SUCTION CANISTER, 1.0 LITER, (IT SHOULD BE COMPATIBLE WITH EXISTING SUCTION SYSTEM), (ONE CANISTER, DELIVERED FREE OF CHARGE, WITH EVERY 20 PIECES) | GENERAL MEDICAL SUPPLIES (NURSING AND BURN UNIT) SUPPLEMENTARY
837 | 4229553701800 | INNER LINER, FOR SUCTION CANISTER, 1.5 LITER, (IT SHOULD BE COMPATIBLE WITH EXISTING SUCTION SYSTEM), (ONE CANISTER, DELIVERED FREE OF CHARGE, WITH EVERY 20 PIECES) | GENERAL MEDICAL SUPPLIES (NURSING AND BURN UNIT) SUPPLEMENTARY
838 | 4229553701900 | INNER LINER, FOR SUCTION CANISTER, 3.0 LITER, (IT SHOULD BE COMPATIBLE WITH EXISTING SUCTION SYSTEM), (ONE CANISTER, DELIVERED FREE OF CHARGE, WITH EVERY 20 PIECES) | GENERAL MEDICAL SUPPLIES (NURSING AND BURN UNIT) SUPPLEMENTARY
839 | 4213220304300 | GLOVES MEDICAL ETHYLENE COPOLYMER NON - POWDERED SIZE: SMALL 100 PIECES / PACKET | GENERAL MEDICAL SUPPLIES (NURSING AND BURN UNIT) SUPPLEMENTARY
840 | 4213220304200 | GLOVES MEDICAL ETHYLENE COPOLYMER NON - POWDERED SIZE: MEDIUM 100 PIECES / PACKET | GENERAL MEDICAL SUPPLIES (NURSING AND BURN UNIT) SUPPLEMENTARY
841 | 4213220304100 | GLOVES MEDICAL ETHYLENE COPOLYMER NON - POWDERED SIZE: LARGE 100 PIECES / PACKET | GENERAL MEDICAL SUPPLIES (NURSING AND BURN UNIT) SUPPLEMENTARY
842 | 4213211200200 | BAG LAUNDRY, SOLUBLE IN WATER, APPROX. 36 X 39 INCH | GENERAL MEDICAL SUPPLIES (NURSING AND BURN UNIT) SUPPLEMENTARY
843 | 4213210300000 | SHEET ABSORBENT BABY RECEIVING BLANKET FOR USE WITH C - SECTIONS DOUBLE LAYER 52 X 70 INCH OR 132 X 178 CM 1 PER PACKAGE DISPOSABLE STERILE | GENERAL MEDICAL SUPPLIES (NURSING AND BURN UNIT) SUPPLEMENTARY
844 | 4213151400900 | GARMENT RETENTION VEST TWO WAY STRETCH NON-TOXIC NON-IRRITATING 5 - 8 YEARS OLD WET/DRY WRAPPING IT CAN BE WASHABLE SUITABLE FOR EB PATIENTS (WOUND AND OSTOMY CARE) | GENERAL MEDICAL SUPPLIES (NURSING AND BURN UNIT) SUPPLEMENTARY
845 | 4214000065400 | PACIFIER, NEONATE, ORAL PLASTIC WITH SILICONE TEAT, MEDIUM | GENERAL MEDICAL SUPPLIES (NURSING AND BURN UNIT) SUPPLEMENTARY
846 | 4213151400800 | GARMENT RETENTION VEST TWO WAY STRETCH NON-TOXIC NON-IRRITATING 2 - 5 YEARS OLD WET/DRY WRAPPING IT CAN BE WASHABLE SUITABLE FOR EB PATIENTS (WOUND AND OSTOMY CARE) | GENERAL MEDICAL SUPPLIES (NURSING AND BURN UNIT) SUPPLEMENTARY
847 | 4213151400500 | DIAPER WRAP AROUND WAIST SIZE: APPROXIMATELY 20 X 31 INCH ADULT SMALL HIGHLY ABSORBENT ASSURES DRY SURFACE READJUSTABLE ADHESIVE TAPE PACKING WRAPPED IN A PLASTIC PACK | GENERAL MEDICAL SUPPLIES (NURSING AND BURN UNIT) SUPPLEMENTARY
848 | 4218220501200 | PROBE, TEMPERATURE, FOR ESOPHAGEAL OR RECTAL, FOR INTRAVASCULAR TEMPERATURE MANAGEMENT MACHINE, DISPOSABLE, STERILE | GENERAL MEDICAL SUPPLIES (NURSING AND BURN UNIT) SUPPLEMENTARY
849 | 4218210300000 | STETHOSCOPE LIGHT WEIGHT FOR COMFORT REMARKABLY DURABLE YELLOW TUBING OVERALL LENGTH NOT MORE THAN 35 INCH INDIVIDUALLY PACKAGED IN A SEALED POLY BAG DISPOSABLE | GENERAL MEDICAL SUPPLIES (NURSING AND BURN UNIT) SUPPLEMENTARY
850 | 4218201500400 | PILLOW, CASE, NON - WOVEN, FABRIC, 20 X 30 INCH, APPROXIMATELY, DISPOSABLE | GENERAL MEDICAL SUPPLIES (NURSING AND BURN UNIT) SUPPLEMENTARY
851 | 4218201301100 | SPLINT, CARDBOARD, 60 - 65 CM, DISPOSABLE | GENERAL MEDICAL SUPPLIES (NURSING AND BURN UNIT) SUPPLEMENTARY
852 | 4218201301000 | SPLINT, CARDBOARD, 45 - 48 CM, DISPOSABLE | GENERAL MEDICAL SUPPLIES (NURSING AND BURN UNIT) SUPPLEMENTARY
853 | 4218201300900 | SPLINT, CARDBOARD, 28 - 32 CM, DISPOSABLE | GENERAL MEDICAL SUPPLIES (NURSING AND BURN UNIT) SUPPLEMENTARY
854 | 4214320300500 | CATHETER, HYDROPHILIC, SELF LUBRICATED, READY TO USE, MALE, CONNECTED WITH URINE BAG, DISPOSABLE, STERILE | GENERAL MEDICAL SUPPLIES (NURSING AND BURN UNIT) SUPPLEMENTARY
855 | 4218192001700 | SET, INTRA - ABDOMINAL PRESSURE, COMPLETE (IAP MONITORING DEVICE MUST BE PROVIDED FREE OF CHARGE), AUTO VALVE, 20 ML, 3 RING SYRINGE WITH PROTECTIVE SILICONE SLAVE, DOUBLE CHECK VALVE, TUBING AND SPIKE FOR STERILE BAG CONNECTION, INFUSION AND PRESSURE TRANSDUCER TUBING, ZEROING STOPCOCK, STERILE DRAPE, LATEX FREE, DISPOSABLE, STERILE | GENERAL MEDICAL SUPPLIES (NURSING AND BURN UNIT) SUPPLEMENTARY
856 | 4218191700700 | NEEDLE, FILTER, BLUNT, 5 MICRON, 18 G X 1 - 1/2 INCH | GENERAL MEDICAL SUPPLIES (NURSING AND BURN UNIT) SUPPLEMENTARY
857 | 4218191500400 | TRANSILLUMINATOR, LED LIGHT VEIN LOCATOR | GENERAL MEDICAL SUPPLIES (NURSING AND BURN UNIT) SUPPLEMENTARY
858 | 4218191500000 | TUBING, PRESSURE MONITORING TUBING, MALE - FEMALE, PRESSURE LINE, 24 INCH, DISPOSABLE, STERILE | GENERAL MEDICAL SUPPLIES (NURSING AND BURN UNIT) SUPPLEMENTARY
859 | 4218190800800 | SET, MIXING GRAVITY, 3-WAY FILLING WITH BAG 1000 ML, PARENTERAL NUTRITION, DISPOSABLE, STERILE | GENERAL MEDICAL SUPPLIES (NURSING AND BURN UNIT) SUPPLEMENTARY
860 | 4218180500000 | TRANSDUCER FOR OXIMETER NEONATAL PRESSURE LINE 30CC FLOW WITH 35CM USE WITH CARDIAC MONITOR STERILE | GENERAL MEDICAL SUPPLIES (NURSING AND BURN UNIT) SUPPLEMENTARY
861 | 4218220501400 | COVER, PLASTIC, FOR ELECTRONIC THERMOMETER PROBE, ONE ELECTRONIC THERMOMETER PER 10000 PROBE MUST BE PROVIDED FREE OF CHARGE | GENERAL MEDICAL SUPPLIES (NURSING AND BURN UNIT) SUPPLEMENTARY
862 | 4214360300000 | MITTEN MADE OF SOFT FABRIC SECURE ALL FINGER CONTROL AIR-COOLED LATEX-FREE ADULT CONTROL MITT RESTRAINT | GENERAL MEDICAL SUPPLIES (NURSING AND BURN UNIT) SUPPLEMENTARY
863 | 4214360500100 | STRAP, RESTRAINT FOR CHEST, DISPOSABLE | GENERAL MEDICAL SUPPLIES (NURSING AND BURN UNIT) SUPPLEMENTARY
864 | 4214361200400 | GEL PAD LATERAL COMFORT POSITIONER | GENERAL MEDICAL SUPPLIES (NURSING AND BURN UNIT) SUPPLEMENTARY
865 | 4214361200500 | GEL PAD POSITIONER, FLAT BOTTOMED CHEST ROLL, SIZE APPROX. 12 IN L X 4 IN W (+/-1) | GENERAL MEDICAL SUPPLIES (NURSING AND BURN UNIT) SUPPLEMENTARY
866 | 4214361200600 | GEL PAD POSITIONER, FLAT BOTTOMED CHEST ROLL, SIZE APPROX. 16 IN L X 4 IN W (+/-1) | GENERAL MEDICAL SUPPLIES (NURSING AND BURN UNIT) SUPPLEMENTARY
867 | 4214361200700 | GEL PAD POSITIONER, FLAT BOTTOMED CHEST ROLL, SIZE APPROX. 20 IN L X 4 IN W (+/-1) | GENERAL MEDICAL SUPPLIES (NURSING AND BURN UNIT) SUPPLEMENTARY
868 | 4214361200800 | GEL PAD POSITIONER, DOME SHAPED POSITIONER, SIZE APPROX. 14 IN L X 6 IN W (+/-1) | GENERAL MEDICAL SUPPLIES (NURSING AND BURN UNIT) SUPPLEMENTARY
869 | 4214361200900 | GEL POSITIONER, CONTOURED ARM BOARD PAD SMALL | GENERAL MEDICAL SUPPLIES (NURSING AND BURN UNIT) SUPPLEMENTARY
870 | 4214361201000 | GEL POSITIONER, CLOSED HEAD RING INFANT | GENERAL MEDICAL SUPPLIES (NURSING AND BURN UNIT) SUPPLEMENTARY
871 | 4214370500000 | PROTECTOR EYE NEONATAL PHOTOTHERAPY (SMALL) HYDROGEL ADHESIVE "KEEPER STRAP" MADE OF A VERY SOFT FOAM FABRIC INFANTS LESS THAN 1500 GRAMS LATEX AND DEHP FREE | GENERAL MEDICAL SUPPLIES (NURSING AND BURN UNIT) SUPPLEMENTARY
872 | 4214370500100 | PROTECTOR FOR EYE NEONATAL PHOTOTHERAPY (MEDIUM) HYDROGEL ADHESIVE "KEEPER STRAP" MADE OF A VERY SOFT FOAM FABRIC INFANTS MORE THAN 1500 GRAMS LATEX AND DEHP FREE | GENERAL MEDICAL SUPPLIES (NURSING AND BURN UNIT) SUPPLEMENTARY
873 | 4214370500200 | PROTECTOR HEEL COTTON STRAP WITH HOOK AND LOOP CLOSURE UNIVERSAL SIZE (WOUND AND OSTOMY CARE) | GENERAL MEDICAL SUPPLIES (NURSING AND BURN UNIT) SUPPLEMENTARY
874 | 4214370500400 | PUMP BREAST MANUAL WASHABLE WITHOUT TUBE BOTTLES FOR MILK STORAGE SHOULD BE PROVIDED AND COMPATIBLE WITH NIPPLES INDIVIDUALLY PACKAGED DISPOSABLE STERILE | GENERAL MEDICAL SUPPLIES (NURSING AND BURN UNIT) SUPPLEMENTARY
875 | 4214390101000 | BOWEL IRRIGATION SYSTEM FOR FECAL INCONTINENCE AND CONSTIPATION INCLUDING A PUMP CONTROL WATER BAG 2 RECTAL CATHETERS TUBING 2 STRAPS | GENERAL MEDICAL SUPPLIES (NURSING AND BURN UNIT) SUPPLEMENTARY
876 | 4214360500000 | STRAP, RESTRAINT BODY, DISPOSABLE | GENERAL MEDICAL SUPPLIES (NURSING AND BURN UNIT) SUPPLEMENTARY
877 | 4214312900000 | COROMETRICS, NAUTILUS, ULTRASOUND TRANSDUCER, COMPATIBLE TOCO | GENERAL MEDICAL SUPPLIES (NURSING AND BURN UNIT) SUPPLEMENTARY
878 | 4214312100200 | ELECTRODE FOR ECG 4 MM SOCKET CONNECTOR PIN TYPE FOAM WET GEL SIZE 32 X 45 MM (+/- 5MM) | GENERAL MEDICAL SUPPLIES (NURSING AND BURN UNIT) SUPPLEMENTARY
879 | 4214311500800 | MANOMETER, CONNECTING TUBE, 150 CM LONG DIAMETER 1 X 2 MM, CAPACITY 1.30 ML, DISPOSABLE, STERILE | GENERAL MEDICAL SUPPLIES (NURSING AND BURN UNIT) SUPPLEMENTARY
880 | 4213151200100 | BONNET, INFANT, HEADCOVER, TO KEEP THE PREMATURE AND NEWBORN WARM | GENERAL MEDICAL SUPPLIES (NURSING AND BURN UNIT) SUPPLEMENTARY
881 | 4213151200000 | BABY HAT, (WHITE IN COLOR) ONE SIZE FITS MOST, 5.0 OZ. 100 % COMBED RING SPUN COTTON, 1 X 1 BABY RIB, BEANIE STYLE CONSTRUCTION WITHFOLDED EDGE, SUPER SOFT MATERIAL FOR SENSITIVE SKIN | GENERAL MEDICAL SUPPLIES (NURSING AND BURN UNIT) SUPPLEMENTARY
882 | 4213151000000 | PANTS NET ELASTIC LARGE FOR KEEPING INCONTINENT PADS IN PLACE | GENERAL MEDICAL SUPPLIES (NURSING AND BURN UNIT) SUPPLEMENTARY
883 | 4213150405600 | COVERALL, GENERAL PROTECTION, WHITE, T-STYLE DESIGN, MADE FROM NON-WOVEN SMS MATERIALS, WITH BARRIER TO BLOOD AND BODY FLUIDS, BREATHABLE AND COMFORTABLE, IGNITION RESISTANCE, WHEN DISPOSING SHOULD BE ENVIRONMENTAL FRIENDLY, LOW IN LINT GENERATION, GENEROUS SIZING, WITH ELASTIC CUFFS, ANKLE, HOOD, AND WAIST, QUALITY ZIPPER WITH FLAP COVERED, SMALL SIZE, MEETING OSHA RECOMMENDATION FOR THE PPE SAFETY USE WITHIN THE HEALTHCAR E SETTING, DISPOSABLE | GENERAL MEDICAL SUPPLIES (NURSING AND BURN UNIT) SUPPLEMENTARY
884 | 4213150405500 | COVERALL, GENERAL PROTECTION, WHITE, T-STYLE DESIGN, MADE FROM NON-WOVEN SMS MATERIALS, WITH BARRIER TO BLOOD AND BODY FLUIDS, BREATHABLE AND COMFORTABLE, IGNITION RESISTANCE, WHEN DISPOSING SHOULD BE ENVIRONMENTAL FRIENDLY, LOW IN LINT GENERATION, GENEROUS SIZING, WITH ELASTIC CUFFS, ANKLE, HOOD, AND WAIST, QUALITY ZIPPER WITH FLAP COVERED, MEDIUM SIZE, MEETING OSHA RECOMMENDATION FOR THE PPE SAFETY USE WITHIN THE HEALTHCARE SETTING, DISPOSABLE | GENERAL MEDICAL SUPPLIES (NURSING AND BURN UNIT) SUPPLEMENTARY
885 | 4213150405400 | COVERALL, GENERAL PROTECTION, WHITE, T - STYLE DESIGN, MADE FROM NON - WOVEN SMS MATERIALS, WITH BARRIER TO BLOOD AND BODY FLUIDS, BREATHABLE AND COMFORTABLE, IGNITION RESISTANCE, WHEN DISPOSING SHOULD BE ENVIRONMENTAL FRIENDLY, LOW IN LINT GENERATION, GENEROUS SIZING, WITH ELASTIC CUFFS, ANKLE, HOOD, AND WAIST, QUALITY ZIPPER WITH FLAP COVERED, LARGE SIZE, MEETING OSHA RECOMMENDATION FOR THE SAFETY USE IN THE HEALTHCARE SETTING, DISPOSABLE | GENERAL MEDICAL SUPPLIES (NURSING AND BURN UNIT) SUPPLEMENTARY
886 | 4213150405300 | COVERALL, GENERAL PROTECTION, WHITE, T - STYLE DESIGN, MADE FORM NON - WOVEN SMS MATERIALS, WITH BARRIER TO BLOOD AND BODY FLUIDS, BREATHABLE AND COMFORTABLE, IGNITION RESISTANCE, WHEN DISPOSING SHOULD BE ENVIRONMENTAL FRIENDLY, LOW IN LINT GENERATION, GENEROUS SIZING, WITH ELASTIC CUFFS, ANKLE, HOOD, AND WAIST, QUALITY ZIPPER WITH FLAP COVERED, X - LARGE SIZE . MEETING OSHA RECOMMENDATION FOR THE PPE SAFETY USE WITHIN THE HEALTH CARE SETTING, DISPOSABLE | GENERAL MEDICAL SUPPLIES (NURSING AND BURN UNIT) SUPPLEMENTARY
887 | 4213150405100 | CREAM, ELECTRODE, ELECTROCARDIOGRAM, CONDUCTIVE, 100-150 GM, TUBE | GENERAL MEDICAL SUPPLIES (NURSING AND BURN UNIT) SUPPLEMENTARY
888 | 4213150405000 | COVERS, FOR BILI BLANKET PLUS HIGH OUTPUT PHOTOTHERAPY SYS, DISPOSABLE | GENERAL MEDICAL SUPPLIES (NURSING AND BURN UNIT) SUPPLEMENTARY
889 | 4213150404900 | COVERALL, GENERAL PROTECTION, WHITE, T-STYLE DESIGN, MADE FROM NON-WOVEN SMS MATERIALS, WITH BARRIER TO BLOOD AND BODY FLUIDS, BREATHABLE AND COMFORTABLE, IGNITION RESISTANCE, WHEN DISPOSING SHOULD BE ENVIRONMENTAL FRIENDLY, LOW IN LINT GENERATION, GENEROUS SIZING, WITH ELASTIC CUFFS, ANKLE, HOOD, AND WAIST, QUALITY ZIPPER WITH FLAP COVERED, XX-LARGE SIZE, MEETING OSHA RECOMMENDATION FOR THE PPE SAFETY USE WITHIN THE HEALTHCARE SETTING, DISPOSABLE | GENERAL MEDICAL SUPPLIES (NURSING AND BURN UNIT) SUPPLEMENTARY
890 | 4213150200100 | TOWEL, NON-WOVEN, LARGE, SIZE: ABOUT 30 X 30 CM OR EQUIVALENT, DISPOSABLE, NON-STERILE | GENERAL MEDICAL SUPPLIES (NURSING AND BURN UNIT) SUPPLEMENTARY
891 | 4213150200000 | HAIR CAP, FOR PATIENT, ADJUSTABLE, FITS ALL SIZES, WHITE | GENERAL MEDICAL SUPPLIES (NURSING AND BURN UNIT) SUPPLEMENTARY
892 | 4228150900100 | TRAY, INSTRUMENT, COMPRESSED CARDBOARD, 18 X 12 CM (+/- 2 CM), DISPOSABLE | GENERAL MEDICAL SUPPLIES (NURSING AND BURN UNIT) SUPPLEMENTARY
893 | 4218270200000 | TAPE, MEASURING, INFANT, PAPER, 100 CM LONG, GRADUATED IN 1 CM, INCREMENT, DISPOSABLE | GENERAL MEDICAL SUPPLIES (NURSING AND BURN UNIT) SUPPLEMENTARY
894 | 4218270200100 | TAPE, MEASURING, FOR INTRAOPERATIVE USE, NOT LESS THAN 150 CM, DISPOSABLE, STERILE | GENERAL MEDICAL SUPPLIES (NURSING AND BURN UNIT) SUPPLEMENTARY
895 | 4219180200100 | MATTRESS, WARMING : (NEONATE) : BASED ON A 24 C/ 75 F START TEMPERATURE, THE MATTRESS REACHES A PEAK TEMPERATURE OF 40 C/ 104 F IN LESS THAN 60 SECONDS, LATEX AND PVC FREE, MADE WITH NONTOXIC, FOOD - GRADE MATERIALS, TRANSWARMER MINIMIZES THE RISK OF HYPOTHERMIA IN CESAREAN DELIVERIES, PATENTED GEL AND SOFT NON - WOVEN SURFACE, DISPOSABLE HEAT PACK, 10 INCH X 16 INCH, PROVIDES WARMTH FOR UP TO 2 HOURS (DEPENDING ON AMBIENT TEMPERATURE) | GENERAL MEDICAL SUPPLIES (NURSING AND BURN UNIT) SUPPLEMENTARY
896 | 4219181000000 | PAD ANTI-DECUBITUS SIZE: 75 X 145 CM (+/- 10 CM) (WOUND AND OSTOMY CARE) | GENERAL MEDICAL SUPPLIES (NURSING AND BURN UNIT) SUPPLEMENTARY
897 | 4219181300300 | PAPER PRINT TYPE IV (HIGH DENSITY) 110 MM X 20 M ROLL FOR ULTRASOUND DIAGNOSTIC EQUIPMENT | GENERAL MEDICAL SUPPLIES (NURSING AND BURN UNIT) SUPPLEMENTARY
898 | 4219181300400 | PAPER RECORDING CONTINUOUS CTG FOR HP M1911A / M1913A SIZE APPROX. 151 MM X 100 MM | GENERAL MEDICAL SUPPLIES (NURSING AND BURN UNIT) SUPPLEMENTARY
899 | 4219181300500 | PAPER PRINT TYPE I (STANDARD DENSITY) 110 MM X 20 M ROLL FOR ULTRASOUND DIAGNOSTIC EQUIPMENT | GENERAL MEDICAL SUPPLIES (NURSING AND BURN UNIT) SUPPLEMENTARY
900 | 4219181300600 | PAPER ECG FOR LIFEPAK 6 / 10 / 12 / 20 SIZE APPROX. 50 MM X 30 M | GENERAL MEDICAL SUPPLIES (NURSING AND BURN UNIT) SUPPLEMENTARY
901 | 4219181301100 | PAPER, FOR EXAMINATION COUCH, WITH ONE PLASTIC SIDE AND OTHER CELLULOSE SIDE, WITH PERFORATION EVERY 60 CM, SIZE: 60 - 80 CM X 30 YARDS/ROLL | GENERAL MEDICAL SUPPLIES (NURSING AND BURN UNIT) SUPPLEMENTARY
902 | 4229610027100 | EXTENSION TUBING CONNECTOR, PLASTIC, 1 SIDE NEEDLE FREE, 15-20 CM, STRAIGHT | GENERAL MEDICAL SUPPLIES (NURSING AND BURN UNIT) SUPPLEMENTARY
903 | 4214310201200 | TUBE, EVACUATOR TUBE, STOMACH, SALEM SUMP, 12 FRENCH, 90 - 120 CM LONG, STERILE | GENERAL MEDICAL SUPPLIES (NURSING AND BURN UNIT) SUPPLEMENTARY
904 | 4214310201300 | TUBE, EVACUATOR TUBE, STOMACH, SALEM SUMP, 14 FRENCH, 100 - 130 CM LONG, STERILE | GENERAL MEDICAL SUPPLIES (NURSING AND BURN UNIT) SUPPLEMENTARY
905 | 4214310201400 | TUBE, EVACUATOR TUBE, STOMACH, SALEM SUMP, 16 FRENCH, 100 - 130 CM LONG, STERILE | GENERAL MEDICAL SUPPLIES (NURSING AND BURN UNIT) SUPPLEMENTARY
906 | 4214310201500 | TUBE, EVACUATOR TUBE, STOMACH, SALEM SUMP, 18 FRENCH, 100 - 130 CM LONG, STERILE | GENERAL MEDICAL SUPPLIES (NURSING AND BURN UNIT) SUPPLEMENTARY
907 | 4214310600700 | MICROCLIMATE BODY PAD USED IN TURN AND POSITION SYSTEM ABSORPTION CAPABILITY NOT LESS THAN 2 L SIZE 90 X 140CM (+/- 10CM) | GENERAL MEDICAL SUPPLIES (NURSING AND BURN UNIT) SUPPLEMENTARY
908 | 4214310601100 | PAD SANITARY NON-STERILE | GENERAL MEDICAL SUPPLIES (NURSING AND BURN UNIT) SUPPLEMENTARY
909 | 4213151400700 | GARMENT RETENTION VEST WITH MITTEN TWO WAY STRETCH NON-TOXIC NON-IRRITATING 6 - 24 MONTHS OLD WET/DRY WRAPPING IT CAN BE WASHABLE SUITABLE FOR EB PATIENTS (WOUND AND OSTOMY CARE) | GENERAL MEDICAL SUPPLIES (NURSING AND BURN UNIT) SUPPLEMENTARY
910 | 4214150000900 | COTTON ABSORBENT DENTAL ROLL SIZE: 3 (38-40 MM LONG X 12 MM DIAMETER) | GENERAL MEDICAL SUPPLIES (NURSING AND BURN UNIT) SUPPLEMENTARY
911 | 4214150001000 | APPLICATOR, COTTON TIP, 3 INCH, 2 PIECES / PACK, IN PEEL BACK WRAPPER, STERILE | GENERAL MEDICAL SUPPLIES (NURSING AND BURN UNIT) SUPPLEMENTARY
912 | 4214150100000 | COTTON, BALL, 100% COTTON, SOFT AND ABSORBENT, 5 PIECES/PACK, STERILE | GENERAL MEDICAL SUPPLIES (NURSING AND BURN UNIT) SUPPLEMENTARY
913 | 4214251000000 | NEEDLE, FILTER, BLUNT, 5 MICRON, 19 G X 1-1/2 INCH | GENERAL MEDICAL SUPPLIES (NURSING AND BURN UNIT) SUPPLEMENTARY
914 | 4214240300200 | INNER LINER, FOR SUCTION CANISTER, 2.0 LITER, (IT SHOULD BE COMPATIBLE WITH EXISTING SUCTION SYSTEM), (ONE CANISTER, DELIVERED FREE OF CHARGE, WITH EVERY 20 PIECES) | GENERAL MEDICAL SUPPLIES (NURSING AND BURN UNIT) SUPPLEMENTARY
915 | 4214240100000 | BAG, FOR VOMITING, SUPER ABSORBENT PAD, ABILITY TO CONVERT LIQUID INTO SOLID GEL, POLYETHYLENE BAG WITH SECURE CLOSURE, SHOULD PROVIDE BEDSIDE WALL HOLDER, CAPACITY NOT LESS THAN 500 ML, DISPOSABLE | GENERAL MEDICAL SUPPLIES (NURSING AND BURN UNIT) SUPPLEMENTARY
916 | 4214230304300 | BAND, WRIST, DIRECT THERMAL WITH ADHESIVE CLOSURE, PEDIATRIC RED, COMPATIBLE WITH THE HOSPITAL MACHINE | GENERAL MEDICAL SUPPLIES (NURSING AND BURN UNIT) SUPPLEMENTARY
917 | 4214230304200 | BAND, WRIST, DIRECT THERMAL WITH ADHESIVE CLOSURE, PEDIATRIC BLUE, COMPATIBLE WITH THE HOSPITAL MACHINE | GENERAL MEDICAL SUPPLIES (NURSING AND BURN UNIT) SUPPLEMENTARY
918 | 4214230304100 | BAND WRIST DIRECT THERMAL WITH ADHESIVE CLOSURE ADULT BLUE COMPATIBLE WITH THE HOSPITAL MACHINE (ONE MACHINE PER 10000 BAND WRIST DIRECT THERMAL MUST BE PROVIDED FREE OF CHARGE) | GENERAL MEDICAL SUPPLIES (NURSING AND BURN UNIT) SUPPLEMENTARY
919 | 4214230304000 | BAND, WRIST, DIRECT THERMAL WITH ADHESIVE CLOSURE, ADULT RED, COMPATIBLE WITH THE HOSPITAL MACHINE | GENERAL MEDICAL SUPPLIES (NURSING AND BURN UNIT) SUPPLEMENTARY
920 | 4214230303900 | BAND, WRIST, DIRECT THERMAL WITH ADHESIVE CLOSURE, PEDIATRIC WHITE, COMPATIBLE WITH THE HOSPITAL MACHINE | GENERAL MEDICAL SUPPLIES (NURSING AND BURN UNIT) SUPPLEMENTARY
921 | 4214230303700 | BAND, WRIST, DIRECT THERMAL WITH ADHESIVE CLOSURE, ADULT GREEN, COMPATIBLE WITH THE HOSPITAL MACHINE | GENERAL MEDICAL SUPPLIES (NURSING AND BURN UNIT) SUPPLEMENTARY
922 | 4214230303300 | BRACELET, ID BAND, IDENTIFICATION, MOTHER / INFANT, WITH INSERT CARD (3 BRACELETS) | GENERAL MEDICAL SUPPLIES (NURSING AND BURN UNIT) SUPPLEMENTARY
923 | 4214230303200 | BAND, WRIST, IDENTIFICATION, YELLOW, FALL RISK, PEDIATRIC | GENERAL MEDICAL SUPPLIES (NURSING AND BURN UNIT) SUPPLEMENTARY
924 | 4214230303100 | BAND, WRIST, IDENTIFICATION, YELLOW, FALL RISK, NOT LESS THAN 50 /PACKET, ADULT | GENERAL MEDICAL SUPPLIES (NURSING AND BURN UNIT) SUPPLEMENTARY
925 | 4214230302900 | BAND, WRIST, FOR ADULT, IDENTIFICATION, WHITE, WITH LABEL CONTAINS THE FOLLOWING INFORMATION (PATIENT NAME/FILE NO./ AGE / SEX.) | GENERAL MEDICAL SUPPLIES (NURSING AND BURN UNIT) SUPPLEMENTARY
926 | 4214251100000 | CONNECTOR NEEDLE FREE INTERMITTENT INJECTION CLEAR PATHWAY FLAT SURFACE PVC/DEHP-FREE TUBING ROTATING LUER-LOCK CONNECTOR PREVENTS BACKFLOW( NEUTRAL DISPLACEMENT) ROTATING LUER-LOCK CONNECTOR STERILE PEEL PACK. | GENERAL MEDICAL SUPPLIES (NURSING AND BURN UNIT) SUPPLEMENTARY
927 | 4214230302700 | BRACELET, ID BAND, PATIENT IDENTIFICATION, ADULT PLASTIC, BLUE COLOR, WITH CARD, DISPOSABLE | GENERAL MEDICAL SUPPLIES (NURSING AND BURN UNIT) SUPPLEMENTARY
928 | 4229350600300 | SYRINGE, BULB, NEONATE, MANUAL ASPIRATOR, SOFT RUBBER, AND NARROW TIP SYRINGE, LATEX FREE, INDIVIDUALLY PACKED, DISPOSABLE, STERILE | GENERAL MEDICAL SUPPLIES (NURSING AND BURN UNIT) SUPPLEMENTARY
929 | 4214230302500 | BAND, WRIST, IDENTIFICATION, RED, PEDIATRIC, WITH ALLERGIES | GENERAL MEDICAL SUPPLIES (NURSING AND BURN UNIT) SUPPLEMENTARY
930 | 4214230302400 | BAND, WRIST, IDENTIFICATION, RED, ADULT, WITH ALLERGIES | GENERAL MEDICAL SUPPLIES (NURSING AND BURN UNIT) SUPPLEMENTARY
931 | 4214230302300 | BAND, WRIST, FOR PATIENT, IDENTIFICATION, RED, FOR BLOOD TYPING | GENERAL MEDICAL SUPPLIES (NURSING AND BURN UNIT) SUPPLEMENTARY
932 | 4214230302200 | BAND, WRIST, FOR PATIENT, IDENTIFICATION, FOR PATIENTS LESS THAN 10KG, LATEX FREE, MUST BE COMPATIBLE WITH THERMAL PRINTER AND BEST CARE CONFIGURATION | GENERAL MEDICAL SUPPLIES (NURSING AND BURN UNIT) SUPPLEMENTARY
933 | 4214230301500 | BAND, WRIST, FOR NEWLY BORN BABIES, IDENTIFICATION, PINK, WITH LABEL CONTAINS THE FOLLOWING INFORMATION (PATIENT NAME/FILE NO/AGE/ SEX) | GENERAL MEDICAL SUPPLIES (NURSING AND BURN UNIT) SUPPLEMENTARY
934 | 4214230301300 | BAND, WRIST FOR NEWLY BORN BABIES, IDENTIFICATION, BLUE, WITH LABEL CONTAINS THE FOLLOWING INFORMATION (PATIENT NAME/FILE NO/AGE / SEX) | GENERAL MEDICAL SUPPLIES (NURSING AND BURN UNIT) SUPPLEMENTARY
935 | 4214230300400 | BRACELET, ID BAND, PATIENT IDENTIFICATION, ADULT / PEDIATRIC, PLASTIC RED COLOR, WITH CARD, DISPOSABLE | GENERAL MEDICAL SUPPLIES (NURSING AND BURN UNIT) SUPPLEMENTARY
936 | 4214230300300 | BRACELET, ID BAND, PATIENT IDENTIFICATION, ADULT / PEDIATRIC, PLASTIC GREEN COLOR, WITH CARD, DISPOSABLE | GENERAL MEDICAL SUPPLIES (NURSING AND BURN UNIT) SUPPLEMENTARY
937 | 4214280210000 | STOCKING, ANTI-EMBOLISM, THIGH LENGTH, LARGE | GENERAL MEDICAL SUPPLIES (NURSING AND BURN UNIT) SUPPLEMENTARY
938 | 4218240500700 | NEWBORN HEARING SCREENING SET : EARPHONES, SENSORS, BABY PREPARATION GUIDE, COMPATIBLE WITH (GSI) HEARING SCREENING SYSTEM, DISPOSABLE, STERILE. | GENERAL MEDICAL SUPPLIES (NURSING AND BURN UNIT) SUPPLEMENTARY
939 | 4214280210900 | STOCKING, ANTI-EMBOLISM, BELOW KNEE, SMALL | GENERAL MEDICAL SUPPLIES (NURSING AND BURN UNIT) SUPPLEMENTARY
940 | 4214280211000 | STOCKING ANTI-EMBOLISM BELOW KNEE WITH INSPECTION TOE SIZE: SMALL | GENERAL MEDICAL SUPPLIES (NURSING AND BURN UNIT) SUPPLEMENTARY
941 | 4229351401500 | INNER LINER FOR SUCTION CANISTER 700-800 ML IT SHOULD BE COMPATIBLE WITH EXISTING SUCTION SYSTEM | GENERAL MEDICAL SUPPLIES (NURSING AND BURN UNIT) SUPPLEMENTARY
942 | 5313162800200 | CAP SHAMPOO FOR CLEANSING AND CONDITIONING OF THE HAIR: CONSTRUCTED OF A POLYETHYLENE OUTER LAYER AND NON-WOVEN INNER LAYER OR EQUIVALENT L ATEX LANOLIN EDTA METHYLISOTHIAZOLINONE / METHYLCHLOROISOTHIAZOLINONE ETHANOL AND PROPANOL TYPE ALCOHOL AND DETERGENT FREE DERMATOLOGICALLY APPROVED AND BALANCED TO SKIN PH NON ALLERGIC NON-TOXIC SAFE | GENERAL MEDICAL SUPPLIES (NURSING AND BURN UNIT) SUPPLEMENTARY
943 | 4214252100600 | NEEDLE, BUTTERFLY, SIZE 21G X 3/4 INCH, WITH TUBE 10-14 INCH, RETRACTABLE NEEDLE, DISPOSABLE, STERILE | GENERAL MEDICAL SUPPLIES (NURSING AND BURN UNIT) SUPPLEMENTARY
944 | 4214252300100 | SYRINGE, 10 ML, LUER LOCK TIP, FIXED GRADUATION, WITH NEEDLE, G 21 X 1.5 IN, DISPOSABLE, STERILE | GENERAL MEDICAL SUPPLIES (NURSING AND BURN UNIT) SUPPLEMENTARY
945 | 4214272001800 | CATHETER PICC SINGLE LUMEN SILICONE PERIPHERALLY INSERTED VENOUS ACCESS FOR PREMATURE BABY AND NEONATE 2 FRENCH LENGTH 30-35 CM PEEL PACK DISPOSABLE STERILE | GENERAL MEDICAL SUPPLIES (NURSING AND BURN UNIT) SUPPLEMENTARY
946 | 4214272001900 | FEMALE EXTERNAL CATHETER, FOR EXTERNAL URINE MANAGEMENT SYSTEM | GENERAL MEDICAL SUPPLIES (NURSING AND BURN UNIT) SUPPLEMENTARY
947 | 4214272002900 | CONDOM SELF ADHESIVE WITH AN OPENING CONNECTED TO A URINE BAG SIZE: EXTRA LARGE 40 MM LATEX FREE DISPOSABLE | GENERAL MEDICAL SUPPLIES (NURSING AND BURN UNIT) SUPPLEMENTARY
948 | 4214252309600 | SYRINGE 5 ML LUER LOCK TIP AND FIXED GRADUATION WITHOUT NEEDLE DISPOSABLE STERILE | GENERAL MEDICAL SUPPLIES (NURSING AND BURN UNIT) SUPPLEMENTARY
949 | 4214252309300 | NEEDLE, SAFETY - NEONATE, MUST BE SAFE WITH UNIVERSAL CONNECTORS, MUST NOT FIT ENTERED TUBING, INDIVIDUAL PACKAGING, SIZE 25 G, DISPOSABLE, STERILE | GENERAL MEDICAL SUPPLIES (NURSING AND BURN UNIT) SUPPLEMENTARY
950 | 4214252307100 | SYRINGE, AUTO DISABLE, 0.5 ML, FIXED DOSE, FOR ALL IMMUNIZATION, EXCEPT BCG, 2 OR 3 PIECES, ATTACHED NEEDLE, SIZE: 25 G X 1 IN, OR EQUIVALENT, STERILE | GENERAL MEDICAL SUPPLIES (NURSING AND BURN UNIT) SUPPLEMENTARY
951 | 4214252306500 | NEEDLE, INSULIN, FOR PEN, 32 G X 4MM, DISPOSABLE, STERILE | GENERAL MEDICAL SUPPLIES (NURSING AND BURN UNIT) SUPPLEMENTARY
952 | 4214273100600 | NEEDLE HUBER SAFETY FOR INFUSION 22G X 1 INCH DISPOSABLE STERILE | GENERAL MEDICAL SUPPLIES (NURSING AND BURN UNIT) SUPPLEMENTARY
953 | 4214252306000 | NEEDLE, HYPODERMIC, SIZE: G18 X 1.5 INCH, PACKING: INDIVIDUALLY WRAPPED, DISPOSABLE, STERILE | GENERAL MEDICAL SUPPLIES (NURSING AND BURN UNIT) SUPPLEMENTARY
954 | 4214252305900 | NEEDLE, HYPODERMIC, SIZE: G20 X 1.5 INCH, PACKING: INDIVIDUALLY WRAPPED, DISPOSABLE, STERILE | GENERAL MEDICAL SUPPLIES (NURSING AND BURN UNIT) SUPPLEMENTARY
955 | 4214252305800 | NEEDLE, HYPODERMIC, SIZE: G21X 1.5 INCH, PACKING: INDIVIDUALLY WRAPPED, DISPOSABLE, STERILE | GENERAL MEDICAL SUPPLIES (NURSING AND BURN UNIT) SUPPLEMENTARY
956 | 4214252305600 | NEEDLE, HYPODERMIC, SIZE: G22 X 1.5 INCH, PACKING: INDIVIDUALLY WRAPPED, DISPOSABLE, STERILE | GENERAL MEDICAL SUPPLIES (NURSING AND BURN UNIT) SUPPLEMENTARY
957 | 4214252305300 | NEEDLE, HYPODERMIC, SIZE: G26 X 0.5 INCH, PACKING: INDIVIDUALLY WRAPPED, DISPOSABLE, STERILE | GENERAL MEDICAL SUPPLIES (NURSING AND BURN UNIT) SUPPLEMENTARY
958 | 4214252303100 | SYRINGE, FOR INSULIN, 1 ML, FIXED GRADUATION, 1:100 UNITS, WITH NEEDLE, SIZE: G 29 X 0.5 INCH, DISPOSABLE, STERILE | GENERAL MEDICAL SUPPLIES (NURSING AND BURN UNIT) SUPPLEMENTARY
959 | 4214252301100 | SYRINGE, FOR INSULIN, 1 ML, FIXED GRADUATION, 1:100 UNITS, WITH NEEDLE, SIZE: G 30 X 12.7 MM, DISPOSABLE, STERILE | GENERAL MEDICAL SUPPLIES (NURSING AND BURN UNIT) SUPPLEMENTARY
960 | 4214252301000 | SYRINGE, FOR INSULIN, 1 ML, FIXED GRADUATION, 1:100 UNITS, WITH NEEDLE, SIZE: G 31 X 8 MM, DISPOSABLE, STERILE | GENERAL MEDICAL SUPPLIES (NURSING AND BURN UNIT) SUPPLEMENTARY
961 | 4214252300900 | SYRINGE, FOR INSULIN, 0.5 ML, FIXED GRADUATION, 1:50 UNITS, LATEX FREE, WITH NEEDLE SIZE: G 31 X 8 MM, DISPOSABLE, STERILE | GENERAL MEDICAL SUPPLIES (NURSING AND BURN UNIT) SUPPLEMENTARY
962 | 4214252300800 | SYRINGE, FOR INSULIN, 0.5 ML, FIXED GRADUATION, 1:50 UNITS, LATEX FREE, WITH NEEDLE SIZE: G 31 X 6 MM, DISPOSABLE, STERILE | GENERAL MEDICAL SUPPLIES (NURSING AND BURN UNIT) SUPPLEMENTARY
963 | 4214252300700 | SYRINGE, FOR INSULIN, 0.3 ML, FIXED GRADUATION, 1:30 UNITS, LATEX FREE, WITH NEEDLE SIZE G 31 X 6 MM, DISPOSABLE, STERILE | GENERAL MEDICAL SUPPLIES (NURSING AND BURN UNIT) SUPPLEMENTARY
964 | 4214252300500 | SYRINGE 50 ML SIDE LUER SLIP AND FIXED GRADUATION WITHOUT NEEDLE DISPOSABLE STERILE | GENERAL MEDICAL SUPPLIES (NURSING AND BURN UNIT) SUPPLEMENTARY
965 | 4214273303900 | CATHETER, URETHRAL, ROBINSON, SOFT RED RUBBER, RADIOPAQUE, WITH 2 EYES FUNNEL END, SIZE: 10 FRENCH, 30-50 CM, DISPOSABLE, STERILE | GENERAL MEDICAL SUPPLIES (NURSING AND BURN UNIT) SUPPLEMENTARY
966 | 4214273304000 | CATHETER, URETHRAL, ROBINSON, SOFT RED RUBBER, RADIOPAQUE, WITH 2 EYES FUNNEL END, SIZE: 14 FRENCH, 30-50 CM, DISPOSABLE, STERILE | GENERAL MEDICAL SUPPLIES (NURSING AND BURN UNIT) SUPPLEMENTARY
967 | 4214273304100 | CATHETER, URETHRAL, ROBINSON, SOFT RED RUBBER, RADIOPAQUE, WITH 2 EYES FUNNEL END, SIZE: 16 FRENCH, 30-50 CM, DISPOSABLE, STERILE | GENERAL MEDICAL SUPPLIES (NURSING AND BURN UNIT) SUPPLEMENTARY
968 | 4214273304200 | CATHETER, URETHRAL, ROBINSON, SOFT RED RUBBER, RADIOPAQUE, WITH 2 EYES FUNNEL END, SIZE: 18 FRENCH, 30-50 CM, DISPOSABLE, STERILE | GENERAL MEDICAL SUPPLIES (NURSING AND BURN UNIT) SUPPLEMENTARY
969 | 4214273304300 | CATHETER, URETHRAL, ROBINSON, SOFT RED RUBBER, RADIOPAQUE, WITH 2 EYES FUNNEL END, SIZE: 8 FRENCH, 30-50 CM, DISPOSABLE, STERILE | GENERAL MEDICAL SUPPLIES (NURSING AND BURN UNIT) SUPPLEMENTARY
970 | 4214273304600 | CATHETER, URETHRAL, ROBINSON, SOFT RED RUBBER, RADIOPAQUE, WITH 2 EYES FUNNEL END, SIZE: 12 FRENCH, 30-50 CM, DISPOSABLE, STERILE | GENERAL MEDICAL SUPPLIES (NURSING AND BURN UNIT) SUPPLEMENTARY
971 | 4214252300400 | SYRINGE 50-60 ML CATHETER TIP AND FIXED GRADUATION DISPOSABLE STERILE | GENERAL MEDICAL SUPPLIES (NURSING AND BURN UNIT) SUPPLEMENTARY
972 | 4214252300300 | SYRINGE, 3 ML, LUER LOCK TIP, AND FIXED GRADUATION, WITH NEEDLE, G 23 X 1.25 INCH, DISPOSABLE, STERILE | GENERAL MEDICAL SUPPLIES (NURSING AND BURN UNIT) SUPPLEMENTARY
973 | 4214252300200 | SYRINGE, 20 ML, LUER LOCK TIP, FIXED GRADUATION, WITH NEEDLE, G 21 X 1.5 IN, DISPOSABLE, STERILE | GENERAL MEDICAL SUPPLIES (NURSING AND BURN UNIT) SUPPLEMENTARY
974 | 4214280211100 | STOCKING, ANTI-EMBOLISM, BELOW KNEE, X-LARGE | GENERAL MEDICAL SUPPLIES (NURSING AND BURN UNIT) SUPPLEMENTARY
975 | 4214280211600 | STOCKING, ANTI-EMBOLISM, BELOW KNEE, XX-LARGE | GENERAL MEDICAL SUPPLIES (NURSING AND BURN UNIT) SUPPLEMENTARY
976 | 4214280211700 | STOCKING, ANTI-EMBOLISM, BELOW KNEE, XXX-LARGE | GENERAL MEDICAL SUPPLIES (NURSING AND BURN UNIT) SUPPLEMENTARY
977 | 4214280211900 | STOCKING ANTI - EMBOLISM THIGH LENGTH WITH INSPECTION TOE SIZE: LARGE | GENERAL MEDICAL SUPPLIES (NURSING AND BURN UNIT) SUPPLEMENTARY
978 | 4214160500400 | GALLIPOTS, 250-300 ML, POLYETHYLENE, PLASTIC CONTAINER, NON STERILE | GENERAL MEDICAL SUPPLIES (NURSING AND BURN UNIT) SUPPLEMENTARY
979 | 4214160301100 | BAG, VOMIT, WITH RING, POST CHEMOTHERAPY, 1-1.5 LITER (FIT TO METAL HOLDER) | GENERAL MEDICAL SUPPLIES (NURSING AND BURN UNIT) SUPPLEMENTARY
980 | 4214160301000 | BASIN, PLASTIC, GRADUATED, KIDNEY SHAPED, 500-700 ML | GENERAL MEDICAL SUPPLIES (NURSING AND BURN UNIT) SUPPLEMENTARY
981 | 4214160300900 | BASIN, PLASTIC, GRADUATED, KIDNEY SHAPED, 750-1000 ML | GENERAL MEDICAL SUPPLIES (NURSING AND BURN UNIT) SUPPLEMENTARY
982 | 4214160300500 | BASIN, PLASTIC, 6000 ML, GRADUATED, STERILE | GENERAL MEDICAL SUPPLIES (NURSING AND BURN UNIT) SUPPLEMENTARY
983 | 4214160200100 | BEDPAN, REGULAR, PLASTIC, DISPOSABLE | GENERAL MEDICAL SUPPLIES (NURSING AND BURN UNIT) SUPPLEMENTARY
984 | 4214160200000 | BEDPAN, FRACTURE, FEMALE | GENERAL MEDICAL SUPPLIES (NURSING AND BURN UNIT) SUPPLEMENTARY
985 | 4214160105400 | GENERAL PATIENT CARE KIT 1, TRANSPARENT BAG WITH THE LOGO ON THE SIDE, IT CONTAINS: A LOOFAH WITH A BACK STRAP OF RUBBER, SHAMPOO AND CONDITIONER 20 ML CONTAINS SODIUM CHLORIDE AND COCONUT DIETHANOL, SHOWER GEL 20 ML CONTAINS GLYCERIN AND SODIUM CHLORIDE AND CITRIC ACID, BODY CREAM 20 ML CONTAINS LIQUID PARAFFIN AND GLYCERIN AND TRIETHANOLAMINE, ROUND AND WRAPPED SOAP 30 GM CONTAINING SODIUM PALM AND GLYCERIN AND SODIUM CHLORIDE, DENTAL CARE SUPPLIES (A SOFT BRUSH AND TOOTHPASTE 10 GM), WIDE BRUSH COMB WITH HANDLE, ALL COVERED WITH SNOW COVER, VANITY KIT (EARBUDS, ROUND COTTON BALLS, AND A SMALL WOODEN NAIL FILE).ALL ITEMS CONTAIN THE ORGANIZATION'S LOGO. | GENERAL MEDICAL SUPPLIES (NURSING AND BURN UNIT) SUPPLEMENTARY
986 | 4214160105100 | KIT, PATIENT CARE (COMB, LOTION, POWDER, NAIL CUTTER) | GENERAL MEDICAL SUPPLIES (NURSING AND BURN UNIT) SUPPLEMENTARY
987 | 4214160104000 | LOTION BABY HAND AND BODY 150-200 ML BOTTLES FREE FROM FRAGRANCE AND ALCOHOL DISPOSABLE | GENERAL MEDICAL SUPPLIES (NURSING AND BURN UNIT) SUPPLEMENTARY
988 | 4214160103700 | CAP WASH, CONTAINS OCTENIDINE HCL 0.1% FOR DECONTAMINATION, (WOUND AND OSTOMY CARE) | GENERAL MEDICAL SUPPLIES (NURSING AND BURN UNIT) SUPPLEMENTARY
989 | 4214160103500 | BABY BATH, HYPOALLERGENIC, PH-NEUTRAL, PARABENS, ALCOHOL FREE, 400 - 500 ML BOTTLE | GENERAL MEDICAL SUPPLIES (NURSING AND BURN UNIT) SUPPLEMENTARY
990 | 4214160102500 | KIT, ENEMA, CONTAINS: 50-60 INCH TUBING WITH PRELUBRICATED TIP, ADJUSTABLE CLAMP, BAG 1500-2000 ML, UNDERPAD, CASTILE SOAP PACKET, | GENERAL MEDICAL SUPPLIES (NURSING AND BURN UNIT) SUPPLEMENTARY
991 | 4214160102300 | PANTY NET ELASTIC MEDIUM FOR KEEPING INCONTINENT PADS IN PLACE | GENERAL MEDICAL SUPPLIES (NURSING AND BURN UNIT) SUPPLEMENTARY
992 | 4214160102200 | TOOTHPASTE, WHITE, REGULAR, 10 ML, TUBE | GENERAL MEDICAL SUPPLIES (NURSING AND BURN UNIT) SUPPLEMENTARY
993 | 4214160102100 | TOOTHBRUSH, SOFT BRISTLES, SIZE: PEDIATRIC | GENERAL MEDICAL SUPPLIES (NURSING AND BURN UNIT) SUPPLEMENTARY
994 | 4214160102000 | TOOTHBRUSH, SOFT BRISTLES, FOR ADULT | GENERAL MEDICAL SUPPLIES (NURSING AND BURN UNIT) SUPPLEMENTARY
995 | 4214160101900 | PACIFIER, INFANT, ORAL PLASTIC WITH SILICONE TEAT, LARGE | GENERAL MEDICAL SUPPLIES (NURSING AND BURN UNIT) SUPPLEMENTARY
996 | 4214160101500 | DIAPER FROM APPROXIMATELY 25 TO 32 KG HIGHLY ABSORBENT ASSURES DRY SURFACE RE-ADJUSTABLE ADHESIVE TAPE PACKING: WRAPPED IN A PLASTIC PACK | GENERAL MEDICAL SUPPLIES (NURSING AND BURN UNIT) SUPPLEMENTARY
997 | 4214160101300 | COMB, PLASTIC, FINE, TOOTHED | GENERAL MEDICAL SUPPLIES (NURSING AND BURN UNIT) SUPPLEMENTARY
998 | 4214150500200 | APPLICATOR PROCTOLOGY COTTON TIP 16-18 INCH DISPOSABLE NON - STERILE | GENERAL MEDICAL SUPPLIES (NURSING AND BURN UNIT) SUPPLEMENTARY
999 | 4214150500100 | APPLICATOR, WOODEN, 3 INCH, WITH COTTON TIP, NOT LESS THAN 100 PIECES / PACKET, NON-STERILE | GENERAL MEDICAL SUPPLIES (NURSING AND BURN UNIT) SUPPLEMENTARY
1000 | 4214150400000 | SWABS TONSIL X-RAY DETECTABLE MADE OF 16 PLY. OF NOT LESS THAN 20 THREAD/CM FOLDED AND STITCHED DOUBLE WRAPPED SIZE: 2.0 X 15 CM PACKING: 5 PIECES/PACK STERILE | GENERAL MEDICAL SUPPLIES (NURSING AND BURN UNIT) SUPPLEMENTARY
1001 | 4214150300600 | WIPES DRESSING DRY WIPES NON - WOVEN SINGLE - USE DRY WIPES NON - STERILE EACH WIPE MADE OF PROPYLENE 85% AND VISCOSE 15% MATERIAL THAT ARE THERMALLY BONDED EACH WIPE 30 X 35 CM (+\ - 2 CM ) MSDS SHOULD BE PROVIDED IN SOFT COPY (WOUND AND OSTOMY CARE) | GENERAL MEDICAL SUPPLIES (NURSING AND BURN UNIT) SUPPLEMENTARY
1002 | 4214150300400 | WIPES PREMOISTENED FOR PERINEAL AREA CLEANING SINGLE PATIENT USE 20-25 PER PACK (WOUND AND OSTOMY CARE) | GENERAL MEDICAL SUPPLIES (NURSING AND BURN UNIT) SUPPLEMENTARY
1003 | 4214150201500 | APPLICATOR, WOODEN, 6 INCH, WITH COTTON TIP, NOT LESS THAN 100 PIECES / PACKET, NON-STERILE | GENERAL MEDICAL SUPPLIES (NURSING AND BURN UNIT) SUPPLEMENTARY
1004 | 4214150200500 | ORAL SWABS FOAM, ADDED DENTIFRICE, TOOTHETTES, WRAPPED INDIVIDUALLY, DISPOSABLE | GENERAL MEDICAL SUPPLIES (NURSING AND BURN UNIT) SUPPLEMENTARY
1005 | 4214150102400 | COTTON, MEDICAL ABSORBENT WITH ENTER LEAF, NET WEIGHT OF ROLL WITHOUT INTERLEAF 500GM, PACKING: INDIVIDUALLY IN PLASTIC BAG, RIGID OUTER PACKI NG CONTAINERS OF SUITABLE SIZE | GENERAL MEDICAL SUPPLIES (NURSING AND BURN UNIT) SUPPLEMENTARY
1006 | 4214150102200 | COTTON, BALL, 100% COTTON, SOFT AND ABSORBENT, 250 GM, ABOUT 1GM/BALL, NON STERILE | GENERAL MEDICAL SUPPLIES (NURSING AND BURN UNIT) SUPPLEMENTARY
1007 | 4214160600000 | BASIN, ROUND PLASTIC FOR WASHING, IS A SIMPLE DURABLE 12 INCH DIAMETER POLYPROPYLENE, WASHABLE BETWEEN USAGE FOR SINGLE PATIENT | GENERAL MEDICAL SUPPLIES (NURSING AND BURN UNIT) SUPPLEMENTARY
1008 | 4214390300600 | TUBE, RECTAL / FLATUS, PLASTIC, SIZE: FG 26, 40 - 60 CM LONG, DISPOSABLE, STERILE | GENERAL MEDICAL SUPPLIES (NURSING AND BURN UNIT) SUPPLEMENTARY
1009 | 4214160600700 | BASIN, PLASTIC, 6 - 10 LITER, NON-STERILE | GENERAL MEDICAL SUPPLIES (NURSING AND BURN UNIT) SUPPLEMENTARY
1010 | 4214160601100 | BASIN, PAPER PULP, 4000-6000 ML, DISPOSABLE | GENERAL MEDICAL SUPPLIES (NURSING AND BURN UNIT) SUPPLEMENTARY
1011 | 4214280212000 | STOCKING ANTI - EMBOLISM THIGH LENGTH WITH INSPECTION TOE SIZE: MEDIUM | GENERAL MEDICAL SUPPLIES (NURSING AND BURN UNIT) SUPPLEMENTARY
1012 | 4214280212100 | STOCKING, ANTI-EMBOLISM, THIGH LENGTH, XX-LARGE | GENERAL MEDICAL SUPPLIES (NURSING AND BURN UNIT) SUPPLEMENTARY
1013 | 4214280212500 | SUPPORT, SCROTAL WITH LEG STRAPS, COTTON AND RAYON, SMALL | GENERAL MEDICAL SUPPLIES (NURSING AND BURN UNIT) SUPPLEMENTARY
1014 | 4214230102900 | LABEL WHITE 3 IN X 1 - 1/2 IN ROLL | GENERAL MEDICAL SUPPLIES (NURSING AND BURN UNIT) SUPPLEMENTARY
1015 | 4214230102600 | LABEL, HEPATITIS, RISK, BIOHAZARD, AND LOGO RED, ON YELLOW | GENERAL MEDICAL SUPPLIES (NURSING AND BURN UNIT) SUPPLEMENTARY
1016 | 4214230100000 | LABELS, BLANK PACKAGED AS ROLL, WHITE, SELF ADHESIVE, ALL PURPOSE, DISPOSABLE | GENERAL MEDICAL SUPPLIES (NURSING AND BURN UNIT) SUPPLEMENTARY
1017 | 4214210803900 | GEL POSITIONER, HEEL PAD (SMALL) | GENERAL MEDICAL SUPPLIES (NURSING AND BURN UNIT) SUPPLEMENTARY
1018 | 4214210803600 | GEL POSITIONER, HEEL PAD (LARGE) | GENERAL MEDICAL SUPPLIES (NURSING AND BURN UNIT) SUPPLEMENTARY
1019 | 4214210603900 | BLANKET ALUMINUM COATED 140 CM X 220 CM (+/- 20 CM), FOR ADULT | GENERAL MEDICAL SUPPLIES (NURSING AND BURN UNIT) SUPPLEMENTARY
1020 | 4214210000600 | PACK INSTANT WARM, MEDIUM, DISPOSABLE | GENERAL MEDICAL SUPPLIES (NURSING AND BURN UNIT) SUPPLEMENTARY
1021 | 4214210000400 | PACK, COLD/HOT, GEL, REUSABLE, SIZE 15 X 25 CM (+/- 3 CM) | GENERAL MEDICAL SUPPLIES (NURSING AND BURN UNIT) SUPPLEMENTARY
1022 | 4214210000300 | PACK, COLD, INSTANT ICE COMPRESS, 15 X 28 CM (+/- 2 CM) | GENERAL MEDICAL SUPPLIES (NURSING AND BURN UNIT) SUPPLEMENTARY
1023 | 4214170508800 | PILLOW POSITIONING PILLOW FOR MULTI PURPOSE POSITIONING FOAM (TRIANGULAR SHAPE) ADULT SMALL | GENERAL MEDICAL SUPPLIES (NURSING AND BURN UNIT) SUPPLEMENTARY
1024 | 4214170502800 | GEL POSITIONER, CONTOURED ARM BOARD PAD MEDIUM | GENERAL MEDICAL SUPPLIES (NURSING AND BURN UNIT) SUPPLEMENTARY
1025 | 4214170502700 | GEL POSITIONER, CONTOURED ARM BOARD PAD LARGE | GENERAL MEDICAL SUPPLIES (NURSING AND BURN UNIT) SUPPLEMENTARY
1026 | 4214170502500 | GEL POSITIONER, CLOSED HEAD RING ADULT | GENERAL MEDICAL SUPPLIES (NURSING AND BURN UNIT) SUPPLEMENTARY
1027 | 4214170501400 | PILLOW POSITIONING PILLOW FOR MULTI PURPOSE POSITIONING FOAM (TRIANGULAR SHAPE) ADULT MEDIUM | GENERAL MEDICAL SUPPLIES (NURSING AND BURN UNIT) SUPPLEMENTARY
1028 | 4214170501100 | COVER, PRONE, PLUS POSITIONING AID, WITH KNOT, SMALL | GENERAL MEDICAL SUPPLIES (NURSING AND BURN UNIT) SUPPLEMENTARY
1029 | 4214170501000 | COVER PRONE PLUS POSITIONING AID WITH KNOT MEDIUM | GENERAL MEDICAL SUPPLIES (NURSING AND BURN UNIT) SUPPLEMENTARY
1030 | 4214170500900 | COVER, PRONE PLUS, POSITIONING AID, WITH KNOT, LARGE | GENERAL MEDICAL SUPPLIES (NURSING AND BURN UNIT) SUPPLEMENTARY
1031 | 4214161100400 | BAG, PLASTIC, WITH HANDLE, HEAVY DUTY, 60 MICRON, WHITE, SIZE: 40 X 59 CM, MUST BE WITH (PATIENT BELONGINGS) WRITING ON THE BAG | GENERAL MEDICAL SUPPLIES (NURSING AND BURN UNIT) SUPPLEMENTARY
1032 | 4229310710800 | OSTOMY, COHESIVE SEAL, 37-46 MM, CONVEX RING SHAPE, DISPOSABLE, (WOUND AND OSTOMY CARE) | GENERAL MEDICAL SUPPLIES (NURSING AND BURN UNIT) SUPPLEMENTARY
1033 | 4229310710700 | OSTOMY COHESIVE COVEX SEAL 27-36 MM CONVEX RING SHAPE DISPOSABLE (WOUND AND OSTOMY CARE) | GENERAL MEDICAL SUPPLIES (NURSING AND BURN UNIT) SUPPLEMENTARY
1034 | 4214161100300 | BAG PLASTIC BIG MOUTH PILL CRUSHER DISPOSABLE | GENERAL MEDICAL SUPPLIES (NURSING AND BURN UNIT) SUPPLEMENTARY
1035 | 4214161100200 | BAG, PATIENT SET-UP, PRINTED, TRANSPARENT, WITH DRAWSTRING, SIZE: 12 INCH X 15 INCH (+/- 2 INCH) | GENERAL MEDICAL SUPPLIES (NURSING AND BURN UNIT) SUPPLEMENTARY
1036 | 4214160700300 | URINAL, MALE, COMPRESSED CARDBOARD, PULP, 800-1000 ML, DISPOSABLE | GENERAL MEDICAL SUPPLIES (NURSING AND BURN UNIT) SUPPLEMENTARY
1037 | 4214160700100 | URINAL, FEMALE HARD TRANSPARENT PLASTIC, 1000 ML CAPACITY, GRADUATED WITH HANGING FACILITY AND FLAT BOTTOM, DISPOSABLE | GENERAL MEDICAL SUPPLIES (NURSING AND BURN UNIT) SUPPLEMENTARY
1038 | 4214160700000 | URINAL, MALE HARD TRANSPARENT PLASTIC, 1000 ML CAPACITY, GRADUATED WITH HANGING FACILITY AND FLAT BOTTOM, DISPOSABLE | GENERAL MEDICAL SUPPLIES (NURSING AND BURN UNIT) SUPPLEMENTARY
1039 | 4214160601300 | BASIN, KIDNEY, PAPER PULP, 600-800 ML, DISPOSABLE | GENERAL MEDICAL SUPPLIES (NURSING AND BURN UNIT) SUPPLEMENTARY
1040 | 4214160600800 | BOWL, ROUND, PLASTIC, 500 ML, STERILE | GENERAL MEDICAL SUPPLIES (NURSING AND BURN UNIT) SUPPLEMENTARY
1041 | 4220340526500 | CATHETER PICC POLYURETHANE SINGLE LUMEN 1.2 FR LENGTH 20-25 CM NEEDLE SIZE 28 G WITH MICROFLASH INTRODUCER X - RAY OPAQUE CATHETER GRADUATIONS EVERY CM INTEGRAL EXTENSION WITH WING PERMITS SECURE CATHETER FIXATION UNIQUE SPLIT CANNULA AND EYELET GIVES RAPID VISIBILITY OF FLASHBACK DISPOSABLE STERILE | GENERAL MEDICAL SUPPLIES (NURSING AND BURN UNIT) SUPPLEMENTARY
1042 | 4219181900200 | AID, POSITIONING, PROVIDES SAFE BOUNDARIES / CONTAINMENT AND COMFORT, SUPPORTS PROPER MUSCULOSKELETAL DEVELOPMENT, REUSABLE, WASHABLE, INDIVIDUALLY PACKAGED, WITH ROD, SAFE, HOSPITAL GRADE, NON-ALLERGIC MATERIAL, DISPOSABLE | GENERAL MEDICAL SUPPLIES (NURSING AND BURN UNIT) SUPPLEMENTARY
1043 | 4229541512500 | BREAST SHIELD, FOR BREAST PUMP, SIZE 24 MM, IT SHOULD BE COMPATIBLE WITH HOSPITAL MACHINE | GENERAL MEDICAL SUPPLIES (NURSING AND BURN UNIT) SUPPLEMENTARY
1044 | 4231240500500 | GAUZE SWAB (100% COTTON) 12 PLY X - RAY DETECTABLE WHITE FOLDED EDGES AND STITCHES TO ALL SIDES NOT LESS THAN 15 THREADS/CM2 BLEACHED DOUBLE WRAPPED SIZE: 10 X 10 CM DISPOSABLE STERILE | GENERAL MEDICAL SUPPLIES (NURSING AND BURN UNIT) SUPPLEMENTARY
1045 | 4231240500400 | GAUZE SWAB (100% COTTON) 16 PLY WHITE FOLDED EDGES NOT LESS THAN 15 THREADS/CM2 BLEACHED SIZE: 10 X 10 CM DISPOSABLE NON-STERILE | GENERAL MEDICAL SUPPLIES (NURSING AND BURN UNIT) SUPPLEMENTARY
1046 | 4231240500300 | GAUZE SWAB (100% COTTON) 16 PLY X - RAY DETECTABLE WHITE FOLDED EDGES AND STITCHES TO ALL SIDES NOT LESS THAN 15 THREADS/CM2 BLEACHED DOUBLE WRAPPED SIZE: 10 X 10 CM PACKING: 5 PIECES/PACK DISPOSABLE STERILE | GENERAL MEDICAL SUPPLIES (NURSING AND BURN UNIT) SUPPLEMENTARY
1047 | 4231240500200 | GAUZE SWAB (100% COTTON) 16 PLY WHITE FOLDED EDGES NOT LESS THAN 15 THREADS/CM2 BLEACHED DOUBLE WRAPPED SIZE: 10 X 10 CM PACKING 2 PIECES/PACK DISPOSABLE STERILE | GENERAL MEDICAL SUPPLIES (NURSING AND BURN UNIT) SUPPLEMENTARY
1048 | 4231240300200 | DRESSING, NYLON CLOTH, PURE METALLIC SILVER, AND 0.9% SILVER OXIDE, TO BE USED FOR 7 DAYS, SIZE 6 X 108 INCH (+/- 2 INCH), DISPOSABLE, STERILE, (WOUND AND OSTOMY CARE) | GENERAL MEDICAL SUPPLIES (NURSING AND BURN UNIT) SUPPLEMENTARY
1049 | 4231240300100 | DRESSING, NYLON CLOTH, PURE METALLIC SILVER, AND 0.9% SILVER OXIDE, TO BE USED FOR 7 DAYS, SIZE 1 X 12 INCH, DISPOSABLE, STERILE, (WOUND AND OSTOMY CARE) | GENERAL MEDICAL SUPPLIES (NURSING AND BURN UNIT) SUPPLEMENTARY
1050 | 4231240300000 | DRESSING, NYLON CLOTH, PURE METALLIC SILVER, AND 0.9% SILVER OXIDE, TO BE USED FOR 7 DAYS, SIZE 26 X 25.5 INCH (+/- 2 INCH), DISPOSABLE, STERILE, (WOUND AND OSTOMY CARE) | GENERAL MEDICAL SUPPLIES (NURSING AND BURN UNIT) SUPPLEMENTARY
1051 | 4222151200700 | IV SET ULTRABLOCK UV RESISTANT TUBING PROTECTS LIGHT SENSITIVE IV FLUIDS FROM UV EXPOSURE FEMALE LUER LOCK CONNECTOR FREE FLOW PROTECTOR CLIP ULTRASITE INJECTION SITE 6 AND IN DISTAL END SPIN LOCK CONNECTOR LATEX FREE PRIMING VOLUME:11 ML LENGTH 89 IN ( 226 CM) STERILE INDIVIDUALLY PACKED DISPOSABLE | GENERAL MEDICAL SUPPLIES (NURSING AND BURN UNIT) SUPPLEMENTARY
1052 | 4222151209700 | SET, IV SOLUTION ADMINISTRATION PVC, MACRODRIP 20 DROPS / 1 ML, PYROGEN FREE HYDROPHOBIC ADEQUATE AIR VENT, FILTER 15 MICRON, FLOW CONTRO L ROLLER CLAMP, TUBING NOT LESS THAN 1.8 METER AND DIAMETER I.D 3MM AND O.D 4.1 MM, FITTED WITH NEEDLE G21 TO LUER LOCK DEVICE FOR INJECTION OF DRUGS WITH Y-INJECTION SITE PORT, WITH PEAL OFF PACKING, DISPOSABLE, STERILE | GENERAL MEDICAL SUPPLIES (NURSING AND BURN UNIT) SUPPLEMENTARY
1053 | 4231240100100 | DRESSING SOFT CALCIUM-SODIUM ALGINATE FIBER WITHOUT SILVER HIGHLY ABSORBENT CONTROL MINOR BLEEDING SIZE 5 X 5 CM (+/- 2 CM) STERILE (WOUND AND OSTOMY CARE) | GENERAL MEDICAL SUPPLIES (NURSING AND BURN UNIT) SUPPLEMENTARY
1054 | 4231240100000 | DRESSING SOFT CALCIUM-SODIUM ALGINATE FIBER WITHOUT SILVER HIGHLY ABSORBENT CONTROL MINOR BLEEDING SIZE 15 X 25 CM (+/- 5 CM) STERILE (WOUND AND OSTOMY CARE) | GENERAL MEDICAL SUPPLIES (NURSING AND BURN UNIT) SUPPLEMENTARY
1055 | 4222151210800 | SET, IV SOLUTION ADMINISTRATION PVC, TUBING WITH VENTED DRIPPING CHAMBER MICRODRIP 60 DROPS / 1ML, PYROGEN FREE, COMPLETE, LENGTH NOT LESS THAN 120 CM, LUER LOCK DEVICE FOR INJECTION OF DRUGS, DISPOSABLE, STERILE | GENERAL MEDICAL SUPPLIES (NURSING AND BURN UNIT) SUPPLEMENTARY
1056 | 4231240501000 | SPONGE LAPAROTOMY (100% COTTON) 12 PLY X-RAY DETECTABLE WHITE FOLDED EDGES NOT LESS THAN 15 THREADS/CM2 BLEACHED WITH TAIL AND STITCHES TO ALL SIDES DOUBLE WRAPPED SIZE: 30 X 30 CM PACKING: 5 PIECES/PACK DISPOSABLE STERILE | GENERAL MEDICAL SUPPLIES (NURSING AND BURN UNIT) SUPPLEMENTARY
1057 | 4231231300900 | WOUND IRRIGATION SOLUTION, HYPOCHLOROUS ACID SOLUTION CONCENTRATION 0.033%, DOES NOT CONTAIN SODIUM HYPOCHLORITE, 400-500 ML, ( WOUND AND OSTOMY CARE ) | GENERAL MEDICAL SUPPLIES (NURSING AND BURN UNIT) SUPPLEMENTARY
1058 | 4231231300500 | WOUND GEL, CONTAINS OCTENIDINE DIHYDROCHLORIDE HCL 0.1% FOR COVERING, MOISTENING AND CLEANSING OF ENCRUSTED, CONTAMINATED AND CHRONIC WOUNDS AS WELL AS BURN WOUNDS, 20ML, STERILE, (WOUND AND OSTOMY CARE) | GENERAL MEDICAL SUPPLIES (NURSING AND BURN UNIT) SUPPLEMENTARY
1059 | 4231231300400 | SOLUTION, CONTAINS OCTENIDINE DIHYDROCHLORIDE HCL 0.1%, 50ML SPRAY, (WOUND AND OSTOMY CARE) | GENERAL MEDICAL SUPPLIES (NURSING AND BURN UNIT) SUPPLEMENTARY
1060 | 4231231100000 | WOUND SPRAY, HIGHLY PURIFIED 10% CARBAMYLATED HEMOGLOBIN, FOR OXYGENATION, SPRAY 10-15ML, (WOUND AND OSTOMY CARE) | GENERAL MEDICAL SUPPLIES (NURSING AND BURN UNIT) SUPPLEMENTARY
1061 | 4222151211300 | EXTENSION TUBE 30CM LENGTH WITH SLIDE CLAMP AND SECURE LOCK MALE ADAPTOR DISPOSABLE STERILE | GENERAL MEDICAL SUPPLIES (NURSING AND BURN UNIT) SUPPLEMENTARY
1062 | 4231230600100 | DRESSING POLYESTER FIBRE COMPOSITE FOR SOFT MECHANICAL DEBRIDEMENT SIZE 10 X 10 CM OR EQUIVALENT IN THE SIZE (+\-2) DISPOSABLE STERILE (WOUND AND OSTOMY CARE) | GENERAL MEDICAL SUPPLIES (NURSING AND BURN UNIT) SUPPLEMENTARY
1063 | 4222151211400 | EXTENSION TUBE (T CONNECTOR), MICROBORE, NONPYROGENIC, WITH SLIDE CLAMP, LENGTH 10-20 CM, DISPOSABLE, STERILE | GENERAL MEDICAL SUPPLIES (NURSING AND BURN UNIT) SUPPLEMENTARY
1064 | 4222151213200 | SET, IV SOLUTION ADMINISTRATION PVC, MICRODRIP, PYROGEN FREE WITH SAFETY VALVE AND 100 ML MEASURING CHAMBER, LUER LOCK DEVICE, FOR INJECTION OF DRUGS, DISPOSABLE, STERILE | GENERAL MEDICAL SUPPLIES (NURSING AND BURN UNIT) SUPPLEMENTARY
1065 | 4231220701400 | SET SUTURE REMOVAL CONSISTS OF: 1 PLASTIC FORCEP 1 STITCH SCISSORS 3 SWAB GAUZE 5 X 5 CM DISPOSABLE STERILE | GENERAL MEDICAL SUPPLIES (NURSING AND BURN UNIT) SUPPLEMENTARY
1066 | 4222151213300 | SET, IV SOLUTION ADMINISTRATION PVC, MICRODRIP, PYROGEN FREE WITH SAFETY VALVE AND 150 ML MEASURING CHAMBER, LUER LOCK DEVICE FOR INJECTI ON OF DRUGS, DISPOSABLE, STERILE | GENERAL MEDICAL SUPPLIES (NURSING AND BURN UNIT) SUPPLEMENTARY
1067 | 4231220700500 | SET SUTURING HOLDER NEEDLES 5.5 INCH FORCEPS PLAIN 5 INCH FORCEPS ADSON 5 INCH POUCH STERILIZATION 100 X 300 MM SCISSORS SUTURE REMOVING 5.50 INCH 10 SWAB GAUZE 10 X 10 CM 10 COTTON WOOL 1 SHEET UTILITY 45 X 75 CM 2 PAPER HAND TOWEL BAG PLASTIC SMALL DISPOSABLE STERILE | GENERAL MEDICAL SUPPLIES (NURSING AND BURN UNIT) SUPPLEMENTARY
1068 | 4222151213400 | NEEDLE BUTTERFLY 23 G X 0.75 INCH WINGED WITH SAFETY LUER LOCK ADAPTOR STERILE | GENERAL MEDICAL SUPPLIES (NURSING AND BURN UNIT) SUPPLEMENTARY
1069 | 4110350601300 | BOTTLE, MEDICINE, AMBER, GRADUATED, EMPTY, WITH CHILD RESISTANT, PLASTIC SCREW CAP, 500 ML | GENERAL MEDICAL SUPPLIES (NURSING AND BURN UNIT) SUPPLEMENTARY
1070 | 4231231300700 | IRRIGATION CONTAINS OCTENIDINE DIHYDROCHLORIDE HCL 0.1% 350ML STERILE (WOUND AND OSTOMY CARE) | GENERAL MEDICAL SUPPLIES (NURSING AND BURN UNIT) SUPPLEMENTARY
1071 | 4110350601200 | BOTTLE, MEDICINE, AMBER, GRADUATED, EMPTY, WITH CHILD RESISTANT, PLASTIC SCREW CAP, 250 ML | GENERAL MEDICAL SUPPLIES (NURSING AND BURN UNIT) SUPPLEMENTARY
1072 | 4222150603300 | UMBILICAL POLYURETHANE CATHETER DOUBLE LUMEN SIZES 4 FR 40 CM LENGTH TOTALLY RADIOPAQUE NUMERICAL GRADUATIONS EVERY CENTIMETER FROM 4 TO 25 CM FROM THE DISTAL TIP WITH CLAMPS DEHP FREE LATEX FREE STERILE | GENERAL MEDICAL SUPPLIES (NURSING AND BURN UNIT) SUPPLEMENTARY
1073 | 4222150603100 | CATHETER UMBILICAL SINGLE LUMEN 3.5 FRENCH LENGTH 35-40 CM TRANSPARENT POLYURETHANE OPEN END SIDE HOLE RADIOPAQUE NUMERICAL GRADUATIONS BY CM ACTUAL DISTANCE FROM THE DISTAL TIP IS PRINTED NUMERICALLY FROM 4 TO 25 CM CAN BE USED FOR VENOUS OR ARTERIAL ACCESS SUPPLIED WITH A SMALL 2 WAY STOPCOCK AND IDENTIFICATION PLUGS (COLOR CODED TWO DIFFERENT COLOR) DISPOSABLE STERILE | GENERAL MEDICAL SUPPLIES (NURSING AND BURN UNIT) SUPPLEMENTARY
1074 | 4221181214500 | STOCKING ANTI-EMBOLISM BELOW KNEE WITH INSPECTION TOE SIZE: EXTRA LARGE | GENERAL MEDICAL SUPPLIES (NURSING AND BURN UNIT) SUPPLEMENTARY
1075 | 4221181214600 | STOCKING, ANTI-EMBOLISM, (OPEN TOES) THIGH LENGTH FOR ADULT, SIZE: LARGE | GENERAL MEDICAL SUPPLIES (NURSING AND BURN UNIT) SUPPLEMENTARY
1076 | 4221181214700 | STOCKING, ANTI-EMBOLISM, (OPEN TOES) THIGH LENGTH FOR ADULT, SIZE: MEDIUM | GENERAL MEDICAL SUPPLIES (NURSING AND BURN UNIT) SUPPLEMENTARY
1077 | 4222150400400 | CATHETER PICC SINGLE LUMEN BASIC KIT 1.9 FRENCH CATHETER SILICONE PERIPHERALLY INSERTED VENOUS ACCESS PARENTERAL NUTRITION ADMINISTRATION OF MEDIC ATION IN PREMATURE BABY AND NEONATE LENGTH 50 CM PEEL PACK SIZE THE CONTENTS ARE 1.9 FRENCH INTRODUCE DISPOSABLE STERILE | GENERAL MEDICAL SUPPLIES (NURSING AND BURN UNIT) SUPPLEMENTARY
1078 | 4222150403400 | SET, CATHETER, THERAPY, PERIPHERALLY INSERTED CENTRAL CATHETER (PICC LINE), 4 FRENCH, SINGLE LUMEN, 50-60 CM LENGTH, PEEL AWAY SHEATH 5FRENCH, 21 G NEEDLE, 0.018 INCH GUIDE WIRE, DISPOSABLE, STERILE | GENERAL MEDICAL SUPPLIES (NURSING AND BURN UNIT) SUPPLEMENTARY
1079 | 4222150403500 | SET, CATHETER, THERAPY, PERIPHERALLY INSERTED CENTRAL CATHETER (PICC LINE), 5 FRENCH, DOUBLE LUMEN, 50-60 CM LENGTH, PEEL AWAY SHEATH 6 FRENCH, 21 G NEEDLE, 0.018 INCH GUIDEWIRE, DISPOSABLE, STERILE | GENERAL MEDICAL SUPPLIES (NURSING AND BURN UNIT) SUPPLEMENTARY
1080 | 4222150500000 | NEEDLE SCALP VEIN 1-2 CM LUER LOCK 30 CM LONG TUBE AND PLUG SIZE: G 19 PEEL PACK PACKING DISPOSABLE STERILE | GENERAL MEDICAL SUPPLIES (NURSING AND BURN UNIT) SUPPLEMENTARY
1081 | 4222150500100 | NEEDLE SCALP VEIN 1-2 CM LUER LOCK 30 CM LONG TUBE AND PLUG SIZE: G 21 PEEL PACK PACKING DISPOSABLE STERILE | GENERAL MEDICAL SUPPLIES (NURSING AND BURN UNIT) SUPPLEMENTARY
1082 | 4222150500200 | NEEDLE SCALP VEIN 1-2 CM LUER LOCK 30 CM LONG TUBE AND PLUG SIZE: G 23 PEEL PACK PACKING DISPOSABLE STERILE | GENERAL MEDICAL SUPPLIES (NURSING AND BURN UNIT) SUPPLEMENTARY
1083 | 4222150500300 | NEEDLE SCALP VEIN 1-2 CM LUER LOCK 30 CM LONG TUBE AND PLUG SIZE: G 25 PEEL PACK PACKING DISPOSABLE STERILE | GENERAL MEDICAL SUPPLIES (NURSING AND BURN UNIT) SUPPLEMENTARY
1084 | 4222150500400 | NEEDLE SCALP VEIN 1-2 CM LUER LOCK 30 CM LONG TUBE AND PLUG SIZE: G 27 PEEL PACK PACKING DISPOSABLE STERILE | GENERAL MEDICAL SUPPLIES (NURSING AND BURN UNIT) SUPPLEMENTARY
1085 | 4222150500500 | NEEDLE SCALP VEIN INFUSION (I.V. BUTTERFLY WITH WINGS) NEEDLE 26 G LUER SLIP AND LOCK POLYPROPYLENE NEEDLE HUB NON-TOXIC NON-PYROGENIC DISPOSABLE STERILE | GENERAL MEDICAL SUPPLIES (NURSING AND BURN UNIT) SUPPLEMENTARY
1086 | 4222150603200 | CATHETER UMBILICAL SINGLE LUMEN 5 FRENCH LENGTH 35-40 CM TRANSPARENT POLYURETHANE OPEN END SIDE HOLE RADIOPAQUE NUMERICAL GR = ADUATIONS BY CM ACTUAL DISTANCE FROM THE DISTAL TIP IS PRINTED NUMERICALLY FROM 4 TO 25 CM CAN BE USED FOR VENOUS OR ARTERIAL ACCESS SUPPLIED WITH A SMALL 2 WAY STOPCOCK AND IDENTIFICATION PLUGS (COLOR CODED TWO DIFFERENT COLOR) DISPOSABLE STERILE | GENERAL MEDICAL SUPPLIES (NURSING AND BURN UNIT) SUPPLEMENTARY
1087 | 4222150500600 | NEEDLE SCALP VEIN INFUSION (I.V. BUTTERFLY WITH WINGS) NEEDLE 24 G LUER SLIP AND LOCK POLYPROPYLENE NEEDLE HUB NON-TOXIC NON-PYROGENIC DISPOSABLE STERILE | GENERAL MEDICAL SUPPLIES (NURSING AND BURN UNIT) SUPPLEMENTARY
1088 | 4222150600100 | CATHETER, UMBILICAL, ARTERIAL, RADIO-OPAQUE, GRADUATED WITH ROUND SOFT TIP AND PROTECTOR TRANSPARENT TUBE, FOR NEWBORN BABIES, SIZE: 06 CH, DISPOSABLE, STERILE | GENERAL MEDICAL SUPPLIES (NURSING AND BURN UNIT) SUPPLEMENTARY
1089 | 4222150600200 | CATHETER, UMBILICAL, ARTERIAL, RADIO-OPAQUE, GRADUATED WITH ROUND SOFT TIP AND PROTECTOR TRANSPARENT TUBE, FOR NEWBORN BABIES, SIZE: FG 04, DISPOSABLE, STERILE | GENERAL MEDICAL SUPPLIES (NURSING AND BURN UNIT) SUPPLEMENTARY
1090 | 4222150602500 | CATHETER UMBILICAL SINGLE LUMEN 4 FRENCH LENGTH 35-40 CM TRANSPARENT POLYURETHANE OPEN END SIDE HOLE RADIOPAQUE NUMERICAL GR = ADUATIONS BY CM ACTUAL DISTANCE FROM THE DISTAL TIP IS PRINTED NUMERICALLY FROM 4 TO 25 CM CAN BE USED FOR VENOUS OR ARTERIAL ACCESS SUPPLIED WITH A SMALL 2 WAY STOPCOCK AND IDENTIFICATION PLUGS (COLOR CODED TWO DIFFERENT COLOR) DISPOSABLE STERILE | GENERAL MEDICAL SUPPLIES (NURSING AND BURN UNIT) SUPPLEMENTARY
1091 | 4222150602600 | CATHETER UMBILICAL SINGLE LUMEN 2.5 FRENCH LENGTH 30 CM TRANSPARENT POLYURETHANE OPEN END SIDE HOLE RADIOPAQUE NUMERICAL GRADUATIONS BY CM ACTUAL DISTANCE FROM THE DISTAL TIP IS PRINTED NUMERICALLY FROM 4 TO 25 CM CAN BE USED FOR VENOUS OR ARTERIAL ACCESS SUPPLIED WITH A SMALL 2 WAY STOPCOCK AND IDENTIFICATION PLUGS (COLOR CODED TWO DIFFERENT COLOR) DISPOSABLE STERILE | GENERAL MEDICAL SUPPLIES (NURSING AND BURN UNIT) SUPPLEMENTARY
1092 | 4112181800800 | BOTTLE, PLASTIC, WHITE, NON-TRANSPARENT, 50 ML, WITH SCREW COVER, DISPOSABLE | GENERAL MEDICAL SUPPLIES (NURSING AND BURN UNIT) SUPPLEMENTARY
1093 | 4112181800900 | BOTTLE, PLASTIC, WHITE, NON-TRANSPARENT, 150 ML WITH SCREW COVER, DISPOSABLE | GENERAL MEDICAL SUPPLIES (NURSING AND BURN UNIT) SUPPLEMENTARY
1094 | 4112181801000 | BOTTLE, PLASTIC, WHITE, NON-TRANSPARENT, 250 ML, WITH SCREW COVER, DISPOSABLE | GENERAL MEDICAL SUPPLIES (NURSING AND BURN UNIT) SUPPLEMENTARY
1095 | 4112181801100 | BOTTLE, PLASTIC, WHITE, NON-TRANSPARENT, 300 ML, WITH SCREW COVER, DISPOSABLE | GENERAL MEDICAL SUPPLIES (NURSING AND BURN UNIT) SUPPLEMENTARY
1096 | 4112181801200 | BOTTLE, PLASTIC, WHITE, NON-TRANSPARENT, 1000 ML, WITH SCREW COVER, DISPOSABLE | GENERAL MEDICAL SUPPLIES (NURSING AND BURN UNIT) SUPPLEMENTARY
1097 | 4112181802600 | BOTTLE MEDICINE GLASS AMBER OVAL W/ SCREW CAP 50 ML | GENERAL MEDICAL SUPPLIES (NURSING AND BURN UNIT) SUPPLEMENTARY
1098 | 4112181900000 | BOTTLE / JAR PLASTIC WHITE NON-TRANSPARENT 50 GM WITH SCREW COVER FOR OINTMENT PACKING: 50 PIECES / PACK DISPOSABLE | GENERAL MEDICAL SUPPLIES (NURSING AND BURN UNIT) SUPPLEMENTARY
1099 | 4112181900100 | BOTTLE AMBER GLASS W/DROPPER 25/30 ML | GENERAL MEDICAL SUPPLIES (NURSING AND BURN UNIT) SUPPLEMENTARY
1100 | 4222150600000 | CATHETER, UMBILICAL, ARTERIAL, RADIO-OPAQUE, GRADUATED WITH ROUND SOFT TIP, AND PROTECTOR TRANSPARENT TUBE, FOR NEWBORN BABIES, SIZE: FG 05, D ISPOSABLE, STERILE | GENERAL MEDICAL SUPPLIES (NURSING AND BURN UNIT) SUPPLEMENTARY
1101 | 4221181214300 | STOCKING, ANTI-EMBOLISM, BELOW KNEE, LARGE | GENERAL MEDICAL SUPPLIES (NURSING AND BURN UNIT) SUPPLEMENTARY
1102 | 4222160404200 | ADAPTER CONNECTOR 4 FOR ADMINISTRATION SOLUTION AND 1 FOR DRUG MULTI ADMINISTRATION OF MEDICINES COLOR CODED PVC LATEX FREE FREE DEHP DISPOSABLE STERILE | GENERAL MEDICAL SUPPLIES (NURSING AND BURN UNIT) SUPPLEMENTARY
1103 | 4222160406900 | NEEDLE SAFE SHIELDED BLUNT FOR USE WITH ARTERY BLOOD SAMPLING | GENERAL MEDICAL SUPPLIES (NURSING AND BURN UNIT) SUPPLEMENTARY
1104 | 4222161601800 | CONTROLLER INFUSION FLOW (FLOW RATE REGULATOR) GRAVITY TYPE ON/OFF MODE ADJUSTMENT KNOB (CLOCKWISE DIRECTION LOWER FLOW RATES ANTICLOCKWISE DIRECTION HIGHER FLOW RATES) SCALE RANGE FROM 2 ML TO 350 ML CONSTANT FLOW RATE Y - PORT INJECTION UNIVERSAL MALE AND FEMALE LUER CONNECTIONS LATEX FREE DEPH FREE TOTAL LENGTH 45 CM DISPOSABLE STERILE | GENERAL MEDICAL SUPPLIES (NURSING AND BURN UNIT) SUPPLEMENTARY
1105 | 4227170502900 | TUBING, CONNECTOR, SIMS OR EQUIVALENT, 5 - 10 MM, STERILE | GENERAL MEDICAL SUPPLIES (NURSING AND BURN UNIT) SUPPLEMENTARY
1106 | 4227170503000 | TUBING, CONNECTOR, Y-SHAPED, TAPERED, 1/4-1/2 INCH X 3 M | GENERAL MEDICAL SUPPLIES (NURSING AND BURN UNIT) SUPPLEMENTARY
1107 | 4227170503200 | TUBE SUCTION TUBE CONNECTING 7-7.5 MM X 30 M CLEAR WITH BUBBLE EVERY 90 CM NON - STERILE | GENERAL MEDICAL SUPPLIES (NURSING AND BURN UNIT) SUPPLEMENTARY
1108 | 4222161601900 | IV EXTENSION TUBE ( 250 CM) INTERNAL DIAMETER 2.5 MM MALE LUER-LOCK CAP FREE OF ( DEHP AND LATEX) STERILE DISPOSABLE SINGLE USE INDIVIDUALIZED PACKAGING ENDS MUST NOT FIT ENTERAL TUBING | GENERAL MEDICAL SUPPLIES (NURSING AND BURN UNIT) SUPPLEMENTARY
1109 | 4222161603500 | ADAPTER CONNECTOR 1 FOR ADMINISTRATION SOLUTION AND 1 FOR DRUG MULTI ADMINISTRATION OF MEDICINES COLOR CODED PVC LATEX FREE FREE DEHP DISPOSABLE STERILE | GENERAL MEDICAL SUPPLIES (NURSING AND BURN UNIT) SUPPLEMENTARY
1110 | 4222161603600 | ADAPTER CONNECTOR 2 FOR ADMINISTRATION SOLUTION AND 1 FOR DRUG MULTI ADMINISTRATION OF MEDICINES COLOR CODED PVC LATEX FREE FREE DEHP DISPOSABLE STERILE | GENERAL MEDICAL SUPPLIES (NURSING AND BURN UNIT) SUPPLEMENTARY
1111 | 4224151100700 | KIT, TURN OVER, AND CLEAN UP | GENERAL MEDICAL SUPPLIES (NURSING AND BURN UNIT) SUPPLEMENTARY
1112 | 4618170200100 | MASK, SURGICAL, WRAP AROUND, SPLASH GUARD, VISOR, FOG FREE, WITH TIES, DISPOSABLE | GENERAL MEDICAL SUPPLIES (NURSING AND BURN UNIT) SUPPLEMENTARY
1113 | 4618170200400 | MASK, EARLOOP, BLUE, PACKING: 50 PIECES / PACKET | GENERAL MEDICAL SUPPLIES (NURSING AND BURN UNIT) SUPPLEMENTARY
1114 | 4618170200500 | MAT, PREP, NON - LINTING, COMPRISED OF 3 LAYERS (PENETRABLE MESH/ABSORBENT GAUZE/NON - PERMEABLE PLASTIC BACKING), DISPOSABLE | GENERAL MEDICAL SUPPLIES (NURSING AND BURN UNIT) SUPPLEMENTARY
1115 | 4618170200600 | MATTRESS EGG CRATE (CONVOLUTED FOAM PAD) 34 X 72 X 2 INCH (WOUND AND OSTOMY CARE) | GENERAL MEDICAL SUPPLIES (NURSING AND BURN UNIT) SUPPLEMENTARY
1116 | 4222161600500 | ADAPTER DOUBLE LUER LOCK MALE DISPOSABLE STERILE | GENERAL MEDICAL SUPPLIES (NURSING AND BURN UNIT) SUPPLEMENTARY
1117 | 4618170200700 | MATTRESS NEONATAL TOTAL BODY COOLING COMPATIBLE WITH TECOTHERM NEO 44X65CM (+/- 3 CM) 5L COOLANT FLUID FOR NEONATAL NEW BOTTLE FREE OF CHARGE ON DEMAND DISPOSABLE | GENERAL MEDICAL SUPPLIES (NURSING AND BURN UNIT) SUPPLEMENTARY
1118 | 4224151100000 | KIT, TRACTION KIT SKIN, HYPOALLERGENIC, NON-ADHESIVE, FOR CHILDREN | GENERAL MEDICAL SUPPLIES (NURSING AND BURN UNIT) SUPPLEMENTARY
1119 | 4222161603700 | ADAPTER CONNECTOR 3 FOR ADMINISTRATION SOLUTION AND 1 FOR DRUG MULTI ADMINISTRATION OF MEDICINES COLOR CODED PVC LATEX FREE FREE DEHP DISPOSABLE STERILE | GENERAL MEDICAL SUPPLIES (NURSING AND BURN UNIT) SUPPLEMENTARY
1120 | 4618180300000 | SHIELD, EYE SHIELD CARTELLA, NON-ALLERGENIC, MADE OF CLEAR, PERFORATED, PLASTIC, DISPOSABLE | GENERAL MEDICAL SUPPLIES (NURSING AND BURN UNIT) SUPPLEMENTARY
1121 | 4618180800000 | GOGGLES, ULTRAVIOLET, FOR COMPLETE EYE PROTECTION, DURING ACTUAL UVA OR UVB TREATMENTS | GENERAL MEDICAL SUPPLIES (NURSING AND BURN UNIT) SUPPLEMENTARY
1122 | 4222161605200 | SET EXTENSION, 0.2U AIR ELIMINATING FILTER WITH MALE LEUR CLAMP, STERILE | GENERAL MEDICAL SUPPLIES (NURSING AND BURN UNIT) SUPPLEMENTARY
1123 | 4618190200100 | MUFFS, EARMUFFS, NEONATAL, NOISE ATTENUATORS, PROVIDES A QUIET HOUR FOR PREMATURE BABIES IN THE NICU, REDUCES SURROUNDING ENVIRONMENT NOISE LE VEL BY AT LEAST 7DB, RESULTS IN REDUCTION OF SOUND PRESSURE LEVEL OF MORE THAN 50%, DISPOSABLE | GENERAL MEDICAL SUPPLIES (NURSING AND BURN UNIT) SUPPLEMENTARY
1124 | 4222161605800 | SET, IV, EXTENSION, TUBE, PVC, LENGTH 100CM, MALE AND FEMALE LUER LOCK, STERILE, DISPOSABLE | GENERAL MEDICAL SUPPLIES (NURSING AND BURN UNIT) SUPPLEMENTARY
1125 | 4222161900000 | STOPCOCK, 3-WAYS, TRANSPARENT, LUER LOCK, WITH 25 CM EXTENSION TUBE, KINK RESISTANCE, DISPOSABLE, STERILE | GENERAL MEDICAL SUPPLIES (NURSING AND BURN UNIT) SUPPLEMENTARY
1126 | 4222161900100 | STOPCOCK, 3-WAYS, TRANSPARENT, LUER LOCK, WITH 80 CM EXTENSION TUBE, KINK RESISTANCE, DISPOSABLE, STERILE | GENERAL MEDICAL SUPPLIES (NURSING AND BURN UNIT) SUPPLEMENTARY
1127 | 4222170100500 | BAG, PRESSURE INFUSER, 1000 CC, WITH MANUAL, HAND PUMP | GENERAL MEDICAL SUPPLIES (NURSING AND BURN UNIT) SUPPLEMENTARY
1128 | 4222170101700 | BAGS, TPN, EVA, LIGHT PROTECTED, SPECIFICATIONS OF: STERILE ETHYL VINYL ACETATE (EVA) AG, INJECTION PART, PP (POLYPROPYLENE AND PVC (POLY VINYL CHLORIDE), FEMALE CONNECTOR WITH EXTRA CAP, ABS (ACRYLONITRILE BUTADIENE STYRENE), NON- LATEX INJECTION PORT, NO PHTHALATE, NUMBER OF PORT, ADD PORT, FILLING -PORT AND GIVING PORT, 6-LATEX FREE, NON-DEHP, PVC FREE, TRANSPARENT BAG, SIZE: (250 ML) | GENERAL MEDICAL SUPPLIES (NURSING AND BURN UNIT) SUPPLEMENTARY
1129 | 4222170101800 | BAGS, TPN, EVA, LIGHT PROTECTED, SPECIFICATIONS OF: STERILE ETHYL VINYL ACETATE (EVA) AG, INJECTION PART, PP (POLYPROPYLENE AND PVC (POLY VINYL CHLORIDE), FEMALE CONNECTOR WITH EXTRA CAP, ABS (ACRYLONITRILE BUTADIENE STYRENE), NON- LATEX INJECTION PORT, NO PHTHALATE, NUMBER OF PORT, ADD PORT, FILLING -PORT AND GIVING PORT, 6-LATEX FREE, NON-DEHP, PVC FREE, TRANSPARENT BAG, SIZE: (1000 ML) | GENERAL MEDICAL SUPPLIES (NURSING AND BURN UNIT) SUPPLEMENTARY
1130 | 4224151100100 | KIT, TRACTION KIT SKIN, HYPOALLERGENIC, NON-ADHESIVE, FOR ADULT | GENERAL MEDICAL SUPPLIES (NURSING AND BURN UNIT) SUPPLEMENTARY
1131 | 4222160406300 | NEEDLE, HYPODERMIC, SIZE: G25 X 1 INCH, PACKING: INDIVIDUALLY WRAPPED, DISPOSABLE, STERILE | GENERAL MEDICAL SUPPLIES (NURSING AND BURN UNIT) SUPPLEMENTARY
1132 | 4222161600400 | ADAPTER TRANSPARENT DOUBLE FEMALE LUER LOCK DISPOSABLE STERILE | GENERAL MEDICAL SUPPLIES (NURSING AND BURN UNIT) SUPPLEMENTARY
1133 | 4227170500000 | CONNECTING TUBE HIGH PRESSURE FLOW RATE 3-5 ML/SEC 120-150 CM DISPOSABLE STERILE | GENERAL MEDICAL SUPPLIES (NURSING AND BURN UNIT) SUPPLEMENTARY
1134 | 4222160407100 | NEEDLE, SAFETY, LUER LOCK, SIZE: G19 X 1 INCH, PACKING: INDIVIDUALLY WRAPPED, DISPOSABLE, STERILE | GENERAL MEDICAL SUPPLIES (NURSING AND BURN UNIT) SUPPLEMENTARY
1135 | 4222160407200 | NEEDLE, SAFETY, LUER LOCK, SIZE: G18 X 1-1.5 INCH, PACKING: INDIVIDUALLY WRAPPED, DISPOSABLE, STERILE | GENERAL MEDICAL SUPPLIES (NURSING AND BURN UNIT) SUPPLEMENTARY
1136 | 4222160407300 | NEEDLE, SAFETY, LUER LOCK, SIZE: G20 X 1.5 INCH, PACKING: INDIVIDUALLY WRAPPED, DISPOSABLE, STERILE | GENERAL MEDICAL SUPPLIES (NURSING AND BURN UNIT) SUPPLEMENTARY
1137 | 4224170309000 | SPONGE, BODY, NO RINSE, ONE STEP CLEANSING, DISPOSABLE, STERILE | GENERAL MEDICAL SUPPLIES (NURSING AND BURN UNIT) SUPPLEMENTARY
1138 | 4222160407400 | NEEDLE, SAFETY, LUER LOCK, SIZE: G21 X 1.5 INCH, PACKING: INDIVIDUALLY WRAPPED, DISPOSABLE, STERILE | GENERAL MEDICAL SUPPLIES (NURSING AND BURN UNIT) SUPPLEMENTARY
1139 | 4222160407500 | NEEDLE, SAFETY, LUER LOCK, SIZE: G22 X 1.5 INCH, PACKING: INDIVIDUALLY WRAPPED, DISPOSABLE, STERILE | GENERAL MEDICAL SUPPLIES (NURSING AND BURN UNIT) SUPPLEMENTARY
1140 | 4222160407600 | NEEDLE, SAFETY, LUER LOCK, SIZE: G23 X 1.5 INCH, PACKING: INDIVIDUALLY WRAPPED, DISPOSABLE, STERILE | GENERAL MEDICAL SUPPLIES (NURSING AND BURN UNIT) SUPPLEMENTARY
1141 | 4222160407700 | DEVICE, TRANSFER, CHEMOTHERAPY, CONNECTOR, LUER LOCK/CONNECTOR MEMBRANE, DISPOSABLE, STERILE | GENERAL MEDICAL SUPPLIES (NURSING AND BURN UNIT) SUPPLEMENTARY
1142 | 4222160408200 | CONNECTOR INFUSION ADAPTER CONNECTOR IV BAG TO NON- VENTED INFUSION SET | GENERAL MEDICAL SUPPLIES (NURSING AND BURN UNIT) SUPPLEMENTARY
1143 | 4110303000100 | BAG PLASTIC ZIP LOCK TRANSPARENT 30 CM X 45 CM DISPOSABLE | GENERAL MEDICAL SUPPLIES (NURSING AND BURN UNIT) SUPPLEMENTARY
1144 | 4222160500100 | TWIN SPIKE VENTED ASPIRATION FOR FLUID TRANSFER | GENERAL MEDICAL SUPPLIES (NURSING AND BURN UNIT) SUPPLEMENTARY
1145 | 4222160500400 | PRIMARY SELECTOR VALVE WITH 24 INLET AND LARGE-BORE OUTLET CONNECTOR FOR BAG | GENERAL MEDICAL SUPPLIES (NURSING AND BURN UNIT) SUPPLEMENTARY
1146 | 4227170500100 | CONNECTING TUBE HIGH PRESSURE FLOW RATE 3-5 ML/SEC 180-200 CM DISPOSABLE STERILE | GENERAL MEDICAL SUPPLIES (NURSING AND BURN UNIT) SUPPLEMENTARY
1147 | 4222160500600 | SPIKE FOR I.V BAG WITH CHECK VALVE LATEX FREE DISPOSABLE STERILE | GENERAL MEDICAL SUPPLIES (NURSING AND BURN UNIT) SUPPLEMENTARY
1148 | 4222161001400 | DEVICE, TRANSFER, CHEMOTHERAPY, WITH INTRAVENOUS SPIKE MEMBRANE CONNECTOR, 40 CM, EXTENSION TUBE, DISPOSABLE, STERILE | GENERAL MEDICAL SUPPLIES (NURSING AND BURN UNIT) SUPPLEMENTARY
1149 | 4222161001500 | DEVICE, TRANSFER, CHEMOTHERAPY, WITH INTRAVENOUS SPIKE MEMBRANE CONNECTOR, AND LOCKING MECHANISM | GENERAL MEDICAL SUPPLIES (NURSING AND BURN UNIT) SUPPLEMENTARY
1150 | 4222161001700 | LUER LOCK, PLUG, MALE/ FEMALE, DISPOSABLE, STERILE | GENERAL MEDICAL SUPPLIES (NURSING AND BURN UNIT) SUPPLEMENTARY
1151 | 4222161200000 | STOPCOCK, 3-WAYS, TRANSPARENT, LUER LOCK, WITH 30 CM EXTENSION TUBE, KINK RESISTANCE, DISPOSABLE, STERILE | GENERAL MEDICAL SUPPLIES (NURSING AND BURN UNIT) SUPPLEMENTARY
1152 | 4222161200100 | STOPCOCK, 3-WAYS, TRANSPARENT, LUER LOCK, WITH 10 CM EXTENSION TUBE, KINK RESISTANCE, DISPOSABLE, STERILE | GENERAL MEDICAL SUPPLIES (NURSING AND BURN UNIT) SUPPLEMENTARY
1153 | 4222161201600 | STOPCOCK, 3-WAYS, HIGH PRESSURE (UP TO 1200 PSI), TRANSPARENT LUER LOCK, WITH TWO FEMALE AND ONE MALE, DISPOSABLE, STERILE | GENERAL MEDICAL SUPPLIES (NURSING AND BURN UNIT) SUPPLEMENTARY
1154 | 4222161203000 | STOPCOCK, 3-WAYS, TRANSPARENT, LUER LOCK, KINK RESISTANCE, DISPOSABLE, STERILE | GENERAL MEDICAL SUPPLIES (NURSING AND BURN UNIT) SUPPLEMENTARY
1155 | 4112340300800 | BOTTLE, PLASTIC, WHITE, NON - TRANSPARENT, 15 ML, WITH DROPPER, DISPOSABLE | GENERAL MEDICAL SUPPLIES (NURSING AND BURN UNIT) SUPPLEMENTARY
1156 | 4222161600000 | ADAPTER MALE TO MALE LUER LOCK SET WITH SPECIAL ADAPTER TO CONVERT A FEMALE FITTING TO FEMALE LUER LOCK DISPOSABLE STERILE | GENERAL MEDICAL SUPPLIES (NURSING AND BURN UNIT) SUPPLEMENTARY
1157 | 4222161600100 | ADAPTER MULTIPURPOSE FEMALE LUER LOCK TO TAPERED HOSE END FITS 20 - 40 FR DISPOSABLE STERILE | GENERAL MEDICAL SUPPLIES (NURSING AND BURN UNIT) SUPPLEMENTARY
1158 | 4222161600200 | ADAPTER MULTIPURPOSE MALE LUER LOCK TO TAPERED HOSE END FITS 20 - 40 FR DISPOSABLE STERILE | GENERAL MEDICAL SUPPLIES (NURSING AND BURN UNIT) SUPPLEMENTARY
1159 | 4222161600300 | ADAPTER MULTIPURPOSE FEMALE LUER LOCK TO TAPERED HOSE END FITS 10 - 20 FR DISPOSABLE STERILE | GENERAL MEDICAL SUPPLIES (NURSING AND BURN UNIT) SUPPLEMENTARY
1160 | 4222161001300 | DEVICE, TRANSFER, CHEMOTHERAPY, LUER LOCK, WITH LOCKING MECHANISM | GENERAL MEDICAL SUPPLIES (NURSING AND BURN UNIT) SUPPLEMENTARY
1161 | 4110410200600 | LANCET, FOR CAPILLARY, BLOOD SAMPLING | GENERAL MEDICAL SUPPLIES (NURSING AND BURN UNIT) SUPPLEMENTARY
1162 | 4221181212700 | STOCKING, ANTI - EMBOLISM, THIGH LENGTH, WITH INSPECTION TOE AND WAIST BELT, SIZE: LARGE. | GENERAL MEDICAL SUPPLIES (NURSING AND BURN UNIT) SUPPLEMENTARY
1163 | 4221181212100 | STOCKING, ANTI-EMBOLISM, BELOW KNEE, MEDIUM | GENERAL MEDICAL SUPPLIES (NURSING AND BURN UNIT) SUPPLEMENTARY
1164 | 4231260202800 | DRESSING KIT FOR PORTABLE NEGATIVE PRESSURE WOUND THERAPY SYSTEM (NPWT) CONTAINS TWO FOAM SILICONE DRESSING 10 X 30 CM DISPOSABLE STERILE (WOUND AND OSTOMY CARE) | GENERAL MEDICAL SUPPLIES (NURSING AND BURN UNIT) SUPPLEMENTARY
1165 | 4231260202700 | DRESSING KIT FOR PORTABLE NEGATIVE PRESSURE WOUND THERAPY SYSTEM (NPWT) CONTAINS TWO FOAM SILICONE DRESSING 10 X 20 CM DISPOSABLE STERILE (WOUND AND OSTOMY CARE) | GENERAL MEDICAL SUPPLIES (NURSING AND BURN UNIT) SUPPLEMENTARY
1166 | 4231260202600 | DRESSING KIT, FOR NEGATIVE PRESSURE WOUND THERAPY (NPWT), SMALL FOAM DRESSING, WITH SILVER, DRESSING DRAPE AND TUBING, 10 X 8 CM (+/- 2 CM), CONSUMABLE, STERILE, IT SHOULD BE COMPATIBLE WITH THE HOSPITAL MACHINE, (WOUND AND OSTOMY CARE) | GENERAL MEDICAL SUPPLIES (NURSING AND BURN UNIT) SUPPLEMENTARY
1167 | 4231260202500 | DRESSING KIT, FOR NEGATIVE PRESSURE WOUND THERAPY (NPWT), MEDIUM FOAM DRESSING, WITH SILVER, DRESSING DRAPE AND TUBING, 20 X 13 CM (+/- 2 CM), CONSUMABLE, STERILE, IT SHOULD BE COMPATIBLE WITH THE HOSPITAL MACHINE, (WOUND AND OSTOMY CARE) | GENERAL MEDICAL SUPPLIES (NURSING AND BURN UNIT) SUPPLEMENTARY
1168 | 4231260202400 | DRESSING KIT, FOR NEGATIVE PRESSURE WOUND THERAPY (NPWT), LARGE FOAM DRESSING, WITH SILVER, DRESSING DRAPE AND TUBING, 25 X 15 CM (+/- 2 CM), CONSUMABLE, STERILE, IT SHOULD BE COMPATIBLE WITH THE HOSPITAL MACHINE, (WOUND AND OSTOMY CARE) | GENERAL MEDICAL SUPPLIES (NURSING AND BURN UNIT) SUPPLEMENTARY
1169 | 4231260202300 | KIT PORTABLE NEGATIVE PRESSURE WOUND THERAPY SYSTEM (NPWT) IT CAN BE USED UP TO 7 DAYS WITH FOAM DRESSING TRANSPARENT FILM TUBE CANISTER 150-300 ML STERILE DISPOSABLE (WOUND AND OSTOMY CARE) | GENERAL MEDICAL SUPPLIES (NURSING AND BURN UNIT) SUPPLEMENTARY
1170 | 4231260202200 | KIT, POST OP INCISION, PORTABLE NEGATIVE PRESSURE WOUND THERAPY SYSTEM (NPWT), IT CAN BE USED UP TO 7 DAYS, WITH FOAM DRESSING, TRANSPARENT FILM, TUBE, CANISTER 40-50 ML, STERILE, DISPOSABLE, (WOUND AND OSTOMY CARE) | GENERAL MEDICAL SUPPLIES (NURSING AND BURN UNIT) SUPPLEMENTARY
1171 | 4231260202100 | DRESSING KIT, FOR NEGATIVE PRESSURE WOUND THERAPY (NPWT), X-LARGE ANTIMICROBIAL GAUZE, DRESSING DRAPE AND TUBING, CONSUMABLE, STERILE, IT SHOULD BE COMPATIBLE WITH THE HOSPITAL MACHINE, (WOUND AND OSTOMY CARE) | GENERAL MEDICAL SUPPLIES (NURSING AND BURN UNIT) SUPPLEMENTARY
1172 | 4231260202000 | DRESSING KIT, FOR NEGATIVE PRESSURE WOUND THERAPY FOR IRRIGATION SYSTEM (NPWT), TUBULAR SHAPE, MEDIUM FOAM DRESSING, STERILE, IT SHOULD BE COMPATIBLE WITH THE HOSPITAL MACHINE (WOUND AND OSTOMY CARE) | GENERAL MEDICAL SUPPLIES (NURSING AND BURN UNIT) SUPPLEMENTARY
1173 | 4231260200800 | CANISTER, 800 ML - 1000 ML, TRANSPARENT, FOR USE NEGATIVE PRESSURE WOUND THERAPY (NPWT), (WOUND AND OSTOMY CARE) | GENERAL MEDICAL SUPPLIES (NURSING AND BURN UNIT) SUPPLEMENTARY
1174 | 4231260200700 | CANISTER, 300 ML - 500 ML, TRANSPARENT, FOR USE NEGATIVE PRESSURE WOUND THERAPY (NPWT), (WOUND AND OSTOMY CARE) | GENERAL MEDICAL SUPPLIES (NURSING AND BURN UNIT) SUPPLEMENTARY
1175 | 4231260200100 | DRESSING KIT FOR PORTABLE NEGATIVE PRESSURE WOUND THERAPY SYSTEM (NPWT) CONTAINS TWO FOAM SILICONE DRESSING 10 X 40 CM DISPOSABLE STERILE (WOUND AND OSTOMY CARE) | GENERAL MEDICAL SUPPLIES (NURSING AND BURN UNIT) SUPPLEMENTARY
1176 | 4231260203200 | KIT, PORTABLE NEGATIVE PRESSURE WOUND THERAPY SYSTEM (NPWT), IT CAN BE USED UP TO 14 DAYS, CONTAINS CONNECTOR AND CANISTER 150-200 ML, WITHOUT VAC / DRESSING FOAM, STERILE, DISPOSABLE, (WOUND AND OSTOMY CARE) | GENERAL MEDICAL SUPPLIES (NURSING AND BURN UNIT) SUPPLEMENTARY
1177 | 4231260200000 | KIT, PORTABLE NEGATIVE PRESSURE WOUND THERAPY SYSTEM (NPWT), IT CAN BE USED UP TO 14 DAYS, DOUBLE LUMEN ANTI BLOCK TUBING WITH SILICON DRESSING SIZE 10CM X 30CM, WITH CANISTER 50ML, STERILE, DISPOSABLE, (WOUND AND OSTOMY CARE) | GENERAL MEDICAL SUPPLIES (NURSING AND BURN UNIT) SUPPLEMENTARY
1178 | 4231260100700 | TUBE NEGATIVE PRESSURE CONNECT WOUND RELATED TO WOUND CARE NEGATIVE / | GENERAL MEDICAL SUPPLIES (NURSING AND BURN UNIT) SUPPLEMENTARY
1179 | 4231260000100 | FOAM, FOR PORTABLE NEGATIVE PRESSURE WOUND THERAPY SYSTEM (NPWT), SIZE 10CM X 12CM ( +/- 2 CM ), DISPOSABLE, STERILE, (WOUND AND OSTOMY CARE) | GENERAL MEDICAL SUPPLIES (NURSING AND BURN UNIT) SUPPLEMENTARY
1180 | 4231260000000 | DRAPE, FOR NEGATIVE PRESSURE WOUND THERAPY (NPWT), SIZE 25X30 CM (+/- 5 CM), CONSUMABLE, STERILE, IT SHOULD BE COMPATIBLE WITH THE HOSPITAL MACHINE, (WOUND AND OSTOMY CARE) | GENERAL MEDICAL SUPPLIES (NURSING AND BURN UNIT) SUPPLEMENTARY
1181 | 4110411600600 | SWAB, AMIES, TRANSPORT, MEDIUM, WITHOUT CHARCOAL, LABELLED, DOUBLE WRAPPED, STERILE | GENERAL MEDICAL SUPPLIES (NURSING AND BURN UNIT) SUPPLEMENTARY
1182 | 4110411500600 | FILTER, LEUCOCYTE, 200 MICRONS, DISPOSABLE | GENERAL MEDICAL SUPPLIES (NURSING AND BURN UNIT) SUPPLEMENTARY
1183 | 4110411500200 | FILTER 0.2-0.22 MICRON EXTENSION TUBE LOW PROTEIN BINDING NEEDLE-FREE DISPOSABLE STERILE | GENERAL MEDICAL SUPPLIES (NURSING AND BURN UNIT) SUPPLEMENTARY
1184 | 4231250300600 | GAUZE SWAB (100% COTTON) 12 PLY WHITE FOLDED EDGES NOT LESS THAN 15 THREADS/CM2 BLEACHED DOUBLE WRAPPED SIZE: 7.5 X 7.5 CM DISPOSABLE STERILE | GENERAL MEDICAL SUPPLIES (NURSING AND BURN UNIT) SUPPLEMENTARY
1185 | 4231250300500 | GAUZE SWAB (100% COTTON) 12 PLY WHITE FOLDED EDGES NOT LESS THAN 15 THREADS/CM 2 BLEACHED SIZE: 7.5 X 7.5 CM DISPOSABLE NON - STERILE | GENERAL MEDICAL SUPPLIES (NURSING AND BURN UNIT) SUPPLEMENTARY
1186 | 4231250300400 | GAUZE SWAB (100% COTTON) 24 PLY X - RAY DETECTABLE WHITE FOLDED EDGES AND STITCHES TO ALL SIDES NOT LESS THAN 15 THREADS/CM2 BLEACHED DOUBLE WRAPPED SIZE: 10 X 15 CM DISPOSABLE STERILE | GENERAL MEDICAL SUPPLIES (NURSING AND BURN UNIT) SUPPLEMENTARY
1187 | 4231250300200 | SUPPORT, SCROTAL WITH LEG STRAPS, COTTON AND RAYON, LARGE | GENERAL MEDICAL SUPPLIES (NURSING AND BURN UNIT) SUPPLEMENTARY
1188 | 4231250300100 | SUPPORT, SCROTAL WITH LEG STRAPS, COTTON AND RAYON, EXTRA LARGE | GENERAL MEDICAL SUPPLIES (NURSING AND BURN UNIT) SUPPLEMENTARY
1189 | 4231250300000 | SUPPORT, SCROTAL WITH LEG STRAPS, COTTON AND RAYON, MEDIUM | GENERAL MEDICAL SUPPLIES (NURSING AND BURN UNIT) SUPPLEMENTARY
1190 | 4231260101800 | TUBE, FOR NEGATIVE PRESSURE WOUND THERAPY (NPWT), CONSUMABLE, STERILE, IT SHOULD BE COMPATIBLE WITH THE HOSPITAL MACHINE, (WOUND AND OSTOMY CARE) | GENERAL MEDICAL SUPPLIES (NURSING AND BURN UNIT) SUPPLEMENTARY
1191 | 4110411500100 | FILTER, NON-PYROGENIC FLUID PATH NYLON, 1.2 MICRON, FOR FAT EMULSION, STERILE | GENERAL MEDICAL SUPPLIES (NURSING AND BURN UNIT) SUPPLEMENTARY
1192 | 4231260203300 | KIT, PORTABLE NEGATIVE PRESSURE WOUND THERAPY SYSTEM (NPWT), IT CAN BE USED UP TO 14 DAYS, DOUBLE LUMEN ANTI BLOCK TUBING WITH SILICON DRESSING SIZE 10CM X 10CM, WITH CANISTER 50ML, STERILE, DISPOSABLE, (WOUND AND OSTOMY CARE) | GENERAL MEDICAL SUPPLIES (NURSING AND BURN UNIT) SUPPLEMENTARY
1193 | 4231260300000 | DRESSING KIT FOR NEGATIVE PRESSURE WOUND THERAPY (NPWT) MEDIUM FOAM DRESSING DRESSING DRAPE AND TUBING 20 X 13 CM (+/- 2 CM) CONSUMABLE STERILE IT SHOULD BE COMPATIBLE WITH THE HOSPITAL MACHINE (WOUND AND OSTOMY CARE) | GENERAL MEDICAL SUPPLIES (NURSING AND BURN UNIT) SUPPLEMENTARY
1194 | 4110413800300 | STRAP, RESTRAINT FOR LIMBS, CUFF DIMENSIONS: 13 INCHES LENGTH X 3 INCHES WIDTH, CUFF THICKNESS: 3/8 INCH, STRAP LENGTH: 53 INCHES, MATERIAL: FOAM, WRIST CLOSURE: D-RING, WRIST SIZES: 4 TO 12 INCHES IN CIRCUMFERENCE | GENERAL MEDICAL SUPPLIES (NURSING AND BURN UNIT) SUPPLEMENTARY
1195 | 4110510400300 | SYRINGE, 10 ML, LUER LOCK TIP, AND FIXED GRADUATION, WITHOUT NEEDLE, COMPATIBLE WITH HOSPITAL MACHINE PUMP, DISPOSABLE, STERILE | GENERAL MEDICAL SUPPLIES (NURSING AND BURN UNIT) SUPPLEMENTARY
1196 | 4110510400400 | SYRINGE, 20-30 ML, LUER LOCK TIP, AND FIXED GRADUATION, WITHOUT NEEDLE, COMPATIBLE WITH HOSPITAL MACHINE PUMP, DISPOSABLE, STERILE | GENERAL MEDICAL SUPPLIES (NURSING AND BURN UNIT) SUPPLEMENTARY
1197 | 4110510400500 | SYRINGE, 3 ML, LUER LOCK TIP, AND FIXED GRADUATION, WITHOUT NEEDLE, COMPATIBLE WITH HOSPITAL MACHINE PUMP, DISPOSABLE, STERILE | GENERAL MEDICAL SUPPLIES (NURSING AND BURN UNIT) SUPPLEMENTARY
1198 | 4110510400600 | SYRINGE, 5 ML, LUER LOCK TIP, AND FIXED GRADUATION, WITHOUT NEEDLE, COMPATIBLE WITH HOSPITAL MACHINE PUMP, DISPOSABLE, STERILE | GENERAL MEDICAL SUPPLIES (NURSING AND BURN UNIT) SUPPLEMENTARY
1199 | 4110510400700 | SYRINGE, 50-60 ML, LUER LOCK TIP, AND FIXED GRADUATION, WITHOUT NEEDLE, COMPATIBLE WITH HOSPITAL MACHINE PUMP, DISPOSABLE, STERILE | GENERAL MEDICAL SUPPLIES (NURSING AND BURN UNIT) SUPPLEMENTARY
1200 | 4618150409200 | RETENTION GARMENT GLOVES TWO WAY STRETCH VISCOSE FIBER LATEX - FREE SMALL CHILD WET/DRY WRAPPING SUITABLE FOR EB PATIENTS (WOUND AND OSTOMY CARE) | GENERAL MEDICAL SUPPLIES (NURSING AND BURN UNIT) SUPPLEMENTARY
1201 | 4618150409100 | RETENTION GARMENT GLOVES TWO WAY STRETCH VISCOSE FIBER LATEX - FREE MEDIUM CHILD WET/DRY WRAPPING SUITABLE FOR EB PATIENTS (WOUND AND OSTOMY CARE) | GENERAL MEDICAL SUPPLIES (NURSING AND BURN UNIT) SUPPLEMENTARY
1202 | 4110411803800 | GALLIPOTS, 70 ML, POLY WHITE, PLASTIC CONTAINER, USED FOR ALIQUOTES, INDIVIDUALLY PACKED, DISPOSABLE, STERILE | GENERAL MEDICAL SUPPLIES (NURSING AND BURN UNIT) SUPPLEMENTARY
1203 | 4110411803500 | SPECIMEN, COLLECTION, URINE, 24 HOUR, 2500 ML | GENERAL MEDICAL SUPPLIES (NURSING AND BURN UNIT) SUPPLEMENTARY
1204 | 4110411801700 | BEDPAN PANS PLASTIC MEASURING CONTAINER URINE/STOOL SIZE: 800-1000 ML | GENERAL MEDICAL SUPPLIES (NURSING AND BURN UNIT) SUPPLEMENTARY
1205 | 4412190500000 | PRINTER FOOT PRINTER PROVIDES POSITIVE INFANT IDENTIFICATION WITHOUT MESS SIMPLY PRESS NEWBORNS FOOT TO THIN SHEET OF MYLAR FILM (ONE SIDE COATED WITH NON-TOXIC BLACK OR BLUE INK) AND LARGE ENOUGH FOR MOTHERS FINGER PRINT DISPOSABLE | GENERAL MEDICAL SUPPLIES (NURSING AND BURN UNIT) SUPPLEMENTARY
1206 | 4231260203400 | KIT, PORTABLE NEGATIVE PRESSURE WOUND THERAPY SYSTEM (NPWT), IT CAN BE USED UP TO 7 DAYS, CONTAINS CONNECTOR AND CANISTER 150-200 ML, WITHOUT VAC / DRESSING FOAM, STERILE, DISPOSABLE, (WOUND AND OSTOMY CARE) | GENERAL MEDICAL SUPPLIES (NURSING AND BURN UNIT) SUPPLEMENTARY
1207 | 4110411601700 | SWAB, FOR CULTURE, TRANSPORT, AMIES, PLAIN, BLUE CAP | GENERAL MEDICAL SUPPLIES (NURSING AND BURN UNIT) SUPPLEMENTARY
1208 | 4227160009300 | CABLE ECG 11 PIN CONNECTOR 5 LEAD IT SHOULD BE COMPATIBLE WITH THE HOSPITAL'S DEVICE | GENERAL MEDICAL SUPPLIES (NURSING AND BURN UNIT) SUPPLEMENTARY
1209 | 4227160009400 | PAPER CHART ECG FOR HP 43100 AND 78600 DEFIBRILLATOR SIZE APPROX. 50 MM X 30 M | GENERAL MEDICAL SUPPLIES (NURSING AND BURN UNIT) SUPPLEMENTARY
1210 | 4231270100100 | DRESSING MATRIX KERATIN COATED WITH GEL KERATIN 72% SIZE 5 X 5 CM (+/- 1 CM) SUITABLE FOR EB PATIENTS (WOUND AND OSTOMY CARE) | GENERAL MEDICAL SUPPLIES (NURSING AND BURN UNIT) SUPPLEMENTARY
1211 | 4231270100000 | DRESSING MATRIX KERATIN COATED WITH GEL KERATIN 72% SIZE 10 X 10 CM (+/- 2 CM) SUITABLE FOR EB PATIENTS (WOUND AND OSTOMY CARE) | GENERAL MEDICAL SUPPLIES (NURSING AND BURN UNIT) SUPPLEMENTARY
1212 | 4231260500700 | CANISTER, FOR PORTABLE NEGATIVE PRESSURE WOUND THERAPY SYSTEM (NPWT), 50 ML, WITH DUAL PORTS CONNECTOR, DISPOSABLE, STERILE, (WOUND AND OSTOMY CARE) | GENERAL MEDICAL SUPPLIES (NURSING AND BURN UNIT) SUPPLEMENTARY
1213 | 4231260500600 | CANISTER, 150-200 ML, WITH CONNECTOR, STERILE, DISPOSABLE, (WOUND AND OSTOMY CARE) | GENERAL MEDICAL SUPPLIES (NURSING AND BURN UNIT) SUPPLEMENTARY
1214 | 4231260304600 | DRESSING, MULTI LAYERS, FOR PORTABLE NEGATIVE PRESSURE WOUND THERAPY SYSTEM (NPWT), SIZE 10CM X 20CM ( +/- 2 CM ), STERILE, DISPOSABLE, (WOUND AND OSTOMY CARE) | GENERAL MEDICAL SUPPLIES (NURSING AND BURN UNIT) SUPPLEMENTARY
1215 | 4231260301800 | DRESSING KIT FOR NEGATIVE PRESSURE WOUND THERAPY (NPWT) X-LARGE FOAM DRESSING DRESSING DRAPE AND TUBING CONSUMABLE STERILE IT SHOULD BE COMPATIBLE WITH THE HOSPITAL MACHINE (WOUND AND OSTOMY CARE) | GENERAL MEDICAL SUPPLIES (NURSING AND BURN UNIT) SUPPLEMENTARY
1216 | 4231260301700 | DRESSING KIT FOR PORTABLE NEGATIVE PRESSURE WOUND THERAPY SYSTEM (NPWT) CONTAINS TWO FOAM SILICONE DRESSING 25 X 25 CM DISPOSABLE STERILE (WOUND AND OSTOMY CARE) | GENERAL MEDICAL SUPPLIES (NURSING AND BURN UNIT) SUPPLEMENTARY
1217 | 4231260301600 | DRESSING KIT FOR PORTABLE NEGATIVE PRESSURE WOUND THERAPY SYSTEM (NPWT) CONTAINS TWO FOAM SILICONE DRESSING 15 X 30 CM (+/- 2 CM) DISPOSABLE STERILE (WOUND AND OSTOMY CARE) | GENERAL MEDICAL SUPPLIES (NURSING AND BURN UNIT) SUPPLEMENTARY
1218 | 4231260301500 | DRESSING KIT FOR PORTABLE NEGATIVE PRESSURE WOUND THERAPY SYSTEM (NPWT) CONTAINS TWO FOAM SILICONE DRESSING 15 X 15 CM (+/- 2 CM) DISPOSABLE STERILE (WOUND AND OSTOMY CARE) | GENERAL MEDICAL SUPPLIES (NURSING AND BURN UNIT) SUPPLEMENTARY
1219 | 4231260300100 | DRESSING KIT FOR NEGATIVE PRESSURE WOUND THERAPY (NPWT) SMALL FOAM DRESSING DRESSING DRAPE AND TUBING 10 X 8 CM (+/- 2 CM) CONSUMABLE STERILE IT SHOULD BE COMPATIBLE WITH THE HOSPITAL MACHINE (WOUND AND OSTOMY CARE) | GENERAL MEDICAL SUPPLIES (NURSING AND BURN UNIT) SUPPLEMENTARY
1220 | 4110411601400 | SWAB, FOR CULTURE, AEROBIC, WITH BACTERIAL TRANSPORT, MEDIUM, STERILE | GENERAL MEDICAL SUPPLIES (NURSING AND BURN UNIT) SUPPLEMENTARY
1221 | 4231250200800 | ABDOMINAL BINDER (ABDOMINAL BELT) SUPPORT WITH VELCRO FASTENER BREATHABLE 60- 100 CM (+/- 5CM) | GENERAL MEDICAL SUPPLIES (NURSING AND BURN UNIT) SUPPLEMENTARY
1222 | 4227160019100 | CABLES 5 LEADS ECG FOR PHILIPS MONITORS OR EQUIVALENT | GENERAL MEDICAL SUPPLIES (NURSING AND BURN UNIT) SUPPLEMENTARY
1223 | 4227160019400 | CONNECTOR, IV LUER LOCK, NEEDLE FREE, DISPOSABLE, STERILE | GENERAL MEDICAL SUPPLIES (NURSING AND BURN UNIT) SUPPLEMENTARY
1224 | 4110410505400 | BAG, PLASTIC, ZIP LOCK, TRANSPARENT, 5 CM X 7 CM, DISPOSABLE | GENERAL MEDICAL SUPPLIES (NURSING AND BURN UNIT) SUPPLEMENTARY
1225 | 4110410505300 | BAG, SPECIMEN, TRANSPARENT, LAB BIOHAZARD, ZIP LOCK, DOCUMENT POUCH, 25 CM X 25 CM ( +/- 1 CM ) | GENERAL MEDICAL SUPPLIES (NURSING AND BURN UNIT) SUPPLEMENTARY
1226 | 4110410505100 | BAG, ICE, PLASTIC, 16 INCH X 5 INCH, WITH OPEN NECK (TO FILL ICE AND CLOSE WITH TABS), RESEALABLE, LEAK PROOF, DISPOSABLE | GENERAL MEDICAL SUPPLIES (NURSING AND BURN UNIT) SUPPLEMENTARY
1227 | 4110410505000 | EXTRACTOR FOR MUCUS SPECIMEN TRAP PLASTIC TO COLLECT SPECIMENS USING ANY SUCTION PUMP OR DEVICE SIZE 80 CC WITH GRADUATIONS CLEARLY MARKED WITH REMOVABLE ADAPTER TO PREVENT CONTAMINATION FROM NON - STERILE SUCTION TUBE SCREW CAP THE PLASTIC CONTAINER CONNECTED WITH 5 INCH LONG HEAVY WALL TUBING ( NOT SUCTION CATHETER) PROVIDED WITH A TRANSPORT CAP INDIVIDUALLY PACKED DISPOSABLE STERILE | GENERAL MEDICAL SUPPLIES (NURSING AND BURN UNIT) SUPPLEMENTARY
1228 | 4110410504900 | HOLDER UMBILICAL CATHETER FOR NEWBORN SMALL HYDROCOLLOID UNIQUE SHAPE FLAPS ACCOMMODATES TWO CATHETERS PHTHALATE / DEHP BPA FREE EXTREME PRETERM INDIVIDUALLY PACKED DISPOSABLE STERILE | GENERAL MEDICAL SUPPLIES (NURSING AND BURN UNIT) SUPPLEMENTARY
1229 | 4110410504800 | CATHETER, UMBILICAL, DUAL LUMEN, PVC, RADIOPAQUE, 4 FRENCH, 20 CM, DISPOSABLE, STERILE | GENERAL MEDICAL SUPPLIES (NURSING AND BURN UNIT) SUPPLEMENTARY
1230 | 4110410504700 | BAG, PLASTIC, ZIP LOCK, TRANSPARENT, 25 CM X 28 CM, DISPOSABLE | GENERAL MEDICAL SUPPLIES (NURSING AND BURN UNIT) SUPPLEMENTARY
1231 | 4110410504600 | BAG, PLASTIC, ZIP LOCK, TRANSPARENT, 22 CM X 15 CM, DISPOSABLE | GENERAL MEDICAL SUPPLIES (NURSING AND BURN UNIT) SUPPLEMENTARY
1232 | 4110410504500 | BAG, PLASTIC, ZIP LOCK, TRANSPARENT, 15 CM X 10 CM, DISPOSABLE | GENERAL MEDICAL SUPPLIES (NURSING AND BURN UNIT) SUPPLEMENTARY
1233 | 4110410504400 | BAG, PLASTIC, ZIP LOCK, TRANSPARENT, 12.5-15.5 X 22.5-23.5 CM, DISPOSABLE | GENERAL MEDICAL SUPPLIES (NURSING AND BURN UNIT) SUPPLEMENTARY
1234 | 4224180801700 | BRA, THERAPORT POST-SURGICAL BRA, ADJUSTABLE STRAP, SIZE LARGE | GENERAL MEDICAL SUPPLIES (NURSING AND BURN UNIT) SUPPLEMENTARY
1235 | 4111620501300 | KIT, TEST, GASTRIC PH | GENERAL MEDICAL SUPPLIES (NURSING AND BURN UNIT) SUPPLEMENTARY
1236 | 4110410505500 | BAG, PLASTIC, ZIP LOCK, TRANSPARENT, 7 CM X 10 CM, DISPOSABLE | GENERAL MEDICAL SUPPLIES (NURSING AND BURN UNIT) SUPPLEMENTARY
1237 | 4111620501400 | KIT RAPID TEST PREGNANCY ANALYSIS | GENERAL MEDICAL SUPPLIES (NURSING AND BURN UNIT) SUPPLEMENTARY
1238 | 4110410503100 | BAG, CHEMOTHERAPY DRUG TRANSPORT BAG, 4 MIL THICK, ZIP-LOCK CLOSURE, YELLOW AND BLACK CHEMOTHERAPY LABEL PROVIDES EASY IDENTIFICATION DURING SHIPPING, SIZE 12 X 15 INCH | GENERAL MEDICAL SUPPLIES (NURSING AND BURN UNIT) SUPPLEMENTARY
1239 | 4110410502900 | EXTRACTOR FOR MUCUS SPECIMEN TRAP PLASTIC TO COLLECT SPECIMENS USING ANY SUCTION PUMP OR DEVICE SIZE 40 CC WITH GRADUATIONS CLEARLY MARKED WITH REMOVABLE ADAPTER TO PREVENT CONTAMINATION FROM NON - STERILE SUCTION TUBE SCREW CAP THE PLASTIC CONTAINER CONNECTED WITH 5 INCH LONG HEAVY WALL TUBING ( NOT SUCTION CATHETER) PROVIDED WITH A TRANSPORT CAP INDIVIDUALLY PACKED DISPOSABLE STERILE | GENERAL MEDICAL SUPPLIES (NURSING AND BURN UNIT) SUPPLEMENTARY
1240 | 4110410502400 | BAG, PLASTIC, ZIP LOCK, TRANSPARENT, 17 CM X 12 CM, DISPOSABLE | GENERAL MEDICAL SUPPLIES (NURSING AND BURN UNIT) SUPPLEMENTARY
1241 | 4110410500600 | BAG SPECIMEN TRANSPARENT LAB BIOHAZARD ZIP LOCK DOCUMENT POUCH 15 CM X 22.5 CM ( +/- 1 CM ) | GENERAL MEDICAL SUPPLIES (NURSING AND BURN UNIT) SUPPLEMENTARY
1242 | 4110410500000 | EXTRACTOR, MUCUS, PEDIA, USED TO COLLECT SPECIMEN, FROM NASOPHARYNGEAL, FOR CULTURE OR OTHER TESTS, DISPOSABLE | GENERAL MEDICAL SUPPLIES (NURSING AND BURN UNIT) SUPPLEMENTARY
1243 | 4110410400700 | TOURNIQUET, EMERGENCY AND MILITARY TOURNIQUET FOR BLEEDING CONTROL IN BOTH UPPER AND LOWER LIMBS, RAPIDLY CONTROL THE END BLEEDING OR ARTERIAL BLEEDING WITH ONE HAND, COMPOSITE BUCKLES USED TO RESIST BREAKING FROM IMPACT DURING COLD WEATHER, REGULAR SIZE | GENERAL MEDICAL SUPPLIES (NURSING AND BURN UNIT) SUPPLEMENTARY
1244 | 4110410400300 | TOURNIQUET, NON - PNEUMATIC, RUBBER, WITH VELCRO CLOSURE, MEDIUM, OR (30 CM X 2.5) | GENERAL MEDICAL SUPPLIES (NURSING AND BURN UNIT) SUPPLEMENTARY
1245 | 4110410400000 | TOURNIQUET LATEX-FREE MATERIAL READY TO USE PACKAGE EASY DRAWING DISPOSABLE NON-STERILE | GENERAL MEDICAL SUPPLIES (NURSING AND BURN UNIT) SUPPLEMENTARY
1246 | 4220400400100 | PLUG, EAR, NOISE PROTECTION, LATEX FREE | GENERAL MEDICAL SUPPLIES (NURSING AND BURN UNIT) SUPPLEMENTARY
1247 | 4110410300000 | HEEL WARMER CONFORMS TO INFANT'S HEEL COMPLETELY COVERS HEEL STICK AREA DUAL ADHESIVE STRAPS KEEPS WARMER IN PLACE TEMPERATURE 40 C(+/- 2) FOR 3-5 MINUTES LATEX-FREE AND NON-TOXIC INGREDIENTS MAKE IT SAFE TO USE | GENERAL MEDICAL SUPPLIES (NURSING AND BURN UNIT) SUPPLEMENTARY
1248 | 4221161100000 | SITZ BATH GOLD COLOUR, HARD PLASTIC WITH 2000CC BAG GRADUATED WITH LONG TUBING FOR PERSONAL USE OF MATERNITY PATIENTS, INDIVIDUALLY PACKED, SINGLE USE | GENERAL MEDICAL SUPPLIES (NURSING AND BURN UNIT) SUPPLEMENTARY
1249 | 4110410201000 | NEEDLE, INSULIN, FOR PEN, 31 G X 8 MM, DISPOSABLE, STERILE | GENERAL MEDICAL SUPPLIES (NURSING AND BURN UNIT) SUPPLEMENTARY
1250 | 4110410503400 | CATHETER UMBILICAL DOUBLE LUMEN 5 FR TRANSPARENT POLYURETHANE LENGTH 40 CM FLOW RATE (PROXIMAL LUMEN 9 ML/MIN FLOW RATE DISTAL LUMEN 7 ML/MIN) RADIOPAQUE WITH NUMERICAL GRADUATIONS BY CM FROM DISTAL TIP PROXIMAL WITH 2 DISTAL OPENINGS EXTENSION TUBES (PUR) LENGTH : 5 CM WITH CLAMPS DISPOSABLE STERILE | GENERAL MEDICAL SUPPLIES (NURSING AND BURN UNIT) SUPPLEMENTARY
1251 | 4110410505600 | BAG, POLYTHENE, TRANSPORT, SIZE 50X40 CM (+/- 5 CM) | GENERAL MEDICAL SUPPLIES (NURSING AND BURN UNIT) SUPPLEMENTARY
1252 | 4110410505700 | BAG PLASTIC ZIP LOCK TRANSPARENT 20 CM X 20 CM DISPOSABLE | GENERAL MEDICAL SUPPLIES (NURSING AND BURN UNIT) SUPPLEMENTARY
1253 | 4110410505800 | BAG SPECIMEN TRANSPARENT LAB BIOHAZARD ZIP LOCK DOCUMENT POUCH 14 CM X 14 CM ( +/- 1 CM ) | GENERAL MEDICAL SUPPLIES (NURSING AND BURN UNIT) SUPPLEMENTARY
1254 | 4227150001800 | BRACKET, WALL, FOR CONTAINER WASTE DISPOSAL UNIT, IT SHOULD BE COMPATIBLE WITH THE DEVICE MANUFACTURE | GENERAL MEDICAL SUPPLIES (NURSING AND BURN UNIT) SUPPLEMENTARY
1255 | 4226160201100 | BAG, BODY, WHITE, NON WOVEN VINYL PLASTIC, WITH ZIPPER, INFANT, 45 CM LENGTH (+/- 10CM), 70 CM WIDTH (+/- 10CM), WITH IDENTIFICATION TAGS, (FOR MORGUE SVS) DISPOSABLE | GENERAL MEDICAL SUPPLIES (NURSING AND BURN UNIT) SUPPLEMENTARY
1256 | 4226160200800 | BAG, BODY, WHITE, NON WOVEN VINYL PLASTIC, WITH ZIPPER, ADULT, 2.5 METER LENGTH (+/- 30CM), 1 METER WIDTH (+/- 10CM), WITH IDENTIFICATION TAGS, (FOR MORGUE SVS) DISPOSABLE | GENERAL MEDICAL SUPPLIES (NURSING AND BURN UNIT) SUPPLEMENTARY
1257 | 4226160200600 | BAG, BODY, WHITE, NON WOVEN VINYL PLASTIC, WITH ZIPPER, PEDIATRIC, 120 CM LENGTH (+/- 10CM), 70 CM WIDTH (+/- 10CM), WITH IDENTIFICATION TAGS, (FOR MORGUE SVS) DISPOSABLE | GENERAL MEDICAL SUPPLIES (NURSING AND BURN UNIT) SUPPLEMENTARY
1258 | 4220341120100 | DEVICE SUCTION ORAL AND NASAL SUCTION DEVICE AND PROTECTIVE COVER FOR NEWBORN STERILE | GENERAL MEDICAL SUPPLIES (NURSING AND BURN UNIT) SUPPLEMENTARY
1259 | 4220341212200 | STETHOSCOPE, ADULT, DOUBLE TUBE, CARDIOLOGY, DUAL HEAD, U SHAPE, SOFT SILICONE EAR TIPS, LENGTH 50 -70 CM | GENERAL MEDICAL SUPPLIES (NURSING AND BURN UNIT) SUPPLEMENTARY
1260 | 4220341212300 | STETHOSCOPE ADULT DUAL TUBE U SHAPE SOFT SILICONE EAR TIPS LENGTH 50 -70 CM | GENERAL MEDICAL SUPPLIES (NURSING AND BURN UNIT) SUPPLEMENTARY
1261 | 4220341212400 | STETHOSCOPE, INFANT, DUAL HEAD, U SHAPE, SOFT SILICONE EAR TIPS, DIAMETER 23MM (+/- 2MM), LENGTH 50 -70 CM | GENERAL MEDICAL SUPPLIES (NURSING AND BURN UNIT) SUPPLEMENTARY
1262 | 4111620001300 | BRA, THERAPORT POST-SURGICAL BRA, ADJUSTABLE STRAP, SIZE MEDIUM | GENERAL MEDICAL SUPPLIES (NURSING AND BURN UNIT) SUPPLEMENTARY
1263 | 4111620001400 | WOUND SOLUTION, HYPOTONIC WOUND SOLUTION NAOCL SODIUM HYPOCHLORITE AND HOCL HYPOCHLOROUS ACID, NEUTRAL NON CYTO-TOXIC PH 7.4 ATOMIZER PACK 250 ML, (WOUND AND OSTOMY CARE) | GENERAL MEDICAL SUPPLIES (NURSING AND BURN UNIT) SUPPLEMENTARY
1264 | 4111620001500 | WOUND SOLUTION, HYPOTONIC WOUND SOLUTION NAOCL SODIUM HYPOCHLORITE AND HOCL HYPOCHLOROUS ACID, NEUTRAL NON CYTO-TOXIC PH 7.4 ATOMIZER PACK 500 ML, (WOUND AND OSTOMY CARE) | GENERAL MEDICAL SUPPLIES (NURSING AND BURN UNIT) SUPPLEMENTARY
1265 | 4111620001600 | BEAKER MEASURING PLASTIC LATEX FREE TRANSPARENT GRADUATED 300-350 ML DISPOSABLE | GENERAL MEDICAL SUPPLIES (NURSING AND BURN UNIT) SUPPLEMENTARY
1266 | 4111620001700 | CTG FETAL MONITORING BELT ABDOMINAL BUTTON HOLES COLOR CODED MADE FROM A SOFT BELT MATERIAL 1-1.5 M | GENERAL MEDICAL SUPPLIES (NURSING AND BURN UNIT) SUPPLEMENTARY
1267 | 4111620002200 | FACE MASK, 3-LAYERS, BLACK, WITH EAR LOOP | GENERAL MEDICAL SUPPLIES (NURSING AND BURN UNIT) SUPPLEMENTARY
1268 | 4111620002300 | EXTENSION, GASTROSTOMY BOLUS FEEDING EXTENSION SET, WITH CATH TIP, SECURE-LOC, STRAIGHT CONNECTOR AND CLAMP, 12 INCH, DISPOSABLE, STERILE | GENERAL MEDICAL SUPPLIES (NURSING AND BURN UNIT) SUPPLEMENTARY
1269 | 4111620002500 | I.V. PUMP BLOOD SET Y-TUBING 170-210 MICRON FILTER NON PVC LATEX FREE NEEDLE FREE NON DEHP SPLIT SEPTUM PORTS NO PORTS BELOW FILTER COMPATABLE WITH HOSPITAL MACHINE STERILE. DISPOSABLE | GENERAL MEDICAL SUPPLIES (NURSING AND BURN UNIT) SUPPLEMENTARY
1270 | 4111620003600 | GEL SPRAY HYPOTONIC WOUND GEL SPRAY NAOCL SODIUM HYPOCHLORITE AND HOCL HYPOCHLOROUS ACID WITH SILICA NEUTRAL PH 7.4 PACK 100 -150 GM (WOUND AND OSTOMY CARE) | GENERAL MEDICAL SUPPLIES (NURSING AND BURN UNIT) SUPPLEMENTARY
1271 | 4110410508000 | BAG, ULTRAVIOLET, PROTECTION, ZIP LOCK, 10 X 10 CM (+/- 1 CM) | GENERAL MEDICAL SUPPLIES (NURSING AND BURN UNIT) SUPPLEMENTARY
1272 | 4111620003700 | WOUND HYPOTONIC GEL SPRAY NAOCL SODIUM HYPOCHLORITE AND HOCL HYPOCHLOROUS ACID WITH SILICA NEUTRAL PH 7.4 PACK 250 GM, (WOUND AND OS TOMY CARE) | GENERAL MEDICAL SUPPLIES (NURSING AND BURN UNIT) SUPPLEMENTARY
1273 | 4111620003800 | WOUND GEL NAOCL SODIUM HYPOCHLORITE AND HOCL HYPOCHLOROUS ACID, NEUTRAL PH 7.4 WITH ROTATING CAP LOCK, 50 G, (WOUND AND OSTOMY CARE) | GENERAL MEDICAL SUPPLIES (NURSING AND BURN UNIT) SUPPLEMENTARY
1274 | 4111620003900 | WOUND GEL, CONTAINS OCTENIDINE DIHYDROCHLORIDE HCL 0.1% FOR COVERING, MOISTENING AND CLEANSING OF ENCRUSTED, CONTAMINATED AND CHRONIC WOUNDS AS WELL AS BURN WOUNDS, 20ML, NON STERILE, (WOUND AND OSTOMY CARE) | GENERAL MEDICAL SUPPLIES (NURSING AND BURN UNIT) SUPPLEMENTARY
1275 | 4111620004000 | NEEDLE, BUTTERFLY, SIZE 25G X 3/4 INCH, WITH TUBE 6-8 INCH, RETRACTABLE NEEDLE, DISPOSABLE, STERILE | GENERAL MEDICAL SUPPLIES (NURSING AND BURN UNIT) SUPPLEMENTARY
1276 | 4111620004100 | NEEDLE, BUTTERFLY, SIZE 25G X 3/4 INCH, WITH TUBE 10-14 INCH, RETRACTABLE NEEDLE, DISPOSABLE, STERILE | GENERAL MEDICAL SUPPLIES (NURSING AND BURN UNIT) SUPPLEMENTARY
1277 | 4111620004200 | FOLEY CATHETER TRAY, CONSISTENT OF: FOLEY CATHETER 2-WAYS PURE SILICON CH 18, 30-50 CM LONG WITH TWO LATERAL EYES, BALLOON SIZE: 5-15 ML WITH VALVE SUITABLE TO BE USED WITH SYRINGE LUER LOCK, URINE DRAINAGE BAG 2000 ML CAPACITY WITH DOUBLE PLASTIC HANGER AND ABOUT ON E METER LONG TUBE (CLEAR AND FIXED NUMERICAL GRADUATION WITH ANTI-REFLUX VALVE), PACKET POVIDONE-IODINE SWABSTICKS, 2 DRY SWABS, 10CC SYRINGE (PRE-FILLED WITH STERILE WATER), LATEX-FREE AND POWDER-FREE GLOVES REGULAR SIZE, LUBE JELLY, SECUREMENT DEVICE, UNDERPAD, STERILE | GENERAL MEDICAL SUPPLIES (NURSING AND BURN UNIT) SUPPLEMENTARY
1278 | 4111620004500 | DRESSING NON ADHERENT CONTACT LAYER SOFT SILICONE SIZE 10 X 18 CM (+/- 2 CM) STERILE (WOUND AND OSTOMY CARE) | GENERAL MEDICAL SUPPLIES (NURSING AND BURN UNIT) SUPPLEMENTARY
1279 | 4224180801900 | BRA, THERAPORT POST SURGICAL BRA, ADJUSTABLE STRAP, SIZE XXL | GENERAL MEDICAL SUPPLIES (NURSING AND BURN UNIT) SUPPLEMENTARY
1280 | 4224180801800 | BRA, THERAPORT POST-SURGICAL BRA, ADJUSTABLE STRAP, SIZE XL | GENERAL MEDICAL SUPPLIES (NURSING AND BURN UNIT) SUPPLEMENTARY
1281 | 4618200500900 | FACE MASK CHILD WITH EARLOOP 3 LAYERS (THE INNER LAYER IS FILTER) COLORFUL. | GENERAL MEDICAL SUPPLIES (NURSING AND BURN UNIT) SUPPLEMENTARY
1282 | 4222170101900 | BAGS, TPN, EVA, LIGHT PROTECTED, SPECIFICATIONS OF: STERILE ETHYL VINYL ACETATE (EVA) AG, INJECTION PART, PP (POLYPROPYLENE AND PVC (POLY VINYL CHLORIDE), FEMALE CONNECTOR WITH EXTRA CAP, ABS (ACRYLONITRILE BUTADIENE STYRENE), NON- LATEX INJECTION PORT, NO PHTHALATE, NUMBER OF PORT, ADD PORT, FILLING -PORT AND GIVING PORT, 6-LATEX FREE, NON-DEHP, PVC FREE, TRANSPARENT BAG, SIZE: (500 ML) | GENERAL MEDICAL SUPPLIES (NURSING AND BURN UNIT) SUPPLEMENTARY
1283 | 4226160201200 | BAG, FOR MEDICAL WASTE, PVC, WITH BIOHAZARD LOGO, NOT LESS THAN 150 MICRON THICKNESS, YELLOW, 50-55 LITER | GENERAL MEDICAL SUPPLIES (NURSING AND BURN UNIT) SUPPLEMENTARY
1284 | 4223160914500 | TUBE FEEDING, GASTROSTOMY, SIZE: 18 X 4.5 CM, LOW PROFILE, DISPOSABLE, STERILE | GENERAL MEDICAL SUPPLIES (NURSING AND BURN UNIT) SUPPLEMENTARY
1285 | 4713150200900 | WIPES, PROTECTIVE SKIN BARRIER, FILM, NON-ALCOHOL, NO STING, DISPOSABLE, STERILE (WOUND AND OSTOMY) | GENERAL MEDICAL SUPPLIES (NURSING AND BURN UNIT) SUPPLEMENTARY
1286 | 4224150604300 | CAST, PROTECTOR, LATEX FREE, WITH WATERTIGHT, GASKET RING, PEDIATRIC MEDIUM ARM | GENERAL MEDICAL SUPPLIES (NURSING AND BURN UNIT) SUPPLEMENTARY
1287 | 4224150604200 | CAST, PROTECTOR, LATEX FREE, WITH WATERTIGHT, GASKET RING, ADULT LONG ARM | GENERAL MEDICAL SUPPLIES (NURSING AND BURN UNIT) SUPPLEMENTARY
1288 | 4224150604100 | CAST, PROTECTOR, LATEX FREE, WITH WATERTIGHT, GASKET RING, LEG ADULT, BELOW KNEE | GENERAL MEDICAL SUPPLIES (NURSING AND BURN UNIT) SUPPLEMENTARY
1289 | 4713150200200 | CLOTH, CLEANING, NON-WOVEN, BLUE, MICROFIBER, 60 X 32 CM (+/- 5CM), ABSORBING WATER WHEN USE ON SURFACES, AND REMOVE DUST | GENERAL MEDICAL SUPPLIES (NURSING AND BURN UNIT) SUPPLEMENTARY
1290 | 4224150604000 | CAST, PROTECTOR, LATEX FREE, WITH WATERTIGHT, GASKET RING, LEG ADULT, ABOVE KNEE | GENERAL MEDICAL SUPPLIES (NURSING AND BURN UNIT) SUPPLEMENTARY
1291 | 4223150400800 | BAG ENTERAL FEEDINGL GRAVITY WITH DRIP CHAMBER AND ADJUSTABLE CLAMP TUBE LENGTH 150 CM - 200 CM 1000 CC TO 1500 CC | GENERAL MEDICAL SUPPLIES (NURSING AND BURN UNIT) SUPPLEMENTARY
1292 | 4223150401300 | BAGS, TPN, EVA, SPECIFICATIONS OF: STERILE ETHYL VINYL ACETATE (EVA) AG, INJECTION PART, PP (POLYPROPYLENE AND PVC (POLY VINYL CHLORIDE), FEMA LE CONNECTOR WITH EXTRA CAP, ABS (ACRYLONITRILE BUTADIENE STYRENE), NON- LATEX INJECTION PORT, NO PHTHALATE, NUMBER OF PORT, ADD PORT, FILLING -PORT AND GIVING PORT, 6-LATEX FREE, NON-DEHP, PVC FREE, TRANSPARENT BAG, SIZE: (100 ML) | GENERAL MEDICAL SUPPLIES (NURSING AND BURN UNIT) SUPPLEMENTARY
1293 | 4223150401500 | SEMI-RIGID (RESERVOIR) MEDICAL NUTRITION FORMULA CONTAINER, TO BE USED FOR MIXING, 1000 ML, STERILE | GENERAL MEDICAL SUPPLIES (NURSING AND BURN UNIT) SUPPLEMENTARY
1294 | 4224150604400 | CAST, PROTECTOR, LATEX FREE, WITH WATERTIGHT, GASKET RING, PEDIATRIC LONG ARM | GENERAL MEDICAL SUPPLIES (NURSING AND BURN UNIT) SUPPLEMENTARY
1295 | 4223150500600 | ADAPTER UNIVERSAL ENTERAL FEEDING ADAPTER ENFIT TO FUNNEL PURPLE COLOR STERILE | GENERAL MEDICAL SUPPLIES (NURSING AND BURN UNIT) SUPPLEMENTARY
1296 | 4223160100000 | TUBE GASTROSTOMY WITH ADAPTER MUST ONLY FIT BUTTON AND EXTENSION TUBING INDIVIDUAL USE INDIVIDUALLY PACKAGED DISPOSABLE STERILE | GENERAL MEDICAL SUPPLIES (NURSING AND BURN UNIT) SUPPLEMENTARY
1297 | 4223160100200 | TUBE FEEDING GASTROSTOMY SIZE: 12 X 1.5 CM LOW PROFILE DISPOSABLE STERILE | GENERAL MEDICAL SUPPLIES (NURSING AND BURN UNIT) SUPPLEMENTARY
1298 | 4223160100300 | TUBE FEEDING, GASTROSTOMY, SIZE: 12 X 2 CM, LOW PROFILE, DISPOSABLE, STERILE | GENERAL MEDICAL SUPPLIES (NURSING AND BURN UNIT) SUPPLEMENTARY
1299 | 4713150200100 | CLOTH, CLEANING, NON-WOVEN, PINK, MICROFIBER, 60 X 32 CM (+/- 5CM), ABSORBING WATER WHEN USE ON SURFACES, AND REMOVE DUST | GENERAL MEDICAL SUPPLIES (NURSING AND BURN UNIT) SUPPLEMENTARY
1300 | 4223160100400 | TUBE FEEDING, GASTROSTOMY, SIZE: 14 X 1 CM, LOW PROFILE, DISPOSABLE, STERILE | GENERAL MEDICAL SUPPLIES (NURSING AND BURN UNIT) SUPPLEMENTARY
1301 | 4223160100500 | TUBE FEEDING, GASTROSTOMY, SIZE: 14 X 2 CM, LOW PROFILE, DISPOSABLE, STERILE | GENERAL MEDICAL SUPPLIES (NURSING AND BURN UNIT) SUPPLEMENTARY
1302 | 4223160918100 | TUBE TUBE FEEDING GASTROSTOMY MEDICAL GRADE SILICONE CONSTRUCTION SILICONE INTERNAL RETENTION BALLOON EXTERNAL RETENTION RING UNIVERSAL FEEDING PORT CONNECTOR MEDICATION PORT TAPERED DISTAL TIP DUAL EXIT PORTS RADIOPAQUE STRIP SIZE: 20 FRENCH STERILE | GENERAL MEDICAL SUPPLIES (NURSING AND BURN UNIT) SUPPLEMENTARY
1303 | 5110270701400 | SWAB, IMPREGNATED IN 70% ISOPROPYL ALCOHOL, SIZE: NOT LESS THAN 4 X 4 CM, DISPOSABLE, STERILE | GENERAL MEDICAL SUPPLIES (NURSING AND BURN UNIT) SUPPLEMENTARY
1304 | 4224150205800 | BANDAGE UNDERCAST MATERIAL 7.5 X 3.5 - 4 M ROLL 100 % PURE COTTON ONLY DOUBLE WRAPPED PEEL PACK OR SINGLE THICK PLASTIC PEEL POUCH STERILE | GENERAL MEDICAL SUPPLIES (NURSING AND BURN UNIT) SUPPLEMENTARY
1305 | 4223150500700 | ADAPTER, UNIVERSAL ENTERAL FEEDING ADAPTER, FUNNEL TO ENFIT, PURPLE COLOR, STERILE | GENERAL MEDICAL SUPPLIES (NURSING AND BURN UNIT) SUPPLEMENTARY
1306 | 5110270703300 | SWAB STICKS LEMON GLYCERIN, PRE - MOISTENED, DISPOSABLE, STERILE | GENERAL MEDICAL SUPPLIES (NURSING AND BURN UNIT) SUPPLEMENTARY
1307 | 4713150201800 | WIPES ENRICHED WITH POLYXAMER FOR ULCERS CLEANSING CONTAINING ALOE VERA ALLANTOIN AND FREE OF ALCOHOL AND ACIDS SIZE: 20 X 20 OR EQUIVALENT IN THE SIZE: (+\ - 2 CM) DISPOSABLE STERILE MSDS SHOULD BE PROVIDED IN SOFT COPY (WOUND AND OSTOMY CARE) | GENERAL MEDICAL SUPPLIES (NURSING AND BURN UNIT) SUPPLEMENTARY
1308 | 4223160914400 | TUBE FEEDING, GASTROSTOMY, SIZE: 18 X 4 CM, LOW PROFILE, DISPOSABLE, STERILE | GENERAL MEDICAL SUPPLIES (NURSING AND BURN UNIT) SUPPLEMENTARY
1309 | 4810191400000 | CARAFE/ PITCHER BEDSIDE HINGED TOP WITH PLASTIC JACKET GRADUATED 750 - 1250 ML | GENERAL MEDICAL SUPPLIES (NURSING AND BURN UNIT) SUPPLEMENTARY
1310 | 4224150605600 | CAST PLASTER OF PARIS ORTHOPEDIC SIZE: 5 X 270 CM INDIVIDUALLY WRAPPED | GENERAL MEDICAL SUPPLIES (NURSING AND BURN UNIT) SUPPLEMENTARY
1311 | 4224150605500 | CAST PLASTER OF PARIS ORTHOPEDIC 20 CM X 20 M SLAB DISPENSER | GENERAL MEDICAL SUPPLIES (NURSING AND BURN UNIT) SUPPLEMENTARY
1312 | 4223160921200 | TUBE FEEDING, GASTROSTOMY, SIZE: 14 X 5 CM, LOW PROFILE, DISPOSABLE, STERILE | GENERAL MEDICAL SUPPLIES (NURSING AND BURN UNIT) SUPPLEMENTARY
1313 | 4224150605400 | CAST PLASTER OF PARIS ORTHOPEDIC 10 CM X 20 M SLAB DISPENSER | GENERAL MEDICAL SUPPLIES (NURSING AND BURN UNIT) SUPPLEMENTARY
1314 | 4224150604700 | CAST, PROTECTOR, LATEX FREE, WITH WATERTIGHT, GASKET RING, PEDIATRIC MEDIUM LEG | GENERAL MEDICAL SUPPLIES (NURSING AND BURN UNIT) SUPPLEMENTARY
1315 | 4224150604500 | CAST, PROTECTOR, LATEX FREE, WITH WATERTIGHT, GASKET RING, PEDIATRIC LARGE LEG | GENERAL MEDICAL SUPPLIES (NURSING AND BURN UNIT) SUPPLEMENTARY
1316 | 4223160921100 | TUBE FEEDING, GASTROSTOMY, SIZE: 14 X 4.5 CM, LOW PROFILE, DISPOSABLE, STERILE | GENERAL MEDICAL SUPPLIES (NURSING AND BURN UNIT) SUPPLEMENTARY
1317 | 4223180700100 | NIPPLE FEEDING BOTTLE NON LATEX STERILE | GENERAL MEDICAL SUPPLIES (NURSING AND BURN UNIT) SUPPLEMENTARY
1318 | 4713150202200 | APPLICATOR, PROTECTIVE SKIN BARRIER, FILM, NON-ALCOHOL, NO STING, 1 - 2.5 ML, DISPOSABLE, STERILE (WOUND AND OSTOMY) | GENERAL MEDICAL SUPPLIES (NURSING AND BURN UNIT) SUPPLEMENTARY
1319 | 4713191000300 | PORT, HOLES - NEONATE GIRAFFE INCUBATOR, FOR GIRAFFE | GENERAL MEDICAL SUPPLIES (NURSING AND BURN UNIT) SUPPLEMENTARY
1320 | 4223160906700 | TUBE NASOGASTIRC FEEDING ENFIT POLYURETHANE RADIOPAQUE SIZE: 16 FRENCH LENGTH 100-120 CM DISPOSABLE STERILE | GENERAL MEDICAL SUPPLIES (NURSING AND BURN UNIT) SUPPLEMENTARY
1321 | 4223160921000 | TUBE FEEDING, GASTROSTOMY, SIZE: 14 X 1.7 CM, LOW PROFILE, DISPOSABLE, STERILE | GENERAL MEDICAL SUPPLIES (NURSING AND BURN UNIT) SUPPLEMENTARY
1322 | 4223160920900 | TUBE FEEDING, GASTROSTOMY, SIZE: 14 X 1.2 CM, LOW PROFILE, DISPOSABLE, STERILE | GENERAL MEDICAL SUPPLIES (NURSING AND BURN UNIT) SUPPLEMENTARY
1323 | 4223190200000 | BREAST SHIELD, FOR BREAST PUMP, SIZE 27 MM, IT SHOULD BE COMPATIBLE WITH HOSPITAL MACHINE | GENERAL MEDICAL SUPPLIES (NURSING AND BURN UNIT) SUPPLEMENTARY
1324 | 4223160919400 | TUBE FEEDING, GASTROSTOMY, SIZE: 14 X 3 CM, LOW PROFILE, DISPOSABLE, STERILE | GENERAL MEDICAL SUPPLIES (NURSING AND BURN UNIT) SUPPLEMENTARY
1325 | 4713190500000 | SPILL ABSORBENT PAD 45X45CM OR EQUIVALENT WITH INSTANT ABSORPTION CAPACITY OF 1 LITER. USED TO ABSORB BODILY SPILLS ON SURFACES AND FLOORS. PERACETIC ACID GENERATING AND ACTIVE AGAINST ALL KNOWN MICROORGANISMS ASSOCIATED WITH BLOOD, URINE AND FECAL SPILLS INCLUDING BACTERIAL ENDOSPORES AND NON-ENVELOPED VIRUSES, SAFE TO USE ON URINE SPILLS. CONFIRMS TO EN1275, EN1276, EN13/04, EN14348, EN14476, EN14561, EN14562, EN14563 STANDARD'S FOR PATHOGENS ASSOCIATED WITH BODILY SPILLS. | GENERAL MEDICAL SUPPLIES (NURSING AND BURN UNIT) SUPPLEMENTARY
1326 | 4223190300000 | BREAST PUMP, CONTAINS MEMBRANE CAP, PROTECTIVE MEMBRANE, BREAST SHIELD SIZE 24 MM, SILICONE TUBING WITH ADAPTER, VALVES WITH MEMBRANES, IT SHOULD BE COMPATIBLE WITH HOSPITAL MACHINE | GENERAL MEDICAL SUPPLIES (NURSING AND BURN UNIT) SUPPLEMENTARY
1327 | 4223190500000 | BREAST MILK STORAGE AND FEEDING 60 ML BOTTLES: POLYPROPYLENE FREE BPA (BISPHENOL-A) DEAL FOR BREAST MILK STORAGE IN REFRIGERATOR OR FREEZER, SINGLE-USE, INDIVIDUALLY PACKED FITS UNIVERSAL NIPPLE, MUST HAVE ACCURATE MEASUREMENT OF FEEDING ACTUALLY CONSUMED BY BABY, GRADUATED BY 1 ML AND 5 ML INCREMENTS | GENERAL MEDICAL SUPPLIES (NURSING AND BURN UNIT) SUPPLEMENTARY
1328 | 4227190200000 | TUBE, SENGSTAKEN, RUBBER, RADIOPAQUE, LENGTH 120 CM, GRADUATED EVERY 5 CM WITH 3 LATERAL EYES AT DISTAL END WITH 350 ML (AT LEAST) GASTRIC BAL LOON, 100 ML(AT LEAST) ESOPHAGEAL BALLOON AND PRESSURE CONTROLLING VALVE, SIZE: FG 15, DISPOSABLE, STERILE | GENERAL MEDICAL SUPPLIES (NURSING AND BURN UNIT) SUPPLEMENTARY
1329 | 4223160914600 | TUBE FEEDING, GASTROSTOMY, SIZE: 18 X 5 CM, LOW PROFILE, DISPOSABLE, STERILE | GENERAL MEDICAL SUPPLIES (NURSING AND BURN UNIT) SUPPLEMENTARY
1330 | 4223160917900 | TUBE FEEDING, GASTROSTOMY, SIZE: 24 X 2 CM, LOW PROFILE, DISPOSABLE, STERILE | GENERAL MEDICAL SUPPLIES (NURSING AND BURN UNIT) SUPPLEMENTARY
1331 | 4224150205700 | BANDAGE UNDERCAST MATERIAL 15 CM X 3.5 - 4 M ROLL 100 % PURE COTTON ONLY DOUBLE WRAPPED PEEL PACK OR SINGLE THICK PLASTIC PEEL POUCH STERILE | GENERAL MEDICAL SUPPLIES (NURSING AND BURN UNIT) SUPPLEMENTARY
1332 | 4223160917700 | TUBE FEEDING, GASTROSTOMY, SIZE: 12 X 1 CM, LOW PROFILE, DISPOSABLE, STERILE | GENERAL MEDICAL SUPPLIES (NURSING AND BURN UNIT) SUPPLEMENTARY
1333 | 4223160913600 | TUBE FEEDING, GASTROSTOMY, SIZE: 16 X 3 CM, LOW PROFILE, DISPOSABLE, STERILE | GENERAL MEDICAL SUPPLIES (NURSING AND BURN UNIT) SUPPLEMENTARY
1334 | 4223160913500 | TUBE FEEDING, GASTROSTOMY, SIZE: 14 X 4 CM, LOW PROFILE, DISPOSABLE, STERILE | GENERAL MEDICAL SUPPLIES (NURSING AND BURN UNIT) SUPPLEMENTARY
1335 | 5124190000600 | LOTION BABY HAND AND BODY 50 ML BOTTLES FREE FROM FRAGRANCE AND ALCOHOL DISPOSABLE | GENERAL MEDICAL SUPPLIES (NURSING AND BURN UNIT) SUPPLEMENTARY
1336 | 4223160913400 | TUBE FEEDING, GASTROSTOMY, SIZE: 14 X 3.5 CM, LOW PROFILE, DISPOSABLE, STERILE | GENERAL MEDICAL SUPPLIES (NURSING AND BURN UNIT) SUPPLEMENTARY
1337 | 4223160916800 | TUBE TUBE FEEDING GASTROSTOMY MEDICAL GRADE SILICONE CONSTRUCTION SILICONE INTERNAL RETENTION BALLOON EXTERNAL RETENTION RING UNIVERSAL FEEDING PORT CONNECTOR MEDICATION PORT TAPERED DISTAL TIP DUAL EXIT PORTS RADIOPAQUE STRIP SIZE: 16 FRENCH STERILE | GENERAL MEDICAL SUPPLIES (NURSING AND BURN UNIT) SUPPLEMENTARY
1338 | 4223160300300 | TUBE, NASOGASTRIC FEEDING, RYLES PVC, SIZE: FR10, RADIO-OPAQUE, 105-130 CM LONG, GRADUATION 120 CM AT LEAST-INTERVAL EVERY 10 CM, WITH SOFT END, WITH FINGERTIP CLOSURE WITH STOPPER, DISPOSABLE, STERILE | GENERAL MEDICAL SUPPLIES (NURSING AND BURN UNIT) SUPPLEMENTARY
1339 | 4223160906600 | TUBE NASOGASTIRC FEEDING ENFIT POLYURETHANE RADIOPAQUE SIZE: 14 FRENCH LENGTH 110-120 CM DISPOSABLE STERILE | GENERAL MEDICAL SUPPLIES (NURSING AND BURN UNIT) SUPPLEMENTARY
1340 | 4223160900000 | TUBE TUBE FEEDING NASOJEJUNAL LENGTH 120 CM TUBE TIP TUNGSTEN WEIGHTED TO MAINTAIN PLACEMENT RADIOPAQUE WITH STYLET SIZE: 12 FRENCH DISPOSABLE STERILE | GENERAL MEDICAL SUPPLIES (NURSING AND BURN UNIT) SUPPLEMENTARY
1341 | 4223160900300 | TUBE TUBE FEEDING GASTROSTOMY MEDICAL GRADE SILICONE CONSTRUCTION SILICONE INTERNAL RETENTION BALLOON EXTERNAL RETENTION RING UNIVERSAL FEEDING PORT CONNECTOR MEDICATION PORT TAPERED DISTAL TIP DUAL EXIT PORTS RADIOPAQUE STRIP SIZE: 12 FRENCH STERILE | GENERAL MEDICAL SUPPLIES (NURSING AND BURN UNIT) SUPPLEMENTARY
1342 | 4223160913700 | TUBE FEEDING, GASTROSTOMY, SIZE: 16 X 3.5 CM, LOW PROFILE, DISPOSABLE, STERILE | GENERAL MEDICAL SUPPLIES (NURSING AND BURN UNIT) SUPPLEMENTARY
1343 | 4223160912300 | TUBE TUBE FEEDING SILICONE RADIOPAQUE 14 FR LENGTH 110 (+/- 10 CM) DISPOSABLE STERILE | GENERAL MEDICAL SUPPLIES (NURSING AND BURN UNIT) SUPPLEMENTARY
1344 | 4223160912000 | TUBE INFANT TUBE FEEDING SIZE: FR 5 40-60 CM LONG RADIO-OPAQUE WITH NUMERICAL GRADUATION AT LEAST INTERVAL EVERY 5 CM LONG DEHP FREE LATEX FREE DISPOSABLE STERILE | GENERAL MEDICAL SUPPLIES (NURSING AND BURN UNIT) SUPPLEMENTARY
1345 | 4223160900400 | TUBE TUBE FEEDING GASTROSTOMY MEDICAL GRADE SILICONE CONSTRUCTION SILICONE INTERNAL RETENTION BALLOON EXTERNAL RETENTION RING UNIVERSAL FEEDING PORT CONNECTOR MEDICATION PORT TAPERED DISTAL TIP DUAL EXIT PORTS RADIOPAQUE STRIP SIZE: 18 FRENCH STERILE | GENERAL MEDICAL SUPPLIES (NURSING AND BURN UNIT) SUPPLEMENTARY
1346 | 4223160911900 | TUBE NASOGASTIRC FEEDING ENFIT POLYURETHANE RADIOPAQUE SIZE: 08 FRENCH LENGTH 50-55 CM DISPOSABLE STERILE | GENERAL MEDICAL SUPPLIES (NURSING AND BURN UNIT) SUPPLEMENTARY
1347 | 4223160911700 | TUBE INFANT TUBE FEEDING SIZE: FR 6 40-60 CM LONG RADIO-OPAQUE WITH NUMERICAL GRADUATION AT LEAST INTERVAL EVERY 5 CM LONG DEHP FREE LATEX FREE DISPOSABLE STERILE | GENERAL MEDICAL SUPPLIES (NURSING AND BURN UNIT) SUPPLEMENTARY
1348 | 4223160900500 | TUBE TUBE FEEDING GASTROSTOMY MEDICAL GRADE SILICONE CONSTRUCTION SILICONE INTERNAL RETENTION BALLOON EXTERNAL RETENTION RING UNIVERSAL FEEDING PORT CONNECTOR MEDICATION PORT TAPERED DISTAL TIP DUAL EXIT PORTS RADIOPAQUE STRIP SIZE: 24 FRENCH STERILE | GENERAL MEDICAL SUPPLIES (NURSING AND BURN UNIT) SUPPLEMENTARY
1349 | 4223160906500 | TUBE NASOGASTIRC FEEDING ENFIT POLYURETHANE RADIOPAQUE SIZE: 12 FRENCH LENGTH 110-120 CM DISPOSABLE STERILE | GENERAL MEDICAL SUPPLIES (NURSING AND BURN UNIT) SUPPLEMENTARY
1350 | 4223160911600 | TUBE INFANT TUBE FEEDING SIZE: FR 8 40-60 CM LONG RADIO-OPAQUE WITH NUMERICAL GRADUATION AT LEAST INTERVAL EVERY 5 CM LONG DEHP FREE LATEX FREE DISPOSABLE STERILE | GENERAL MEDICAL SUPPLIES (NURSING AND BURN UNIT) SUPPLEMENTARY
1351 | 4223160905900 | TUBE TUBE FEEDING GASTROSTOMY MEDICAL GRADE SILICONE CONSTRUCTION SILICONE INTERNAL RETENTION BALLOON EXTERNAL RETENTION RING UNIVERSAL FEEDING PORT CONNECTOR MEDICATION PORT TAPERED DISTAL TIP DUAL EXIT PORTS RADIOPAQUE STRIP SIZE: 14 FRENCH STERILE | GENERAL MEDICAL SUPPLIES (NURSING AND BURN UNIT) SUPPLEMENTARY
1352 | 4223160906000 | TUBE NASOGASTIRC FEEDING ENFIT POLYURETHANE RADIOPAQUE SIZE: 04 FRENCH LENGTH 40-45 CM DISPOSABLE STERILE | GENERAL MEDICAL SUPPLIES (NURSING AND BURN UNIT) SUPPLEMENTARY
1353 | 4223160912200 | TUBE TUBE FEEDING SILICONE RADIOPAQUE 12 FR LENGTH 110 (+/- 10 CM) DISPOSABLE STERILE | GENERAL MEDICAL SUPPLIES (NURSING AND BURN UNIT) SUPPLEMENTARY
1354 | 4223160915200 | TUBE FEEDING, GASTROSTOMY, SIZE: 24 X 5 CM, LOW PROFILE, DISPOSABLE, STERILE | GENERAL MEDICAL SUPPLIES (NURSING AND BURN UNIT) SUPPLEMENTARY
1355 | 5313150500100 | PACIFIER PREMATURE BABY EXTRA SMALL | GENERAL MEDICAL SUPPLIES (NURSING AND BURN UNIT) SUPPLEMENTARY
1356 | 4223160913800 | TUBE FEEDING, GASTROSTOMY, SIZE: 16 X 4 CM, LOW PROFILE, DISPOSABLE, STERILE | GENERAL MEDICAL SUPPLIES (NURSING AND BURN UNIT) SUPPLEMENTARY
1357 | 4224150205600 | BANDAGE UNDERCAST MATERIAL 10 CM X 3.5 - 4 M ROLL 100 % PURE COTTON ONLY DOUBLE WRAPPED PEEL PACK OR SINGLE THICK PLASTIC PEEL POUCH STERILE | GENERAL MEDICAL SUPPLIES (NURSING AND BURN UNIT) SUPPLEMENTARY
1358 | 5118150604400 | NEEDLE, INSULIN, FOR PEN, 31 G X 6 MM, DISPOSABLE, STERILE | GENERAL MEDICAL SUPPLIES (NURSING AND BURN UNIT) SUPPLEMENTARY
1359 | 4227190200100 | TUBE, SENGSTAKEN, RUBBER, RADIOPAQUE, LENGTH 120 CM, GRADUATED EVERY 5 CM WITH 3 LATERAL EYES AT DISTAL END WITH 350 ML (AT LEAST) GASTRIC BAL LOON, 100 ML(AT LEAST) ESOPHAGEAL BALLOON AND PRESSURE CONTROLLING VALVE, SIZE: FG 18, DISPOSABLE, STERILE | GENERAL MEDICAL SUPPLIES (NURSING AND BURN UNIT) SUPPLEMENTARY
1360 | 4227190200200 | TUBE SENGSTAKEN RUBBER RADIOPAQUE LENGTH 120 CM GRADUATED EVERY 5 CM WITH 3 LATERAL EYES AT DISTAL END WITH 350 ML (AT LEAS T) GASTRIC BALLOON 100 ML(AT LEAST) ESOPHAGEAL BALLOON AND PRESSURE CONTROLLING VALVE SIZE: FG 21 DISPOSABLE STERILE | GENERAL MEDICAL SUPPLIES (NURSING AND BURN UNIT) SUPPLEMENTARY
1361 | 5118150604500 | NEEDLE, INSULIN, FOR PEN, 31 G X 5 MM, DISPOSABLE, STERILE | GENERAL MEDICAL SUPPLIES (NURSING AND BURN UNIT) SUPPLEMENTARY
1362 | 4223160100600 | TUBE FEEDING, GASTROSTOMY, SIZE: 14 X 2.5 CM, LOW PROFILE, DISPOSABLE, STERILE | GENERAL MEDICAL SUPPLIES (NURSING AND BURN UNIT) SUPPLEMENTARY
1363 | 4223160100700 | TUBE FEEDING GASTROSTOMY SIZE: 16 X 2.5 CM LOW PROFILE DISPOSABLE STERILE | GENERAL MEDICAL SUPPLIES (NURSING AND BURN UNIT) SUPPLEMENTARY
1364 | 4223160300200 | TUBE FEEDING, JEJUNOSTOMY, MEDICAL GRADE, SILICONE, CONSTRUCTION, INFLATABLE, SUTURE WINGS, RADIOPAQUE, STRIP, 9 FRENCH INTERNAL DIAMETER, DISPOSABLE, STERILE | GENERAL MEDICAL SUPPLIES (NURSING AND BURN UNIT) SUPPLEMENTARY
1365 | 4713150200000 | CLOTH/ DRY WIPES CLEANING FOR PATIENT LINT FREE SIZE: LARGE 30 X 36 CM (+/- 5CM) 50 / PACKET DISPOSABLE | GENERAL MEDICAL SUPPLIES (NURSING AND BURN UNIT) SUPPLEMENTARY
1366 | 4712170000300 | TAB TIE, NYLON, FOR MEDICAL WASTE BAG CLOSURE, 15-20 CM | GENERAL MEDICAL SUPPLIES (NURSING AND BURN UNIT) SUPPLEMENTARY
1367 | 4223160917200 | TUBE FEEDING, GASTROSTOMY, SIZE: 24 X 2.5 CM, LOW PROFILE, DISPOSABLE, STERILE | GENERAL MEDICAL SUPPLIES (NURSING AND BURN UNIT) SUPPLEMENTARY
1368 | 4223160914300 | TUBE FEEDING, GASTROSTOMY, SIZE: 18 X 3.5 CM, LOW PROFILE, DISPOSABLE, STERILE | GENERAL MEDICAL SUPPLIES (NURSING AND BURN UNIT) SUPPLEMENTARY
1369 | 4223160917000 | TUBE FEEDING, GASTROSTOMY, SIZE: 12 X 1.2 CM, LOW PROFILE, DISPOSABLE, STERILE | GENERAL MEDICAL SUPPLIES (NURSING AND BURN UNIT) SUPPLEMENTARY
1370 | 5313150500300 | PACIFIERS, PREEMIE, PREMATURE BABY'S SIZE, SMALL, 100% SILICONE - WILL NOT CRACK, BREAK OR PEEL, SOFT AND FLEXIBLE, NO HARD INNER GUARD, CURVED SHAPE FITS BABY'S FACE, NATURAL SHAPE, TEXTURED NIPPLE BABIES, EASY-TO-HOLD LOOP SHAPED HANDLE WITH NUBS | GENERAL MEDICAL SUPPLIES (NURSING AND BURN UNIT) SUPPLEMENTARY
1371 | 4223160914200 | TUBE FEEDING, GASTROSTOMY, SIZE: 18 X 3 CM, LOW PROFILE, DISPOSABLE, STERILE | GENERAL MEDICAL SUPPLIES (NURSING AND BURN UNIT) SUPPLEMENTARY
1372 | 4223160916900 | TUBE TUBE FEEDING GASTROSTOMY MEDICAL GRADE SILICONE CONSTRUCTION SILICONE INTERNAL RETENTION BALLOON EXTERNAL RETENTION RING UNIVERSAL FEEDING PORT CONNECTOR MEDICATION PORT TAPERED DISTAL TIP DUAL EXIT PORTS RADIOPAQUE STRIP SIZE: 22 FRENCH STERILE | GENERAL MEDICAL SUPPLIES (NURSING AND BURN UNIT) SUPPLEMENTARY
1373 | 4223160914100 | TUBE FEEDING, GASTROSTOMY, SIZE: 18 X 2.5 CM, LOW PROFILE, DISPOSABLE, STERILE | GENERAL MEDICAL SUPPLIES (NURSING AND BURN UNIT) SUPPLEMENTARY
1374 | 4223160914000 | TUBE FEEDING, GASTROSTOMY, SIZE: 16 X 5 CM, LOW PROFILE, DISPOSABLE, STERILE | GENERAL MEDICAL SUPPLIES (NURSING AND BURN UNIT) SUPPLEMENTARY
1375 | 5124120000200 | ADHESIVE, FOR SKIN, HIGH VISCOSITY, TOPICAL, SKIN ADHESIVE 2-OCTYL CYANOACRYLATE, 0.5 ML, PEN APPLICATION, DISPOSABLE, STERILE | GENERAL MEDICAL SUPPLIES (NURSING AND BURN UNIT) SUPPLEMENTARY
1376 | 5124129902200 | GEL, WATER BASED, VAGINAL EXAMINATION, HYPOALLERGENIC, SINGLE PACKED, IN 5 GM EACH, STERILE | GENERAL MEDICAL SUPPLIES (NURSING AND BURN UNIT) SUPPLEMENTARY
1377 | 4223160913900 | TUBE FEEDING, GASTROSTOMY, SIZE: 16 X 4.5 CM, LOW PROFILE, DISPOSABLE, STERILE | GENERAL MEDICAL SUPPLIES (NURSING AND BURN UNIT) SUPPLEMENTARY
1378 | 4224150605700 | CASTING PLASTER OF FIBERGLASS ( MADE OF PURE FIBERGLASS ) SIZE: 7.5 CM X 3.6-4 M PACKING: KNITTED/POLYURETHANE COMFORTABLE FOIL PACK | GENERAL MEDICAL SUPPLIES (NURSING AND BURN UNIT) SUPPLEMENTARY
1379 | 4223160921300 | TUBE FEEDING, GASTROSTOMY, SIZE: 16 X 1 CM, LOW PROFILE, DISPOSABLE, STERILE | GENERAL MEDICAL SUPPLIES (NURSING AND BURN UNIT) SUPPLEMENTARY
1380 | 4810191500000 | TRAY, PERSONAL FOR TUMBLER AND CARAFE, SIZE 28 X 16 CM (+/- 2 CM), DISPOSABLE | GENERAL MEDICAL SUPPLIES (NURSING AND BURN UNIT) SUPPLEMENTARY
1381 | 4224150605900 | BANDAGE UNDERCAST MATERIAL 5CM X 3.5 - 4 M ROLL 100 % PURE COTTON ONLY DOUBLE WRAPPED PEEL PACK OR SINGLE THICK PLASTIC PEEL POUCH STERILE | GENERAL MEDICAL SUPPLIES (NURSING AND BURN UNIT) SUPPLEMENTARY
1382 | 4222170104300 | TPN TUBES, WITH 0.2MICRON FILTER DHEP LATEX FREE, KINK RESISTANT HYPOALLERGENIC, COMPATIBLE WITH MICREL, STERILE | GENERAL MEDICAL SUPPLIES (NURSING AND BURN UNIT) SUPPLEMENTARY
1383 | 4222170105300 | LIPID TUBES, WITH 1.2MICRON FILTER DHEP LATEX FREE, KINK RESISTANT HYPOALLERGENIC, COMPATIBLE WITH MICREL, STERILE | GENERAL MEDICAL SUPPLIES (NURSING AND BURN UNIT) SUPPLEMENTARY
1384 | 4222170105400 | BAG INFUSION IV FLUID EMPTY 3000 ML STERILE | GENERAL MEDICAL SUPPLIES (NURSING AND BURN UNIT) SUPPLEMENTARY
1385 | 5310230600100 | DIAPER WRAP AROUND WAIST SIZE: APPROXIMATELY 56 INCH X 64 INCH ADULT EXTRA LARGE HIGHLY ABSORBENT ASSURES DRY SURFACE READJUSTABLE ADHESIVE TAPE PACKING WRAPPED IN A PLASTIC PACK | GENERAL MEDICAL SUPPLIES (NURSING AND BURN UNIT) SUPPLEMENTARY
1386 | 4223170101400 | TUBE NASOGASTRIC FEEDING RYLES PVC SIZE: FR14 RADIO-OPAQUE 105-130 CM LONG GRADUATION 120 CM AT LEAST-INTERVAL EVERY 10 CM WITH SOFT END WITH FINGERTIP CLOSURE WITH STOPPER DISPOSABLE STERILE | GENERAL MEDICAL SUPPLIES (NURSING AND BURN UNIT) SUPPLEMENTARY
1387 | 4223170101500 | TUBE NASOGASTRIC FEEDING RYLES PVC SIZE: FR16 RADIO-OPAQUE 105-130 CM LONG GRADUATION 120 CM AT LEAST-INTERVAL EVERY 10 CM WITH SOFT END WITH FINGERTIP CLOSURE WITH STOPPER DISPOSABLE STERILE | GENERAL MEDICAL SUPPLIES (NURSING AND BURN UNIT) SUPPLEMENTARY
1388 | 4015172300000 | VALVE, ANTI REFLUX, FOR SALEM SUMP STOMACH TUBE, STERILE | GENERAL MEDICAL SUPPLIES (NURSING AND BURN UNIT) SUPPLEMENTARY
1389 | 4222170105500 | BAG INFUSION IV FLUID EMPTY 500 ML STERILE | GENERAL MEDICAL SUPPLIES (NURSING AND BURN UNIT) SUPPLEMENTARY
1390 | 4223160910300 | TUBE FEEDING, REPLACEMENT KIT, GASTROSTOMY, 24 FRENCH X 2.5 CM, DISPOSABLE, STERILE | GENERAL MEDICAL SUPPLIES (NURSING AND BURN UNIT) SUPPLEMENTARY
1391 | 4222170105600 | BEAKER MEASURING PLASTIC LATEX FREE TRANSPARENT GRADUATED 1 LITER DISPOSABLE | GENERAL MEDICAL SUPPLIES (NURSING AND BURN UNIT) SUPPLEMENTARY
1392 | 4223160922100 | TUBE FEEDING, GASTROSTOMY, SIZE: 20 X 2 CM, LOW PROFILE, DISPOSABLE, STERILE | GENERAL MEDICAL SUPPLIES (NURSING AND BURN UNIT) SUPPLEMENTARY
1393 | 4223160916400 | TUBE FEEDING, GASTROSTOMY, SIZE: 14 X 1.5 CM, LOW PROFILE, DISPOSABLE, STERILE | GENERAL MEDICAL SUPPLIES (NURSING AND BURN UNIT) SUPPLEMENTARY
1394 | 5313161600000 | DRESSING, HIGHLY VISCOUS HYDROGEL, ALGINATE, TUBE, SIZE AT LEAST 15GM, DISPOSABLE, STERILE, (WOUND AND OSTOMY CARE) | GENERAL MEDICAL SUPPLIES (NURSING AND BURN UNIT) SUPPLEMENTARY
1395 | 4222170400200 | BAG, PRESSURE INFUSER, 3000 CC, WITH MANUAL, HAND PUMP | GENERAL MEDICAL SUPPLIES (NURSING AND BURN UNIT) SUPPLEMENTARY
1396 | 4223170101600 | TUBE NASOGASTRIC FEEDING RYLES PVC SIZE: FR20 RADIO-OPAQUE 105-130 CM LONG GRADUATION 120 CM AT LEAST-INTERVAL EVERY 10 CM WITH SOFT END WITH FINGERTIP CLOSURE WITH STOPPER DISPOSABLE STERILE | GENERAL MEDICAL SUPPLIES (NURSING AND BURN UNIT) SUPPLEMENTARY
1397 | 4223160922000 | TUBE FEEDING, GASTROSTOMY, SIZE: 20 X 2.5 CM, LOW PROFILE, DISPOSABLE, STERILE | GENERAL MEDICAL SUPPLIES (NURSING AND BURN UNIT) SUPPLEMENTARY
1398 | 4223160910500 | TUBE NASOGASTIRC FEEDING ENFIT POLYURETHANE RADIOPAQUE SIZE: 05 FRENCH LENGTH 50-55 CM DISPOSABLE STERILE | GENERAL MEDICAL SUPPLIES (NURSING AND BURN UNIT) SUPPLEMENTARY
1399 | 4222180200000 | BOARD CUSHION PADDED I.V. ARM WITH STRAPS SIZE: 3CM X 9CM (+/- 1 CM) DISPOSABLE | GENERAL MEDICAL SUPPLIES (NURSING AND BURN UNIT) SUPPLEMENTARY
1400 | 4223160911100 | TUBE INFANT TUBE FEEDING SIZE: FR 10 50-90 CM LONG RADIO-OPAQUE WITH NUMERICAL GRADUATION AT LEAST INTERVAL EVERY 5 CM LONG DEHP FREE LATEX FREE DISPOSABLE STERILE | GENERAL MEDICAL SUPPLIES (NURSING AND BURN UNIT) SUPPLEMENTARY
1401 | 4223170101200 | TUBE NASOGASTRIC FEEDING RYLES PVC SIZE: FR 08 RADIO-OPAQUE 105-130 CM LONG GRADUATION 120 CM AT LEAST-INTERVAL EVERY 10 CM WITH SOFT END WITH FINGERTIP CLOSURE WITH STOPPER DISPOSABLE STERILE | GENERAL MEDICAL SUPPLIES (NURSING AND BURN UNIT) SUPPLEMENTARY
1402 | 4223160922200 | TUBE FEEDING, GASTROSTOMY, SIZE: 20 X 3.5 CM, LOW PROFILE, DISPOSABLE, STERILE | GENERAL MEDICAL SUPPLIES (NURSING AND BURN UNIT) SUPPLEMENTARY
1403 | 4222170102300 | TPN PUMP BACK BAGS | GENERAL MEDICAL SUPPLIES (NURSING AND BURN UNIT) SUPPLEMENTARY
1404 | 5313162800000 | SHAMPOO, BABY, HYPOALLERGENIC, PH-NEUTRAL, ALCOHOL FREE, 50 ML, INDIVIDUALLY PACKED | GENERAL MEDICAL SUPPLIES (NURSING AND BURN UNIT) SUPPLEMENTARY
1405 | 5310230500400 | DIAPER FROM APPROXIMATELY 4.5 TO 7.5 KG HIGHLY ABSORBENT ASSURES DRY SURFACE RE-ADJUSTABLE ADHESIVE TAPE PACKING: WRAPPEDIN A PLASTIC PACK | GENERAL MEDICAL SUPPLIES (NURSING AND BURN UNIT) SUPPLEMENTARY
1406 | 4223161300100 | SET, FOR GASTRIC LAVAGE, TUBE 36 FRENCH, CLOSED END, 4 NON-OPPOSING EYE, 150 CM, DISPOSABLE, STERILE | GENERAL MEDICAL SUPPLIES (NURSING AND BURN UNIT) SUPPLEMENTARY
1407 | 4222170102000 | BAGS, TPN, EVA, LIGHT PROTECTED, SPECIFICATIONS OF: STERILE ETHYL VINYL ACETATE (EVA) AG, INJECTION PART, PP (POLYPROPYLENE AND PVC (POLY VINYL CHLORIDE), FEMALE CONNECTOR WITH EXTRA CAP, ABS (ACRYLONITRILE BUTADIENE STYRENE), NON- LATEX INJECTION PORT, NO PHTHALATE, NUMBER OF PORT, ADD PORT, FILLING -PORT AND GIVING PORT, 6-LATEX FREE, NON-DEHP, PVC FREE, TRANSPARENT BAG, SIZE: (2000 ML) | GENERAL MEDICAL SUPPLIES (NURSING AND BURN UNIT) SUPPLEMENTARY
1408 | 4222170102100 | BAGS, TPN, EVA, LIGHT PROTECTED, SPECIFICATIONS OF: STERILE ETHYL VINYL ACETATE (EVA) AG, INJECTION PART, PP (POLYPROPYLENE AND PVC (POLY VINYL CHLORIDE), FEMALE CONNECTOR WITH EXTRA CAP, ABS (ACRYLONITRILE BUTADIENE STYRENE), NON- LATEX INJECTION PORT, NO PHTHALATE, NUMBER OF PORT, ADD PORT, FILLING -PORT AND GIVING PORT, 6-LATEX FREE, NON-DEHP, PVC FREE, TRANSPARENT BAG, SIZE: (3000 ML) | GENERAL MEDICAL SUPPLIES (NURSING AND BURN UNIT) SUPPLEMENTARY
1409 | 4223160910200 | TUBE, FEEDING, REPLACEMENT KIT, GASTROSTOMY, 18 FRENCH X 2.0 CM, DISPOSABLE, STERILE | GENERAL MEDICAL SUPPLIES (NURSING AND BURN UNIT) SUPPLEMENTARY
1410 | 4223160914800 | TUBE FEEDING, GASTROSTOMY, SIZE: 24 X 3 CM, LOW PROFILE, DISPOSABLE, STERILE | GENERAL MEDICAL SUPPLIES (NURSING AND BURN UNIT) SUPPLEMENTARY
1411 | 4223160914900 | TUBE FEEDING, GASTROSTOMY, SIZE: 24 X 3.5 CM, LOW PROFILE, DISPOSABLE, STERILE | GENERAL MEDICAL SUPPLIES (NURSING AND BURN UNIT) SUPPLEMENTARY
1412 | 4223160923400 | TUBE FEEDING GASTROSTOMY SIZE: 18 X 2 CM LOW PROFILE DISPOSABLE STERILE | GENERAL MEDICAL SUPPLIES (NURSING AND BURN UNIT) SUPPLEMENTARY
1413 | 4223160910100 | TUBE, FEEDING, REPLACEMENT KIT, GASTROSTOMY, 16 FRENCH X 2.0 CM, DISPOSABLE, STERILE | GENERAL MEDICAL SUPPLIES (NURSING AND BURN UNIT) SUPPLEMENTARY
1414 | 4223160910000 | TUBE, FEEDING, REPLACEMENT KIT, GASTROSTOMY, 16 FRENCH X 1.5 CM, DISPOSABLE, STERILE | GENERAL MEDICAL SUPPLIES (NURSING AND BURN UNIT) SUPPLEMENTARY
1415 | 5310230500300 | DIAPER FROM APPROXIMATELY 3 TO 4.5 KG HIGHLY ABSORBENT ASSURES DRY SURFACE RE-ADJUSTABLE ADHESIVE TAPE PACKING: WRAPPED IN A PLASTIC PACK | GENERAL MEDICAL SUPPLIES (NURSING AND BURN UNIT) SUPPLEMENTARY
1416 | 5310230500100 | DIAPER FROM APPROXIMATELY 10 TO 18 KG HIGHLY ABSORBENT ASSURES DRY SURFACE RE-ADJUSTABLE ADHESIVE TAPE PACKING: WRAPPED IN A PLASTIC PACK | GENERAL MEDICAL SUPPLIES (NURSING AND BURN UNIT) SUPPLEMENTARY
1417 | 4223160923300 | TUBE FEEDING GASTROSTOMY SIZE: 16 X 2 CM LOW PROFILE DISPOSABLE STERILE | GENERAL MEDICAL SUPPLIES (NURSING AND BURN UNIT) SUPPLEMENTARY
1418 | 4223160923200 | TUBE FEEDING GASTROSTOMY SIZE: 16 X 1.5 CM LOW PROFILE DISPOSABLE STERILE | GENERAL MEDICAL SUPPLIES (NURSING AND BURN UNIT) SUPPLEMENTARY
1419 | 4223160922700 | TUBE FEEDING, GASTROSTOMY, SIZE: 24 X 1.5 CM, LOW PROFILE, DISPOSABLE, STERILE | GENERAL MEDICAL SUPPLIES (NURSING AND BURN UNIT) SUPPLEMENTARY
1420 | 4223160922600 | TUBE FEEDING, GASTROSTOMY, SIZE: 20 X 5 CM, LOW PROFILE, DISPOSABLE, STERILE | GENERAL MEDICAL SUPPLIES (NURSING AND BURN UNIT) SUPPLEMENTARY
1421 | 4223160922500 | TUBE FEEDING, GASTROSTOMY, SIZE: 20 X 4 CM, LOW PROFILE, DISPOSABLE, STERILE | GENERAL MEDICAL SUPPLIES (NURSING AND BURN UNIT) SUPPLEMENTARY
1422 | 4223160922400 | TUBE FEEDING, GASTROSTOMY, SIZE: 20 X 4.5 CM, LOW PROFILE, DISPOSABLE, STERILE | GENERAL MEDICAL SUPPLIES (NURSING AND BURN UNIT) SUPPLEMENTARY
1423 | 4223160922300 | TUBE FEEDING, GASTROSTOMY, SIZE: 20 X 3 CM, LOW PROFILE, DISPOSABLE, STERILE | GENERAL MEDICAL SUPPLIES (NURSING AND BURN UNIT) SUPPLEMENTARY
1424 | 5310230600000 | DIAPER WRAP AROUND WAIST SIZE: APPROXIMATELY 44 INCH X 60 INCH ADULT LARGE HIGHLY ABSORBENT ASSURES DRY SURFACE READJUSTABLE ADHESIVE TAPE PACKING WRAPPED IN A PLASTIC PACK | GENERAL MEDICAL SUPPLIES (NURSING AND BURN UNIT) SUPPLEMENTARY
1425 | 5310230500200 | DIAPER FROM APPROXIMATELY 18 TO 25 KG HIGHLY ABSORBENT ASSURES DRY SURFACE RE-ADJUSTABLE ADHESIVE TAPE PACKING: WRAPPED IN A PLASTI C PACK | GENERAL MEDICAL SUPPLIES (NURSING AND BURN UNIT) SUPPLEMENTARY
1426 | 4222180300500 | DRESSING SECUREMENT PRODUCT FOR LARGE UNIVERSAL SECUREMENT INDIVIDUALLY PACKAGE DISPOSABLE STERILE | GENERAL MEDICAL SUPPLIES (NURSING AND BURN UNIT) SUPPLEMENTARY
1427 | 4222180300200 | DRESSING TRANSPARENT I.V. SECUREMENT TRANSPARENT DRESSINGS IMPREGNATED WITH 2-3% CHLORHEXIDINE GEL PAD FOR CENTRAL LINES HIGHLY BREATHABLE FOR MOISTURE EVAPORATION LATEX FREE BREATHABLE WATERPROOF WITH 2 PARTS (TRANSPARENT AND CLOTH LIKE) 2 SECURING STRIP DOCUMENTATION LABEL ADULT SIZE: 6 X 8 CM (+/- 1CM) DISPOSABLE STERILE MSDS SHOULD BE PROVIDED IN SOFT COPY (WOUND AND OSTOMY CARE) | GENERAL MEDICAL SUPPLIES (NURSING AND BURN UNIT) SUPPLEMENTARY
1428 | 4222180302300 | DRESSING SECUREMENT FOR SMALL NASAL GASTRIC HYDROCOLLOID PLACED IN THE CHEEK INDIVIDUALLY PACKAGE DISPOSABLE STERILE | GENERAL MEDICAL SUPPLIES (NURSING AND BURN UNIT) SUPPLEMENTARY
1429 | 4223150204400 | GRAVITY ENTERAL FEEDING SET WITH TRANSITIONAL CONNECTORS (ENFIT/ENLOCK AND/OR FUNNEL ADAPTERS), CONNECTED WITH CHAMBER AND TUBE, ADJUSTABLE VOLUME, TUBE LENGTH 120-200CM, PURPLE COLOR, DISPOSABLE, STERILE | GENERAL MEDICAL SUPPLIES (NURSING AND BURN UNIT) SUPPLEMENTARY
1430 | 4223150204500 | GRAVITY ENTERAL FEEDING SET, CONNECTED WITH CHAMBER AND TUBE, ADJUSTABLE VOLUME, TUBE LENGTH 120-200CM, PURPLE COLOR, DISPOSABLE, STERILE | GENERAL MEDICAL SUPPLIES (NURSING AND BURN UNIT) SUPPLEMENTARY
1431 | 4223160921600 | TUBE FEEDING, GASTROSTOMY, SIZE: 18 X 1.7 CM, LOW PROFILE, DISPOSABLE, STERILE | GENERAL MEDICAL SUPPLIES (NURSING AND BURN UNIT) SUPPLEMENTARY
1432 | 4223150204700 | FEEDING SET, DEHP-FREE, WITH GRADUATED BAG AND TRANSPARENT BURETTE, WITH TUBE, BAG100-150 ML, IT SHOULD BE COMPATIBLE WITH HOSPITAL MACHINE, STERILE | GENERAL MEDICAL SUPPLIES (NURSING AND BURN UNIT) SUPPLEMENTARY
1433 | 4223150300200 | SYRINGE, ENTERAL FEEDING, ENFIT/ENLOCK, 50-60 ML, PURPLE COLOR, STERILE | GENERAL MEDICAL SUPPLIES (NURSING AND BURN UNIT) SUPPLEMENTARY
1434 | 4223150400600 | BAGS, TPN, EVA, SPECIFICATIONS OF: STERILE ETHYL VINYL ACETATE (EVA) AG, INJECTION PART, PP (POLYPROPYLENE AND PVC (POLY VINYL CHLORIDE), FEMALE CONNECTOR WITH EXTRA CAP, ABS (ACRYLONITRILE BUTADIENE STYRENE), NON- LATEX INJECTION PORT, NO PHTHALATE, NUMBER OF PORT, ADD PORT, FILLING-PORT AND GIVING PORT, 6-LATEX FREE, NON-DEHP, PVC FREE, TRANSPARENT BAG, SIZE: (2000 ML) | GENERAL MEDICAL SUPPLIES (NURSING AND BURN UNIT) SUPPLEMENTARY
1435 | 4223160908800 | TUBE, INLET, NON-VENTED, HIGH VOLUME TUBE, FOR CONNECTION FROM BAG OR VENTED BOTTLE TO SELECTOR VALVE, STERILE | GENERAL MEDICAL SUPPLIES (NURSING AND BURN UNIT) SUPPLEMENTARY
1436 | 4223150400700 | BAG ENTERAL FEEDING PUMP WITH GIVING SET GRADUATIONS (AT 50 ML AND EVERY 100 ML) SIZE 1000 ML - 1500 ML IT SHOULD BE COMPATIBLE WITH HOSPITAL MACHINE | GENERAL MEDICAL SUPPLIES (NURSING AND BURN UNIT) SUPPLEMENTARY
1437 | 4224150606500 | CAST PLASTER OF PARIS ORTHOPEDIC SIZE:7.5 X 270CM INDIVIDUALLY WRAPPED | GENERAL MEDICAL SUPPLIES (NURSING AND BURN UNIT) SUPPLEMENTARY
1438 | 4222180302100 | DRESSING SECUREMENT, FOR PEDIATRIC ARTERIAL CATHETER, INDIVIDUALLY PACKAGE, DISPOSABLE, STERILE | GENERAL MEDICAL SUPPLIES (NURSING AND BURN UNIT) SUPPLEMENTARY
1439 | 4223160906800 | TUBE NASOGASTIRC FEEDING ENFIT POLYURETHANE RADIOPAQUE SIZE: 18 FRENCH LENGTH 110-120 CM DISPOSABLE STERILE | GENERAL MEDICAL SUPPLIES (NURSING AND BURN UNIT) SUPPLEMENTARY
1440 | 4224150606400 | CAST PLASTER OF PARIS ORTHOPEDIC SIZE: 20 X 270CM INDIVIDUALLY WRAPPED | GENERAL MEDICAL SUPPLIES (NURSING AND BURN UNIT) SUPPLEMENTARY
1441 | 4224150606300 | CAST PLASTER OF PARIS ORTHOPEDIC SIZE: 15 X 270CM INDIVIDUALLY WRAPPED | GENERAL MEDICAL SUPPLIES (NURSING AND BURN UNIT) SUPPLEMENTARY
1442 | 4223160921400 | TUBE FEEDING, GASTROSTOMY, SIZE: 18 X 1.2 CM, LOW PROFILE, DISPOSABLE, STERILE | GENERAL MEDICAL SUPPLIES (NURSING AND BURN UNIT) SUPPLEMENTARY
1443 | 4223170101700 | TUBE NASOGASTRIC FEEDING RYLES PVC SIZE: FR18 RADIO-OPAQUE 105-130 CM LONG GRADUATION 120 CM AT LEAST-INTERVAL EVERY 10 CM WITH SOFT END WITH FINGERTIP CLOSURE WITH STOPPER DISPOSABLE STERILE | GENERAL MEDICAL SUPPLIES (NURSING AND BURN UNIT) SUPPLEMENTARY
1444 | 4223170101800 | TUBE NASOGASTRIC FEEDING RYLES PVC SIZE: FR12 RADIO-OPAQUE 105-130 CM LONG GRADUATION 120 CM AT LEAST-INTERVAL EVERY 10 CM WITH SOFT END WITH FINGERTIP CLOSURE WITH STOPPER DISPOSABLE STERILE | GENERAL MEDICAL SUPPLIES (NURSING AND BURN UNIT) SUPPLEMENTARY
1445 | 4223170200200 | NASAL FEEDING TUBE PVC RADIO-OPAQUE 10FR X 200-240 CM STERILE DISPOSABLE | GENERAL MEDICAL SUPPLIES (NURSING AND BURN UNIT) SUPPLEMENTARY
1446 | 4223170200300 | NASAL FEEDING TUBE PVC RADIO-OPAQUE 8FR X 200-240 CM STERILE DISPOSABLE | GENERAL MEDICAL SUPPLIES (NURSING AND BURN UNIT) SUPPLEMENTARY
1447 | 4224150606200 | CAST PLASTER OF PARIS ORTHOPEDIC SIZE: 10 X 270CM INDIVIDUALLY WRAPPED | GENERAL MEDICAL SUPPLIES (NURSING AND BURN UNIT) SUPPLEMENTARY
1448 | 4224150606100 | CASTING PLASTER OF FIBERGLASS ( MADE OF PURE FIBERGLASS ) SIZE: 5 CM X 3.6-4 M PACKING: KNITTED/POLYURETHANE COMFORTABLE FOIL PACK | GENERAL MEDICAL SUPPLIES (NURSING AND BURN UNIT) SUPPLEMENTARY
1449 | 4223160921500 | TUBE FEEDING, GASTROSTOMY, SIZE: 18 X 1.5 CM, LOW PROFILE, DISPOSABLE, STERILE | GENERAL MEDICAL SUPPLIES (NURSING AND BURN UNIT) SUPPLEMENTARY
1450 | 4222230800700 | SET, FOR BLOOD ADMINISTRATION, PYROGEN FREE, SUITABLE FOR USE WITH BLOOD BAG, PACKING: EACH SET INDIVIDUALLY PACKED, DISPOSABLE, STERILE | GENERAL MEDICAL SUPPLIES (NURSING AND BURN UNIT) SUPPLEMENTARY
1451 | 4223150000400 | PUMP ENTERAL FEEDING PUMP SET WITH TUBE 500 ML IT SHOULD BE COMPATIBLE WITH HOSPITAL MACHINE | GENERAL MEDICAL SUPPLIES (NURSING AND BURN UNIT) SUPPLEMENTARY
1452 | 4222230800500 | SET, EXCHANGE TRANSFUSION, FOR NEONATAL, INDIVIDUALLY PACKAGED, SHOULD BE INCLUSIVE FOR USE BUT WILL REQUIRE AN UMBILICAL CATHETER TO BE ADDED TO TRAY, DEHB FREE, DISPOSABLE, STERILE | GENERAL MEDICAL SUPPLIES (NURSING AND BURN UNIT) SUPPLEMENTARY
1453 | 4222180302400 | DRESSING SECUREMENT, FOR SMALL NASAL GASTRIC, INDIVIDUALLY PACKAGE, DISPOSABLE, STERILE | GENERAL MEDICAL SUPPLIES (NURSING AND BURN UNIT) SUPPLEMENTARY
1454 | 4222180302500 | DRESSING SECUREMENT, FOR NEONATAL UMBILICAL CATHETER HYDROCOLLOID, INDIVIDUALLY PACKAGE, DISPOSABLE, STERILE | GENERAL MEDICAL SUPPLIES (NURSING AND BURN UNIT) SUPPLEMENTARY
1455 | 4222180302600 | DRESSING SECUREMENT, FOR PEDIATRIC FOLEY CATHETER, INDIVIDUALLY PACKAGE, DISPOSABLE, STERILE | GENERAL MEDICAL SUPPLIES (NURSING AND BURN UNIT) SUPPLEMENTARY
1456 | 4223160909900 | TUBE FEEDING, REPLACEMENT KIT, GASTROSTOMY, 14 FRENCH X 2.0 CM, DISPOSABLE, STERILE | GENERAL MEDICAL SUPPLIES (NURSING AND BURN UNIT) SUPPLEMENTARY
1457 | 4222180302800 | DRESSING SECUREMENT PRODUCT FOR EPIDURAL CATHETER SECUREMENT INDIVIDUALLY PACKAGE DISPOSABLE STERILE | GENERAL MEDICAL SUPPLIES (NURSING AND BURN UNIT) SUPPLEMENTARY
1458 | 4222180303800 | DRESSING TRANSPARENT I.V SECUREMENT TRANSPARENT DRESSINGS IMPREGNATED WITH 2-3% CHLORHEXIDINE GEL PAD FOR CENTRAL LINES HIGHLY BREATHABLE FOR MOISTURE EVAPORATION LATEX FREE BREATHABLE WATERPROOF WITH 2 PARTS (TRANSPARENT AND CLOTH LIKE) 2 SECURING STRIP DOCUMENTATION LABEL ADULT SIZE: 10 X 15 CM (+/- 1CM) DISPOSABLE STERILE MSDS SHOULD BE PROVIDED IN SOFT COPY (WOUND AND OSTOMY CARE) | GENERAL MEDICAL SUPPLIES (NURSING AND BURN UNIT) SUPPLEMENTARY
1459 | 4222180304500 | DRESSING SECUREMENT PRODUCT FOR MEDIUM UNIVERSAL SECUREMENT INDIVIDUALLY PACKAGE DISPOSABLE STERILE | GENERAL MEDICAL SUPPLIES (NURSING AND BURN UNIT) SUPPLEMENTARY
1460 | 4222230800600 | SET, FOR BLOOD ADMINISTRATION, PYROGEN FREE, COMPLETE WITH 100 ML GRADUATED CHAMBER, WITH FILTER 180-200MICRON DISPOSABLE, STERILE | GENERAL MEDICAL SUPPLIES (NURSING AND BURN UNIT) SUPPLEMENTARY
1461 | 4223160909600 | TUBE TUBE FEEDING FULLY RADIOPAQUE POLYURETHANE WITH ENFIT MALE CONNECTOR LENGTH 50-60 CM SIZE: 8 FRENCH FOR BOTH NEONATE AND PEDIATRIC COMPATIBLE WITH MRI DISPOSABLE STERILE | GENERAL MEDICAL SUPPLIES (NURSING AND BURN UNIT) SUPPLEMENTARY
1462 | 5313150600200 | TIP, FOR SUCTION, ANGLE, SWAB MOUTH CARE, FOR USE WITH ORAL PREP | GENERAL MEDICAL SUPPLIES (NURSING AND BURN UNIT) SUPPLEMENTARY
1463 | 4222220200300 | ADAPTER VIAL RECONSTITUTION ACCESS DEVICE FOR VIAL 14 - 20 MM EQUALIZING CAPACITY 50 ML COLOR CODED CAP STERILE DISPOSABLE | GENERAL MEDICAL SUPPLIES (NURSING AND BURN UNIT) SUPPLEMENTARY
1464 | 4222220200500 | ADAPTER VIAL RECONSTITUTION ACCESS DEVICE FOR VIALS 14 - 20 MM EQUALIZING CAPACITY 20 ML COLOR CODED CAP STERILE DISPOSABLE | GENERAL MEDICAL SUPPLIES (NURSING AND BURN UNIT) SUPPLEMENTARY
1465 | 4222220200600 | ADAPTER VIAL RECONSTITUTION ACCESS DEVICE FOR VIAL UP TO 13 MM EQUALIZING CAPACITY 20 ML COLOR CODED CAP STERILE DISPOSABLE | GENERAL MEDICAL SUPPLIES (NURSING AND BURN UNIT) SUPPLEMENTARY
1466 | 4223160909000 | TUBE, INLET, VENTED, MICRO VOLUME, TPN, STERILE | GENERAL MEDICAL SUPPLIES (NURSING AND BURN UNIT) SUPPLEMENTARY
1467 | 4222230100000 | SET, FOR BLOOD TRANSFUSION, MUST HAVE VENTED SPIKE FOR GLASS BOTTLES, SHARP PIERCING SPIKE: EASY PENETRATION, EMPTIES LEAVING NO RESIDUE, BACT ERIA TIGHT VENTING, DRIP CHAMBER, LATEX-FREE AND EO STERILIZED, FILTER AREA 10 CM | GENERAL MEDICAL SUPPLIES (NURSING AND BURN UNIT) SUPPLEMENTARY
1468 | 4223160908900 | TUBE, INLET, VENTED, HIGH VOLUME TUBE, FOR CONNECTION FROM NON-VENTED BOTTLE TO SELECTOR VALVE | GENERAL MEDICAL SUPPLIES (NURSING AND BURN UNIT) SUPPLEMENTARY
1469 | 4223160921900 | TUBE FEEDING, GASTROSTOMY, SIZE: 20 X 1 CM, LOW PROFILE, DISPOSABLE, STERILE | GENERAL MEDICAL SUPPLIES (NURSING AND BURN UNIT) SUPPLEMENTARY
1470 | 4223160921800 | TUBE FEEDING, GASTROSTOMY, SIZE: 20 X 1.5 CM, LOW PROFILE, DISPOSABLE, STERILE | GENERAL MEDICAL SUPPLIES (NURSING AND BURN UNIT) SUPPLEMENTARY
1471 | 4223160921700 | TUBE FEEDING, GASTROSTOMY, SIZE: 18 X 1 CM, LOW PROFILE, DISPOSABLE, STERILE | GENERAL MEDICAL SUPPLIES (NURSING AND BURN UNIT) SUPPLEMENTARY
1472 | 4223160909400 | TUBE FEEDING REPLACEMENT KIT GASTROSTOMY 14 FRENCH X 1.5 CM DISPOSABLE STERILE | GENERAL MEDICAL SUPPLIES (NURSING AND BURN UNIT) SUPPLEMENTARY
1473 | 4223160910700 | TUBING CONNECTING NON - CONDUCTIVE 7-7.5 MM X 3.5-4 M NON - COLLAPSIBLE STERILE | GENERAL MEDICAL SUPPLIES (NURSING AND BURN UNIT) SUPPLEMENTARY
1474 | 4227160010900 | CATHETER CENTRAL VENOUS COMPLETE SET RADIOPAQUE CONTAINS: - DOUBLE LUMEN PUR CATHETER. - GUIDE WIRE (UNKINKABLE) - NON LUER LOCK SYRINGE 5 ML - INTRODUCER NEEDLE SHORT BEVEL. - INTRODUCER CANNULA. - DILATOR. - SECONDARY FIXATION DEVICE. -SLIDING CLAMPS SIZE: 5.5 FR LENGTH 13 CM PEEL PACK DISPOSABLE STERILE | ANESTHSIA AND RESPIRATORY SUPPLEMENTARY
1475 | 4217180101600 | MASK LARYNGEAL SIZE 2.5 AIRWAY LATEX FREE DISPOSABLE STERILE | ANESTHSIA AND RESPIRATORY SUPPLEMENTARY
1476 | 4227160010400 | CATHETER CENTRAL VENOUS COMPLETE SET RADIOPAQUE CONTAINS: - TRIPLE LUMEN PUR CATHETER. - GUIDE WIRE (UNKINKABLE) - NON LUER LOCK SY RANGE 5 ML - INTRODUCER NEEDLE SHORT BEVEL. - INTRODUCER CANNULA. - DILATOR. - SECONDARY FIXATION DEVICE. -SLIDING CLAMPS SIZE: 7 FR LENGTH 30 CM PEEL PACK DISPOSABLE STERILE | ANESTHSIA AND RESPIRATORY SUPPLEMENTARY
1477 | 4227250059000 | INTUBATION VIDEO LARYNGEAL BLADE, WITH INTEGRATED CAMERA AND LIGHT, 90 DEGREE ANGLED, SIZE 4.0, DISPOSABLE, COMPATIBLE WITH UE SCOPE SYSTEM OR EQUIVALENT | ANESTHSIA AND RESPIRATORY SUPPLEMENTARY
1478 | 4214254100300 | SPINAL NEEDLE QUINCKE TYPE POINT, DISPOSABLE, STERILE, 25G X 3.0 INCH | ANESTHSIA AND RESPIRATORY SUPPLEMENTARY
1479 | 4227250017400 | PRESSURE MONITORING KIT DOUBLE FOR TRANSDUCER WITH MICRO DRIP CHAMBER FLUSH DEVICE EXTENSION FOR PRESSURE TUBING NOT LESS THAN (110 CM) AND 3 WAY STOPCOCK NON COMPLIANT RED AND BLUE COLOR (SHOULD BE COMPATIBLE WITH ABBOTT OR EQUIVALENT) | ANESTHSIA AND RESPIRATORY SUPPLEMENTARY
1480 | 4227150500700 | VENTILATOR CIRCUIT DOUBLE LUMEN HEATED BOTH SIDES LENGTH NOT LESS THAN 150 CM WITH APPROXIMATELY 50CM EXTENSION TUBE WITH SAMPLING PORT AND CONNECTOR CAP ADULT SIZE DISPOSABLE (COMPATIBLE WITH HOSPITAL STANDARD HUMIDIFIER) ONE (1) ITEM/PC = ONE (1) SET | ANESTHSIA AND RESPIRATORY SUPPLEMENTARY
1481 | 4227150500800 | VENTILATOR CIRCUIT DOUBLE LUMEN HEATED BOTH SIDES LENGTH NOT LESS THAN 150 CM WITH APPROXIMATELY 50 CM EXTENSION TUBE WITH SAMPLING PORT AND CONNECTOR CAP PEDIATRIC SIZE DISPOSABLE WITHOUT HUMIDIFIER ONE (1) ITEM/PC = ONE (1) SET | ANESTHSIA AND RESPIRATORY SUPPLEMENTARY
1482 | 4227250003500 | EPIDURAL COMBINED SPINAL DISPOSABLE STERILE SET CONSIST OF:16G X 80-90MM CSE TUOHY NEEDLE.LOSS-OF RESISTANCE SYRINGE WELL SEALED 18-20G CLEAR AND SCALED EPIDURAL CATHETER EASILY INSERTED NON KINKABLE ATRAUMATIC. CATHETER INTRODUCER PIECE. CATHETER CONNECTOR EPIDURAL CATHETER LABEL 0.2MICRONS LUER LOCK FLAT FILTER FILTER STRAW WITH FIXATOR TO HOLD CATHETER ADHESIVE CSE SPINAL NEEDLE 25-27G X NOT LESS THAN 90MM SPINAL NEEDLE PENCIL POINT | ANESTHSIA AND RESPIRATORY SUPPLEMENTARY
1483 | 4227250004200 | PEDIATRIC EPIDURAL CATHETERIZATION SET, 19G-20G TUOHY NEEDLE, LENGTH 45- 50MM, PLASTIC LOSS OF RESISTANCE 10ML LUER-SLIP WELL SEALED NON LUER LOCK.20G UP TO 24GCLEAR SCALED EPIDURAL CATHETER EASILY INSERTED NON KINKABLE ATRAUMATIC CATHETER INTRODUCER PIECE CATHETER CONNECTOR EPIDURAL CATHETER LABEL 0.2M LUER LOCK FLAT FILTER (5 M X 4 STRAW FILTER) DISPOSABLE STERILE ONE (1) SET = ONE (1) SET | ANESTHSIA AND RESPIRATORY SUPPLEMENTARY
1484 | 4227160020400 | KEY OXYGEN CYLINDER SIZE E HARD PLASTIC | ANESTHSIA AND RESPIRATORY SUPPLEMENTARY
1485 | 4227150502600 | NEONATAL BREATHING CIRCUIT SET UNHEATED DOUBLE LUMEN WITH FLOW SENSOR AND EXPIRATORY VALVE (SHOULD BE COMPATIBLE WITH EACH HOSPITAL STANDARD MACHINE) | ANESTHSIA AND RESPIRATORY SUPPLEMENTARY
1486 | 4227250007900 | TRANSCUTANEOUS CO2 MONITORING MEMBRANING KIT, COMPATIBLE WITH RADIOMETER TCM OR EQUIVALENT, ONE (1) ITEM/PC = ONE (1) KIT | ANESTHSIA AND RESPIRATORY SUPPLEMENTARY
1487 | 4227250008000 | TRANSCUTANEOUS CO2 CALIBRATION GAS COMPATIBLE WITH RADIOMETER OR EQUIVALENT | ANESTHSIA AND RESPIRATORY SUPPLEMENTARY
1488 | 4227160017600 | VENTILATOR CIRCUIT SINGLE LIMB HEATED SIZE ADULT 22MM (ID) NOT LESS THAN 150CM SET WITH EXHALATION PORT AND PRESSURE LINE DISPOSABLE ONE (1) EACH = ONE (1) SET | ANESTHSIA AND RESPIRATORY SUPPLEMENTARY
1489 | 4219171400200 | CYLINDER KEY SIZE SMALL MADE OF METAL FOR DURABILITY WITH CHAIN FOR OPENING D/E SIZE OXYGEN CYLINDER | ANESTHSIA AND RESPIRATORY SUPPLEMENTARY
1490 | 4227250014200 | BRONCHIAL TUBE DOUBLE LUMEN SZ 24 – LEFT SIDED, SET, MADE OF THERMOSENSITIVE PVC, SILICONISED, ATRAUMATIC, ROUNDED TIP AND SMOOTH CU FF, COLORED CODED CUFF, X-RAY MARKS FOR OPTIMUM POSITION, X-RAY LINE ALONG THE TUBE, STYLET, SUCTION CATHETERS, CONNECTORS SET WITH CLAMPS, LATEX FREE, DOP FREE, STERILE, SINGLE USE | ANESTHSIA AND RESPIRATORY SUPPLEMENTARY
1491 | 4217180101400 | MASK LARYNGEAL SIZE 1.5 AIRWAY LATEX FREE DISPOSABLE STERILE | ANESTHSIA AND RESPIRATORY SUPPLEMENTARY
1492 | 4227250014300 | BRONCHIAL TUBE DOUBLE LUMEN SZ 26 – LEFT SIDED SET MADE OF THERMOSENSITIVE PVC SILICONISED ATRAUMATIC ROUNDED TIP AND SMOOTH C = UFF COLORED CODED CUFF X-RAY MARKS FOR OPTIMUM POSITION X-RAY LINE ALONG THE TUBE STYLET SUCTION CATHETERS CONNECTORS SET WITH CLAMPS LATEX FREE DOP FREE STERILE SINGLE USE | ANESTHSIA AND RESPIRATORY SUPPLEMENTARY
1493 | 4227250066200 | PRP TUBE, CONTAIN A SODIUM CITRATE ANTICOAGULANT SOLUTION AND A SEPARATING GEL TO SEPARATE PLASMA AND PLATELETS FROM THE BLOOD CELLS, 10ML BLOOD SAMPLE VOL PER TUBE, 5-6 ML PRP VOL PER TUBE, MORE THAN 80% PLATELET RECOVERY, MORE THAN 99% RED BLOOD CELL DEPLETION, PLATELET CONCENTRATION FACTOR MORE THAN 1.6 TIMES | ANESTHSIA AND RESPIRATORY SUPPLEMENTARY
1494 | 4227250063600 | INTRATHECAL CATHETER PASSER FOR INTRATHECAL DRUG DELIVERY SYSTEM, STERILE, COMPATIBLE WITH SYNCHROMED- 11 OR EQUIVALENT | ANESTHSIA AND RESPIRATORY SUPPLEMENTARY
1495 | 4227250063500 | INTRATHECAL CATHETER FOR INTRATHECAL DRUG DELIVERY SYSTEM, STERILE, COMPATIBLE WITH SYNCHROMED- 11 OR EQUIVALENT | ANESTHSIA AND RESPIRATORY SUPPLEMENTARY
1496 | 4227250063400 | INTRATHECAL DRUG DELIVERY INFUSION KIT PUMP, STERILE, COMPATIBLE WITH SYNCHROMED- 11 PROGRAMMABLE SYSTEM OR EQUIVALENT, 40 ML | ANESTHSIA AND RESPIRATORY SUPPLEMENTARY
1497 | 4227250063300 | INTRATHECAL DRUG DELIVERY REFILL KIT COMPATIBLE WITH SYNCHROMED- 11 PUMP OR EQUIVALENT | ANESTHSIA AND RESPIRATORY SUPPLEMENTARY
1498 | 4214254100400 | SPINAL NEEDLE QUINCKE TYPE POINT, DISPOSABLE, STERILE, 19G X 3.0 INCH | ANESTHSIA AND RESPIRATORY SUPPLEMENTARY
1499 | 4227250016700 | SENSOR PULSE OXIMETER ADULT, REUSABLE, CLIP, COMPATIBLE WITH OXIMAX NILLCOR SYSTEM OR EQUIVALENT | ANESTHSIA AND RESPIRATORY SUPPLEMENTARY
1500 | 4227160014500 | BLANKET AIR WARMING LITHOTOMY UNDER BODY LENGTH 85-95CM WIDTH 180-190CM, COMPATIBLE WITH BEAR HUGGER MACHINE | ANESTHSIA AND RESPIRATORY SUPPLEMENTARY
1501 | 4227160012500 | LEADER CATHETER INTRAVASCULAR SUBCLAVIAN 18-19G X 18 CM SINGLE LUMEN | ANESTHSIA AND RESPIRATORY SUPPLEMENTARY
1502 | 4227250017300 | PRESSURE MONITORING KIT SINGLE FOR TRANSDUCER WITH MICRO DRIP CHAMBER FLUSH DEVICE EXTENSION FOR PRESSURE TUBING NOT LESS THAN (110 CM) AND 3 WAY STOPCOCK NON COMPLIANT RED COLOR (SHOULD BE COMPATIBLE WITH BD OR EQUIVALENT) | ANESTHSIA AND RESPIRATORY SUPPLEMENTARY
1503 | 4227250058900 | INTUBATION VIDEO LARYNGEAL BLADE, WITH INTEGRATED CAMERA AND LIGHT, 90 DEGREE ANGLED, SIZE 3.0, DISPOSABLE, COMPATIBLE WITH UE SCOPE SYSTEM OR EQUIVALENT | ANESTHSIA AND RESPIRATORY SUPPLEMENTARY
1504 | 4227251800000 | CANISTER MULTI ABSORBER DISPOSABLE, COMPATIBLE WITH ADU MACHINE OR EQUIVALENT | ANESTHSIA AND RESPIRATORY SUPPLEMENTARY
1505 | 4227250058800 | INTUBATION VIDEO LARYNGEAL BLADE, WITH INTEGRATED CAMERA AND LIGHT, 90 DEGREE ANGLED, SIZE 2.0, DISPOSABLE, COMPATIBLE WITH UE SCOPE SYSTEM OR EQUIVALENT | ANESTHSIA AND RESPIRATORY SUPPLEMENTARY
1506 | 4227250052200 | INTUBATION VIDEO LARYNGEAL BLADE, WITH INTEGRATED CAMERA AND LIGHT, MILLER, SIZE 0, DISPOSABLE, COMPATIBLE WITH UE SYSTEM OR EQUIVALENT | ANESTHSIA AND RESPIRATORY SUPPLEMENTARY
1507 | 4217180102000 | MASK LARYNGEAL SIZE 1 AIRWAY LATEX FREE DISPOSABLE STERILE | ANESTHSIA AND RESPIRATORY SUPPLEMENTARY
1508 | 4227151514200 | FIXATION RING FOR TRANSCUTANEOUS CO2 MONITORING SENSOR SIZE 20MM COMPATIBLE WITH RADIOMETER OR EQUIVALENT | ANESTHSIA AND RESPIRATORY SUPPLEMENTARY
1509 | 4229630502800 | BRONCHOSCOPE FLEXIBLE LARGE 5.8, WORKING CHANNEL 3.0 MM, STERILE DISPOSABLE, COMPATIBLE WITH PENTAX MONITOR OR EQUIVALENT | ANESTHSIA AND RESPIRATORY SUPPLEMENTARY
1510 | 4227151514400 | MEASUREMENT SENSOR FOR TRANSCUTANEOUS PCO2 AND PO2 FOR NEONATAL, PEDIATRIC AND ADULT PATIENTS COMPATIBLE WITH RADIOMETER OR EQUIVALENT | ANESTHSIA AND RESPIRATORY SUPPLEMENTARY
1511 | 4227151514500 | TRANSCUTANEOUS CO2 MONITORING SENSOR ATTACHMENT, DISPOSABLE, COMPATIBLE WITH RADIOMETER TCM MONITOR OR EQUIVALENT | ANESTHSIA AND RESPIRATORY SUPPLEMENTARY
1512 | 4227151515300 | VENTILATOR CIRCUIT SIZE ADULT 22 MM (ID) DUAL LIMB NON-HEATED 1.6 -1.8 M LONG WITH 0.8 M CORRUGATED TUBE EXTENSION WYE PIECE WITH LUER-LOCK PORT WITH 2 LITER BAG NON-EXPANDABLE DISPOSABLE. | ANESTHSIA AND RESPIRATORY SUPPLEMENTARY
1513 | 4227250037900 | PEDIATRIC ORAL SUCTION TIP (YANKAUER) VENTED ATRAUMATIC ROUND EDGE 14-18 CM STERILE. DISPOSABLE | ANESTHSIA AND RESPIRATORY SUPPLEMENTARY
1514 | 4218160505500 | CUFF, NIBP DURA, ADULT, LONG 2 TUBE MATED SUBMIN COMPATIBLE WITH GE MACHINE OR EQUIVALENT, REUSABLE | ANESTHSIA AND RESPIRATORY SUPPLEMENTARY
1515 | 4227151515400 | VENTILATOR CIRCUIT SIZE PEDIATRIC 15 MM (ID) DUAL LIMB NON-HEATED 1.6 -1.8 M LONG WITH 0.8 M CORRUGATED TUBE EXTENSION WYE PIECE WITH LUER-LOCK PORT WITH 1 LITER BAG NON-EXPANDABLE DISPOSABLE | ANESTHSIA AND RESPIRATORY SUPPLEMENTARY
1516 | 4227250038800 | SPINAL NEEDLE SPROTTE TIP, 25G X 150MM, STAINLESS STEEL NEEDLE, WITH MAGNIFYING EFFECT, ATRAUMATIC TIP, COLOR CODED WITH SIZE INDICATION ON NEEDLE HUB, OVAL SHAPE FOR THE HOLE BURR-FREE ROUNDED ATRAUMATIC EDGES, WITH INTRODUCER 40MM WITH FUNNEL SHAPED HUB | ANESTHSIA AND RESPIRATORY SUPPLEMENTARY
1517 | 4227250039600 | SPINAL NEEDLE QUINCKE TYPE POINT DISPOSABLE STERILE 27G X 6 INCH | ANESTHSIA AND RESPIRATORY SUPPLEMENTARY
1518 | 4227250039700 | SPINAL NEEDLE QUINCKE TYPE POINT DISPOSABLE STERILE 20G X 1.5 INCH | ANESTHSIA AND RESPIRATORY SUPPLEMENTARY
1519 | 4227250039900 | SPINAL NEEDLE QUINCKE TYPE POINT DISPOSABLE STERILE 21G X 1.5 INCH | ANESTHSIA AND RESPIRATORY SUPPLEMENTARY
1520 | 4227250040100 | SPINAL NEEDLE QUINCKE TYPE POINT DISPOSABLE STERILE 21GX 3.5 INCH | ANESTHSIA AND RESPIRATORY SUPPLEMENTARY
1521 | 4227250040200 | SPINAL NEEDLE QUINCKE TYPE POINT DISPOSABLE STERILE 22G X 1.5 INCH | ANESTHSIA AND RESPIRATORY SUPPLEMENTARY
1522 | 4227250040600 | SPINAL NEEDLE QUINCKE TYPE POINT DISPOSABLE STERILE 22G X 6 INCH | ANESTHSIA AND RESPIRATORY SUPPLEMENTARY
1523 | 4227250040700 | SPINAL NEEDLE QUINCKE TYPE POINT DISPOSABLE STERILE 23G X 6 INCH | ANESTHSIA AND RESPIRATORY SUPPLEMENTARY
1524 | 4227250040800 | SPINAL NEEDLE QUINCKE TYPE POINT DISPOSABLE STERILE 23G X 1.5 INCH | ANESTHSIA AND RESPIRATORY SUPPLEMENTARY
1525 | 4227250040900 | SPINAL NEEDLE QUINCKE TYPE POINT DISPOSABLE STERILE 23G X 2.5 INCH | ANESTHSIA AND RESPIRATORY SUPPLEMENTARY
1526 | 4227250041000 | SPINAL NEEDLE QUINCKE TYPE POINT DISPOSABLE STERILE 24G X 1.5 INCH | ANESTHSIA AND RESPIRATORY SUPPLEMENTARY
1527 | 4227250041100 | SPINAL NEEDLE QUINCKE TYPE POINT DISPOSABLE STERILE 24G X 2.5 INCH | ANESTHSIA AND RESPIRATORY SUPPLEMENTARY
1528 | 4227250041200 | SPINAL NEEDLE QUINCKE TYPE POINT DISPOSABLE STERILE 24G X 3.5 INCH | ANESTHSIA AND RESPIRATORY SUPPLEMENTARY
1529 | 4227250041300 | SPINAL NEEDLE QUINCKE TYPE POINT DISPOSABLE STERILE 24G X 6 INCH | ANESTHSIA AND RESPIRATORY SUPPLEMENTARY
1530 | 4227250041400 | SPINAL NEEDLE QUINCKE TYPE POINT DISPOSABLE STERILE 29G X 3.5 INCH | ANESTHSIA AND RESPIRATORY SUPPLEMENTARY
1531 | 4227250041500 | SPINAL NEEDLE QUINCKE TYPE POINT DISPOSABLE STERILE 25G X 1.5 INCH | ANESTHSIA AND RESPIRATORY SUPPLEMENTARY
1532 | 4227250041700 | SPINAL NEEDLE QUINCKE TYPE POINT DISPOSABLE STERILE 25G X 3.5 INCH | ANESTHSIA AND RESPIRATORY SUPPLEMENTARY
1533 | 4227250041900 | SPINAL NEEDLE QUINCKE TYPE POINT DISPOSABLE STERILE 26G X 1.5 INCH | ANESTHSIA AND RESPIRATORY SUPPLEMENTARY
1534 | 4227250042000 | SPINAL NEEDLE QUINCKE TYPE POINT DISPOSABLE STERILE 26G X 2.5 INCH | ANESTHSIA AND RESPIRATORY SUPPLEMENTARY
1535 | 4229630502900 | BRONCHOSCOPE, FLEXIBLE, 3MM, WORKING LENGTH NOT LESS THAN 300MM, STERILE, DISPOSABLE, COMPATIBLE WITH AMBU MONITOR OR EQUIVALENT | ANESTHSIA AND RESPIRATORY SUPPLEMENTARY
1536 | 4227250042100 | SPINAL NEEDLE QUINCKE TYPE POINT DISPOSABLE STERILE 26G X 3.5 INCH | ANESTHSIA AND RESPIRATORY SUPPLEMENTARY
1537 | 4229630503000 | BRONCHOSCOPE, FLEXIBLE, SLIM 3.9, WORKING CHANNEL 1.2MM, STERILE, DISPOSABLE, COMPATIBLE WITH PENTAX MONITOR OR EQUIVALENT | ANESTHSIA AND RESPIRATORY SUPPLEMENTARY
1538 | 4218160505900 | CUFF NIBP DURA INFANT 2 TUBE SLIP LUER CONNECTOR COMPATIBLE WITH GE MACHINE OR EQUIVALENT, REUSABLE | ANESTHSIA AND RESPIRATORY SUPPLEMENTARY
1539 | 4227151501200 | VENTILATOR CIRCUIT SET SINGLE LUMEN NON-HEATED WITH EXPIRATORY VALVE SIZE ADULT PRESSURE LINE LENGTH AT LEAST 2.70 M FOR MRI USE COMPATIBLE WITH IC2A VENTILATOR OR EQUIVALENT | ANESTHSIA AND RESPIRATORY SUPPLEMENTARY
1540 | 4227250028700 | EPIDURAL COMBINED SPINAL DISPOSABLE, STERILE SET CONSIST OF:18G X 8-10 CM CSE TUOHY NEEDLE, LOSS-OF RESISTANCE SYRINGE, WELL SEALED, NON LUER LOCK 20G CLEAR AND SCALED EPIDURAL CATHETER, EASILY INSERTED, NON KINKABLE, ATRAUMATIC CATHETER INTRODUCER PIECE, CATHETER CONNECTOR, EPIDURAL CATHETER LABEL 0.2M LUER LOCK FLAT FILTER (5 M X 4 STRAW FILTER) DRAPE EYE SHIELD ADHESIVE, FENESTRATED DRAPE, CSE SPINAL NEEDLE 27G X 90MM-140MM, PENCIL POINT WITH INTERLOCK CONNECTION TO TUOHY NEEDLE | ANESTHSIA AND RESPIRATORY SUPPLEMENTARY
1541 | 4227151502200 | END-TIDAL CARBON DIOXIDE CAPNOMETER ADAPTER FOR EMERGENCY CO2 MEASUREMENT, DISPOSABLE, NON STERILE FOR INFANT, COMPATIBLE WITH EMMA DEVICE OR EQUIVALENT | ANESTHSIA AND RESPIRATORY SUPPLEMENTARY
1542 | 4227151502600 | ADULT NITRIC OXIDE DELIVERY AND SAMPLING COMPLETED KIT, SHOULD BE COMPATIBLE WITH EKU FOR VENTILATOR OR EQUIVALENT | ANESTHSIA AND RESPIRATORY SUPPLEMENTARY
1543 | 4227151502800 | PEDIATRIC NITRIC OXIDE DELIVERY AND SAMPLING COMPLETED KIT, SHOULD BE COMPATIBLE WITH EKU FOR VENTILATOR OR EQUIVALENT | ANESTHSIA AND RESPIRATORY SUPPLEMENTARY
1544 | 4227250029400 | WARMING COOLING UNDER BODY MATT FOR ADULT DISPOSABLE COMPATIBLE WITH ROLL SYSTEM OR EQUIVALENT | ANESTHSIA AND RESPIRATORY SUPPLEMENTARY
1545 | 4227250029600 | WARMING COOLING UNDER BODY MATT FOR INFANT DISPOSABLE COMPATIBLE WITH ROLL SYSTEM OR EQUIVALENT | ANESTHSIA AND RESPIRATORY SUPPLEMENTARY
1546 | 4214440600500 | CLOSE SUCTION SYSTEM, 24 HRS, WITH ELBOW CONNECTOR, DISPOSABLE, 10FR, GRADUATED, WITHOUT MDI PORT, LENGTH 35-45CM, STERILE | ANESTHSIA AND RESPIRATORY SUPPLEMENTARY
1547 | 4214440600100 | CLOSE SUCTION SYSTEM, 24 HRS, WITH ELBOW CONNECTOR, DISPOSABLE, 8FR, GRADUATED, WITHOUT MDI PORT, LENGTH 30-40CM, STERILE | ANESTHSIA AND RESPIRATORY SUPPLEMENTARY
1548 | 4214440300300 | SUCTION CATHETER, MADE OF POLYMER MATERIAL, SIZE 10 FR. STERILE, DISPOSABLE | ANESTHSIA AND RESPIRATORY SUPPLEMENTARY
1549 | 4214440300200 | SUCTION CATHETER, MADE OF POLYMER MATERIAL, SIZE 12 FR. STERILE, DISPOSABLE | ANESTHSIA AND RESPIRATORY SUPPLEMENTARY
1550 | 4214440300100 | SUCTION CATHETER, MADE OF POLYMER MATERIAL, SIZE 14 FR. STERILE, DISPOSABLE | ANESTHSIA AND RESPIRATORY SUPPLEMENTARY
1551 | 4227151505300 | ADAPTER SET, FOR INTUBATED PATIENT FOR CONTINUOUS ETCO2 MEASUREMENT IN HIGH HUMIDITY SITUATION, SIZE NEONATAL/INFANT, SINGLE PATIENT USE, COMPATIBLE WITH EACH HOSPITAL STANDARDS | ANESTHSIA AND RESPIRATORY SUPPLEMENTARY
1552 | 4227151505400 | NASAL/ORAL CO2 CANNULA WITH O2 CONNECTION SET USED IN HIGH HUMIDITY SETTING SIZE ADULT FOR CONTINUOUS MEASUREMENT SINGLE PATIENT USE COMPATIBLE WITH HOSPITAL STANDARDS | ANESTHSIA AND RESPIRATORY SUPPLEMENTARY
1553 | 4227151505600 | NASAL/ORAL CO2 CANNULA WITH O2 CONNECTION SET USED IN HIGH HUMIDITY SETTING SIZE PEDIATRIC FOR CONTINUOUS MEASUREMENT SINGLE PATIENT USE COMPATIBLE WITH EACH HOSPITAL STANDARDS | ANESTHSIA AND RESPIRATORY SUPPLEMENTARY
1554 | 4227151505700 | NASAL/ORAL CO2 CANNULA WITHOUT O2 CONNECTION SET USED IN HIGH HUMIDITY SETTING SIZE PEDIATRIC FOR CONTINUOUS MEASUREMENT SINGLE PATIENT USE COMPATIBLE WITH EACH HOSPITAL STANDARDS | ANESTHSIA AND RESPIRATORY SUPPLEMENTARY
1555 | 4227151505900 | NASAL CO2 CANNULA SET USED IN HIGH HUMIDITY SETTING SIZE ADULT/PEDIATRIC FOR CONTINUOUS MEASUREMENT SINGLE PATIENT USE COMPATIBLE WITH MASIMO OR EQUIVALENT | ANESTHSIA AND RESPIRATORY SUPPLEMENTARY
1556 | 4227151506100 | NASAL CO2 CANNULA SET USED IN HIGH HUMIDITY SETTING SIZE INFANT/NEONATE FOR CONTINUOUS CO2 MEASUREMENT SINGLE PATIENT USE COMPATIBLE WITH MASIMO OR EQUIVALENT | ANESTHSIA AND RESPIRATORY SUPPLEMENTARY
1557 | 4227151506800 | HIGH FLOW NASAL CANNULA, SIZES (XS) WITH CONNECTING ADAPTER, COMPATIBLE WITH INSPIRED MACHINE OR EQUIVALENT | ANESTHSIA AND RESPIRATORY SUPPLEMENTARY
1558 | 4227250033200 | PROBE TEMPERATURE ORAL/NASAL, 18 FR (EACH CENTER SHOULD BE COMPATIBLE WITH THEIR MACHINE) | ANESTHSIA AND RESPIRATORY SUPPLEMENTARY
1559 | 4227250034600 | CATHETER ARTERIAL SIZE, 18G X 16 CM, SELDINGER TECHNIQUE, GUIDEWIRE, INTRODUCER NEEDLE, STERILE | ANESTHSIA AND RESPIRATORY SUPPLEMENTARY
1560 | 4014220100200 | OXYGEN CYLINDER REGULATOR, SCREW STANDARD, WITH PRESSURE GAUGE AND DIAL OR CLICK STYLE FLOWMETER 1-15 LPM WITH QUICK CONNECT BRITISH STANDARD | ANESTHSIA AND RESPIRATORY SUPPLEMENTARY
1561 | 4227151511600 | CLOSE SUCTION SYSTEM MINIMUM 72 HRS STERILE DISPOSABLE 8 FR GRADUATED COLOR CODED TRANSPARENT ELASTIC SHEATH LENGTH 25-35 CM ELBOW CONNECTION FOR TRACHEOSTOMY. | ANESTHSIA AND RESPIRATORY SUPPLEMENTARY
1562 | 4227151511700 | CLOSE SUCTION SYSTEM MINIMUM 72 HRS STERILE DISPOSABLE 5 FR GRADUATED COLOR CODED TRANSPARENT ELASTIC SHEATH WITH ETT WYE ADAPTER 2.0 2.5 AND 3.0. | ANESTHSIA AND RESPIRATORY SUPPLEMENTARY
1563 | 4227151511800 | CLOSE SUCTION SYSTEM MINIMUM 72 HRS STERILE DISPOSABLE 6 FR GRADUATED COLOR CODED TRANSPARENT ELASTIC SHEATH WITH ETT WYE ADAPTER 2.5 AND 3.0 3.5. | ANESTHSIA AND RESPIRATORY SUPPLEMENTARY
1564 | 4227151511900 | CLOSE SUCTION SYSTEM MINIMUM 72 HRS STERILE DISPOSABLE 8 FR GRADUATED COLOR CODED TRANSPARENT ELASTIC SHEATH WITH ETT WYE ADAPTER 2.5 AND 3.0 3.5. | ANESTHSIA AND RESPIRATORY SUPPLEMENTARY
1565 | 4218180400000 | PROBE CLIP REUSABLE FOR SLEEP STUDY MACHINE COMPATIBLE WITH MASIMO LNCS DCI FOR ALICE 6 OR EQUIVALENT | ANESTHSIA AND RESPIRATORY SUPPLEMENTARY
1566 | 4218190800200 | PRESSURE MONITORING KIT, TRIPLE, FOR TRANSDUCER WITH MICRO DRIP CHAMBER, FLUSH DEVICE, EXTENSION FOR PRESSURE TUBING NOT LESS THAN (110 CM) AND 3 WAY STOPCOCK, NON COMPLIANT, COLOR CODED (SHOULD BE COMPATIBLE WITH BD OR EQUIVALENT) | ANESTHSIA AND RESPIRATORY SUPPLEMENTARY
1567 | 4227250058700 | INTUBATION VIDEO LARYNGEAL BLADE, WITH INTEGRATED CAMERA AND LIGHT, 90 DEGREE ANGLED, SIZE 1.0, DISPOSABLE, COMPATIBLE WITH UE SCOPE SYSTEM OR EQUIVALENT | ANESTHSIA AND RESPIRATORY SUPPLEMENTARY
1568 | 4227250042200 | SPINAL NEEDLE QUINCKE TYPE POINT DISPOSABLE STERILE 27G X 1.5 INCH | ANESTHSIA AND RESPIRATORY SUPPLEMENTARY
1569 | 4227250044000 | SPINAL NEEDLE WHITACRE PENCIL POINT WITH INTRODUCER 22G X 6 INCH | ANESTHSIA AND RESPIRATORY SUPPLEMENTARY
1570 | 4227250051900 | SPO2 SENSOR CABLE PEDIATRIC MRI COMPATIBLE NOT LESS THAN 3M LONG SHOULD BE COMPATIBLE WITH DRAGER MACHINE OR EQUIVALENT | ANESTHSIA AND RESPIRATORY SUPPLEMENTARY
1571 | 4227250001400 | OXYGEN (O2) SENSOR, COMPATIBLE WITH GE DATEX OHMEDA OR EQUIVALENT | ANESTHSIA AND RESPIRATORY SUPPLEMENTARY
1572 | 4227160005700 | OXYGEN TUBING CONNECTING MADE OF PVC SIZE 3-5MM (ID) ROLL LENGTH 30 M WITH BUBBLE EVERY APPROXIMATELY 90 CM INCREMENT. | ANESTHSIA AND RESPIRATORY SUPPLEMENTARY
1573 | 4227250055000 | BRONCHO CPAP VALVE SET, WITH TUBING, BREATHING BAG 2.0 L, WITH ADJUSTMENT PRESSURE VALVE FROM 1-10CM H20, RIGHT ANGLED SWIVEL CONNEC TOR, OXGEN LINE, DISPOSABLE, LATEX FREE, STERILE | ANESTHSIA AND RESPIRATORY SUPPLEMENTARY
1574 | 4227250055400 | TRACHEOSTOMY DOUBLE LUMEN TUBE, SIZE 35 LENGTH 60 MM, LEFT SIDE, TO HIGH VOLUME LOW PRESSURE CUFF, X-RAY LINE, STYLET ADJUSTABLE FLANGE, MARKED, PILOT BALLOON, CONNECTORS SET WITH AND WITHOUT CLAMP, CONTROL VALVES SUCTION CATH, LATEX FREE, STERILE | ANESTHSIA AND RESPIRATORY SUPPLEMENTARY
1575 | 4227250055500 | TRACHEOSTOMY DOUBLE LUMEN TUBE, SIZE 35 LENGTH 70 MM, LEFT SIDE, TO HIGH VOLUME LOW PRESSURE CUFF, X-RAY LINE, STYLET ADJUSTABLE FLANGE, MARKED, PILOT BALLOON, CONNECTORS SET WITH AND WITHOUT CLAMP, CONTROL VALVES SUCTION CATH, LATEX FREE, STERILE | ANESTHSIA AND RESPIRATORY SUPPLEMENTARY
1576 | 4227250055600 | TRACHEOSTOMY DOUBLE LUMEN TUBE, SIZE 35 LENGTH 80 MM, LEFT SIDE, TO HIGH VOLUME LOW PRESSURE CUFF, X-RAY LINE, STYLET ADJUSTABLE FLANGE, MARKED, PILOT BALLOON, CONNECTORS SET WITH AND WITHOUT CLAMP, CONTROL VALVES SUCTION CATH, LATEX FREE, STERILE | ANESTHSIA AND RESPIRATORY SUPPLEMENTARY
1577 | 4227250055700 | TRACHEOSTOMY DOUBLE LUMEN TUBE, SIZE 37 LENGTH 70 MM, LEFT SIDE, TO HIGH VOLUME LOW PRESSURE CUFF, X-RAY LINE, STYLET ADJUSTABLE FLANGE, MARKED, PILOT BALLOON, CONNECTORS SET WITH AND WITHOUT CLAMP, CONTROL VALVES SUCTION CATH, LATEX FREE, STERILE | ANESTHSIA AND RESPIRATORY SUPPLEMENTARY
1578 | 4227250055800 | TRACHEOSTOMY DOUBLE LUMEN TUBE, SIZE 37 LENGTH 80 MM, LEFT SIDE, TO HIGH VOLUME LOW PRESSURE CUFF, X-RAY LINE, STYLET ADJUSTABLE FLANGE, MARKED, PILOT BALLOON, CONNECTORS SET WITH AND WITHOUT CLAMP, CONTROL VALVES SUCTION CATH, LATEX FREE, STERILE | ANESTHSIA AND RESPIRATORY SUPPLEMENTARY
1579 | 4227250055900 | TRACHEOSTOMY DOUBLE LUMEN TUBE, SIZE 37 LENGTH 90 MM, LEFT SIDE, TO HIGH VOLUME LOW PRESSURE CUFF, X-RAY LINE, STYLET ADJUSTABLE FLANGE, MARKED, PILOT BALLOON, CONNECTORS SET WITH AND WITHOUT CLAMP, CONTROL VALVES SUCTION CATH, LATEX FREE, STERILE | ANESTHSIA AND RESPIRATORY SUPPLEMENTARY
1580 | 4227250056000 | TRACHEOSTOMY DOUBLE LUMEN TUBE, SIZE 39 LENGTH 70 MM, LEFT SIDE, TO HIGH VOLUME LOW PRESSURE CUFF, X-RAY LINE, STYLET ADJUSTABLE FLANGE, MARKED, PILOT BALLOON, CONNECTORS SET WITH AND WITHOUT CLAMP, CONTROL VALVES SUCTION CATH, LATEX FREE, STERILE | ANESTHSIA AND RESPIRATORY SUPPLEMENTARY
1581 | 4227250056100 | TRACHEOSTOMY DOUBLE LUMEN TUBE, SIZE 39 LENGTH 80 MM, LEFT SIDE, TO HIGH VOLUME LOW PRESSURE CUFF, X-RAY LINE, STYLET ADJUSTABLE FLANGE, MARKED, PILOT BALLOON, CONNECTORS SET WITH AND WITHOUT CLAMP, CONTROL VALVES SUCTION CATH, LATEX FREE, STERILE | ANESTHSIA AND RESPIRATORY SUPPLEMENTARY
1582 | 4227250056200 | TRACHEOSTOMY DOUBLE LUMEN TUBE, SIZE 39 LENGTH 90 MM, LEFT SIDE, TO HIGH VOLUME LOW PRESSURE CUFF, X-RAY LINE, STYLET ADJUSTABLE FLANGE, MARKED, PILOT BALLOON, CONNECTORS SET WITH AND WITHOUT CLAMP, CONTROL VALVES SUCTION CATH, LATEX FREE, STERILE | ANESTHSIA AND RESPIRATORY SUPPLEMENTARY
1583 | 4227250056300 | TRACHEOSTOMY DOUBLE LUMEN TUBE, SIZE 35 LENGTH 80 MM, RIGHT SIDE, TO HIGH VOLUME LOW PRESSURE CUFF, X-RAY LINE, STYLET ADJUSTABLE FLANGE, MARKED, PILOT BALLOON, CONNECTORS SET WITH AND WITHOUT CLAMP, CONTROL VALVES SUCTION CATH, LATEX FREE, STERILE | ANESTHSIA AND RESPIRATORY SUPPLEMENTARY
1584 | 4227250056400 | TRACHEOSTOMY DOUBLE LUMEN TUBE, SIZE 37 LENGTH 90 MM, RIGHT SIDE, TO HIGH VOLUME LOW PRESSURE CUFF, X-RAY LINE, STYLET ADJUSTABLE FLANGE, MARKED, PILOT BALLOON, CONNECTORS SET WITH AND WITHOUT CLAMP, CONTROL VALVES SUCTION CATH, LATEX FREE, STERILE | ANESTHSIA AND RESPIRATORY SUPPLEMENTARY
1585 | 4227250056500 | TRACHEOSTOMY DOUBLE LUMEN TUBE, SIZE 39 LENGTH 90 MM, RIGHT SIDE, TO HIGH VOLUME LOW PRESSURE CUFF, X-RAY LINE, STYLET ADJUSTABLE FLANGE, MARKED, PILOT BALLOON, CONNECTORS SET WITH AND WITHOUT CLAMP, CONTROL VALVES SUCTION CATH, LATEX FREE, STERILE | ANESTHSIA AND RESPIRATORY SUPPLEMENTARY
1586 | 4227250056700 | BITE BLOCK SOFT AND ROUND TO SECURE AIRWAY TUBE VELCRO SIZE ADULT | ANESTHSIA AND RESPIRATORY SUPPLEMENTARY
1587 | 4227250056800 | BITE BLOCK SOFT AND ROUND TO SECURE AIRWAY TUBE VELCRO SIZE PEDIATRIC | ANESTHSIA AND RESPIRATORY SUPPLEMENTARY
1588 | 4227250057400 | TUBE PUSHER/ STYLET TO BE USED WITH INTUBATING LMA FIT ENDOTRACHEAL TUBE (ETT) SIZE 6.5MM | ANESTHSIA AND RESPIRATORY SUPPLEMENTARY
1589 | 4227250057500 | TUBE PUSHER/ STYLET TO BE USED WITH INTUBATING LMA FIT ETT SIZE 7.0MM | ANESTHSIA AND RESPIRATORY SUPPLEMENTARY
1590 | 4227160009500 | PRESSURE MONITORING KIT SINGLE FOR TRANSDUCER WITH MICRO DRIP CHAMBER FLUSH DEVICE EXTENSION FOR PRESSURE TUBING NOT LESS THAN (110 CM) AND 3 WAY STOPCOCK NON COMPLIANT RED COLOR (SHOULD BE COMPATIBLE WITH EDWARD SYSTEM OR EQUIVALENT) | ANESTHSIA AND RESPIRATORY SUPPLEMENTARY
1591 | 4227160009600 | PRESSURE MONITORING KIT TRIPLE FOR TRANSDUCER WITH MICRO DRIP CHAMBER FLUSH DEVICE EXTENSION FOR PRESSURE TUBING NOT LESS THAN (110 CM) AND 3 WAY STOPCOCK NON COMPLIANT COLOR CODED (SHOULD BE COMPATIBLE WITH EDWARD SYSTEM OR EQUIVALENT) | ANESTHSIA AND RESPIRATORY SUPPLEMENTARY
1592 | 4227250058000 | BLANKET AIR WARMER, PEDIATRIC, UPPER FULL BODY, LENGTH 150-155CM, WIDTH 90-95CM, WELL VENTED, COMPATIBLE WITH BEAR HUGGER MACHINE | ANESTHSIA AND RESPIRATORY SUPPLEMENTARY
1593 | 4227250058200 | NERVE BLOCK NEEDLE ULTRASOUND COMPATIBLE RADIOPAQUE SHORT BEVEL FACET TIP TWO PORT ONE FOR INJECTION AND ONE FOR NERVE STIMULATOR CALIBRATED SHAFT 1 CM SIZE: 20G X 120MM | ANESTHSIA AND RESPIRATORY SUPPLEMENTARY
1594 | 4227250017900 | NERVE BLOCK NEEDLE ULTRASOUND COMPATIBLE RADIOPAQUE SHORT BEVEL FACET TIP TWO PORT ONE FOR INJECTION AND ONE FOR NERVE STIMULATOR CALIBRATED SHAFT 1 CM SIZE: (20-21G) X 100MM | ANESTHSIA AND RESPIRATORY SUPPLEMENTARY
1595 | 4227250017700 | PRESSURE MONITORING KIT TRIPLE FOR TRANSDUCER WITH MICRO DRIP CHAMBER FLUSH DEVICE EXTENSION FOR PRESSURE TUBING NOT LESS THAN (110 CM) AND 3 WAY STOPCOCK NON COMPLIANT COLOR CODED (SHOULD BE COMPATIBLE WITH ABBOTT OR EQUIVALENT) | ANESTHSIA AND RESPIRATORY SUPPLEMENTARY
1596 | 4227250017500 | PRESSURE MONITORING KIT DOUBLE FOR TRANSDUCER WITH MICRO DRIP CHAMBER FLUSH DEVICE EXTENSION FOR PRESSURE TUBING NOT LESS THAN (110 CM) AND 3 WAY STOPCOCK NON COMPLIANT RED AND BLUE COLOR (SHOULD BE COMPATIBLE WITH BD OR EQUIVALENT) | ANESTHSIA AND RESPIRATORY SUPPLEMENTARY
1597 | 4227160001500 | END-BRONCHIAL BLOCKER SET WITH SPHERICAL BALLOON HIGH VOLUME BALLOON LOW PRESSURE DISTANCE MARKING WITH ABILITY TO DO SUCTION SUCTION ADAPTER ADJUSTABLE GUIDE LOOP FOR BRONCHOSCOPE STERILE SIZE 5.0 FR 50CM | ANESTHSIA AND RESPIRATORY SUPPLEMENTARY
1598 | 4227250043900 | SPINAL NEEDLE WHITACRE PENCIL POINT WITH INTRODUCER 22G X 2.5 INCH | ANESTHSIA AND RESPIRATORY SUPPLEMENTARY
1599 | 4227160001400 | END-BRONCHIAL BLOCKER SET WITH SPHERICAL BALLOON HIGH VOLUME BALLOON LOW PRESSURE DISTANCE MARKING WITH ABILITY TO DO SUCTION SUCTION ADAPTER ADJUSTABLE GUIDE LOOP FOR BRONCHOSCOPE STERILE SIZE 5.0 FR 65 CM | ANESTHSIA AND RESPIRATORY SUPPLEMENTARY
1600 | 4227160001100 | END-BRONCHIAL BLOCKER SET WITH SPHERICAL BALLOON HIGH VOLUME BALLOON LOW PRESSURE DISTANCE MARKING WITH ABILITY TO DO SUCTION SUCTION ADAPTER ADJUSTABLE GUIDE LOOP FOR BRONCHOSCOPE STERILE SIZE 7.0 FR LENGTH 65 CM | ANESTHSIA AND RESPIRATORY SUPPLEMENTARY
1601 | 4227250044300 | SPINAL NEEDLE WHITACRE PENCIL POINT WITH INTRODUCER 23G X 2.5 INCH | ANESTHSIA AND RESPIRATORY SUPPLEMENTARY
1602 | 4227250044400 | SPINAL NEEDLE WHITACRE PENCIL POINT WITH INTRODUCER 23G X 3.5 INCH | ANESTHSIA AND RESPIRATORY SUPPLEMENTARY
1603 | 4227250044500 | SPINAL NEEDLE WHITACRE PENCIL POINT WITH INTRODUCER 24G X 1.5 INCH | ANESTHSIA AND RESPIRATORY SUPPLEMENTARY
1604 | 4227250044600 | SPINAL NEEDLE WHITACRE PENCIL POINT WITH INTRODUCER 24G X 2.5 INCH | ANESTHSIA AND RESPIRATORY SUPPLEMENTARY
1605 | 4227250044700 | SPINAL NEEDLE WHITACRE PENCIL POINT WITH INTRODUCER 24G X 3.5 INCH | ANESTHSIA AND RESPIRATORY SUPPLEMENTARY
1606 | 4227250044900 | SPINAL NEEDLE WHITACRE PENCIL POINT WITH INTRODUCER 25G X 1.5 INCH | ANESTHSIA AND RESPIRATORY SUPPLEMENTARY
1607 | 4227250045000 | SPINAL NEEDLE WHITACRE PENCIL POINT WITH INTRODUCER 25G X 2.5 INCH | ANESTHSIA AND RESPIRATORY SUPPLEMENTARY
1608 | 4227250045300 | SPINAL NEEDLE WHITACRE PENCIL POINT WITH INTRODUCER 26G X 1.5 INCH | ANESTHSIA AND RESPIRATORY SUPPLEMENTARY
1609 | 4227151518500 | SENSOR FLOW, FOR NEONATAL VENTILATOR, DISPOSABLE COMPATIBLE WITH SLE 5000 / 6000 OR EQUIVALENT | ANESTHSIA AND RESPIRATORY SUPPLEMENTARY
1610 | 4227151518600 | VENTILATOR OXYGEN PORT CONNECTOR WITH O-RING STRAIGHT SHAPE REUSABLE COMPATIBLE WITH RESMED-ASTRAL HAMILTON-T1 AND MR1 TRILOGY OR EQUIVALENT | ANESTHSIA AND RESPIRATORY SUPPLEMENTARY
1611 | 4227250045400 | SPINAL NEEDLE WHITACRE PENCIL POINT WITH INTRODUCER 26G X 2.5 INCH | ANESTHSIA AND RESPIRATORY SUPPLEMENTARY
1612 | 4227250045500 | SPINAL NEEDLE WHITACRE PENCIL POINT WITH INTRODUCER 26G X 3.5 INCH | ANESTHSIA AND RESPIRATORY SUPPLEMENTARY
1613 | 4227250045600 | SPINAL NEEDLE WHITACRE PENCIL POINT WITH INTRODUCER 27G X 1.5 INCH | ANESTHSIA AND RESPIRATORY SUPPLEMENTARY
1614 | 4227250045700 | SPINAL NEEDLE WHITACRE PENCIL POINT WITH INTRODUCER 27G X 2.5 INCH | ANESTHSIA AND RESPIRATORY SUPPLEMENTARY
1615 | 4227151519800 | MACHINE DUST FILTER, COMPATIBLE WITH VENTILATOR MODEL VENTI LOGIC LS OR EQUIVALENT | ANESTHSIA AND RESPIRATORY SUPPLEMENTARY
1616 | 4227250046100 | SPINAL NEEDLE WHITACRE PENCIL POINT WITH INTRODUCER 29G X 3.5 INCH | ANESTHSIA AND RESPIRATORY SUPPLEMENTARY
1617 | 4227151521400 | OXYGEN CYLINDER REGULATOR CGA 870 PIN INDEX STANDARD WITH PRESSURE GAUGE AND DIAL OR CLICK STYLE FLOWMETER 1-15 LPM WITH LOW FLOW INCREMENT OF 0.5 LPM. MUST ALLOW FOR WATER BOTTLE INSTALLATION. | ANESTHSIA AND RESPIRATORY SUPPLEMENTARY
1618 | 4227151521600 | OXYGEN CYLINDER REGULATOR CGA870 PIN INDEX STANDARD WITH PRESSURE GAUGE AND DIAL OR CLICK STYLE FLOWMETER 1-25 LPM WITH LOW FLOW INCREMENT OF 0.5 LPM. | ANESTHSIA AND RESPIRATORY SUPPLEMENTARY
1619 | 4227151521700 | OXYGEN CYLINDER REGULATOR CGA870 PIN INDEX STANDARD WITH PRESSURE GAUGE AND DIAL OR CLICK STYLE FLOWMETER 1-15 LPM WITH QUICK CONNECT BRITISH STANDARD | ANESTHSIA AND RESPIRATORY SUPPLEMENTARY
1620 | 4227151521800 | OXYGEN CYLINDER REGULATOR CGA870 PIN INDEX STANDARD WITH PRESSURE GAUGE AND DIAL OR CLICK STYLE FLOWMETER 1-15 LPM WITH TAKE OFF VALVE OHMEDA STANDARD | ANESTHSIA AND RESPIRATORY SUPPLEMENTARY
1621 | 4227151522300 | CANNULA NASAL WITH CAPNO AND OXYGEN MONITOR, SIZE ADULT, DISPOSABLE, COMPATIBLE WITH SLEEP STUDY MACHINE, ALICE 6, MASIMO SYSTEM OR EQUIVALENT | ANESTHSIA AND RESPIRATORY SUPPLEMENTARY
1622 | 4227250047700 | DEVICE FIXATION FOR EPIDURAL CATHETER, WITH PLASTIC SECURING CHANNEL, FIT WITH EPIDURAL CATHETER 16/17G, FOAM ADHESIVE PAD, LATEX FREE, STERILE | ANESTHSIA AND RESPIRATORY SUPPLEMENTARY
1623 | 4227250048100 | NEEDLE EPIDURAL TUOHY SZ 19-20G X 80-100MM | ANESTHSIA AND RESPIRATORY SUPPLEMENTARY
1624 | 4227250049700 | BLOOD PRESSURE ADULT CUFF SIZE THIGH 40 - 52 CM (+/- 5 CM) SINGLE TUBE DISPOSABLE | ANESTHSIA AND RESPIRATORY SUPPLEMENTARY
1625 | 4227250050000 | BLOOD PRESSURE ADULT CUFF SIZE LARGE LONG 33 - 43 CM (+/- 3 CM) DOUBLE TUBE DISPOSABLE | ANESTHSIA AND RESPIRATORY SUPPLEMENTARY
1626 | 4227160000000 | POSITIVE EXPIRATORY PRESSURE THERAPY SYSTEM WITH MOUTHPIECE ADJUSTABLE EXPIRATORY RESISTANCE AT LEAST 4 LEVELS | ANESTHSIA AND RESPIRATORY SUPPLEMENTARY
1627 | 4227160000300 | SPIKE FOR ASPIRATION WITH ONE WAY VALVE NEEDLELESS CONNECTOR STERILE LATEX FREE DEHP FREE PYROGEN FREE | ANESTHSIA AND RESPIRATORY SUPPLEMENTARY
1628 | 4227160001300 | END-BRONCHIAL BLOCKER SET WITH SPHERICAL BALLOON HIGH VOLUME BALLOON LOW PRESSURE DISTANCE MARKING WITH ABILITY TO DO SUCTION SUCTION ADAPTER ADJUSTABLE GUIDE LOOP FOR BRONCHOSCOPE STERILE SIZE 9.0 FR LENGTH 78 CM | ANESTHSIA AND RESPIRATORY SUPPLEMENTARY
1629 | 4227230600300 | QUICK ROLL INTUBATION KIT FOR ORGANIZING AIRWAY EQUIPMENT, EMPTY, ONE (1) EACH = ONE (1) KIT | ANESTHSIA AND RESPIRATORY SUPPLEMENTARY
1630 | 4218170200800 | ADAPTER SNAP LEAD COMPATIBLE WITH PHILIPS SLEEP STUDY MACHINE ALICE 6 AND 5 OR EQUIVALENT | ANESTHSIA AND RESPIRATORY SUPPLEMENTARY
1631 | 4222151212000 | SET IV EXTENSION TUBE PVC LENGTH 50CM MALE AND FEMALE LUER LOCK STERILE DISPOSABLE | ANESTHSIA AND RESPIRATORY SUPPLEMENTARY
1632 | 4214250202600 | SPINAL NEEDLE QUINCKE TYPE POINT DISPOSABLE STERILE 18G X 3.5 INCH | ANESTHSIA AND RESPIRATORY SUPPLEMENTARY
1633 | 4227201815000 | BLADE FOR VIDEO LARYNGOSCOPE, COVER, COMPATIBLE WITH UE SCOPE OR EQUIVALENT, DISPOSABLE, MILLER, SIZE 1 | ANESTHSIA AND RESPIRATORY SUPPLEMENTARY
1634 | 4222200000900 | KIT INTRATHECAL BACLOFEN PUMP PATIENT PROGRAMMER LATEX FREE DISPOSABLE ONE (1) EACH = ONE (1) KIT | ANESTHSIA AND RESPIRATORY SUPPLEMENTARY
1635 | 4214253401000 | INTRAOSSEOUS NEEDLE STERILE SIZE 45 MM | ANESTHSIA AND RESPIRATORY SUPPLEMENTARY
1636 | 4227222027100 | MICRO-STREAM HIGH FLOW OXYGEN MASK FILTERLINE FOR CONTINUOUS ETCO2 MEASUREMENT IN LOW HUMIDITY SITUATION WITH O2 TUBING 2M AND INTEGRATED PULMONARY INDEX FOR RESPIRATORY, FOR ADULT LARGE, COMPATIBLE WITH CAPNOSTREAM 35 OR EQUIVALENT | ANESTHSIA AND RESPIRATORY SUPPLEMENTARY
1637 | 4227170808900 | BAG ANESTHESIA REBREATHING 2.0L WITH HOSE EXPANDABLE AND ADAPTOR 22M BOTH SIDE, DISPOSABLE | ANESTHSIA AND RESPIRATORY SUPPLEMENTARY
1638 | 4227162101300 | PRESSURE MONITORING KIT DOUBLE FOR TRANSDUCER WITH MICRO DRIP CHAMBER FLUSH DEVICE EXTENSION FOR PRESSURE TUBING NOT LESS THAN (110 CM) AND 3 WAY STOPCOCK NON COMPLIANT (RED BLUE) (SHOULD BE COMPATIBLE WITH EDWARD SYSTEM OR EQUIVALENT) | ANESTHSIA AND RESPIRATORY SUPPLEMENTARY
1639 | 4227191531400 | MASK FULL FACE ADULT SILICONE NON-VENTED SIZE LARGE WITH STRAP AND SWIVEL SILICON PADDED FOREHEAD SUPPORT DISPOSABLE FOR VENTILATOR ONE (1) ITEM/PC = ONE (1) SET | ANESTHSIA AND RESPIRATORY SUPPLEMENTARY
1640 | 4227191532200 | MASK NASAL PEDIATRIC (SILICONE/GEL) VENTED SIZE SMALL WITH STRAP AND SWIVEL ADJUSTABLE FOREHEAD SUPPORT ADJUSTABLE MOLD DISPOSABLE FOR CPAP/BIPAP MACHINE. | ANESTHSIA AND RESPIRATORY SUPPLEMENTARY
1641 | 4227222026900 | MICRO-STREAM ADVANCE ORAL /NASAL CANNULA FILTERLINE FOR CONTINUOUS ETCO2 MEASUREMENT IN LOW HUMIDITY SITUATION WITH O2 TUBING 2M AND INTEGRATED PULMONARY INDEX FOR RESPIRATORY, FOR ADULT, COMPATIBLE WITH CAPNOSTREAM 35 OR EQUIVALENT | ANESTHSIA AND RESPIRATORY SUPPLEMENTARY
1642 | 4227191532300 | MASK NASAL PEDIATRIC (SILICONE/GEL) VENTED SIZE MEDIUM WITH STRAP AND SWIVEL ADJUSTABLE FORHEAD SUPPORT ADJUSTABLE MOLD DISPOSABLE FOR CPAP/BIPAP MACHINE. | ANESTHSIA AND RESPIRATORY SUPPLEMENTARY
1643 | 4227191532400 | MASK NASAL PEDIATRIC (SILICONE/GEL) VENTED SIZE LARGE WITH STRAP AND SWIVEL ADJUSTABLE FOREHEAD SUPPORT ADJUSTABLE MOLD DISPOSABLE FOR CPAP/BIPAP MACHINE. | ANESTHSIA AND RESPIRATORY SUPPLEMENTARY
1644 | 4227201815100 | BLADE LARYNGOSCOPE FIBER OPTIC FOR GUIDED VIDEO INTUBATION PLASTIC, WITH CHANNEL FOR E.T.T SIZE 2.5-3.5MM, LATEX FREE, SIZE 0, SINGLE USE, STERILE, COMPATIBLE WITH PRODOL MEDITEC OR EQUIVALENT | ANESTHSIA AND RESPIRATORY SUPPLEMENTARY
1645 | 4227222026600 | MICRO-STREAM ADVANCE ADAPTER FILTERLINE FOR INTUBATED PATIENT FOR CONTINUOUS ETCO2 MEASUREMENT IN HIGH HUMIDITY SITUATION WITH INTEGRATED PULMONARY INDEX FOR RESPIRATORY, FOR ADULT AND PEDIATRIC, COMPATIBLE WITH CAPNOSTREAM 35 OR EQUIVALENT | ANESTHSIA AND RESPIRATORY SUPPLEMENTARY
1646 | 4227222027000 | MICRO-STREAM ADVANCE ORAL /NASAL CANNULA FILTERLINE FOR CONTINUOUS ETCO2 MEASUREMENT IN LOW HUMIDITY SITUATION WITH O2 TUBING 2M AND INTEGRATED PULMONARY INDEX FOR RESPIRATORY, FOR PEDIATRIC, COMPATIBLE WITH CAPNOSTREAM 35 OR EQUIVALENT | ANESTHSIA AND RESPIRATORY SUPPLEMENTARY
1647 | 4227222026500 | INSPIRATION VALVE, FOR VENTILATOR MACHINE, DISPOSABLE (SHOULD BE COMPATIBLE WITH ELISA 600/800 OR EQUIVALENT | ANESTHSIA AND RESPIRATORY SUPPLEMENTARY
1648 | 4227170808800 | BAG ANESTHESIA REBREATHING 0.5 L WITH HOSE EXPANDABLE AND ADAPTOR 22M BOTH SIDE, DISPOSABLE | ANESTHSIA AND RESPIRATORY SUPPLEMENTARY
1649 | 4227170808700 | BAG ANESTHESIA REBREATHING 1.0 L WITH HOSE EXPANDABLE AND ADAPTOR 22M BOTH SIDE, DISPOSABLE | ANESTHSIA AND RESPIRATORY SUPPLEMENTARY
1650 | 4227191536200 | LIGHT FLEXIBLE TUBE (0.9 M) WITH COUPLING AND EXTENSION, FOR PULMONARY FUNCTION TEST, COMPATIBLE WITH VYAIRE-JAEGER OR EQUIVALENT | ANESTHSIA AND RESPIRATORY SUPPLEMENTARY
1651 | 4227170904900 | CANNULA ORAL / NASAL FOR PRESSURE AND FLOW MONITORING, SIZE ADULT, DISPOSABLE, COMPATIBLE WITH ALICE PDX SLEEP STUDY MACHINE OR EQUIVALENT | ANESTHSIA AND RESPIRATORY SUPPLEMENTARY
1652 | 4227222027600 | PRESSURE MONITORING TRIPLE, RED/ BLUE/ YELLOW COLORS, MICRO DRIP CHAMBER, LENGTH NOT LESS THAN 150CM, PASSING A GABARITH ACCURACY TEST, CUSTOM EQUIPMENT RELATED | ANESTHSIA AND RESPIRATORY SUPPLEMENTARY
1653 | 4227222027500 | PRESSURE MONITORING KIT, SINGLE, FOR TRANSDUCER WITH MICRO DRIP CHAMBER, FLUSH DEVICE, EXTENSION FOR PRESSURE TUBING NOT LESS THAN (110 CM) AND 3 WAY STOPCOCK, NON COMPLIANT, CLEAR COLOR FIT WITH HOLDER SHOULD BE COMPATIBLE WITH BD SYSTEM OR EQUIVALENT | ANESTHSIA AND RESPIRATORY SUPPLEMENTARY
1654 | 4227222027400 | O-RING FOR EXPIRATORY VALVE, COMPATIBLE WITH VENTILATOR BABYLOG 8000 OR EQUIVALENT, REUSABLE | ANESTHSIA AND RESPIRATORY SUPPLEMENTARY
1655 | 4227222027300 | MICRO-STREAM HIGH FLOW OXYGEN MASK FILTERLINE FOR CONTINUOUS ETCO2 MEASUREMENT IN LOW HUMIDITY SITUATION WITH O2 TUBING 2M AND INTEGRATED PULMONARY INDEX FOR RESPIRATORY, FOR PEDIATRIC, COMPATIBLE WITH CAPNOSTREAM 35 OR EQUIVALENT | ANESTHSIA AND RESPIRATORY SUPPLEMENTARY
1656 | 4214250203300 | SPINAL NEEDLE QUINCKE TYPE POINT DISPOSABLE STERILE 23G X 3.5 INCH | ANESTHSIA AND RESPIRATORY SUPPLEMENTARY
1657 | 4227222027200 | MICRO-STREAM HIGH FLOW OXYGEN MASK FILTERLINE FOR CONTINUOUS ETCO2 MEASUREMENT IN LOW HUMIDITY SITUATION WITH O2 TUBING 2M AND INTEGRATED PULMONARY INDEX FOR RESPIRATORY, FOR ADULT SIZE, COMPATIBLE WITH CAPNOSTREAM 35 OR EQUIVALENT | ANESTHSIA AND RESPIRATORY SUPPLEMENTARY
1658 | 4227170904800 | SET NASAL CANNULA INFANT FOR CPAP, DUAL PORT, WITH INSPIRATORY AND EXPIRATORY ELBOW, LUER LOCK, BONNET, SIZE 4 | ANESTHSIA AND RESPIRATORY SUPPLEMENTARY
1659 | 4227170904700 | SET NASAL CANNULA INFANT FOR CPAP, DUAL PORT, WITH INSPIRATORY AND EXPIRATORY ELBOW, LUER LOCK, BONNET, SIZE 3 | ANESTHSIA AND RESPIRATORY SUPPLEMENTARY
1660 | 4227190501300 | CLOSE SUCTION SYSTEM, 24 HRS, WITH CONNECTOR FOR ETT 2.5TO 3.5, DISPOSABLE, 6FR, GRADUATED, WITHOUT MDI PORT, LENGTH 35-40CM, STERILE | ANESTHSIA AND RESPIRATORY SUPPLEMENTARY
1661 | 4227190501200 | CLOSE SUCTION SYSTEM, 24 HRS, WITH CONNECTOR FOR ETT 3 TO 4, DISPOSABLE, 8FR, GRADUATED, WITHOUT MDI PORT, LENGTH 30-40CM, STERILE | ANESTHSIA AND RESPIRATORY SUPPLEMENTARY
1662 | 4227170000900 | CONNECTOR T-PIECE FOR VIBRATING MESH AEROSOL DRUG DELIVERY CHAMBER FOR NEONATAL CIRCUIT, DISPOSABLE, 12MM, COMPATIBLE WITH AEROGEN SYSTEM OR EQUIVALENT | ANESTHSIA AND RESPIRATORY SUPPLEMENTARY
1663 | 4227190501100 | CLOSE SUCTION SYSTEM, 24 HRS, WITH DOUBLE SWIVEL CONNECTOR, DISPOSABLE, 14 FR, GRADUATED, WITHOUT MDI PORT, LENGTH 25-35 CM, STERILE | ANESTHSIA AND RESPIRATORY SUPPLEMENTARY
1664 | 4227191537000 | CLOSE SUCTION SYSTEM, 24 HRS, WITH DOUBLE SWIVEL CONNECTOR, DISPOSABLE, 12 FR, GRADUATED, WITHOUT MDI PORT, LENGTH 25-35CM, STERILE | ANESTHSIA AND RESPIRATORY SUPPLEMENTARY
1665 | 4214253400900 | INTRAOSSEOUS NEEDLE STERILE SIZE 15 MM | ANESTHSIA AND RESPIRATORY SUPPLEMENTARY
1666 | 4227222026400 | HEATED EXPIRATORY FLOW SENSOR VALVE, FOR VENTILATOR MACHINE, DISPOSABLE (SHOULD BE COMPATIBLEWITH ELISA 600/800 OR EQUIVALENT | ANESTHSIA AND RESPIRATORY SUPPLEMENTARY
1667 | 4227162100400 | ADAPTER STRAIGHT 22M (ID) -22F (OD) WITH SAMPLE PORT LUER LOCK, DISPOSABLE, NON STERILE | ANESTHSIA AND RESPIRATORY SUPPLEMENTARY
1668 | 4227221904800 | HEAT MOIST EXCHANGER WITH CORRUGATED CATHETER MOUNT 22F/15M NOT LESS THAN 30 MG/L MOIST RETURN FOR MINIMAL TIDAL VOLUME >150 ML | ANESTHSIA AND RESPIRATORY SUPPLEMENTARY
1669 | 4227221904700 | HEAT MOIST EXCHANGER WITH 22M/15F CONNECTION NOT LESS THAN 25MG H2O/L MOISTURE OUTPUT AT VT 300ML, WITH TIDAL VOLUME RANGE 50 - 600 ML AND DEAD SPACE EQUAL OR LESS TO 10 ML THE WEIGHT NOT MORE THAN 10GM | ANESTHSIA AND RESPIRATORY SUPPLEMENTARY
1670 | 4227221903800 | SUCTION FILTER COMPATIBLE WITH DRAGER ANESTHESIA MACHINE OR EQUIVALENT | ANESTHSIA AND RESPIRATORY SUPPLEMENTARY
1671 | 4227221903000 | MACHINE DUST FILTER, COMPATIBLE WITH VENTILATOR MODEL PHILIPS V60 OR EQUIVALENT | ANESTHSIA AND RESPIRATORY SUPPLEMENTARY
1672 | 4227162100900 | ADAPTER STRAIGHT 22 (OD) - 15 (ID) | ANESTHSIA AND RESPIRATORY SUPPLEMENTARY
1673 | 4227221801400 | MICRO-STREAM ADVANCE BITE BLOCK ORAL /NASAL CANNULA FILTERLINE FOR CONTINUOUS ETCO2 MEASUREMENT IN LOW HUMIDITY SITUATION WITH O2 TUBING 4M AND INTEGRATED PULMONARY INDEX FOR RESPIRATORY, FOR ADULT, COMPATIBLE WITH CAPNOSTREAM 35 OR EQUIVALENT | ANESTHSIA AND RESPIRATORY SUPPLEMENTARY
1674 | 4227220905500 | VENTILATOR CIRCUIT, DUAL LIMB, NON-HEATED WITH CAP, SAMPLING PORT AND PRESSURE LINE, SIZE ADULT, DISPOSABLE, APPROXIMATELY 2.7 M LONG, MRI COMPATIBLE. | ANESTHSIA AND RESPIRATORY SUPPLEMENTARY
1675 | 4227164601000 | CABLE ELECTRODE GOLD CUP FOR EEG EMG AND EOG 150-160CM COMPATIBLE WITH SLEEP STUDY SIZE ALICE 6 AND 5 OR EQUIVALENT | ANESTHSIA AND RESPIRATORY SUPPLEMENTARY
1676 | 4227221600000 | THERMISTOR ORAL/NASAL FOR ADULT FOR SLEEP STUDY MACHINE, COMPATIBLE WITH ALICE PDX OR EQUIVALENT | ANESTHSIA AND RESPIRATORY SUPPLEMENTARY
1677 | 4227221311200 | MASK FULL FACE ADULT SILICONE NON-VENTED SIZE LARGE WITH STRAP AND SWIVEL ADJUSTABLE SILICON PADDED FOREHEAD SUPPORT DISPOSABLE FOR VENTILATOR | ANESTHSIA AND RESPIRATORY SUPPLEMENTARY
1678 | 4227221311100 | HIGH FLOW NASAL CANNULA CIRCUIT, COMPLETE SET, WITH HUMIDIFIER CHAMBER COMPATIBLE WITH INSPIRED DEVICE OR EQUIVALENT | ANESTHSIA AND RESPIRATORY SUPPLEMENTARY
1679 | 4214253400600 | INTRAOSSEOUS VASCULAR ACCESS, WITH VASCULAR ACCESS MANUALLY OPERATED DRIVER, STERILE INTRAOSSEOUS NEEDLE SZ 45MM, 25MM AND 15MM LONG WITH STABILIZER DRESSING, EXTENSION SET | ANESTHSIA AND RESPIRATORY SUPPLEMENTARY
1680 | 4227170904600 | SET NASAL CANNULA INFANT FOR CPAP, DUAL PORT, WITH INSPIRATORY AND EXPIRATORY ELBOW, LUER LOCK, BONNET, SIZE 2 | ANESTHSIA AND RESPIRATORY SUPPLEMENTARY
1681 | 4227190338900 | ENDOTRACHEAL TUBE SECURING DEVICE FOR NASAL INTUBATION NON ADHESIVE TO PATIENT SKIN PEDIATRIC WITH ADJUSTABLE TUBE POSITION DISPOSABLE | ANESTHSIA AND RESPIRATORY SUPPLEMENTARY
1682 | 4227221701200 | ELBOW MOISTURE TRAP COMPATIBLE WITH CASSETTE EXPIRATORY, REUSABLE, COMPATIBLE WITH SERVO I VENTILATOR OR EQUIVALENT | ANESTHSIA AND RESPIRATORY SUPPLEMENTARY
1683 | 4227222026300 | EXPIRATORY VALVE, FOR VENTILATOR MACHINE, DISPOSABLE (SHOULD BE COMPATIBLE WITH ELISA 600/800 OR EQUIVALENT | ANESTHSIA AND RESPIRATORY SUPPLEMENTARY
1684 | 4227222003900 | VENTILATOR SUPPORT ARM, COMPATIBLE WITH SERVO U OR EQUIVALENT | ANESTHSIA AND RESPIRATORY SUPPLEMENTARY
1685 | 4227220905300 | HIGH FREQUENCY VENTILATOR CIRCUIT COMPLETE SET (HEATED CIRCUIT MUSHROOM VALVES DIAPHRAGM ASSEMBLY TUBE WATER DRAIN) SIZE NEONATE FILTERED DISPOSABLE SHOULD BE COMPATIBLE WITH SENSOR MEDICS 3100A MACHINE / F AND P MR850 OR EQUIVALENT | ANESTHSIA AND RESPIRATORY SUPPLEMENTARY
1686 | 4227190500700 | PRESSURE MONITORING DOUBLE, RED\BLUE COLORS, MICRO DRIP CHAMBER, LENGTH NOT LESS THAN 150CM, PASSING A GABARITH ACCURACY TEST, CUSTOM EQUIPMENT RELATED | ANESTHSIA AND RESPIRATORY SUPPLEMENTARY
1687 | 4227220902700 | TRANSPORT VENTILATOR CIRCUIT DISPOSABLE COMPLETE SET INCLUDES THE FLOW MEASUREMENT COMPATIBLE WITH WEINMAN OR EQUIVALENT ONE (1) ITEM/PC = ONE (1) SET | ANESTHSIA AND RESPIRATORY SUPPLEMENTARY
1688 | 4227170904400 | SET NASAL CANNULA INFANT FOR CPAP, DUAL PORT, WITH INSPIRATORY AND EXPIRATORY ELBOW, LUER LOCK, BONNET, SIZE 0 | ANESTHSIA AND RESPIRATORY SUPPLEMENTARY
1689 | 4227222026200 | EXPIRATORY VALVE O-RING, COMPATIBLE WITH VENTILATOR BABYLOG 8000 OR EQUIVALENT, REUSABLE | ANESTHSIA AND RESPIRATORY SUPPLEMENTARY
1690 | 4214250201800 | SPINAL NEEDLE QUINCKE TYPE POINT DISPOSABLE STERILE 22G X 2.5 INCH | ANESTHSIA AND RESPIRATORY SUPPLEMENTARY
1691 | 4227190345800 | TRACHEAL TUBE CUFF PRESSURE LEVEL INDICATOR, DISPOSABLE, WITH INFLATION PORT, PRESSURE RANGE 10-20 CM H2O | ANESTHSIA AND RESPIRATORY SUPPLEMENTARY
1692 | 4227220905400 | HIGH FREQUENCY VENTILATOR CIRCUIT COMPLETE SET (HEATED CIRCUIT MUSHROOM VALVES DIAPHRAGM ASSEMBLY TUBE WATER DRAIN) SIZE ADULT FILTERED DISPOSABLE SHOULD BE COMPATIBLE WITH SENSOR MEDICS 3100B MACHINE / F AND P MR850 OR EQUIVALENT | ANESTHSIA AND RESPIRATORY SUPPLEMENTARY
1693 | 4227222026100 | END-TIDAL CARBON DIOXIDE ADAPTER FOR CONTINUOUS CO2 WITH HIGH ACCURACY, DISPOSABLE, NON STERILE FOR NEONATE, COMPATIBLE WITH MASIMO OR EQUIVALENT | ANESTHSIA AND RESPIRATORY SUPPLEMENTARY
1694 | 4227222009600 | EXPIRATORY VALVE, FOR DUAL LIMB CIRCUIT WITH PRESSURE AND EXHALATION LINE, REUSABLE, COMPATIBLE WITH RESMED VENTILATOR MODEL ASTRAL 150 OR EQUIVALENT | ANESTHSIA AND RESPIRATORY SUPPLEMENTARY
1695 | 4227170904500 | SET NASAL CANNULA INFANT FOR CPAP, DUAL PORT, WITH INSPIRATORY AND EXPIRATORY ELBOW, LUER LOCK, BONNET, SIZE 1 | ANESTHSIA AND RESPIRATORY SUPPLEMENTARY
1696 | 4227190345700 | TRACHEAL TUBE CUFF PRESSURE LEVEL INDICATOR, DISPOSABLE, WITH INFLATION PORT, PRESSURE RANGE 20-29 CM H2O | ANESTHSIA AND RESPIRATORY SUPPLEMENTARY
1697 | 4227222007700 | FLOW SENSOR CABLE, REUSABLE, COMPATIBLE WITH VENTILATOR NEONATAL SLE 5000 / 6000 OR EQUIVALENT | ANESTHSIA AND RESPIRATORY SUPPLEMENTARY
1698 | 4227222007500 | EXPIRATORY VALVE DIAPHRAGM COMPATIBLE WITH VENTILATOR BABYLOG 8000 OR EQUIVALENT REUSABLE | ANESTHSIA AND RESPIRATORY SUPPLEMENTARY
1699 | 4227222007300 | CO2 Y-SENSOR COMPATIBLE WITH VENTILATOR SERVO U OR EQUIVALENT | ANESTHSIA AND RESPIRATORY SUPPLEMENTARY
1700 | 4214250200900 | SPINAL NEEDLE WHITACRE PENCIL POINT WITH INTRODUCER 24G X 6 INCH | ANESTHSIA AND RESPIRATORY SUPPLEMENTARY
1701 | 4222150101100 | ARTERIAL CATHETER 24G X 5CM LATEX FREE STERILE DISPOSABLE | ANESTHSIA AND RESPIRATORY SUPPLEMENTARY
1702 | 4214253504000 | SPINAL ANESTHESIA KIT 27G X 90MM PENCIL POINT WITH INTRODUCER INCLUDED: 1-3 ML SYRINGE 5 ML SYRINGE INJECTION CANNULA 25G X 16 MM INJECTION CANNULA FILTER CANNULA OR STRWA 4 GAUZE L (NOT LESS THAN 20 X 20 CM) FENESTRATED DRAPE NOT LESS THAN 40X40CM WITH ADHESIVE STRIP 60 CM HOLE OUTER 60 X 70 CM | ANESTHSIA AND RESPIRATORY SUPPLEMENTARY
1703 | 4214253400800 | INTRAOSSEOUS NEEDLE STERILE SIZE 25 MM | ANESTHSIA AND RESPIRATORY SUPPLEMENTARY
1704 | 4227200106800 | BLADE FOR VIDEO LARYNGOSCOPE COVER COMPATIBLE WITH UE SCOPE OR EQUIVALENT DISPOSABLE SIZE 4 | ANESTHSIA AND RESPIRATORY SUPPLEMENTARY
1705 | 4214250206100 | SPINAL NEEDLE QUINCKE TYPE POINT, DISPOSABLE, STERILE, 20G X 3.5 INCH | ANESTHSIA AND RESPIRATORY SUPPLEMENTARY
1706 | 4227200107000 | BLADE FOR VIDEO LARYNGOSCOPE COVER COMPATIBLE WITH UE SCOPE OR EQUIVALENT DISPOSABLE SIZE 2 | ANESTHSIA AND RESPIRATORY SUPPLEMENTARY
1707 | 4214254100100 | SPINAL NEEDLE QUINCKE TYPE POINT, DISPOSABLE, STERILE, 18G X 6 INCH | ANESTHSIA AND RESPIRATORY SUPPLEMENTARY
1708 | 4227200107100 | BLADE FOR VIDEO LARYNGOSCOPE COVER COMPATIBLE WITH UE SCOPE OR EQUIVALENT DISPOSABLE SIZE 1 | ANESTHSIA AND RESPIRATORY SUPPLEMENTARY
1709 | 4214254100200 | SPINAL NEEDLE QUINCKE TYPE POINT, DISPOSABLE, STERILE, 20G X 3.0 INCH | ANESTHSIA AND RESPIRATORY SUPPLEMENTARY
1710 | 4214250206400 | SPINAL NEEDLE QUINCKE TYPE POINT DISPOSABLE STERILE 27G X 3.5 INCH | ANESTHSIA AND RESPIRATORY SUPPLEMENTARY
1711 | 4227200107200 | BLADE FOR VIDEO LARYNGOSCOPE COVER COMPATIBLE WITH UE SCOPE OR EQUIVALENT DISPOSABLE SIZE 0 | ANESTHSIA AND RESPIRATORY SUPPLEMENTARY
1712 | 4227200401500 | VIDEO STYLET, WITH CONTROL WHEEL, MOVEMENT AND PRELOADED ENDOTRACHEAL TUBE SIZE 6.5, FLEXIBLE TIP WITH TWO MURPHY EYES, STERILE, DISPOSABLE, COMPATIBLE WITH PROVU OR EQUIVALENT | ANESTHSIA AND RESPIRATORY SUPPLEMENTARY
1713 | 4227200401600 | VIDEO STYLET, WITH CONTROL WHEEL, MOVEMENT AND PRELOADED ENDOTRACHEAL TUBE SIZE 7.0, FLEXIBLE TIP WITH TWO MURPHY EYES, STERILE, DISPOSABLE, COMPATIBLE WITH PROVU OR EQUIVALENT | ANESTHSIA AND RESPIRATORY SUPPLEMENTARY
1714 | 4227191202000 | NASOPHARYNGEAL AIRWAY, LATEX FREE, IVORY, (ADJUSTABLE) WITH DISTAL - ROUNDED TIP + SLIDABLE DEPTH RING + 15MM (ID) CONNECTOR STERILE, DISPOSABLE SIZE 3.0MM (ID) | ANESTHSIA AND RESPIRATORY SUPPLEMENTARY
1715 | 4227164801700 | O - RING FOR PLASTIC TUBE COMPATIBLE WITH PFT MACHINE SENTRY SUITE OR EQUIVALENT | ANESTHSIA AND RESPIRATORY SUPPLEMENTARY
1716 | 4227191202100 | NASOPHARYNGEAL AIRWAY, LATEX FREE, IVORY, (ADJUSTABLE) WITH DISTAL - ROUNDED TIP + SLIDABLE DEPTH RING + 15MM (ID) CONNECTOR STERILE, DISPOSABLE SIZE 2.5MM (ID) | ANESTHSIA AND RESPIRATORY SUPPLEMENTARY
1717 | 4227190000700 | INTUBATING LARYNGEAL MASK AIRWAY INFLATABLE CUFF WITH ABILITY REMOVAL CONNECTOR WITH EPIGLOTTIS ELEVATOR BIG ADULT WEIGHT 70 - 100 KG LATEX FREE DISPOSABLE | ANESTHSIA AND RESPIRATORY SUPPLEMENTARY
1718 | 4229352400000 | CLOSE SUCTION SYSTEM, 24 HRS, WITH CONNECTOR FOR ETT 4.5 TO 5.5, DISPOSABLE, 10FR, GRADUATED, WITHOUT MDI PORT, LENGTH 35-45CM, STERILE | ANESTHSIA AND RESPIRATORY SUPPLEMENTARY
1719 | 4222152101300 | CATHETER PULMONARY ARTERY SWAN GANZ BALLOON TIPPED FLOATING 6 FR FOUR LUMEN THERMO DILUTION CARDIAC OUTPUT THERMISTOR 110 CM LONG DISTAL HOLE CAN ACCEPT 0.035 WIRE DISPOSABLE STERILE ONE (1) EACH = ONE (1) SET | ANESTHSIA AND RESPIRATORY SUPPLEMENTARY
1720 | 4227190322400 | HOLDER ENDOTRACHEAL TUBE SET, WITH PLASTIC TUBE GRIP, HOOKUP LOOP STRAP VELCRO ADJUSTABLE, FOR 6.0 ETT AND ABOVE. | ANESTHSIA AND RESPIRATORY SUPPLEMENTARY
1721 | 4227164601200 | CANNULA NASAL APNEA LINK COMPATIBLE WITH PORTABLE SLEEP STUDY RESMED MACHINE OR EQUIVALENT | ANESTHSIA AND RESPIRATORY SUPPLEMENTARY
1722 | 4227230100800 | PRESSURE MANOMETER FOR INFANT MANUAL RESUSCITATOR, 0-60 CM H2O, WITH ADAPTER AND COMPATIBLE WITH NEONATAL RESUSCITATOR BAG, DISPOSABLE | ANESTHSIA AND RESPIRATORY SUPPLEMENTARY
1723 | 4227164601400 | CANNULA NASAL WITH CAPNO AND OXYGEN MONITOR, SIZE PEDIATRIC, DISPOSABLE, COMPATIBLE WITH SLEEP STUDY MACHINE, MASIMO SYSTEM OR EQUIVALENT | ANESTHSIA AND RESPIRATORY SUPPLEMENTARY
1724 | 4227200401800 | VIDEO STYLET, WITH CONTROL WHEEL, MOVEMENT AND PRELOADED ENDOTRACHEAL TUBE SIZE 8.0, FLEXIBLE TIP WITH TWO MURPHY EYES, STERILE, DISPOSABLE, COMPATIBLE WITH PROVU OR EQUIVALENT | ANESTHSIA AND RESPIRATORY SUPPLEMENTARY
1725 | 4222151214600 | CANNULA SAFETY IV, WITH MULTIPLE-ACCESS SEPTUM BLOOD CONTROL PASSIVE SAFETY, FULLY AUTOMATIC PROTECTION, WITH FLEXIBLE WING MADE OF POLYURETHANE MATERIAL, SIZE 14G X 45-50MM | ANESTHSIA AND RESPIRATORY SUPPLEMENTARY
1726 | 4222151214700 | CANNULA SAFETY IV, WITH MULTIPLE-ACCESS SEPTUM BLOOD CONTROL PASSIVE SAFETY, FULLY AUTOMATIC PROTECTION, WITH FLEXIBLE WING MADE OF POLYURETHANE MATERIAL, SIZE 16G X 45-50MM | ANESTHSIA AND RESPIRATORY SUPPLEMENTARY
1727 | 4214254100000 | SPINAL NEEDLE QUINCKE TYPE POINT, DISPOSABLE, STERILE, 18G X 3.0 INCH | ANESTHSIA AND RESPIRATORY SUPPLEMENTARY
1728 | 4222151214800 | CANNULA SAFETY IV, WITH MULTIPLE-ACCESS SEPTUM BLOOD CONTROL PASSIVE SAFETY, FULLY AUTOMATIC PROTECTION, WITH FLEXIBLE WING MADE OF POLYURETHANE MATERIAL, SIZE 18G X 45-50MM | ANESTHSIA AND RESPIRATORY SUPPLEMENTARY
1729 | 4227190000800 | INTUBATING LARYNGEAL MASK AIRWAY INFLATABLE CUFF WITH ABILITY REMOVAL CONNECTOR WITH EPIGLOTTIS ELEVATOR WEIGHT 30 - 50 KG LATEX FREE DISPOSABLE | ANESTHSIA AND RESPIRATORY SUPPLEMENTARY
1730 | 4227200401700 | VIDEO STYLET, WITH CONTROL WHEEL, MOVEMENT AND PRELOADED ENDOTRACHEAL TUBE SIZE 7.5, FLEXIBLE TIP WITH TWO MURPHY EYES, STERILE, DISPOSABLE, COMPATIBLE WITH PROVU OR EQUIVALENT | ANESTHSIA AND RESPIRATORY SUPPLEMENTARY
1731 | 4227150400000 | TRANSCUTANEOUS CO2 MONITORING SENSOR, COMPATIBLE WITH RADIOMETER TCM OR EQUIVALENT | ANESTHSIA AND RESPIRATORY SUPPLEMENTARY
1732 | 4222151214900 | CANNULA SAFETY IV, WITH MULTIPLE-ACCESS SEPTUM BLOOD CONTROL PASSIVE SAFETY, FULLY AUTOMATIC PROTECTION, WITH FLEXIBLE WING MADE OF POLYURETHANE MATERIAL, SIZE 20G X 32MM | ANESTHSIA AND RESPIRATORY SUPPLEMENTARY
1733 | 4222151215000 | CANNULA SAFETY IV, WITH MULTIPLE-ACCESS SEPTUM BLOOD CONTROL PASSIVE SAFETY, FULLY AUTOMATIC PROTECTION, WITH FLEXIBLE WING MADE OF POLYURETHANE MATERIAL, SIZE 24G X 19MM | ANESTHSIA AND RESPIRATORY SUPPLEMENTARY
1734 | 4220340004300 | CATHETER CENTRAL VENOUS COMPLETE KIT, RADIOPAQUE, CONTAINS: - DOUBLE LUMEN PUR CATHETER, GUIDE WIRE (UNKINKABLE), NON LUER LOCK SYRINGE 5 ML, INTRODUCER NEEDLE SHORT BEVEL, INTRODUCER CANNULA, DILATOR, SECONDARY FIXATION DEVICE, SLIDING CLAMPS, SCALP BLADE, SIZE: 4 FR, LENGTH 13 CM, PEEL PACK, DISPOSABLE, STERILE | ANESTHSIA AND RESPIRATORY SUPPLEMENTARY
1735 | 4227190000900 | INTUBATING LARYNGEAL MASK AIRWAY INFLATABLE CUFF WITH ABILITY REMOVAL CONNECTOR WITH EPIGLOTTIS ELEVATOR ADULT WEIGHT 50 - 70 KG LATEX FREE DISPOSABLE | ANESTHSIA AND RESPIRATORY SUPPLEMENTARY
1736 | 4227191527300 | TUBE ENDO - BRONCHIAL DOUBLE LUMEN RIGHT SZ 28 CURVED BRONCHIAL TIP WITH X-RAY OPAQUE MARKERS COLORED CODED CUFF FOR BRONCHIAL SIDE MADE OF POLYURETHANE CUFF WITH SUCTION CATHETER AND DOUBLE SWIVEL CONNECTOR AND STYLET CAN MAINTAIN ANATOMICAL SHAPE OF THE TUBE STERILE DISPOSABLE SET | ANESTHSIA AND RESPIRATORY SUPPLEMENTARY
1737 | 4227200106900 | BLADE FOR VIDEO LARYNGOSCOPE COVER COMPATIBLE WITH UE SCOPE OR EQUIVALENT DISPOSABLE SIZE 3 | ANESTHSIA AND RESPIRATORY SUPPLEMENTARY
1738 | 4214254100500 | SPINAL NEEDLE QUINCKE TYPE POINT, DISPOSABLE, STERILE, 22G X 3.0 INCH | ANESTHSIA AND RESPIRATORY SUPPLEMENTARY
1739 | 4222150104300 | RADIAL ARTERY CATHETERIZATION SET, SIZE 20G X 3.8 CM, RADIOPAQUE POLYURETHANE OVER 21 G, WITH INTRODUCER NEEDLE WITH INTEGRAL (0.46M M) DIA, SPRING-WIRE GUIDE | ANESTHSIA AND RESPIRATORY SUPPLEMENTARY
1740 | 4227222302000 | EXPIRATORY VALVE, FOR SINGLE LUMEN CIRCUIT USE, COMPATIBLE WITH RESMED ASTRAL 150 OR EQUIVALENT, REUSABLE. | ANESTHSIA AND RESPIRATORY SUPPLEMENTARY
1741 | 4222150300200 | CATHETER CENTRAL VENOUS COMPLETE KIT, RADIO-OPAQUE, CONTAINS: QUADRA LUMEN PUR CATHETER, GUIDE WIRE (UNKINKABLE), NON LUER LOCK SYRINGE 5 ML, INTRODUCER NEEDLE SHORT BEVEL, INTRODUCER CANNULA, DILATOR, SECONDARY FIXATION DEVICE, SLIDING CLAMPS, SCALP BLADE, SIZE: 7.5-8.5 FR, LENGTH 20 CM, PEEL PACK, DISPOSABLE, STERILE | ANESTHSIA AND RESPIRATORY SUPPLEMENTARY
1742 | 4222150300400 | CATHETER CENTRAL VENOUS COMPLETE SET, RADIOPAQUE, CONTAINS: - TRIPLE LUMEN PUR CATHETER, GUIDE WIRE (UNKINKABLE), NON LUER LOCK SYRINGE 5 ML, INTRODUCER NEEDLE SHORT BEVEL, INTRODUCER CANNULA, DILATOR, SECONDARY FIXATION DEVICE, SLIDING CLAMPS, SIZE: 7 FR, LENGTH 15-18 CM, PEEL PACK, DISPOSABLE, STERILE | ANESTHSIA AND RESPIRATORY SUPPLEMENTARY
1743 | 4229350122500 | ORAL NASAL SUCTION TIP, CURVE SOFT TIP, CONTROLLER PORT, FOR PREMATURE BABY, LATEX FREE, DISPOSABLE | ANESTHSIA AND RESPIRATORY SUPPLEMENTARY
1744 | 4227222302200 | NASAL PAP MASK TO CREATE TIGHT SEAL OVER NASAL CAVITY WITH BREATHING CIRCUIT MAPLESON AND 2L BAG, 2 OXYGEN PORTS AND APL (ADJUSTABLE PRESSURE-LIMITING) VALVE TO BE ADJUSTED THE AMOUNT OF PRESSURE DELIVERED TO THE PATIENT AND BLEED HOLE ADULT WITH VELCRO STRAP | ANESTHSIA AND RESPIRATORY SUPPLEMENTARY
1745 | 4227222401400 | TRANSPORT VENTILATOR CIRCUIT, DISPOSABLE, COMPLETE SET, INCLUDES THE FLOW MEASUREMENT, WITH CO2 MEASUREMENT, COMPATIBLE WITH WEINMAN VENTILATOR OR EQUIVALENT, ONE (1) EACH = ONE (1) SET | ANESTHSIA AND RESPIRATORY SUPPLEMENTARY
1746 | 4227222401800 | BREATHING CIRCUIT, NEONATAL, SINGLE LIMB HEATED BREATHING CIRCUIT KIT WITH PROXIMAL LINE TUBE, INFANT, FLOW CONNECTING TUBE, TUBING TRANSPARENT, EXTERNAL SPIRAL, HEATING ELEMENT INSERTED IN THE SPIRAL OF TUBING, INSULATED TRANSPARENT PORT, ALL REQUIRED CONNECTORS, HUMIDIFICATION CHAMBER AND WATER TRAP LATEX FREE, PHTHALATES FREE, NON-CONDUCTIVE, COMPATIBLE WITH ALL VENTILATOR BRANDS AND MODES (EXCEPT SENSOR MEDIX) IN MOH HOSPITAL’S NEONATAL UNITS (NICU) | ANESTHSIA AND RESPIRATORY SUPPLEMENTARY
1747 | 4227222402000 | HIGH-PERFORMANCE DUAL-LIMB, HEATED CIRCUIT, WITH HUMIDIFICATION CHAMBER FOR ADULTS, 5' | ANESTHSIA AND RESPIRATORY SUPPLEMENTARY
1748 | 4227170803500 | ANESTHESIA FACE MASK, FULLY TRANSPARENT ALL MASK AND INFLATABLE, AIR CUSHION, ANATOMICAL FIT WITH EFFECTIVE SEAL, SCENTED, EASY AND COMFORTABLE GRIP FOR USER, FLEXIBLE MASK BODY, NON SLIP RIDGES, LATEX FREE, DISPOSABLE, SIZE 4 | ANESTHSIA AND RESPIRATORY SUPPLEMENTARY
1749 | 4227190800500 | ENDO TRACHEAL TUBE SECURING DEVICE NEONATAL WITH ADHESIVE FOAM PADS TO COVER THE CHEEKS WITH EXTRA TWO PIECES SECURING FOAM PADS DISPOSABLE | ANESTHSIA AND RESPIRATORY SUPPLEMENTARY
1750 | 4227191201900 | NASOPHARYNGEAL AIRWAY, LATEX FREE, IVORY, (ADJUSTABLE) WITH DISTAL - ROUNDED TIP + SLIDABLE DEPTH RING + 15MM (ID) CONNECTOR STERILE, DISPOSABLE SIZE 3.5MM (ID) | ANESTHSIA AND RESPIRATORY SUPPLEMENTARY
1751 | 4227201806000 | LARYNGEAL MASK AIRWAY (LMA) TUBE CURVED WITH FIXATION TAB ELONGATED CUFF CUFF SILICON MATERIAL SOFT BITE BLOCKER AND GASTRIC ACCESS WHICH ENABLES PASSIVE OR ACTIVE DRAINAGE OF GASTRIC CONTENT INDEPENDENTLY OF VENTILATION SIZE 2.5 | ANESTHSIA AND RESPIRATORY SUPPLEMENTARY
1752 | 4113160300100 | AUTOLOGOUS BLOOD COLLECTION PLATELETS RICH PLASMA IN CLOSED SYSTEM, WITH HYALURONIC ACID TUBE VACUUMED EACH TUBE CONTAINS SODIUM CITRATE AS ANTICOAGULANT, FOR BLOOD SELECTIVE SEPARATOR GEL GIVE 6 ML PRP CUPS | ANESTHSIA AND RESPIRATORY SUPPLEMENTARY
1753 | 4227190800600 | ENDOTRACHEAL TUBE SECURING DEVICE FOR SIZED 5.0 MM ID - 10.0 MM ID, NON-ADHESIVE TO PATIENT SKIN, TUBES, WITH ADJUSTABLE TUBE POSITION, DISPOSABLE, HORIZONTAL TUBE MOVEMENT CLIP. | ANESTHSIA AND RESPIRATORY SUPPLEMENTARY
1754 | 4227222902700 | ANESTHESIA BREATHING CIRCUIT EXTENDABLE, UNHEATED, SIZE PEDIATRIC, DUAL LIMB, WITH CO2 SAMPLING LINE LENGTH 3M, WITH 1 LITER REBREATHING BAG, CIRCUIT LENGTH 2.9M TO 3M, LIGHT WEIGHT WITH ANGLE PIECE, WITH HME (BACTERIAL AND VIRAL) FILTER AND HOSE FOR BAG, WITH CONNECTOR 15MM BOTH SIDE, WITH LUER ELBOW, DISPOSABLE | ANESTHSIA AND RESPIRATORY SUPPLEMENTARY
1755 | 4227191527400 | TUBE ENDO - BRONCHIAL DOUBLE LUMEN RIGHT SZ 32 CURVED BRONCHIAL TIP WITH X-RAY OPAQUE MARKERS COLORED CODED CUFF FOR BRONCHIAL SIDE MADE OF POLYURETHANE CUFF WITH SUCTION CATHETER AND DOUBLE SWIVEL CONNECTOR AND STYLET CAN MAINTAIN ANATOMICAL SHAPE OF THE TUBE STERILE DISPOSABLE SET | ANESTHSIA AND RESPIRATORY SUPPLEMENTARY
1756 | 4227190905000 | CLOSE SUCTION SYSTEM, MINIMUM 72 HRS, STERILE, DISPOSABLE, 6 FR, GRADUATED, COLOR CODED, TRANSPARENT ELASTIC SHEATH, LENGTH 15-30 CM, ELBOW CONNECTION FOR TRACHEOSTOMY. | ANESTHSIA AND RESPIRATORY SUPPLEMENTARY
1757 | 4227191534100 | AEROSOL MASK TRACHEOSTOMY PEDIATRIC SWIVEL 360 DEGREE PORT FOR 22 MM CORRUGATED TUBE PVC FREE CLEAR PLASTIC WITH SOFT ROUNDED CUFF. | ANESTHSIA AND RESPIRATORY SUPPLEMENTARY
1758 | 4229453904700 | EYE PROTECTOR PLASTIC, SPONGE OR FOAM EDGE, SELF ADHESIVE, DISPOSABLE | ANESTHSIA AND RESPIRATORY SUPPLEMENTARY
1759 | 4214253504200 | SPINAL ANESTHESIA KIT 25G X 90MM PENCIL POINT WITH INTRODUCER INCLUDED: 1-3 ML SYRINGE 5 ML SYRINGE INJECTION CANNULA 25 G X 16 MM INJECTION CANNULA FILTER CANNULA OR STRWA 4 GAUZE L (NOT LESS THAN 20 X 20 CM) FENESTRATED DRAPE NOT LESS THAN 40X40CM WITH ADHESIVE STRIP 60 CM HOLE OUTER 60 X 70 CM | ANESTHSIA AND RESPIRATORY SUPPLEMENTARY
1760 | 4214253504500 | CONTINUOUS PERIPHERAL NERVE BLOCK CATHETER KIT STIMULATING NEEDLE 18-19G LENGTH 150MM NERVE BLOCK NEEDLE CATHETER LENGTH NOT LESS THAN 500MM CATHETER CONNECTOR FILTER LUER-LOCK SYRINGE 5ML | ANESTHSIA AND RESPIRATORY SUPPLEMENTARY
1761 | 4227171000000 | CANNULA NASAL FOR PRESSURE AND FLOW MONITORING, SIZE ADULT, DISPOSABLE, COMPATIBLE WITH ALICE 6 AND 5 SLEEP STUDY MACHINE OR EQUIVALENT | ANESTHSIA AND RESPIRATORY SUPPLEMENTARY
1762 | 4227190904800 | CLOSE SUCTION SYSTEM, 24 HRS, WITH DOUBLE SWIVEL CONNECTOR, DISPOSABLE, 14 FR, GRADUATED, WITHOUT MDI PORT, LENGTH 50-60CM, STERILE | ANESTHSIA AND RESPIRATORY SUPPLEMENTARY
1763 | 4227190338800 | ENDOTRACHEAL TUBE SECURING DEVICE FIXATION FOR NASAL INTUBATION NON ADHESIVE TO PATIENT SKIN ADULT WITH ADJUSTABLE TUBE POSITION DISPOSABLE | ANESTHSIA AND RESPIRATORY SUPPLEMENTARY
1764 | 4214253504400 | CONTINUOUS PERIPHERAL NERVE BLOCK CATHETER KIT WITH STIMULATION 18G LENGTH 100MM NERVE BLOCK NEEDLE CATHETER LENGTH NOT LESS THAN 700MM CATHETER CONNECTOR FILTER LUER-LOCK SYRINGE 5ML | ANESTHSIA AND RESPIRATORY SUPPLEMENTARY
1765 | 4227222902600 | ANESTHESIA BREATHING CIRCUIT EXTENDABLE, UNHEATED, SIZE ADULT, DUAL LIMB, WITH CO2 SAMPLING LINE LENGTH 3M, WITH 2 LITER REBREATHING BAG, CIRCUIT LENGTH 2.9M TO 3M, LIGHT WEIGHT WITH ANGLE PIECE, WITH HME (BACTERIAL AND VIRAL) FILTER AND HOSE FOR BAG, WITH CONNECTOR 22MM BOTH SIDE, WITH LUER ELBOW, DISPOSABLE | ANESTHSIA AND RESPIRATORY SUPPLEMENTARY
1766 | 4227222902000 | VENTILATOR CIRCUIT FOR MRI, SIZE ADULT, CORRUGATED, 3M LONG, DISPOSABLE, WITHOUT PRESSURE LINE, WITH SAMPLE LINE, WITH CIRCUIT CAP. , ONE (1) EACH = ONE (1) SET | ANESTHSIA AND RESPIRATORY SUPPLEMENTARY
1767 | 4218180304400 | SPO2 MRI SENSOR, ADHESIVE, NEONATAL DISPOSABLE, COMPATIBLE WITH PHILIPS MONITOR OR EQUIVALENT | RESPIRATORY AND ANESTHESIA TENDER
1768 | 4218180304900 | PULSE OXIMETER SENSOR PROBE ADHESIVE TAPE FOR USE WITH NEONATES WITH HIGH ACCURACY IN CRITICAL AND CHALLENGING CASES. CAN BE USED FOR CCHD SCREENING TEST. REPLACEMENT TAPES CAN BE USED. COMPATIBLE WITH MASIMO SYSTEM OR EQUIVALENT, DISPOSABLE. SIZE NEWBORN | RESPIRATORY AND ANESTHESIA TENDER
1769 | 4218180304700 | SENSOR, PULSE OXIMETER, NEONATAL, LESS THAN 3KG, PROBE ADHESIVE TAPE, HIGH ACCURACY, PERFUSION NUMBER, PULSE RATE, DISPOSABLE, REPLACEMENT TAPES, WITH CCHD SCREENING TEST, SHOULD BE COMPATIBLE WITH MASIMO SYSTEM OR EQUIVALENT | RESPIRATORY AND ANESTHESIA TENDER
1770 | 4016150000000 | DUST FILTER CO2 ABSORBER FOR ANESTHESIA DELIVERY SYSTEM, REUSABLE, COMPATIBLE WITH MAQUET FLOW I ANESTHESIA MACHINE OR EQUIVALENT | RESPIRATORY AND ANESTHESIA TENDER
1771 | 4227250036100 | IV CANNULA WITH WINGS, WITH PORT, LENGTH OF CATHETER 19MM, COLOR CODED, SIZE 26 G | RESPIRATORY AND ANESTHESIA TENDER
1772 | 4218190010000 | SENSOR CEREBRAL OXIMETRY NON INVASIVE, FOR ADULT, SHOULD BE COMPATIBLE WITH INVOS 5100 DEVICE OR EQUIVALENT | RESPIRATORY AND ANESTHESIA TENDER
1773 | 4218180303100 | SENSOR, PULSE OXIMETER, EAR, FIT WITH GE PATIENT MONITOR, LATEX FREE, REUSABLE, COMPATIBLE WITH NELLCOR SYSTEM OR EQUIVALENT | RESPIRATORY AND ANESTHESIA TENDER
1774 | 4218180307500 | SENSOR FINGER PULSE OXIMETER CLOTH PEDIATRIC 1.0 M DISPOSABLE, COMPATIBLE WITH NONIN MACHINE OR EQUIVALENT | RESPIRATORY AND ANESTHESIA TENDER
1775 | 4218190016100 | PUMP INFUSION PATIENT CONTROLLED EPIDURAL ANALGESIA PCEA | RESPIRATORY AND ANESTHESIA TENDER
1776 | 4218180304800 | PULSE OXIMETER SENSOR PROBE RUBBER SENSOR FOR USE WITH NEONATES WITH HIGH ACCURACY IN CRITICAL AND CHALLENGING CASES. CAN BE USED FOR CCHD SCREENING TEST. REPLACEMENT TAPES CAN BE USED, COMPATIBLE WITH MASIMO SYSTEM OR EQUIVALENT, REUSABLE, SIZE NEWBORN | RESPIRATORY AND ANESTHESIA TENDER
1777 | 4214351500600 | CRICOTHYROTOMY CATHETER SETS, FOR EMERGENCY, SIZE 6.0 MM, ONE (1) EACH = ONE (1) SET | RESPIRATORY AND ANESTHESIA TENDER
1778 | 4227150508600 | HIGH FLOW NASAL CANNULA FILTERED WITH CO2 SIZE L COMPATIBLE WITH FISHER AND PAYKEL 950 HUMIDIFIER OR EQUIVALENT | RESPIRATORY AND ANESTHESIA TENDER
1779 | 4222161602600 | STOPCOCK/PLUG DUAL PURPOSE (STERILE), ( COVER TO THE INJECTION PORT AND SYRINGE ) | RESPIRATORY AND ANESTHESIA TENDER
1780 | 4227250036200 | IV CATHETER WITH/OUT WINGS, WITH/OUT INJECTION PORT, WITHOUT BLOOD CONTROL VALVE, SIZE 14 G X 45-48MM | RESPIRATORY AND ANESTHESIA TENDER
1781 | 4227250038200 | SPINAL NEEDLE SPROTTE TIP, 27G X 35MM, STAINLESS STEEL NEEDLE, WITH MAGNIFYING EFFECT, ATRAUMATIC TIP, COLOR CODED WITH SIZE INDICATION ON NEEDLE HUB, OVAL SHAPE FOR THE HOLE BURR-FREE ROUNDED ATRAUMATIC EDGES | RESPIRATORY AND ANESTHESIA TENDER
1782 | 4229630501100 | BRONCHOSCOPE, FLEXIBLE, 2.2MM(+/-2), WORKING LENGTH NOT LESS THAN 300MM, STERILE, DISPOSABLE, COMPATIBLE WITH EACH HOSPITAL STANDERS | RESPIRATORY AND ANESTHESIA TENDER
1783 | 4227150508200 | SET BLOOD/FLUID WARMING , DUAL SPIKE, HEAT EXCHANGER, AUTO VENTING BUBBLE TRAP, LATEX FRE E, SHOULD BE COMPATIBLE WITH AUTO MER II SYSTEM OR EQUIVALENT. | RESPIRATORY AND ANESTHESIA TENDER
1784 | 4227150508100 | BRONCHOSCOPE DISPOSABLE FLEXIBLE SIZE 5.5MM(+/-0.4MM), STERILE, COMPATIBLE EACH HOSPITAL STANDER | RESPIRATORY AND ANESTHESIA TENDER
1785 | 4227250038300 | SPINAL NEEDLE SPROTTE TIP, 27G X 70MM, STAINLESS STEEL NEEDLE, WITH MAGNIFYING EFFECT, ATRAUMATIC TIP, COLOR CODED WITH SIZE INDICATION ON NEEDLE HUB, OVAL SHAPE FOR THE HOLE BURR-FREE ROUNDED ATRAUMATIC EDGES, WITH INTRODUCER 30MM WITH FUNNEL SHAPED HUB | RESPIRATORY AND ANESTHESIA TENDER
1786 | 4227250038400 | SPINAL NEEDLE SPROTTE TIP, 25G X 70MM, STAINLESS STEEL NEEDLE, WITH MAGNIFYING EFFECT, ATRAUMATIC TIP, COLOR CODED WITH SIZE INDICATION ON NEEDLE HUB, OVAL SHAPE FOR THE HOLE BURR-FREE ROUNDED ATRAUMATIC EDGES, WITH INTRODUCER 30MM WITH FUNNEL SHAPED HUB | RESPIRATORY AND ANESTHESIA TENDER
1787 | 4227250038500 | SPINAL NEEDLE SPROTTE TIP, 25G X 90MM, STAINLESS STEEL NEEDLE, WITH MAGNIFYING EFFECT, ATRAUMATIC TIP, COLOR CODED WITH SIZE INDICATION ON NEEDLE HUB, OVAL SHAPE FOR THE HOLE BURR-FREE ROUNDED ATRAUMATIC EDGES, WITH INTRODUCER 30MM WITH FUNNEL SHAPED HUB | RESPIRATORY AND ANESTHESIA TENDER
1788 | 4227250038600 | SPINAL NEEDLE SPROTTE TIP, 25G X 103MM, STAINLESS STEEL NEEDLE, WITH MAGNIFYING EFFECT, ATRAUMATIC TIP, COLOR CODED WITH SIZE INDICATION ON NEEDLE HUB, OVAL SHAPE FOR THE HOLE BURR-FREE ROUNDED ATRAUMATIC EDGES, WITH INTRODUCER 40MM WITH FUNNEL SHAPED HUB | RESPIRATORY AND ANESTHESIA TENDER
1789 | 4227250038700 | SPINAL NEEDLE SPROTTE TIP, 25G X 120MM, STAINLESS STEEL NEEDLE, WITH MAGNIFYING EFFECT, ATRAUMATIC TIP, COLOR CODED WITH SIZE INDICATION ON NEEDLE HUB, OVAL SHAPE FOR THE HOLE BURR-FREE ROUNDED ATRAUMATIC EDGES, WITH INTRODUCER 40MM WITH FUNNEL SHAPED HUB | RESPIRATORY AND ANESTHESIA TENDER
1790 | 4214261800800 | BLOOD GAS SAMPLING, 1ML SYRINGE, LUER SLIP TIP, HEPARINIZED 25 -50 IU, WITH CAP FOR ARTERIAL LINE DRAW, STERILE, DISPOSABLE. | RESPIRATORY AND ANESTHESIA TENDER
1791 | 4227250038100 | RAPID INFUSION CATHETER EXCHANGE SET SIZE 8.5 FR, LENGTH 6 -7CM, SPRING GUIDEWIRE APPROX. 30-35CM SOFT TIP BOTH SIDE, TISSUE DILATOR, SCALPEL NUMBER 11 | RESPIRATORY AND ANESTHESIA TENDER
1792 | 4227250039200 | SPINAL NEEDLE QUINCKE TYPE POINT WITH INTRODUCER DISPOSABLE STERILE 18G X 2.5 INCH | RESPIRATORY AND ANESTHESIA TENDER
1793 | 4227250039800 | SPINAL NEEDLE QUINCKE TYPE POINT WITH INTRODUCER DISPOSABLE STERILE 20G X 2.5 INCH | RESPIRATORY AND ANESTHESIA TENDER
1794 | 4222160600000 | UNIVERSAL SPIKE, ON/OFF CLAMP, DISTAL LUER LOCK CONNECTOR | RESPIRATORY AND ANESTHESIA TENDER
1795 | 4227250040500 | SPINAL NEEDLE QUINCKE TYPE POINT DISPOSABLE STERILE 27G X 2.5 INCH | RESPIRATORY AND ANESTHESIA TENDER
1796 | 4229553300300 | DEVICE, NASAL INTRANASAL MUCOSAL ATOMIZATION, WITH 3 ML SYRINGE, LATEX FREE, DISPOSABLE | RESPIRATORY AND ANESTHESIA TENDER
1797 | 4227250041600 | SPINAL NEEDLE QUINCKE TYPE POINT DISPOSABLE STERILE 25G X 2.5 INCH | RESPIRATORY AND ANESTHESIA TENDER
1798 | 4227250041800 | SPINAL NEEDLE QUINCKE TYPE POINT DISPOSABLE STERILE 25G X 6 INCH | RESPIRATORY AND ANESTHESIA TENDER
1799 | 4222160301600 | DOUBLE LUMEN OCTOPUS WITH BIONECTOR AND TWO CLAMPS, WITH POLYURETHANE CATHETER EXTENSION TUBE, 10 CM LENGTH, 0.3-0.5 ML PRIMING VOLUME | RESPIRATORY AND ANESTHESIA TENDER
1800 | 4222151500400 | KIT, CENTRAL VENOUS CATHETERIZATION, SINGLE LUMEN 24 G X 9 CM X. 18, WITH SPRING WIRE GUIDE NEEDLE INTRODUCER 21 G, SYRINGE 3 ML LU ER LOCK DRAPE 40 X 40 SCALP REP SPONGE SWAB GAUZE PAD, LATEX FREE, DISPOSABLE, ONE (1) EACH = ONE (1) KIT | RESPIRATORY AND ANESTHESIA TENDER
1801 | 4227250043800 | SPINAL NEEDLE WHITACRE PENCIL POINT WITH INTRODUCER 22G X 1.5 INCH | RESPIRATORY AND ANESTHESIA TENDER
1802 | 4227250045100 | SPINAL NEEDLE WHITACRE PENCIL POINT WITH INTRODUCER 25G X 3.5 INCH | RESPIRATORY AND ANESTHESIA TENDER
1803 | 4222230700200 | SET BLOOD/FLUID WARMING SET STANDER, SHOULD BE COMPATIBLE WITH RANGER SYSTEM OR EQUIVALENT, ONE (1) EACH = ONE (1) SET | RESPIRATORY AND ANESTHESIA TENDER
1804 | 4214253400500 | INTRAOSSEOUS NEEDLE SYSTEM, WITH REUSABLE INTRAOSSEOUS ACCESS POWER DRIVER, COMPLETE SET WITH ALL NECESSARY ACCESSORIES, PEDIATRIC, DISPO SABLE, STERILE, SIZE ACCORDING TO HOSPITAL REQUIREMENT | RESPIRATORY AND ANESTHESIA TENDER
1805 | 4218192300100 | WEARABLE WIRELESS SENSOR TO MEASURE BODY TEMPERATURE AND RESPIRATORY RATE, CONNECTED THROUGH BLUETOOTH, ABLE TO USE IN HOME CARE AND HOSPITALS | RESPIRATORY AND ANESTHESIA TENDER
1806 | 4227250038000 | RAPID INFUSION CATHETER EXCHANGE SET SIZE 7 FR, LENGTH 5CM, SPRING GUIDEWIRE APPROX. 30-35CM SOFT TIP BOTH SIDE, TISSUE DILATOR, SCALPEL NUMBER 11 | RESPIRATORY AND ANESTHESIA TENDER
1807 | 4227250036300 | IV CATHETER WITH/OUT WINGS, WITH/OUT INJECTION PORT, WITHOUT BLOOD CONTROL VALVE, SIZE 14 G X 30-32MM | RESPIRATORY AND ANESTHESIA TENDER
1808 | 4227250036400 | IV CATHETER WITH/OUT WINGS, WITH/OUT INJECTION PORT, WITHOUT BLOOD CONTROL VALVE, SIZE 16 G X 45-48MM | RESPIRATORY AND ANESTHESIA TENDER
1809 | 4227250036500 | IV CATHETER WITH/OUT WINGS, WITH/OUT INJECTION PORT, WITHOUT BLOOD CONTROL VALVE, SIZE 16 G X 30-32MM | RESPIRATORY AND ANESTHESIA TENDER
1810 | 4227250036600 | IV CATHETER WITH/OUT WINGS, WITH/OUT INJECTION PORT, WITHOUT BLOOD CONTROL VALVE, SIZE 18 G X 45-48MM | RESPIRATORY AND ANESTHESIA TENDER
1811 | 4227150508500 | HIGH FLOW NASAL CANNULA FILTERED WITH CO2 SIZE S COMPATIBLE WITH FISHER AND PAYKEL 950 HUMIDIFIER OR EQUIVALENT | RESPIRATORY AND ANESTHESIA TENDER
1812 | 4016150000100 | DUST FILTER, CO2 ABSORBER, COMPATIBLE WITH GE ANESTHESIA MACHINE OR EQUIVALENT | RESPIRATORY AND ANESTHESIA TENDER
1813 | 4227150508400 | HIGH FLOW NASAL CANNULA FILTERED WITH CO2 SIZE M COMPATIBLE WITH FISHER AND PAYKEL 950 HUMIDIFIER OR EQUIVALENT | RESPIRATORY AND ANESTHESIA TENDER
1814 | 4218191700300 | SENSOR CEREBRAL OXIMETRY NON INVASIVE, FOR NEONATAL, SHOULD BE COMPATIBLE WITH INVOS 5100 DEVICE OR EQUIVALENT | RESPIRATORY AND ANESTHESIA TENDER
1815 | 4227250036700 | IV CATHETER WITH/OUT WINGS, WITH/OUT INJECTION PORT, WITHOUT BLOOD CONTROL VALVE, SIZE 18G X 30-32MM | RESPIRATORY AND ANESTHESIA TENDER
1816 | 4227250036800 | IV CATHETER WITH/OUT WINGS, WITH/OUT INJECTION PORT, WITHOUT BLOOD CONTROL VALVE, SIZE 20G X 30-32MM | RESPIRATORY AND ANESTHESIA TENDER
1817 | 4227150508300 | SET BLOOD/FLUID WARMING,WITH EXTENTION LINE NOT LESS THAN 60CM, SHOULD BE COMPATIBLE WITH AUTO MER II SYSTEM OR EQUIVALENT | RESPIRATORY AND ANESTHESIA TENDER
1818 | 4227250036900 | IV CATHETER WITH/OUT WINGS, WITH/OUT INJECTION PORT, WITHOUT BLOOD CONTROL VALVE, SIZE 20G X 45-48MM | RESPIRATORY AND ANESTHESIA TENDER
1819 | 4218191800400 | MINIMAL INVASIVE SENSOR WITH 84 INCH, 210-215 CM, FOR CARDIAC OUTPUT, HEMODYNAMIC MEASUREMENT AND EARLY HYPOTENSION PREDICTION COMPATIBLE WITH HEMISPHERE ADVANCED MONITOR, COMPATIBLE WITH EDWARDS MONITOR OR EQUIVALENT | RESPIRATORY AND ANESTHESIA TENDER
1820 | 4227250037100 | IV CATHETER WITH/OUT WINGS, WITH/OUT INJECTION PORT, WITHOUT BLOOD CONTROL VALVE, SIZE 24GX 19MM | RESPIRATORY AND ANESTHESIA TENDER
1821 | 4214253400300 | INTRAOSSEOUS ACCESS KIT, WITH A REUSABLE INTRAOSSEOUS ACCESS POWER DRIVER, EACH SET INCLUDES 15 GA. STERILE INTRAOSSEOUS NEEDLE S 45MM, 25MM AND 15MM LONG WITH STABILIZER DRESSING, CONNECT, EXTENSION SET, PATIENT WRIST BAND | RESPIRATORY AND ANESTHESIA TENDER
1822 | 4218180302000 | MEASUREMENT SENSOR FOR TRANSCUTANEOUS PCO2 AND PO2 FOR NEONATAL, PEDIATRIC AND ADULT PATIENTS, COMPATIBLE WITH SENTEC SYSTEM OR EQUI VALENT | RESPIRATORY AND ANESTHESIA TENDER
1823 | 4218192001900 | QUICK SETUP FOR MEASUREMENT OF CARDIAC OUTPUT WITH A PULMONARY ARTERY CATHETER? USE WITH SWAN GANZ | RESPIRATORY AND ANESTHESIA TENDER
1824 | 4227250037200 | IV CATHETER WITH/OUT WINGS, WITH/OUT INJECTION PORT, WITHOUT BLOOD CONTROL VALVE, SIZE 26G X 19MM | RESPIRATORY AND ANESTHESIA TENDER
1825 | 4218192300000 | WIRELESS SENSOR, ADULT NEONATAL, TO MEASURE (SPO2, PR, PVI, PI, RR), HIGH ACCURACY, RD SET, ABLE TO USE IN HOME CARE AND HOSPITALS, COMPATIBLE WITH MASIMO SYSTEM OR EQUIVALENT | RESPIRATORY AND ANESTHESIA TENDER
1826 | 4222201200100 | INFUSION PUMP - RESERVOIR CASSETTE DISPOSABLE 50ML, COMPATIBLE WITH CADD SYSTEM | RESPIRATORY AND ANESTHESIA TENDER
1827 | 4222201200400 | INFUSION PUMP YELLOW CASSETTE DISPOSABLE 250ML MEDICATION CASSETTE RESERVOIR (MCR) WITH FLOW STOP FREE FLOW PROTECTION COMPATIBLE WITH CADD SYSTEM OR EQUIVALENT | RESPIRATORY AND ANESTHESIA TENDER
1828 | 4222230700100 | SET BLOOD/FLUID WARMING HIGH FLOW, DUAL SPIKE, HEAT EXCHANGER, DRIP CHAMBER WITH MICRON FILTER, AUTO VENTING BUBBLE TRAP, LATEX FRE E, SHOULD BE COMPATIBLE WITH RANGER SYSTEM OR EQUIVALENT, ONE (1) EACH = ONE (1) SET | RESPIRATORY AND ANESTHESIA TENDER
1829 | 4214253400400 | INTRAOSSEOUS NEEDLE SYSTEM, WITH REUSABLE INTRAOSSEOUS ACCESS POWER DRIVER, COMPLETE SET WITH ALL NECESSARY ACCESSORIES, ADULT, DISPOSABLE, STERILE, SIZE ACCORDING TO HOSPITAL REQUIREMENT | RESPIRATORY AND ANESTHESIA TENDER
1830 | 4218180301800 | SENSOR SATURATION PROBE (FOR PULSE OXIMETER) FINGER TIP ADHESIVE, ADULT, DISPOSABLE, SHOULD BE COMPATIBLE WITH OXIMAX NELLCOR SYSTEM OR EQUIVALENT | RESPIRATORY AND ANESTHESIA TENDER
1831 | 4014200900000 | NIBP HOSE ADULT COMPATIBILITY WITH PATIENT MONITORING SYSTEM DRAEGER REUSABLE | RESPIRATORY AND ANESTHESIA TENDER
1832 | 4218180301700 | SENSOR SATURATION PROBE (FOR PULSE OXIMETER) FINGER TIP ADHESIVE, PEDIATRIC, DISPOSABLE, SHOULD BE COMPATIBLE WITH OXIMAX NELLCOR SYSTEM OR EQUIVALENT | RESPIRATORY AND ANESTHESIA TENDER
1833 | 4227250028800 | EPIDURAL COMBINED SPINAL DISPOSABLE, STERILE SET CONSIST OF:18G X 9 CM CSE TUOHY NEEDLE, 20G CLEAR AND SCALED EPIDURAL CATHETER, EASILY Y INSERTED, ATRAUMATIC CATHETER INTRODUCER PIECE, CATHETER CONNECTOR EPIDURAL CATHETER LABEL 0.2 MICRO LUER LOCK FLAT FILTER, PLASTIC LOSS OF RESISTANCE SYRINGE 10ML LUER SLIP, 27G X NOT LESS THAN 125MM CSE SPINAL NEEDLE, PENCIL POINT WITH INTERLOCK CONNECTION TO TUOHY NEEDLE | RESPIRATORY AND ANESTHESIA TENDER
1834 | 4227250028900 | COMPLETE EPIDURAL KIT 17G TOUHY NEEDLE 8.5-9CM 19G POLYURETHANE MATERIAL WIRE REINFORCED CATHETER PLASTIC LOSS OF RESISTANCE SYRINGE 10ML LUER SLIP INJECTION NEEDLE 22G INJECTION NEEDLE 25G LABEL EPIDURAL CATHETER FILTER 0.2MICRON CATHETER CONNECTOR PREPARATION TRAY SYRINGE 10ML LUER-SLIP SYRINGE 20ML LUER-LOCK SYRINGE 3ML LUER-LOCK NEEDLE 16G X NOT LESS THAN 3.5CM INJECTION NEEDLE 18G X NOT LESS THAN 3.5CM TRANSPARENT DRAPE NOT LESS THAN 60X90CM WITH 10CM FENESTRATION IN LOWER HALF FILTER 5 MICRON STRAW GAUZE 4INCH X4INCH NOT LESS THAN FOUR | RESPIRATORY AND ANESTHESIA TENDER
1835 | 4227250029000 | FORCEPS MAGILL ADULT SZ 25CM (10 INCH) DISPOSABLE | RESPIRATORY AND ANESTHESIA TENDER
1836 | 4227250029100 | FORCEPS MAGILL INFANT SZ 15CM (6 INCH) DISPOSABLE | RESPIRATORY AND ANESTHESIA TENDER
1837 | 4227250029200 | FORCEPS MAGILL CHILD SZ 20CM (8 INCH) DISPOSABLE | RESPIRATORY AND ANESTHESIA TENDER
1838 | 4014160000000 | VALVE, ONE WAY, FOR POCKET MASK COMPATIBLE WITH LAERDAL OR EQUIVALENT, LATEX FREE, DISPOSABLE | RESPIRATORY AND ANESTHESIA TENDER
1839 | 4227150511100 | CONTACT GEL V-SIGN SENSOR COMPATIBLE (SENTEC) | RESPIRATORY AND ANESTHESIA TENDER
1840 | 4214253700100 | SET, PNEUMOTHORAX, NEEDLE 18 GA L 20 CM, 9 FR X 30 CM, 20 SIDE PORTS, DISPOSABLE, STERILE | RESPIRATORY AND ANESTHESIA TENDER
1841 | 4229490400000 | BITE PROOF AND BITE BLOCKER LATEX-FREE, WITH ADHESIVE, FITS WITH 5 MM - 9 MM (ID) ENDOTRACHEAL TUBE, DISPOSABLE. | RESPIRATORY AND ANESTHESIA TENDER
1842 | 4227250029700 | NASOPHARYNGEAL AIRWAY, WITH FIXATION CLIP, SIZE 9.0CM | RESPIRATORY AND ANESTHESIA TENDER
1843 | 4214253504300 | CONTINUOUS PERIPHERAL NERVE BLOCK CATHETER KIT, WITH STIMULATION, 18G, LENGTH 50MM, NERVE BLOCK NEEDLE, CATHETER LENGTH 400MM, CATHETER CONNECTOR, FILTER, LUER-LOCK, SYRINGE 5ML | RESPIRATORY AND ANESTHESIA TENDER
1844 | 4227250029800 | NASOPHARYNGEAL AIRWAY, WITH FIXATION CLIP, SIZE 8.5CM | RESPIRATORY AND ANESTHESIA TENDER
1845 | 4227250029900 | NASOPHARYNGEAL AIRWAY, WITH FIXATION CLIP, SIZE 8.0CM | RESPIRATORY AND ANESTHESIA TENDER
1846 | 4227250030000 | NASOPHARYNGEAL AIRWAY, WITH FIXATION CLIP, SIZE 7.5CM | RESPIRATORY AND ANESTHESIA TENDER
1847 | 4227250030100 | NASOPHARYNGEAL AIRWAY, WITH FIXATION CLIP, SIZE 7.0CM | RESPIRATORY AND ANESTHESIA TENDER
1848 | 4227250030200 | NASOPHARYNGEAL AIRWAY, WITH FIXATION CLIP, SIZE 6.0CM | RESPIRATORY AND ANESTHESIA TENDER
1849 | 4227250030300 | NASOPHARYNGEAL AIRWAY, WITH FIXATION CLIP, SIZE 5.5CM | RESPIRATORY AND ANESTHESIA TENDER
1850 | 4227250030400 | NASOPHARYNGEAL AIRWAY, WITH FIXATION CLIP, SIZE 5.0CM | RESPIRATORY AND ANESTHESIA TENDER
1851 | 4227250030500 | NASOPHARYNGEAL AIRWAY, WITH FIXATION CLIP, SIZE 4.5CM | RESPIRATORY AND ANESTHESIA TENDER
1852 | 4227250030600 | NASOPHARYNGEAL AIRWAY, WITH FIXATION CLIP, SIZE 4.0CM | RESPIRATORY AND ANESTHESIA TENDER
1853 | 4227250030700 | NASOPHARYNGEAL AIRWAY, WITH FIXATION CLIP, SIZE 3.5CM | RESPIRATORY AND ANESTHESIA TENDER
1854 | 4227250030800 | NASOPHARYNGEAL AIRWAY, WITH FIXATION CLIP, SIZE 3.0M | RESPIRATORY AND ANESTHESIA TENDER
1855 | 4227250030900 | CO2 SAMPLING LINE SINGLE USE LENGTH 3.0 M | RESPIRATORY AND ANESTHESIA TENDER
1856 | 4227250028600 | CATHETER CENTRAL VENOUS COMPLETE KIT ANTI MICROBIAL CONTAINS: TRIPLE LUMEN CATHETER 7 FR X 20CM - GUIDE WIRE (UNKINKABLE) NOT LESS THAN 60CM WITH SOFT TIP AND END J- TIP EXTENSION LINE CLAMPS FENESTRATED DRAPE ADHESIVE NOT LESS THAN 6090 CM WITH 7-10CM FENESTRATION- CATHETER CONTAIN CLAMP- SCALPEL NUMBER 11 NOT LESS THAN FOUR GAUZE 4X4 NOT LESS THAN TWO 2X2 SUTURE SILK WITH STRAIGHT NEEDLE TISSUE DILATOR INJECTION NEEDLE 25G SYRINGE 3ML LUER LOCK SYRINGE 5ML LUER SLIP INTRODUCER NEEDLE 18 GA X NOT LESS THAN 6.0CM CATHETER 18G OVER 20G INTRODUCER NEEDLE RADIOPAQUE WITH INTRODUCER NEEDLE WITH 5 ML LUER-SLIP SYRINGE DISPOSABLE STERILE | RESPIRATORY AND ANESTHESIA TENDER
1857 | 4227250028500 | CATHETER CENTRAL VENOUS COMPLETE KIT ANTI MICROBIAL CONTAINS: TRIPLE LUMEN CATHETER 7 FR X 16CM - GUIDE WIRE (UNKINKABLE) NOT LESS THAN 40CM WITH SOFT TIP AND END J- TIP EXTENSION LINE CLAMPS FENESTRATED DRAPE ADHESIVE NOT LESS THAN 6090 CM WITH 7-10CM FENESTRATION- CATHETER CONTAIN CLAMP- SCALPEL NUMBER 11 NOT LESS THAN FOUR GAUZE 4X4 NOT LESS THAN TWO 2X2 SUTURE SILK WITH STRAIGHT NEEDLE TISSUE DILATOR INJECTION NEEDLE 25G SYRINGE 3ML LUER LOCK SYRINGE 5ML LUER SLIP INTRODUCER NEEDLE 18 GA X NOT LESS THAN 6.0CM CATHETER 18G OVER 20G INTRODUCER NEEDLE RADIOPAQUE WITH INTRODUCER NEEDLE WITH 5 ML LUER-SLIP SYRINGE DISPOSABLE STERILE | RESPIRATORY AND ANESTHESIA TENDER
1858 | 4227250028400 | CATHETER CENTRAL VENOUS COMPLETE KIT CONTAINS: TRIPLE LUMEN CATHETER 5.5 FR X 8CM GUIDE WIRE (UNKINKABLE) NOT LESS THAN 40CM WITH SOFT TIP AND END J- TIP EXTENSION LINE CLAMPS FENESTRATED DRAPE ADHESIVE NOT LESS THAN 4060 CM WITH 7-10CM FENESTRATION CATHETER CONTAIN CLAMP SCALPEL NUMBER 11 NOT LESS THAN FOUR GAUZE 4X4 NOT LESS THAN TWO GAUZE 2X2 SUTURE BRAIDED SILK WITH STRAIGHT NEEDLE TISSUE DILATOR INJECTION NEEDLE 25G SYRINGE 3ML LUER LOCK SYRINGE 5ML LUER SLIP INTRODUCER NEEDLE 21G CATHETER 22G X NOT LESS THAN 4.0CM RADIOPAQUE WITH INTRODUCER NEEDLE WITH 5ML LUERSLIP SYRINGE DISPOSABLE STERILE | RESPIRATORY AND ANESTHESIA TENDER
1859 | 4227250028300 | CATHETER CENTRAL VENOUS COMPLETE KIT CONTAINS: TRIPLE LUMEN CATHETER 5.5 FR X 13CM GUIDE WIRE (UNKINKABLE) NOT LESS THAN 40CM WITH SOFT TIP AND END J- TIP EXTENSION LINE CLAMPS FENESTRATED DRAPE ADHESIVE NOT LESS THAN 4060 CM WITH 7-10CM FENESTRATION CATHETER CONTAIN CLAMP SCALPEL NUMBER 11 NOT LESS THAN FOUR GAUZE 4X4 NOT LESS THAN TWO GAUZE 2X2 SUTURE BRAIDED SILK WITH STRAIGHT NEEDLE TISSUE DILATOR INJECTION NEEDLE 25G SYRINGE 3ML LUER LOCK SYRINGE 5ML LUER SLIP INTRODUCER NEEDLE 21G CATHETER 22G X NOT LESS THAN 4.0CM RADIOPAQUE WITH INTRODUCER NEEDLE WITH 5ML LUERSLIP SYRINGE DISPOSABLE STERILE | RESPIRATORY AND ANESTHESIA TENDER
1860 | 4218170201100 | CABLE FOR INTERFACE MODULE FOR ECG COMPATIBLE WITH PHILIPS MONITOR OR EQUIVALENT | RESPIRATORY AND ANESTHESIA TENDER
1861 | 4218170400000 | CLIPS ALLIGATOR FOR ECG COMPATIBLE WITH IEC PHILIPS OR EQUIVALENT | RESPIRATORY AND ANESTHESIA TENDER
1862 | 4218170400100 | CLIPS ALLIGATOR FOR TAB ELECTRODE FOR ECG | RESPIRATORY AND ANESTHESIA TENDER
1863 | 4227150512700 | NEONATAL VENTILATOR CIRCUIT SET DUAL HEATED WITH INTEGRATED TEMPERATURE AND FLOW SENSORS SPIRAL HEATED INSPIRATORY SIDE 1.75 M WITH THERMOADAPT TECHNOLOGY EXPIRATORY LIMB = 1.60 M WITH FILTER AND AUTO-FILLED CHAMBER DRYLINE ADAPTERS PRESSURE LINE COMPATIBLE WITH FISHER PAYKEL MR950 OR EQUIVALENT | RESPIRATORY AND ANESTHESIA TENDER
1864 | 4218170800700 | ELECTRODE PEDIATRIC ECG (1 PACK OF 3 ELECTRODE) MRI COMPATIBLE | RESPIRATORY AND ANESTHESIA TENDER
1865 | 4227150512600 | ADULT VENTILATOR CIRCUIT SET DUAL HEATED WITH INTEGRATED TEMPERATURE AND FLOW SENSORS SPIRAL HEATED INSPIRATORY LIMB = 1.60 M EXPIRATORY LIMB = 1.60 M WITH FILTER AND AUTO-FILLED CHAMBER DRYLINE ADAPTERS AND PRESSURE LINE COMPATIBLE WITH FISHER PAYKEL MR950 OR EQUIVALENT | RESPIRATORY AND ANESTHESIA TENDER
1866 | 4227250026700 | TUBE ENDOTRACHEAL, PVC, SPECIALIST SOFT NASAL NORTH, PROFILE CUFF HIGH VOLUME LOW PRESSURE, ATRAUMATIC ROUNDED TIP, CURVED TOWARDS THE FOREHEAD, ATRAUMATIC MURPHY EYE, DISPOSABLE, STERILE, LATEX FREE, SIZE, 6.5MM (ID) | RESPIRATORY AND ANESTHESIA TENDER
1867 | 4227250026800 | TUBE ENDOTRACHEAL, SILICON, SPECIALIST SOFT NASAL NORTH, PROFILE CUFF HIGH VOLUME LOW PRESSURE, ATRAUMATIC ROUNDED TIP, CURVED TOWARDS THE FOREHEAD, ATRAUMATIC MURPHY EYE, DISPOSABLE, STERILE, LATEX FREE, SIZE, 7.0MM (ID) | RESPIRATORY AND ANESTHESIA TENDER
1868 | 4227150512500 | ADULT VENTILATOR CIRCUIT SET DUAL HEATED WITH INTEGRATED TEMPERATURE AND FLOW SENSORS SPIRAL HEATED INSPIRATORY LIMB = 1.60 M EXPIRATORY LIMB = 1.60 M FILTER AND AUTO-FILLED CHAMBER DRYLINE ADAPTERS COMPATIBLE WITH FISHER PAYKEL MR950 OR EQUIVALENT | RESPIRATORY AND ANESTHESIA TENDER
1869 | 4218171500500 | CREAM EEG ELECTRODE FOR SLEEP STUDY MACHINE | RESPIRATORY AND ANESTHESIA TENDER
1870 | 4227150512400 | PNEUMOTACH FLOW SENSOR PT-36 COMPLETE, HEATED , COMPATIBLE WITH PFT MACHINE MASTER SCREEN OR EQUIVALENT | RESPIRATORY AND ANESTHESIA TENDER
1871 | 4227250031100 | WATER TRAPS FOR USE WITH ANESTHESIA MACHINE FOR SAMPLING LINE, SHOULD BE COMPATIBLE WITH MINDRAY MACHINE OR EQUIVALENT | RESPIRATORY AND ANESTHESIA TENDER
1872 | 4227150512200 | EXPIRATORY VALVE MEMBRANE, FOR VENTILATOR MACHINE, REUSABLE COMPATIBLE WITH SERVO-I OR EQUIVALENT | RESPIRATORY AND ANESTHESIA TENDER
1873 | 4227150512000 | VALVE HEAD FOR CHECK VALVE WITH HOLE FOR PRESSURE SENSOR, COMPATIBLE WITH VYAIRE-JAEGER OR EQUIVALENT | RESPIRATORY AND ANESTHESIA TENDER
1874 | 4218172303800 | RECORDING PAPER THERMO SENSITIVE Z FOLDED PAPER FOR STRESS TEST, ONE (1) EACH = ONE (1) ROL | RESPIRATORY AND ANESTHESIA TENDER
1875 | 4227150511800 | FLANGE CONNECTION 30MM(ID) COMPATIBLE WITH JAEGER PFT | RESPIRATORY AND ANESTHESIA TENDER
1876 | 4227250026900 | TUBE ENDOTRACHEAL, PVC, SPECIALIST SOFT NASAL NORTH, PROFILE CUFF HIGH VOLUME LOW PRESSURE, ATRAUMATIC ROUNDED TIP, CURVED TOWARDS THE FOREHEAD, ATRAUMATIC MURPHY EYE, DISPOSABLE, STERILE, LATEX FREE, SIZE, 7.0MM (ID) | RESPIRATORY AND ANESTHESIA TENDER
1877 | 4227250027000 | TUBE ENDOTRACHEAL, SILICON, SPECIALIST SOFT NASAL NORTH, PROFILE CUFF HIGH VOLUME LOW PRESSURE, ATRAUMATIC ROUNDED TIP, CURVED TOWARDS THE FOREHEAD, ATRAUMATIC MURPHY EYE, DISPOSABLE, STERILE, LATEX FREE, SIZE, 7.5MM (ID) | RESPIRATORY AND ANESTHESIA TENDER
1878 | 4227250027100 | TUBE ENDOTRACHEAL, PVC, SPECIALIST SOFT NASAL NORTH, PROFILE CUFF HIGH VOLUME LOW PRESSURE, ATRAUMATIC ROUNDED TIP, CURVED TOWARDS THE FOREHEAD, ATRAUMATIC MURPHY EYE, DISPOSABLE, STERILE, LATEX FREE, SIZE, 7.5MM (ID) | RESPIRATORY AND ANESTHESIA TENDER
1879 | 4227250027200 | TUBE ENDOTRACHEAL, SILICON, SPECIALIST SOFT NASAL NORTH, PROFILE CUFF HIGH VOLUME LOW PRESSURE, ATRAUMATIC ROUNDED TIP, CURVED TOWARDS THE FOREHEAD, ATRAUMATIC MURPHY EYE, DISPOSABLE, STERILE, LATEX FREE, SIZE, 8.0MM (ID) | RESPIRATORY AND ANESTHESIA TENDER
1880 | 4227250027300 | TUBE ENDOTRACHEAL, PVC, SPECIALIST SOFT NASAL NORTH, PROFILE CUFF HIGH VOLUME LOW PRESSURE, ATRAUMATIC ROUNDED TIP, CURVED TOWARDS THE FOREHEAD, ATRAUMATIC MURPHY EYE, DISPOSABLE, STERILE, LATEX FREE, SIZE, 8.0MM (ID) | RESPIRATORY AND ANESTHESIA TENDER
1881 | 4227250027900 | SET BLOOD/FLUID WARMING SET, SHOULD BE COMPATIBLE WITH LEVEL-1 SYSTEM OR EQUIVALENT | RESPIRATORY AND ANESTHESIA TENDER
1882 | 4227250028100 | CATHETER CENTRAL VENOUS COMPLETE KIT ANTI MICROBIAL CONTAINS: TRIPLE LUMEN CATHETER 5.5 FR X 13CM GUIDE WIRE (UNKINKABLE) NOT LESS THAN 40CM WITH SOFT TIP AND END J- TIP EXTENSION LINE CLAMPS FENESTRATED DRAPE ADHESIVE NOT LESS THAN 4060 CM WITH 7-10CM FENESTRATION CATHETER CONTAIN CLAMP HANDLING SCALPEL NUMBER 11 NOT LESS THAN FOUR GAUZE 4X4 NOT LESS THAN TWO GAUZE 2X2 SUTURE BRAIDED SILK WITH STRAIGHT NEEDLE TISSUE DILATOR INJECTION NEEDLE 25G SYRINGE 3ML LUER LOCK SYRINGE 5ML LUER SLIP INTRODUCER NEEDLE 21 GA CATHETER 22G X NOT LESS THAN 4.0CM RADIOPAQUE WITH INTRODUCER NEEDLE WITH 5ML LUER SLIP SYRINGE DISPOSABLE STERILE | RESPIRATORY AND ANESTHESIA TENDER
1883 | 4227250028200 | CATHETER CENTRAL VENOUS COMPLETE KIT ANTI MICROBIAL CONTAINS: TRIPLE LUMEN CATHETER 5.5 FR X 8CM GUIDE WIRE (UNKINKABLE) NOT LESS THAN 40CM WITH SOFT TIP AND END J- TIP EXTENSION LINE CLAMPS FENESTRATED DRAPE ADHESIVE NOT LESS THAN 4060 CM WITH 7-10CM FENESTRATION CATHETER CONTAIN CLAMP HANDLING SCALPEL NUMBER 11 NOT LESS THAN FOUR GAUZE 4X4 NOT LESS THAN TWO GAUZE 2X2 SUTURE BRAIDED SILK WITH STRAIGHT NEEDLE TISSUE DILATOR INJECTION NEEDLE 25G SYRINGE 3ML LUER LOCK SYRINGE 5ML LUER SLIP INTRODUCER NEEDLE 21 GA CATHETER 22G X NOT LESS THAN 4.0CM RADIOPAQUE WITH INTRODUCER NEEDLE WITH 5ML LUER SLIP SYRINGE DISPOSABLE STERILE | RESPIRATORY AND ANESTHESIA TENDER
1884 | 4227150512100 | VALVE HEAD FOR CHECK VALVE, MASTER SCREEN | RESPIRATORY AND ANESTHESIA TENDER
1885 | 4227250036000 | IV CANNULA WITH WINGS, WITH PORT, LENGTH OF CATHETER 19MM, COLOR CODED, SIZE 24 G | RESPIRATORY AND ANESTHESIA TENDER
1886 | 4227250031300 | SODA LIME CANISTER COLOR WHITE TO VIOLET, DISPOSABLE (SHOULD BE COMPATIBLE WITH GE MACHINE OR EQUIVALENT ) | RESPIRATORY AND ANESTHESIA TENDER
1887 | 4227150510800 | OXYGEN AUTO SHUTOFF COMPATIBLE WITH OXYGEN FLOWMETER FOR RESUSCITATOR | RESPIRATORY AND ANESTHESIA TENDER
1888 | 4214360700000 | WEARABLE WIRELESS SENSOR TO TRACK PATIENT POSITION, ORIENTATION, ACTIVITY CONNECTED THROUGH BLUETOOTH | RESPIRATORY AND ANESTHESIA TENDER
1889 | 4227250034100 | PERCUTANEOUS SHEATH INTRODUCER SET, WITH NEEDLE, GUIDEWIRE, GAUZE AND DRAPE WITH DISINFECTED (FOR SWAN GANZ), LENGTH 10-11CM, DISPOSABLE, STERILE, SIZE 7.0FR | RESPIRATORY AND ANESTHESIA TENDER
1890 | 4227250034200 | PERCUTANEOUS SHEATH INTRODUCER KIT 6 FR X 10 CM INTRODUCER NEEDLE 18G WITH TWO INJECTION NEEDLE 22G AND 25G CATHETER 18G X 6 CM SPRING GUIDEWIRE SYRINGE 3CC LUER LOCK SYRINGE 5CC LUER SLIP DRAPE 60X90 CM WITH 10CM FENESTRATION TWO GAUZE SIZE 2INCH X2INCH FIVE GAUZE SIZE 4INCH X4INCH WITH CATHETER PROTECTION SHIELD SUTURE SILK WITH STRAIGHT NEEDLE HANDLE SCALPEL NUMBER 11 DISPOSABLE STERILE | RESPIRATORY AND ANESTHESIA TENDER
1891 | 4227250034300 | PERCUTANEOUS SHEATH INTRODUCER KIT 8.5FR X 10 CM INTRODUCER NEEDLE 18G WITH TWO INJECTION NEEDLE 22G AND 25G CATHETER 18G X 6 CM SPRING GUIDEWIRE SYRINGE 3CC LUER LOCK SYRINGE 5CC LUER SLIP DRAPE 60X90 CM WITH 10CM FENESTRATION TWO GAUZE SIZE 2INCH X2INCH FIVE GAUZE SIZE 4INCH X4INCH WITH CATHETER PROTECTION SHIELD SUTURE SILK WITH STRAIGHT NEEDLE HANDLE SCALPEL NUMBER 11 DISPOSABLE STERILE | RESPIRATORY AND ANESTHESIA TENDER
1892 | 4227250034400 | CATHETER ARTERIAL SIZE, 16 G X 18 CM, SELDINGER TECHNIQUE, GUIDEWIRE, INTRODUCER NEEDLE, STERILE | RESPIRATORY AND ANESTHESIA TENDER
1893 | 4227250034500 | CATHETER ARTERIAL SIZE, 17 G X 18 CM, SELDINGER TECHNIQUE, GUIDEWIRE, INTRODUCER NEEDLE, STERILE | RESPIRATORY AND ANESTHESIA TENDER
1894 | 4227250034900 | CATHETER ARTERIAL SIZE, 20 G X 4 CM, SELDINGER TECHNIQUE, GUIDEWIRE, INTRODUCER NEEDLE, STERILE | RESPIRATORY AND ANESTHESIA TENDER
1895 | 4227250035000 | CATHETER ARTERIAL SIZE, 20 G X 6 CM, SELDINGER TECHNIQUE, GUIDEWIRE, INTRODUCER NEEDLE, STERILE | RESPIRATORY AND ANESTHESIA TENDER
1896 | 4014176400200 | TRU CUFF HOSE ASSEMBLY, ADULT, SINGLE TUBE, COMPATIBLE WITH MAQUET ANESTHESIA MACHINE OR EQUIVALENT, REUSABLE | RESPIRATORY AND ANESTHESIA TENDER
1897 | 4014200200000 | HOSE, NIBP AIR, DUAL TUBING MATED ADULT PEAD 3.6 M, COMPATIBLE WITH GE MONITOR SYSTEM OR EQUIVALENT, LATEX FREE, REUSABLE | RESPIRATORY AND ANESTHESIA TENDER
1898 | 4227250035200 | CATHETER ARTERIAL SIZE, 22 G X 3 CM, SELDINGER TECHNIQUE, GUIDEWIRE, INTRODUCER NEEDLE, STERILE | RESPIRATORY AND ANESTHESIA TENDER
1899 | 4227250035300 | CATHETER ARTERIAL SIZE, 22 GX 4 CM, SELDINGER TECHNIQUE, GUIDEWIRE, INTRODUCER NEEDLE, STERILE | RESPIRATORY AND ANESTHESIA TENDER
1900 | 4227250035400 | CATHETER ARTERIAL SIZE, 22 GX 6 CM, SELDINGER TECHNIQUE, GUIDEWIRE, INTRODUCER NEEDLE, STERILE | RESPIRATORY AND ANESTHESIA TENDER
1901 | 4227250035500 | CATHETER ARTERIAL SIZE, 22 GX 8 CM, SELDINGER TECHNIQUE, GUIDEWIRE, INTRODUCER NEEDLE, STERILE | RESPIRATORY AND ANESTHESIA TENDER
1902 | 4227250035600 | IV CANNULA WITH WINGS, WITH PORT, LENGTH OF CATHETER 32MM, COLOR CODED, SIZE 14 G | RESPIRATORY AND ANESTHESIA TENDER
1903 | 4227250035700 | IV CANNULA WITH WINGS, WITH PORT, LENGTH OF CATHETER 32MM, COLOR CODED, SIZE 16 G | RESPIRATORY AND ANESTHESIA TENDER
1904 | 4227250035800 | IV CANNULA WITH WINGS, WITH PORT, LENGTH OF CATHETER 32MM, COLOR CODED, SIZE 18 G | RESPIRATORY AND ANESTHESIA TENDER
1905 | 4227150508900 | TUBING OXYGEN,2M TO 2.5 LENGTH WITH CONNECTOR, KINK RESISTANT, DUAL FEMALE CONNECTOR. | RESPIRATORY AND ANESTHESIA TENDER
1906 | 4227150508800 | ELECTRODES PATCH FOR PERIPHERAL NERVE STIMULATION SYSTEM | RESPIRATORY AND ANESTHESIA TENDER
1907 | 4227150508700 | EPIDURAL STEERABLE MULTIFUNCTIONAL BIPOLAR ELECTROCATHETER FOR RADIO FREQUENCY , HIGHLY RADIOPAQUE CATHETER WITH ATRAUMATIC TIP, LENGTH 35 CM, DIAMETER 5 FR, ERGONOMIC HANDLE , LOCKABLE , NO PATIENT PLATE REQUIRED | RESPIRATORY AND ANESTHESIA TENDER
1908 | 4227250035900 | IV CANNULA WITH WINGS, WITH PORT, LENGTH OF CATHETER 32MM, COLOR CODED, SIZE 20 G | RESPIRATORY AND ANESTHESIA TENDER
1909 | 4218180301300 | SENSOR, PULSE OXIMETER, PRETERM NEONATE, LESS THAN 1KG, PROBE VELCRO TAPE, NON-ADHESIVE, HIGH ACCURACY, COMPATIBLE WITH MASIMO SYSTEM OR EQUIVALENT, DISPOSABLE | RESPIRATORY AND ANESTHESIA TENDER
1910 | 4218180301600 | SENSOR SATURATION PROBE (FOR PULSE OXIMETER) FINGER TIP ADHESIVE, PREMATURE NEONATES, DISPOSABLE, SHOULD BE COMPATIBLE WITH OXIMAX NELLCOR SYSTEM OR EQUIVALENT | RESPIRATORY AND ANESTHESIA TENDER
1911 | 4227150509000 | NIPPLE ADAPTER, PLASTIC, FOR FLOWMETER,FOR MEDICAL GASES, CLEAR COLOR. | RESPIRATORY AND ANESTHESIA TENDER
1912 | 4227150509100 | VALVE PEEP FIXED 20CM H2O, COMPLETE WITH STANDARD 30MM (ID) CONNECTOR, DISPOSABLE | RESPIRATORY AND ANESTHESIA TENDER
1913 | 4227150509200 | VALVE PEEP FIXED 12.5CM H2O, COMPLETE WITH STANDARD 30MM (ID) CONNECTOR, DISPOSABLE | RESPIRATORY AND ANESTHESIA TENDER
1914 | 4227150509300 | VALVE PEEP FIXED 7.5CM H2O, COMPLETE WITH STANDARD 30MM (ID) CONNECTOR, DISPOSABLE | RESPIRATORY AND ANESTHESIA TENDER
1915 | 4214253500000 | ANESTHESIA TRAY PRE-FILLED MULTI PURPOSE STER CONTAIN: TRAY BY 3 COMPARTMENTS GALLIPOT BOWL 50-60ML GAUZE 4INCH X4INCH DRAPE FENESTRATED WITH TAPE SYRINGE 3ML SYRINGE 5ML SYRINGE 10ML NEEDLE 18G NEEDLE 25G NEEDLE 22G PLASTER STRIP DISPOSABLE | RESPIRATORY AND ANESTHESIA TENDER
1916 | 4227250031900 | ADMIN SET BURETTE 60 DROPS/ML WITH INJECTION PORT 150 ML, AUTOMATIC SHUT OFF SWIM VALVE, LENGTH SET NOT LESS THAN 150CM, LUER LOCK, TWO INJECTION PORT ONE BEFORE AND AFTER BURETTE, ROLL FLOW CONTROL, NEEDLE FREE, COMPATIBLE WITH BD SYSTEM OR EQUIVALENT | RESPIRATORY AND ANESTHESIA TENDER
1917 | 4227250032000 | ADMIN SET BURETTE 60 DROPS/ML WITH INJECTION PORT 150 ML AUTOMATIC SHUT OFF SWIM VALVE LENGTH SET NOT LESS THAN 150CM LUER LOCK TWO INJECTION PORT ONE BEFORE AND AFTER BURETTE ROLL FLOW CONTROL NEEDLE FREE | RESPIRATORY AND ANESTHESIA TENDER
1918 | 4227250032400 | SET FOR PCA PUMP (SHOULD BE COMPATIBLE WITH CADD SYSTEM OR EQUIVALENT ) | RESPIRATORY AND ANESTHESIA TENDER
1919 | 4227250032500 | SET FOR EPIDURAL PUMP, COLOR CODED, WITHOUT INJECTION PORT (SHOULD BE COMPATIBLE WITH CADD SYSTEM OR EQUIVALENT ) | RESPIRATORY AND ANESTHESIA TENDER
1920 | 4227250032600 | STOPCOCK/PLUG PURPOSE, WITH CHLORHEXIDINE, STERILE | RESPIRATORY AND ANESTHESIA TENDER
1921 | 4227250032700 | SYRINGE PUMP MICRO EXTENSION, HIGH RESISTANCE, LUER-LOCK CONNECTOR ONE SIDE, LENGTH 150-200CM (SHOULD BE COMPATIBLE WITH EACH HOSPITAL STANDARD MACHINE) | RESPIRATORY AND ANESTHESIA TENDER
1922 | 4227150510600 | ENDOTRACHEAL TUBE HOLDER FOR NEONATE MID NASAL SEPTUM TO EAR CANAL UP TO 9.5CM,ACRYLIC ADHESIVE BOTH SIDES, ADJUSTABLE TUBE HIGHEST, DISPOSABLE, COLOR CODED SIZES. LATEX AND DEHP FREE, NON-WOVEN FABRIC, | RESPIRATORY AND ANESTHESIA TENDER
1923 | 4227150510500 | ENDOTRACHEAL TUBE HOLDER FOR NEONATE MID NASAL SEPTUM TO EAR CANAL UP TO 8CM,ACRYLIC ADHESIVE BOTH SIDES, ADJUSTABLE TUBE HIGHEST, DISPOSABLE, COLOR CODED SIZES. LATEX AND DEHP FREE, NON-WOVEN FABRIC, | RESPIRATORY AND ANESTHESIA TENDER
1924 | 4227250032800 | NEONATAL - ECG ELECTRODE WITH O WIRE, COLOR CODED, WITH FEMALE CONNECTOR (SHOULD BE COMPATIBLE WITH EACH HOSPITAL STANDARD MACHINE) | RESPIRATORY AND ANESTHESIA TENDER
1925 | 4227250033000 | PROBE TEMPERATURE RECTAL, PEDIATRIC, LENGTH NOT LESS THAN 3M DISPOSABLE, (SHOULD BE COMPATIBLE WITH DRAEGER MACHINE OR EQUIVALENT ) | RESPIRATORY AND ANESTHESIA TENDER
1926 | 4227250031500 | SODA LIME CANISTER COLOR WHITE TO VIOLET, DISPOSABLE (SHOULD BE COMPATIBLE WITH MAQUET MACHINE OR EQUIVALENT ) | RESPIRATORY AND ANESTHESIA TENDER
1927 | 4227150510400 | MASK AIR ENTRAINMENT MULTI-VENT ADULT WITH EXPANDABLE SECURING STRING DISPOSABLE | RESPIRATORY AND ANESTHESIA TENDER
1928 | 4227250033800 | CATHETER, PULMONARY ARTERY (SWAN GANZ), BALLOON TIPPED FLOATING, FOUR OR FIVE LUMEN, WITH THERMO DILUTION CARDIAC OUTPUT THERMISTOR, LENGTH 110 CM, DISPOSABLE, STERILE, SIZE 7.5FR | RESPIRATORY AND ANESTHESIA TENDER
1929 | 4227250033900 | PERCUTANEOUS SHEATH INTRODUCER SET, WITH NEEDLE, GUIDEWIRE, GAUZE AND DRAPE WITH DISINFECTED (FOR SWAN GANZ), LENGTH 10-11CM, DISPOSABLE, STERILE, SIZE 9.0FR | RESPIRATORY AND ANESTHESIA TENDER
1930 | 4227250034000 | PERCUTANEOUS SHEATH INTRODUCER SET, WITH NEEDLE, GUIDEWIRE, GAUZE AND DRAPE WITH DISINFECTED (FOR SWAN GANZ), LENGTH 10-11CM, DISPOSABLE, STERILE, SIZE 8.0FR | RESPIRATORY AND ANESTHESIA TENDER
1931 | 4227150510300 | FILTER HME (BACTERIAL/VIRAL),HYGROSCOPIC, WITHOUT CORRUGATED CATHETER MOUNT,22F/15M, ADULT. | RESPIRATORY AND ANESTHESIA TENDER
1932 | 4227150510200 | OXYGEN CYLINDER REGULATOR, CGA540, SCREW STANDARD, WITH PRESSURE GAUGE AND DIAL OR CLICK STYLE FLOWMETER 1-15 LPM WITH QUICK CONNECT BRITISH STANDARD | RESPIRATORY AND ANESTHESIA TENDER
1933 | 4227150510100 | STANDARD MOUTH PIECE WITH FILTER FOR FENO MEASUREMENTS COMPATIBLE WITH NOBREATH OR EQUIVALENT | RESPIRATORY AND ANESTHESIA TENDER
1934 | 4227150509900 | OXYGEN CELL COMPATIBLE WITH MINDRAY SV600 VENTILATOR OR EQUIVALENT | RESPIRATORY AND ANESTHESIA TENDER
1935 | 4227150509800 | OXYGEN INLET TUBE EXTENSION, REUSABLE , COMPATIBLE WITH AIRVO2 HIGH FLOW DEVICE | RESPIRATORY AND ANESTHESIA TENDER
1936 | 4227150509700 | OXYGEN SENSOR COMPATIBLE WITH ASTRAL 150 VENTILATORS OR EQUIVALENT | RESPIRATORY AND ANESTHESIA TENDER
1937 | 4227150509500 | VALVE PEEP FIXED 15CM H2O, COMPLETE WITH STANDARD 30MM (ID) CONNECTOR, DISPOSABLE | RESPIRATORY AND ANESTHESIA TENDER
1938 | 4227150509400 | VALVE PEEP FIXED 10CM H2O, COMPLETE WITH STANDARD 30MM (ID) CONNECTOR, DISPOSABLE | RESPIRATORY AND ANESTHESIA TENDER
1939 | 4227250033500 | PAPER CHART ECG (FOR USE CRASH CART COMPATIBLE WITH PHILIPS DEFIBRILLATOR, RED GRID | RESPIRATORY AND ANESTHESIA TENDER
1940 | 4227150400600 | STETHOSCOPE ESOPHAGEAL, TEMPERATURE SENSOR, SIZE 12 FR, LATEX FREE, DISPOSABLE, COMPATIBLE WITH 400 SERIES THERMISTOR OR EQUIVALENT | RESPIRATORY AND ANESTHESIA TENDER
1941 | 4227250049200 | FLOW SENSOR, SHOULD BE COMPATIBLE WITH GE ANESTHESIA MACHINE OR EQUIVALENT | RESPIRATORY AND ANESTHESIA TENDER
1942 | 4222151210300 | CANNULA SAFETY IV, WITH PUSH BUTTON NEEDLE SHIELDING, WITH FLEXIBLE WINGS, MADE OF POLYURETHANE MATERIAL, WITH BLOOD CONTROL AND NOTCH NEEDLE, 16G X 45MM | RESPIRATORY AND ANESTHESIA TENDER
1943 | 4227250061100 | PULSED AND RADIO FREQUENCY ABLATION STRAIGHT SHARP CANNULAE 20 GAUGE LENGTH 10 CM 5MM TIP | RESPIRATORY AND ANESTHESIA TENDER
1944 | 4227250061200 | PULSED AND RADIO FREQUENCY ABLATION STRAIGHT SHARP CANNULAE 22 GAUGE LENGTH 5 CM 2MM TIP | RESPIRATORY AND ANESTHESIA TENDER
1945 | 4227250061400 | PULSED AND RADIO FREQUENCY ABLATION STRAIGHT SHARP CANNULAE 21 OR 22 GAUGE LENGTH 5 CM 10MM TIP | RESPIRATORY AND ANESTHESIA TENDER
1946 | 4227250061600 | PULSED AND RADIO FREQUENCY ABLATION STRAIGHT SHARP CANNULAE 22 GAUGE LENGTH 10 CM 2MM TIP | RESPIRATORY AND ANESTHESIA TENDER
1947 | 4227250061700 | PULSED AND RADIO FREQUENCY ABLATION STRAIGHT SHARP CANNULAE 22 GAUGE LENGTH 10 CM 5MM TIP | RESPIRATORY AND ANESTHESIA TENDER
1948 | 4227250061800 | PULSED AND RADIO FREQUENCY ABLATION STRAIGHT SHARP CANNULAE 22 GAUGE LENGTH 10 CM 10MM TIP | RESPIRATORY AND ANESTHESIA TENDER
1949 | 4227250061900 | PULSED AND RADIO FREQUENCY ABLATION STRAIGHT SHARP CANNULAE 21 GAUGE LENGTH 5 CM 5 MM TIP SPECIALIZED NEEDLE WITH ENHANCEMENT FOR ULTRASOUND VISUALIZATION. | RESPIRATORY AND ANESTHESIA TENDER
1950 | 4227250062000 | PULSED AND RADIO FREQUENCY ABLATION STRAIGHT SHARP CANNULAE 21 GAUGE LENGTH 5 CM 10 MM TIP SPECIALIZED NEEDLE WITH ENHANCEMENT FOR ULTRASOUND VISUALIZATION. | RESPIRATORY AND ANESTHESIA TENDER
1951 | 4227250062100 | PULSED AND RADIO FREQUENCY ABLATION STRAIGHT SHARP CANNULAE 20 GAUGE LENGTH 10 CM 5 MM TIP SPECIALIZED NEEDLE WITH ENHANCEMENT FOR ULTRASOUND VISUALIZATION. | RESPIRATORY AND ANESTHESIA TENDER
1952 | 4227250062200 | PULSED AND RADIO FREQUENCY ABLATION STRAIGHT SHARP CANNULAE 20 GAUGE LENGTH 10 CM 10 MM TIP SPECIALIZED NEEDLE WITH ENHANCEMENT FOR ULTRASOUND VISUALIZATION. | RESPIRATORY AND ANESTHESIA TENDER
1953 | 4227250062400 | PULSED AND RADIO FREQUENCY ABLATION SHARP CANNULAE 18 GAUGE LENGTH 10 CM 10MM TIP EXPANDABLE ACTIVE TIP | RESPIRATORY AND ANESTHESIA TENDER
1954 | 4227250062500 | PULSED AND RADIO FREQUENCY ABLATION ELECTRODE, LENGTH 10 CM, 22 GAUGE, DISPOSABLE | RESPIRATORY AND ANESTHESIA TENDER
1955 | 4227250062600 | PULSED AND RADIO FREQUENCY ABLATION ELECTRODE, LENGTH 5 CM, 22 GAUGE, DISPOSABLE | RESPIRATORY AND ANESTHESIA TENDER
1956 | 4227250062700 | PULSED AND RADIO FREQUENCY ABLATION ELECTRODE, LENGTH 10 CM, 20 GAUGE, DISPOSABLE | RESPIRATORY AND ANESTHESIA TENDER
1957 | 4227250062800 | PULSED AND RADIO FREQUENCY ABLATION ELECTRODE, LENGTH 15 CM, 20 GAUGE, DISPOSABLE | RESPIRATORY AND ANESTHESIA TENDER
1958 | 4227250062900 | PULSED AND RADIO FREQUENCY ABLATION ELECTRODE, LENGTH 5 CM, 20 GAUGE, DISPOSABLE | RESPIRATORY AND ANESTHESIA TENDER
1959 | 4227250063000 | PULSED AND RADIO FREQUENCY ABLATION ELECTRODE, LENGTH 5 CM, 21 GAUGE, DISPOSABLE | RESPIRATORY AND ANESTHESIA TENDER
1960 | 4227250063100 | PULSED AND RADIO FREQUENCY ABLATION ELECTRODE, LENGTH 10 CM, 18 GAUGE, DISPOSABLE | RESPIRATORY AND ANESTHESIA TENDER
1961 | 4227250063200 | PULSED AND RADIO FREQUENCY ABLATION ELECTRODE, LENGTH 15 CM, 18 GAUGE, DISPOSABLE | RESPIRATORY AND ANESTHESIA TENDER
1962 | 4227150506400 | FLURABSORB, PASSIVE SCAVENGING FOR THE REMOVAL OF WASTE ANAESTHETIC GASES. MULTI PATIENT USE WITH CAPACITY OF 10 SYRINGES X 50 ML = 500 ML VOLATILE ANAESTHETIC COMPATIBLE WITH SEDACONDA AND INHALED SEDATION MONITORING DEVICE OR EQUIVALENT | RESPIRATORY AND ANESTHESIA TENDER
1963 | 4227150506300 | ANAESTHETIC CONSERVING VAPORIZER HAS A DEAD SPACE OF 50 ML AND CAN BE USED WITH TIDAL VOLUMES >200 ML. SHOULD BE CHANGED EVERY 24 HOURS COMPATIBLE WITH SEDACONDA AND INHALED SEDATION MONITORING DEVICE OR EQUIVALENT | RESPIRATORY AND ANESTHESIA TENDER
1964 | 4227150506200 | ECG EXTENTION CABLE 6 LEAD LENGTH 2M COMPATIBLE WITH DRAEGER INFINITY REUSABLE | RESPIRATORY AND ANESTHESIA TENDER
1965 | 4227150506000 | CATHETER CENTRAL VENOUS COMPLETE SET, RADIOPAQUE, CONTAINS: - DOUBLE LUMEN PUR CATHETER. - GUIDE WIRE(UNKINKABLE) - NON LUER LOCK SYRINGE5 ML. - INTRODUCER NEEDLE SHORT BEVEL. - INTRODUCER CANNULA. - DILATOR. - SECONDARY FIXATION DEVICE. -SLIDING CLAMPS. - SCALP BLADE SIZE: 4 FR, LENGTH 30 CM, PEEL PACK, DISPOSABLE, STERILE | RESPIRATORY AND ANESTHESIA TENDER
1966 | 4227250065900 | EXTERNAL PULSE TRANSMITTER KIT RECHARGEABLE LITHIUM BATTERY RF COMMUNICATION METHOD MONOPOLAR STIMULATION MODALITY HANDHELD RECH = ARGEABLE PATIENT PROGRAMMER WITH 8 PROGRAMING MODES -FOR CHRONIC NEUROPATHIC PAIN MANAGEMENT PELVIC DISORDERS WITH PULSE FREQUENCY RANGE OF 1-200 HZ AND PULSE WIDTH OF 70-500 USEC AND AMPLITUDE CURRENT OF 0-6 MA SAFE UNDER MRI 1.5 3 TESLA FULL BODY | RESPIRATORY AND ANESTHESIA TENDER
1967 | 4227250066000 | PERIPHERAL NERVE STIMULATION IMPLANTABLE LEAD PERIPHERAL NERVE STIMULATION FOR CHRONIC NEUROPATHIC ACUTE PAIN OF PERIPHERAL NERVE ORIGIN PELVIC DISORDERS LEAD OF 15CM OF LENGTH AND 1.2 DIAMETER WITH THREE STIMULATION ELECTRODES CONSTITUTE MATERIAL OF (PLATINUM IRIDIUM SILICONE RUBBER) | RESPIRATORY AND ANESTHESIA TENDER
1968 | 4227250061000 | PULSED AND RADIO FREQUENCY ABLATION STRAIGHT SHARP CANNULAE 20 GAUGE LENGTH 15 CM 5MM TIP | RESPIRATORY AND ANESTHESIA TENDER
1969 | 4225161600200 | APPLICATOR COVER FOR VIBRAMATIC STANDARD TYPE FOR CHEST PHYSIOTHERAPY MACHINE G5, DISPOSABLE | RESPIRATORY AND ANESTHESIA TENDER
1970 | 4227250060900 | PULSED AND RADIO FREQUENCY ABLATION STRAIGHT SHARP CANNULAE 20 GAUGE LENGTH 15 CM 10MM TIP | RESPIRATORY AND ANESTHESIA TENDER
1971 | 4227250060700 | PULSED AND RADIO FREQUENCY ABLATION STRAIGHT SHARP CANNULAE 20 GAUGE LENGTH 15 CM 20MM TIP | RESPIRATORY AND ANESTHESIA TENDER
1972 | 4227250059200 | COOLED RADIO FREQUENCY KIT, INCLUDED: PROBE, NEEDLE 17 GAUGE, 150MM, 4MM ACTIVE TIP | RESPIRATORY AND ANESTHESIA TENDER
1973 | 4227250059300 | COOLED RADIO FREQUENCY KIT, INCLUDED: PROBE, NEEDLE 17 GAUGE, 100MM, 4MM ACTIVE TIP | RESPIRATORY AND ANESTHESIA TENDER
1974 | 4227250059400 | COOLED RADIO FREQUENCY KIT, INCLUDED: PROBE, NEEDLE 17 GAUGE, 75MM, 4MM ACTIVE TIP | RESPIRATORY AND ANESTHESIA TENDER
1975 | 4227250059500 | COOLED RADIO FREQUENCY KIT, INCLUDED: PROBE, NEEDLE 17 GAUGE, 50MM, 4MM ACTIVE TIP | RESPIRATORY AND ANESTHESIA TENDER
1976 | 4229514304400 | ELECTRODE ECG PEDIATRIC MONITORING ROUND | RESPIRATORY AND ANESTHESIA TENDER
1977 | 4229514312700 | ELECTRODE ECG ADULT MONITORING ROUND | RESPIRATORY AND ANESTHESIA TENDER
1978 | 4227250059600 | COOLED RADIO FREQUENCY KIT, INCLUDED: PROBE, NEEDLE 17 GAUGE, 50MM, 2MM ACTIVE TIP | RESPIRATORY AND ANESTHESIA TENDER
1979 | 4227250059700 | GROUNDING PADS FOR RADIO FREQUENCY COOLED DEVICE | RESPIRATORY AND ANESTHESIA TENDER
1980 | 4227250059800 | PULSED AND RADIO FREQUENCY ABLATION, CURVED NEEDLES 18 GAUGE, LENGTH 10 CM, 10MM TIP | RESPIRATORY AND ANESTHESIA TENDER
1981 | 4227250059900 | PULSED AND RADIO FREQUENCY ABLATION, CURVED NEEDLES 20 GAUGE, LENGTH 15 CM, 15MM TIP | RESPIRATORY AND ANESTHESIA TENDER
1982 | 4227250060000 | PULSED AND RADIO FREQUENCY ABLATION, CURVED NEEDLES 22 GAUGE, LENGTH 10 CM, 10MM TIP, SILICONIZED | RESPIRATORY AND ANESTHESIA TENDER
1983 | 4227250060100 | PULSED AND RADIO FREQUENCY ABLATION, CURVED NEEDLES 22 GAUGE, LENGTH 10 CM, 10MM TIP | RESPIRATORY AND ANESTHESIA TENDER
1984 | 4229514320700 | CABLE, RADIOFREQUENCY ELECTRODE, 100 MM, LATEX FREE, DISPOSABLE | RESPIRATORY AND ANESTHESIA TENDER
1985 | 4229514320800 | CABLE, RADIOFREQUENCY ELECTRODE, 150 MM, LATEX FREE, DISPOSABLE | RESPIRATORY AND ANESTHESIA TENDER
1986 | 4214150405300 | APPLICATOR 0.5% CHG AND 70% IPA PREP 26 ML ORANGE | RESPIRATORY AND ANESTHESIA TENDER
1987 | 4214150405200 | APPLICATOR 0.5% CHG AND 70% IPA PREP 6 ML ORANGE | RESPIRATORY AND ANESTHESIA TENDER
1988 | 4214150405100 | APPLICATOR 1% CHG AND 70% IPA PREP 10 ML ORANGE | RESPIRATORY AND ANESTHESIA TENDER
1989 | 4229530213300 | CANNULA, OXYGEN NASAL, ADULT, LUER LOCK, WITH CO2 SAMPLING LINE, LATEX FREE, DISPOSABLE | RESPIRATORY AND ANESTHESIA TENDER
1990 | 4229530213400 | CANNULA, OXYGEN NASAL, PEDIATRIC, LUER LOCK, WITH CO2 SAMPLING LINE, LATEX FREE, DISPOSABLE | RESPIRATORY AND ANESTHESIA TENDER
1991 | 4220341120900 | CATHETER, CONTINUOUS CARDIAC OUTPUT, 7.5 FR X 110 CM, COMPATIBLE WITH EDWARD MONITOR OR EQUIVALENT | RESPIRATORY AND ANESTHESIA TENDER
1992 | 4227250060200 | PULSED AND RADIO FREQUENCY ABLATION, CURVED NEEDLES 22 GAUGE, LENGTH 10 CM, 2 OR 5MM TIP | RESPIRATORY AND ANESTHESIA TENDER
1993 | 4227250060300 | PULSED AND RADIO FREQUENCY ABLATION, CURVED NEEDLES 22 GAUGE, LENGTH 5 CM, 4MM TIP | RESPIRATORY AND ANESTHESIA TENDER
1994 | 4227250060400 | PULSED AND RADIO FREQUENCY ABLATION, CURVED NEEDLES 22 GAUGE, LENGTH 5 CM, 10MM TIP | RESPIRATORY AND ANESTHESIA TENDER
1995 | 4227250060500 | PULSED AND RADIO FREQUENCY ABLATION STRAIGHT SHARP CANNULAE 18 GAUGE LENGTH 10 CM 10MM TIP | RESPIRATORY AND ANESTHESIA TENDER
1996 | 4227250060600 | PULSED AND RADIO FREQUENCY ABLATION STRAIGHT SHARP CANNULAE 18 GAUGE LENGTH 10 CM 5MM TIP | RESPIRATORY AND ANESTHESIA TENDER
1997 | 4227250060800 | PULSED AND RADIO FREQUENCY ABLATION STRAIGHT SHARP CANNULAE 20 GAUGE LENGTH 15 CM 15MM TIP | RESPIRATORY AND ANESTHESIA TENDER
1998 | 4227250200600 | CO2 ABSORBER SODA LIME,FROM WHITE TO VIOLET, 5 LITER | RESPIRATORY AND ANESTHESIA TENDER
1999 | 4227251800400 | HEAT MOISTURE EXCHANGER HEPA BACTERIAL/VIRAL, HYDROPHOBIC, W/CO2 PORT ,ADULT, STERILE,DISPOSABLE, 22F/15M - 22F/15M. | RESPIRATORY AND ANESTHESIA TENDER
2000 | 4227251800800 | FILTER, BACTERIAL/VIRAL, HIGH FILTRATION EFFICIENCY 99.999%, MECHANICAL, MACHINE SIDE 22MM (ID) 15MM (OD), PATIENT SIDE 15MM (ID) 22MM (OD) ,STRAIGHT,WITH CO2 PORT, ADULT, DISPOSABLE. | RESPIRATORY AND ANESTHESIA TENDER
2001 | 4227150502200 | CONNECTOR FOR VIBRATING MESH AEROSOL DRUG DELIVERY CHAMBER FOR NEONATAL CIRCUIT, DISPOSABLE, COMPATIBLE WITH AEROGEN SYSTEM OR EQUIVALENT | RESPIRATORY AND ANESTHESIA TENDER
2002 | 4227150502100 | CONNECTOR FOR VIBRATING MESH AEROSOL DRUG DELIVERY CHAMBER FOR PEDIATRIC CIRCUIT, DISPOSABLE, COMPATIBLE WITH AEROGEN SYSTEM OR EQUIVALENT | RESPIRATORY AND ANESTHESIA TENDER
2003 | 4227150502000 | CONNECTOR FOR VIBRATING MESH AEROSOL DRUG DELIVERY CHAMBER FOR ADULT CIRCUIT, DISPOSABLE, COMPATIBLE WITH AEROGEN SYSTEM OR EQUIVALENT | RESPIRATORY AND ANESTHESIA TENDER
2004 | 4227150501900 | VIBRATING MESH TECHNOLOGY, AEROSOL DRUG DELIVERY CHAMBER, DISPOSABLE, COMPATIBLE WITH AEROGEN SYSTEM OR EQUIVALENT | RESPIRATORY AND ANESTHESIA TENDER
2005 | 4227150001100 | SENSOR SPO2 PROBE WITH ADHESIVE TAPE FOR USE WITH PEDIATRIC AND INFANT FINGERS >20 KG. WITH HIGH ACCURACY IN CRITICAL AND CHALLENGING CASES IN MOTION AND LOW PERFUSION PATIENTS (WITH FREE OF CHARGE MODULE AND CABLE). (MONITORS / ADAPTOR / MODULES AND NECESSARY SOFTWARE MUST BE PROVIDED FOC FOR EVERY CENTER) | RESPIRATORY AND ANESTHESIA TENDER
2006 | 4227150501800 | MDI ADAPTER FOR VENTILATOR CIRCUIT, STRAIGHT, DISPOSABLE, PORT TOWARDS PATIENT, 15 (OD), MACHINE SIDE 15 (ID) | RESPIRATORY AND ANESTHESIA TENDER
2007 | 4227150501700 | DETECTOR CO2, SIZE PEDIATRIC 1-15KG, STERILE, DISPOSABLE (COLORIMETRIC, COMPATIBLE WITH ALL ENDOTRACHEAL TUBES, DISPOSABLE, STERILE) | RESPIRATORY AND ANESTHESIA TENDER
2008 | 4227150001200 | SENSOR SPO2 PROBE WITH ADHESIVE TAPE FOR USE WITH NEONATES 3KG AND ADULT FINGERS >40 KG. WITH HIGH ACCURACY IN CRITICAL AND CHALLENGING CASES IN MOTION AND LOW PERFUSION PATIENTS FDA APPROVED. REPLACEMENT TAPES CAN BE USED. COMPATIBLE WITH MASIMO SET TECHNOLOGY OR EQUIVALENT (WITH FREE OF CHARGE MODULE AND CABLE) (MONITORS / ADAPTOR / MODULES AND NECESSARY SOFTWARE MUST BE PROVIDED FOC FOR EVERY CENTER) | RESPIRATORY AND ANESTHESIA TENDER
2009 | 4227150001300 | ADAPTER FOR VENTILATOR CIRCUIT, SIDESTREAM, WITH HUMIDITY FILTER, ADULT/ PEDIATRIC, FOR USE WITH INTUBATED PATIENT FOR CONTINUOUS C O2 MEASUREMENT, SINGLE PATIENT USE, LENGTH 3 M, COMPATIBLE WITH MASIMO OR EQUIVALENT, ONE (1) ITEM/PC = ONE (1) SET | RESPIRATORY AND ANESTHESIA TENDER
2010 | 4227150001400 | SPCO PROBE MEASUREMENT, SIZE ADULT, FOR NON-INVASIVE AND CONTINUOUS CARBON MONOXIDE POISONING, DISPOSABLE, PERFORMED THROUGH COMPATIBLE WITH MASIMO OR EQUIVALENT | RESPIRATORY AND ANESTHESIA TENDER
2011 | 4227150501600 | VENTILATOR CIRCUIT SET, DOUBLE LUMEN, NON-HEATED, WITH FLOW SENSOR, EXPIRATORY VALVE SIZE, NEONATAL, COMPATIBLE WITH MAGNETIC RESONANCE IMAGING (MRI) LENGTH AT LEAST 300 CM, COMPATIBLE WITH HAMILTON MR1 OR EQUIVALENT | RESPIRATORY AND ANESTHESIA TENDER
2012 | 4227150501500 | VENTILATOR CIRCUIT SET, COAXIAL, NON-HEATED, WITH FLOW SENSOR, EXPIRATORY VALVE SIZE, ADULT / PEDIATRIC, COMPATIBLE WITH MAGNETIC RE SONANCE IMAGING (MRI) LENGTH AT LEAST 300 CM, SHOULD BE COMPATIBLE WITH HAMILTON MR1 OR EQUIVALENT | RESPIRATORY AND ANESTHESIA TENDER
2013 | 4227150300600 | TRANSCUTANEOUS CO2 MONITORING SENSOR EAR ATTACHMENT CLIP, DISPOSABLE COMPATIBLE WITH SENTEC SYSTEM OR EQUIVALENT | RESPIRATORY AND ANESTHESIA TENDER
2014 | 4227150501400 | HIGH FREQUENCY VENTILATOR CIRCUIT, COMPLETED SET (HEATED CIRCUIT, MUSHROOM VALVES, DIAPHRAGM, ASSEMBLY TUBE, WATER DRAIN) FOR PEDIATRIC AND NEONATE, DISPOSABLE, SHOULD BE COMPATIBLE WITH SENSOR MEDICS 3100A MACHINE OR EQUIVALENT | RESPIRATORY AND ANESTHESIA TENDER
2015 | 4227150501300 | HIGH FREQUENCY VENTILATOR CIRCUIT, COMPLETED SET (HEATED CIRCUIT, MUSHROOM VALVES, DIAPHRAGM, ASSEMBLY TUBE, WATER DRAIN) FOR ADULT, DISPOSABLE, SHOULD BE COMPATIBLE WITH SENSOR MEDICS 3100B MACHINE OR EQUIVALENT | RESPIRATORY AND ANESTHESIA TENDER
2016 | 4227150501100 | ANESTHESIA BREATHING CIRCUIT EXTENDABLE UNHEATED SIZE PEDIATRIC DOUBLE LUMEN (ID 15MM) WITH CO2 SAMPLING LINE WITH 1 L REBREATHING BAG CIRCUIT LENGTH 1.8 M TO 2 M LIGHT WEIGHT WITH ANGLE PIECE WITH TWO HME( BACTERIAL VIRAL ) FILTERS AND HOSE FOR BAG WITH CONNECT OR 22MM BOTH SIDE WITH LUER ELBOW DISPOSABLE (EACH HOSPITAL SHOULD BE COMPATIBLE WITH ANESTHESIA MACHINE VENT MACHINE) ONE (1) ITEM/PC = ONE (1) SET | RESPIRATORY AND ANESTHESIA TENDER
2017 | 4227150501000 | ANESTHESIA BREATHING CIRCUIT EXTENDABLE UNHEATED SIZE ADULT DOUBLE LIMB (ID 22MM) WITH CO2 SAMPLING LINE WITH 2 L REBREATHING BAG CIRCUIT LENGTH 1.8 M TO 2 M LIGHT WEIGHT WITH ANGLE PIECE WITH TWO HME (BACTERIAL VIRAL) FILTER AND HOSE FOR BAG WITH CONNECTOR 22MM BOTH SIDE WITH LUER ELBOW DISPOSABLE ONE (1) ITEM/PC = ONE (1) SET | RESPIRATORY AND ANESTHESIA TENDER
2018 | 4227150500900 | VENTILATOR CIRCUIT, DOUBLE LUMEN, HEATED BOTH SIDES, LENGTH NOT LESS THAN 160 CM, WITH APPROXIMATELY 50 CM EXTENSION TUBE, WITH SAM PLING PORT AND CONNECTOR CAP, NEONATE SIZE, DISPOSABLE, (COMPATIBLE WITH HOSPITAL STANDARD HUMIDIFIER), , ONE (1) ITEM/PC = ONE (1) SET | RESPIRATORY AND ANESTHESIA TENDER
2019 | 4227150400400 | STETHOSCOPE ESOPHAGEAL, TEMPERATURE SENSOR, 18 FR, COMPATIBLE WITH 400 SERIES THERMISTOR OR EQUIVALENT, LATEX FREE, DISPOSABLE | RESPIRATORY AND ANESTHESIA TENDER
2020 | 4227150400500 | STETHOSCOPE ESOPHAGEAL, TEMPERATURE SENSOR, FOR 400 SERIES THERMISTOR, 24 FR, LATEX FREE, DISPOSABLE | RESPIRATORY AND ANESTHESIA TENDER
2021 | 4227150500500 | BIPAP VENTILATOR CIRCUIT HEATED, SINGLE LUMEN, WITH REMOVABLE, EXHALATION PORT, SIZE ADULT, 1.8 M LONG. WITH 0.5 M TUBE EXTENSION AND AUTOFILL CHAMBER, COMPATIBLE WITH V60/V680 AND MR850 OR EQUIVALENT | RESPIRATORY AND ANESTHESIA TENDER
2022 | 4227150500400 | BIPAP VENTILATOR CIRCUIT NON-HEATED, SINGLE LUMEN, WITH EXHALATION PORT AND PRESSURE LINE, SIZE ADULT, COMPATIBLE WITH V60/V680 OR EQUIVALENT | RESPIRATORY AND ANESTHESIA TENDER
2023 | 4227150500300 | TRANSPORT VENTILATOR CIRCUIT, COAXIAL, WITH FLOW SENSOR, EXHALATION VALVE, SIZE ADULT/PEDIATRIC, LENGTH 1.8 M, COMPATIBLE WITH HAMILTON T1, C1 OR EQUIVALENT | RESPIRATORY AND ANESTHESIA TENDER
2024 | 4227150500100 | HIGH FLOW CIRCUIT COMPLETED SET(HEATED CIRCUIT, HUMIDIFIER CHAMBER), SHOULD BE COMPATIBLE WITH AIRVO2 HIGH FLOW SYSTEM OR EQUIVALENT, (FOR ALL PATIENT RANGE CATEGORY). | RESPIRATORY AND ANESTHESIA TENDER
2025 | 4227150400700 | STETHOSCOPE ESOPHAGEAL TEMPERATURE 9FR, SENSOR FOR 400 SERIES THERMISTOR, OR EQUIVALENT, LATEX FREE, DISPOSABLE | RESPIRATORY AND ANESTHESIA TENDER
2026 | 4227150502400 | VENTILATOR CIRCUIT SET, SIZE ADULT/PEDIATRIC, NON-HEATED, COAXIAL LUMEN WITH FLOW SENSOR AND EXPIRATORY VALVE, LENGTH AT LEAST 180 CM, COMPATIBLE WITH HAMILTON G5 AND S1 OR EQUIVALENT | RESPIRATORY AND ANESTHESIA TENDER
2027 | 4227150001000 | SENSOR SPO2 PROBE WITH ADHESIVE TAPE FOR USE WITH PEDIATRIC 20-50KG. WITH HIGH ACCURACY IN CRITICAL AND CHALLENGING CASES IN MOTION AND LOW PERFUSION PATIENT, FDA APPROVED. REPLACEMENT TAPES CAN BE USED. COMPATIBLE WITH MASIMO SET TECHNOLOGY OR EQUIVALENT (WITH FREE OF CHARGE MODULE AND CABLE) (MONITORS / ADAPTOR / MODULES AND NECESSARY SOFTWARE MUST BE PROVIDED FOC FOR EVERY CENTER) | RESPIRATORY AND ANESTHESIA TENDER
2028 | 4227150502700 | BUBBLE CPAP KIT WHICH INCLUDE ADJUSTABLE PRESSURE UNIT, HEATED WIRE CIRCUIT, DISPOSABLE. | RESPIRATORY AND ANESTHESIA TENDER
2029 | 4227150502900 | NEONATAL NASAL CPAP HEAD GEAR SIZE (S) MICROFIBER WITH VELCRO, COMPATIBLE WITH DUAL LIMB FLOW GENERATOR., ONE (1) EACH = ONE (1) SET | RESPIRATORY AND ANESTHESIA TENDER
2030 | 4227251800900 | FILTER, BACTERIAL/VIRAL, HIGH FILTRATION EFFICIENCY 99.999%, MECHANICAL, MACHINE SIDE 22MM (ID) 15MM (OD), PATIENT SIDE 15MM (ID) 22MM (OD) ,STRAIGHT,WITH CO2 PORT, PEDIATRIC, DISPOSABLE. | RESPIRATORY AND ANESTHESIA TENDER
2031 | 4225162600000 | PAPER RECORDING PREMIUM TREADMILL ONE (1) EACH = ONE (1) ROL | RESPIRATORY AND ANESTHESIA TENDER
2032 | 4218170201000 | CABLE 10 LEADS ECG WITH BANANA PLUG TYPE SIZE 2 M SCHILLER | RESPIRATORY AND ANESTHESIA TENDER
2033 | 4227150000300 | NON INVASIVE HEMOGLOBIN SENSOR SPHB ADULT FOR DETECTING THE HEMOGLOBIN LEVEL, OPTICAL TO MEASURE (SPHB, SPMET, SPO2, PVI, PI), DISPOSABLE, SHOULD BE COMPATIBLE WITH MASIMO SYSTEM OR EQUIVALENT | RESPIRATORY AND ANESTHESIA TENDER
2034 | 4227150000400 | NON INVASIVE HEMOGLOBIN SENSOR SPHB PEDIATRIC FOR DETECTING THE HEMOGLOBIN LEVEL, OPTICAL TO MEASURE (SPHB, SPMET, SPO2, PVI, PI), D ISPOSABLE, SHOULD BE COMPATIBLE WITH MASIMO SYSTEM OR EQUIVALENT | RESPIRATORY AND ANESTHESIA TENDER
2035 | 4227150000500 | NON INVASIVE HEMOGLOBIN SENSOR SPHB NEONATAL FOR DETECTING THE HEMOGLOBIN LEVEL, OPTICAL TO MEASURE (SPHB, SPMET, SPO2, PVI, PI), DI SPOSABLE, SHOULD BE COMPATIBLE WITH MASIMO SYSTEM OR EQUIVALENT | RESPIRATORY AND ANESTHESIA TENDER
2036 | 4227150000600 | SENSOR RESPIRATORY RATE, ACOUSTIC RESPIRATION CLOTH SENSOR CLIP FOR (ADULT) TO MEASURE RESPIRATORY RATE SINGLE PATIENT USE | RESPIRATORY AND ANESTHESIA TENDER
2037 | 4227150000700 | SENSOR REGIONAL SATURATION /CEREBRAL OXIMETRY SENSOR FOREHEAD ADULT MOTION AND LOW PERFUSION PATIENT COMPATIBLE WITH MASIMO SYSTEM OR EQUIVALENT | RESPIRATORY AND ANESTHESIA TENDER
2038 | 4227150505900 | CENTRAL VENOUS CATHETERIZATION SET, SINGLE LUMEN, 5 FR X 18-20 CM, LATEX FREE, DISPOSABLE | RESPIRATORY AND ANESTHESIA TENDER
2039 | 4227150505800 | BLADE OF VIDEO LARYNGOSCOPE, DISPOSABLE, SIZE 0, MILLER, COMPATIBLE WITH C-MAC OR EQUIVALENT | RESPIRATORY AND ANESTHESIA TENDER
2040 | 4227150505400 | HANDLE LARYNGOSCOPE FIBER OPTIC SIZE LARGE, (SHORT HANDLE) (REUSABLE) | RESPIRATORY AND ANESTHESIA TENDER
2041 | 4227150505300 | SET FOR PCA PUMP,100ML RESERVOIR BAG,PUMPING SEGMENT, AIR ELIMINATING FILTER 0,2 MICRON BACTERIAL,ANTI-SIPHON VALVE, LENGTH 150CM EXTENSION LINE (SHOULD BE COMPATIBLE WITH RHYTHMIC SYSTEM OR EQUIVALENT ) | RESPIRATORY AND ANESTHESIA TENDER
2042 | 4229514304200 | ECG ELECTRODE (ADULT) MRI COMPATIBLE | RESPIRATORY AND ANESTHESIA TENDER
2043 | 4227150504300 | NASAL CANNULA OXYGEN ADULT, LENGTH 2.1 M SOFT CURVED PRONGS KINK RESISTANT, NON STERILE, DISPOSABLE. | RESPIRATORY AND ANESTHESIA TENDER
2044 | 4227150504200 | NASAL CANNULA OXYGEN PEDIATRIC 2.1 M SOFT PRONGS RESISTANT, NON STERILE, CURVED, DISPOSABLE | RESPIRATORY AND ANESTHESIA TENDER
2045 | 4227150504100 | NASAL CANNULA OXYGEN NEONATAL 2.1 M SOFT PRONGS KINK RESISTANT, NON STERILE, CURVED PRONGS AND ROUNDED TIP, DISPOSABLE | RESPIRATORY AND ANESTHESIA TENDER
2046 | 4227150504000 | HIGH FLOW NASAL CANNULA, XSMALL SIZE, FOR PEDIATRIC, (COMPATIBLE WITH HEATED VENTILATOR CIRCUIT) | RESPIRATORY AND ANESTHESIA TENDER
2047 | 4227150503900 | HIGH FLOW NASAL CANNULA, SMALL SIZE, FOR PEDIATRIC, (COMPATIBLE WITH HEATED VENTILATOR CIRCUIT) | RESPIRATORY AND ANESTHESIA TENDER
2048 | 4227150503800 | HIGH FLOW NASAL CANNULA, MEDIUM SIZE, FOR PEDIATRIC, (COMPATIBLE WITH HEATED VENTILATOR CIRCUIT) | RESPIRATORY AND ANESTHESIA TENDER
2049 | 4229580913900 | PULSED AND RADIO FREQUENCY ABLATION, CURVED NEEDLES 18 GAUGE, LENGTH 15CM, 10MM TIP | RESPIRATORY AND ANESTHESIA TENDER
2050 | 4227150503700 | HIGH FLOW NASAL CANNULA, LARGE SIZE, FOR PEDIATRIC, (COMPATIBLE WITH HEATED VENTILATOR CIRCUIT) | RESPIRATORY AND ANESTHESIA TENDER
2051 | 4227150503500 | HIGH FLOW NASAL CANNULA, SMALL SIZE, FOR ADULT, (COMPATIBLE WITH HEATED VENTILATOR CIRCUIT) | RESPIRATORY AND ANESTHESIA TENDER
2052 | 4227150503400 | HIGH FLOW NASAL CANNULA, MEDIUM SIZE, FOR ADULT, (COMPATIBLE WITH HEATED VENTILATOR CIRCUIT) | RESPIRATORY AND ANESTHESIA TENDER
2053 | 4227150503300 | HIGH FLOW NASAL CANNULA, LARGE SIZE, FOR ADULT, (COMPATIBLE WITH HEATED VENTILATOR CIRCUIT) | RESPIRATORY AND ANESTHESIA TENDER
2054 | 4227150503100 | NEONATAL NASAL CPAP HEAD GEAR SIZE (L) MICROFIBER WITH VELCRO, COMPATIBLE WITH DUAL LIMB FLOW GENERATOR., ONE (1) EACH = ONE (1) SET | RESPIRATORY AND ANESTHESIA TENDER
2055 | 4227150503000 | NEONATAL NASAL CPAP HEAD GEAR SIZE (M) MICROFIBER WITH VELCRO, COMPATIBLE WITH DUAL LIMB FLOW GENERATOR., ONE (1) EACH = ONE (1) SET | RESPIRATORY AND ANESTHESIA TENDER
2056 | 4227150000900 | SENSOR MEASURING THE CONSCIOUSNESS LEVEL FOR ADULT, DISPOSABLE, COMPATIBLE WITH MASIMO SYSTEM OR EQUIVALENT | RESPIRATORY AND ANESTHESIA TENDER
2057 | 4222151210500 | CANNULA SAFETY IV, WITH PUSH BUTTON NEEDLE SHIELDING, WITHOUT WINGS, MADE OF POLYURETHANE MATERIAL, WITH BLOOD CONTROL AND NOTCH NEEDLE, 20G X 30MM | RESPIRATORY AND ANESTHESIA TENDER
2058 | 4227250058600 | LEADS ECG DUAL PIN GRABBER SET OF 3 REUSABLE 1.0M, COMPATIBLE WITH SPACELABS MONITOR OR EQUIVALENT | RESPIRATORY AND ANESTHESIA TENDER
2059 | 4227250058400 | LEADS ECG DUAL PIN GRABBER SET OF 3 REUSABLE 1.0M, COMPATIBLE WITH PHILLIPS MONITOR OR EQUIVALENT | RESPIRATORY AND ANESTHESIA TENDER
2060 | 4227250048900 | INTUBATING PILLOW AND MAINTAINING HEAD POSITION DURING SUPINE AND LATERAL POSITION, FOAM MATERIAL, FOR PEDIATRIC, DISPOSABLE | RESPIRATORY AND ANESTHESIA TENDER
2061 | 4227250049000 | HEAD REST, FOAM MATERIAL, SIZE 9 INCH, DISPOSABLE | RESPIRATORY AND ANESTHESIA TENDER
2062 | 4227250049100 | HEAD REST, FOAM MATERIAL, SIZE 7 INCH, DISPOSABLE | RESPIRATORY AND ANESTHESIA TENDER
2063 | 4213170118000 | DRAPE THEATER ADHESIVE STERILE 75X75CM | RESPIRATORY AND ANESTHESIA TENDER
2064 | 4227150507900 | BRONCHOSCOPE DISPOSABLE FLEXIBLE SIZE 3.5MM (+/- 0.4MM), STERILE, COMPATIBLE EACH HOSPITAL STANDER | RESPIRATORY AND ANESTHESIA TENDER
2065 | 4227150507700 | SPIKE SET, VENTED, PUMPING SEGMENT AIR,WITH ELIMINATING FILTER 0.2 µM BACTERIA RETENTION AND LOW PROTEIN BINDING, WITH BACK CHECK VALVE, AND 220 CM EXTENSION LINE | RESPIRATORY AND ANESTHESIA TENDER
2066 | 4227150507600 | SPIKE SET,YELLOW TUBING, PUMPING SEGMENT AIR,WITH ELIMINATING FILTER 0.2 µM BACTERIA RETENTION AND LOW PROTEIN BINDING, WITH BACK CHECK VALVE, AND 220 CM EXTENSION LINE | RESPIRATORY AND ANESTHESIA TENDER
2067 | 4227150507300 | CONVERTER FOR MULTI-LINK DIN 3 LEAD COMPATIBLE WITH GE MONITOR OR EQUIVALENT | RESPIRATORY AND ANESTHESIA TENDER
2068 | 4218220900100 | PROBE TEMPERATURE RECTAL, PEDIATRIC, LENGTH NOT LESS THAN 1.6M DISPOSABLE, (SHOULD BE COMPATIBLE WITH DRAEGER MACHINE OR EQUIVALENT ) | RESPIRATORY AND ANESTHESIA TENDER
2069 | 4218220900200 | PROBE TEMPERATURE RECTAL, ADULT, LENGTH NOT LESS THAN 3M DISPOSABLE, (SHOULD BE COMPATIBLE WITH DRAEGER MACHINE OR EQUIVALENT ) | RESPIRATORY AND ANESTHESIA TENDER
2070 | 4218220900700 | PROBE TEMPERATURE TYMPANIC PEDIATRIC | RESPIRATORY AND ANESTHESIA TENDER
2071 | 4218221400100 | PROBE TEMPERATURE ORAL/NASAL, 12 FR DISPOSABLE (EACH CENTER SHOULD BE COMPATIBLE WITH THEIR MACHINE) | RESPIRATORY AND ANESTHESIA TENDER
2072 | 4218221400200 | TEMPERATURE PROBE-NEONATE DRAGER INCUBATOR TO MAINTAIN NTE IN THE DRAGER INCUBATOR AND CONTROL BABIES TEMPERATURE THE DRAGER INCUBATOR TEMPERATURE PROBE MUST BE USED OR THE BED WILL FAIL TO DO ITS JOB HAS DECLARATION OF COMPATIBILITY CERTIFICATE WITH DRAGER DEVICES DEHP FREE | RESPIRATORY AND ANESTHESIA TENDER
2073 | 4227250049300 | FLOW SENSOR, SHOULD BE COMPATIBLE WITH DRAEGER ANESTHESIA MACHINE OR EQUIVALENT | RESPIRATORY AND ANESTHESIA TENDER
2074 | 4227250049400 | FLOW SENSOR, SHOULD BE COMPATIBLE WITH MINDRAY ANESTHESIA MACHINE OR EQUIVALENT | RESPIRATORY AND ANESTHESIA TENDER
2075 | 4227250049500 | LABEL FOR ANESTHESIA MEDICATION SYRINGES TO PREVENT MEDICATION ERRORS, "ASA" STANDARDS COLOR CODED, DIAMETER 15 MM X 40MM, INCLUDING MEDICATION GENERIC NAME, DOSAGE, WATER PROOF, PLANK LABELS, ALLOWS HAND WRITING, ROLL, STICKY, SHOULD BE PROVIDE DISPENSER FREE OF CHARGE EACH 300 ROLL | RESPIRATORY AND ANESTHESIA TENDER
2076 | 4227250049600 | BLOOD PRESSURE ADULT CUFF SIZE XXL, DOUBLE TUBE, DISPOSABLE | RESPIRATORY AND ANESTHESIA TENDER
2077 | 4214250204000 | NEEDLE SPINAL PENCIL POINT 25 G X 50 MM STER DISPO | RESPIRATORY AND ANESTHESIA TENDER
2078 | 4227250049800 | BLOOD PRESSURE ADULT CUFF SIZE XL SINGLE TUBE DISPOSABLE | RESPIRATORY AND ANESTHESIA TENDER
2079 | 4227150507200 | SET FOR PCEA PUMP ,100ML RESERVOIR BAG,PUMPING SEGMENT, AIR ELIMINATING FILTER 0,2 MICRON BACTERIAL,ANTI-SIPHON VALVE, LENGTH 150CM YELLOW EXTENSION LINE (SHOULD BE COMPATIBLE WITH RHYTHMIC SYSTEM OR EQUIVALENT ) | RESPIRATORY AND ANESTHESIA TENDER
2080 | 4227150507100 | SET FOR PCEA PUMP ,200ML RESERVOIR BAG,PUMPING SEGMENT, AIR ELIMINATING FILTER 0,2 MICRON BACTERIAL,ANTI-SIPHON VALVE, LENGTH 150CM YELLOW EXTENSION LINE (SHOULD BE COMPATIBLE WITH RHYTHMIC SYSTEM OR EQUIVALENT ) | RESPIRATORY AND ANESTHESIA TENDER
2081 | 4227250049900 | BLOOD PRESSURE ADULT CUFF SIZE XL, DOUBLE TUBE, DISPOSABLE | RESPIRATORY AND ANESTHESIA TENDER
2082 | 4214250203600 | SPINAL NEEDLE SPROTTE TIP, 27G X 90MM, STAINLESS STEEL NEEDLE, WITH MAGNIFYING EFFECT, ATRAUMATIC TIP, COLOR CODED WITH SIZE INDICATION ON NEEDLE HUB, OVAL SHAPE FOR THE HOLE BURR-FREE ROUNDED ATRAUMATIC EDGES, WITH INTRODUCER 30MM WITH FUNNEL SHAPED HUB | RESPIRATORY AND ANESTHESIA TENDER
2083 | 4227250050100 | BLOOD PRESSURE ADULT CUFF SIZE L, SINGLE TUBE, DISPOSABLE | RESPIRATORY AND ANESTHESIA TENDER
2084 | 4227250050200 | BLOOD PRESSURE ADULT CUFF SIZE M++, DOUBLE TUBE, DISPOSABLE | RESPIRATORY AND ANESTHESIA TENDER
2085 | 4227250048800 | INTUBATING PILLOW AND MAINTAINING HEAD POSITION DURING SUPINE AND LATERAL POSITION, FOAM MATERIAL, FOR ADULT, SIZE 18-20 X 21-23 X 9-11CM, DISPOSABLE | RESPIRATORY AND ANESTHESIA TENDER
2086 | 4227150507000 | SET FOR PCA PUMP,200ML RESERVOIR BAG,PUMPING SEGMENT, AIR ELIMINATING FILTER 0,2 MICRON BACTERIAL,ANTI-SIPHON VALVE, LENGTH 150CM EXTENSION LINE (SHOULD BE COMPATIBLE WITH RHYTHMIC SYSTEM OR EQUIVALENT ) | RESPIRATORY AND ANESTHESIA TENDER
2087 | 4227250048700 | BENDABLE ARM BOARD STABILIZES AND SECURES LINES AND I.V WITH TWO STRAPS FOR NEONATE | RESPIRATORY AND ANESTHESIA TENDER
2088 | 4227250048500 | BENDABLE ARM BOARD STABILIZES AND SECURES LINES AND I.V WITH TWO STRAPS FOR ADULT | RESPIRATORY AND ANESTHESIA TENDER
2089 | 4222151210200 | CANNULA SAFETY IV, WITH PUSH BUTTON NEEDLE SHIELDING, WITH FLEXIBLE WINGS, MADE OF POLYURETHANE MATERIAL, WITH BLOOD CONTROL AND NOTCH NEEDLE, 18G X 45MM | RESPIRATORY AND ANESTHESIA TENDER
2090 | 4222151204200 | ADMIN SET BLOOD, WITH FILTER CHAMBER 170- 220 MICRO, Y BLOOD ADMINISTRATION SET WITH CLAMPS, ROLL CLAMP, LENGTH OF SET NOT LESS THAN 2M, LATEX FREE, ONE (1) EACH = ONE (1) SET | RESPIRATORY AND ANESTHESIA TENDER
2091 | 4227250045800 | SPINAL NEEDLE WHITACRE PENCIL POINT WITH INTRODUCER 27G X 3.5 INCH | RESPIRATORY AND ANESTHESIA TENDER
2092 | 4222151201700 | ADMIN SET BURETTE 60 DROPS/ML WITH INJECTION PORT 100 ML, AUTOMATIC SHUT OFF SWIM VALVE, LENGTH SET NOT LESS THAN 150CM, LUER LOCK, TWO INJECTION PORT ONE BEFORE AND AFTER BURETTE, ROLL FLOW CONTROL, NEEDLE FREE | RESPIRATORY AND ANESTHESIA TENDER
2093 | 4227250045900 | SPINAL NEEDLE WHITACRE PENCIL POINT WITH INTRODUCER 27G X 6 INCH | RESPIRATORY AND ANESTHESIA TENDER
2094 | 4214250406100 | ENDOBRONCHIAL ULTRASOUND (EBUS) ASPIRATION NEEDLE SIZE 22 G, 40MM LONG, DISPOSABLE | RESPIRATORY AND ANESTHESIA TENDER
2095 | 4227250046200 | INTRODUCER TRACHEAL TUBE ADULT BOUGIE ANGLED DISTAL END, 15FR X 70-80CM, FIT E.T.T INNER DIAMETER FROM 6-10MM, OXYGENATION PORT AND ADAPTER, DEPTH MARKING, COLOR CODED | RESPIRATORY AND ANESTHESIA TENDER
2096 | 4227250046400 | INTRODUCER TRACHEAL TUBE PEDIATRIC BOUGIE ANGLED DISTAL END, 10FR X 55-60CM, FIT E.E.T INNER DIAMETER FROM 4-5.5MM, OXYGENATION PORT AND ADAPTER, DEPTH MARKING, COLOR CODED | RESPIRATORY AND ANESTHESIA TENDER
2097 | 4227150508000 | BRONCHOSCOPE DISPOSABLE FLEXIBLE SIZE 4.5MM(+/-0.4MM), STERILE, COMPATIBLE EACH HOSPITAL STANDER | RESPIRATORY AND ANESTHESIA TENDER
2098 | 4227250046500 | INTRODUCER TRACHEAL TUBE NEONATAL (BOUGIE) STRAIGHT, 5CH X 450-470MM | RESPIRATORY AND ANESTHESIA TENDER
2099 | 4227250046600 | INTRODUCER TRACHEAL TUBE PEDIATRIC BOUGIE ANGLED DISTAL END, 5-6FR X 45-50CM, FIT E.E.T INNER DIAMETER FROM 2.5-3.5MM, OXYGENATION PORT AND ADAPTER, DEPTH MARKING, COLOR CODED | RESPIRATORY AND ANESTHESIA TENDER
2100 | 4227250046700 | BLADE LARYNGOSCOPE COVER COMPATIBLE WITH VERATHON OR EQUIVALENT, SINGLE USE, SIZE 1.0 | RESPIRATORY AND ANESTHESIA TENDER
2101 | 4227250046800 | BLADE LARYNGOSCOPE COVER COMPATIBLE WITH VERATHON OR EQUIVALENT, SINGLE USE, SIZE 2.0 | RESPIRATORY AND ANESTHESIA TENDER
2102 | 4214250406000 | ENDOBRONCHIAL ULTRASOUND (EBUS) ASPIRATION NEEDLE SIZE 21 G, 40MM LONG, DISPOSABLE | RESPIRATORY AND ANESTHESIA TENDER
2103 | 4214250402900 | NEEDLE, BIOPSY, CHIBA, 20G, NEEDLE LENGTH 20CM, ECHOGENIC, DISPOSABLE, STERILE IN PEELING PACKAGE | RESPIRATORY AND ANESTHESIA TENDER
2104 | 4227250046900 | BLADE LARYNGOSCOPE COVER COMPATIBLE WITH VERATHON OR EQUIVALENT, SINGLE USE, SIZE 2.5 | RESPIRATORY AND ANESTHESIA TENDER
2105 | 4227250047000 | BLADE LARYNGOSCOPE COVER COMPATIBLE WITH VERATHON OR EQUIVALENT, SINGLE USE, SIZE 4.0 | RESPIRATORY AND ANESTHESIA TENDER
2106 | 4227250047100 | BLADE LARYNGOSCOPE COVER COMPATIBLE WITH VERATHON OR EQUIVALENT, SINGLE USE, SIZE 0 | RESPIRATORY AND ANESTHESIA TENDER
2107 | 4227250047600 | AIR PRESSURE BAG FOR INVASIVE MONITOR, WITH MANOMETER, REUSABLE, 1000ML | RESPIRATORY AND ANESTHESIA TENDER
2108 | 4214250402600 | NEEDLE, BIOPSY, CHIBA, 22GA X 10 - 20CM, OUTER DIAMETER 0.73MM, GUIDEWIRE 0.018IN, DISPOSABLE, STERILE | RESPIRATORY AND ANESTHESIA TENDER
2109 | 4214250206500 | NEEDLE EPIDURAL TUOHY SZ 17G X 120MM | RESPIRATORY AND ANESTHESIA TENDER
2110 | 4227250047800 | ARTERIAL BLOOD SAMPLING WITH DRY LITHIUM HEPARIN, AND 3 ML, WITH COVER LUER LOCK, WITHOUT NEEDLE | RESPIRATORY AND ANESTHESIA TENDER
2111 | 4227250047900 | ARTERIAL BLOOD SAMPLING WITH DRY LITHIUM HEPARIN, AND 3 ML 23 G. NEEDLE, WITH SAFETY NEEDLE CAP, LENGTH 2.5 CM | RESPIRATORY AND ANESTHESIA TENDER
2112 | 4227250048000 | SUCTION VALVE FOR BRONCHOSCOPES, DISPOSABLE, COMPATIBLE WITH KARL-STORZ SCOPE OR EQUIVALENT | RESPIRATORY AND ANESTHESIA TENDER
2113 | 4227250048300 | LOSS OF RESISTANCE SYRINGE, PLASTIC, SENSITIVE, SPECIAL FOR EPIDURAL 10 ML | RESPIRATORY AND ANESTHESIA TENDER
2114 | 4227250048600 | BENDABLE ARM BORD STABILIZES AND SECURES LINES AND I.V WITH TWO STRAPS FOR PEDIATRIC | RESPIRATORY AND ANESTHESIA TENDER
2115 | 4214250203400 | SPINAL NEEDLE SPROTTE TIP, 24G X 90MM, STAINLESS STEEL NEEDLE, ATRAUMATIC TIP, COLOR CODED WITH SIZE INDICATION ON NEEDLE HUB, OVAL SHAPE FOR THE HOLE BURR-FREE ROUNDED ATRAUMATIC EDGES, WITH INTRODUCER 30MM WITH FUNNEL SHAPED HUB | RESPIRATORY AND ANESTHESIA TENDER
2116 | 4214250203100 | SPINAL NEEDLE QUINCKE TYPE POINT DISPOSABLE STERILE 22G X 3.5 INCH | RESPIRATORY AND ANESTHESIA TENDER
2117 | 4214250202400 | NEEDLE EPIDURAL TUOHY SZ 18G X 150MM | RESPIRATORY AND ANESTHESIA TENDER
2118 | 4227250053700 | CANNULA SAFETY IV, WITH PUSH BUTTON NEEDLE SHIELDING, WITHOUT WINGS, MADE OF POLYURETHANE MATERIAL, WITH BLOOD CONTROL AND NOTCH NEEDLE, 18G X 45MM | RESPIRATORY AND ANESTHESIA TENDER
2119 | 4227250053800 | CANNULA SAFETY IV, WITH PUSH BUTTON NEEDLE SHIELDING, WITHOUT WINGS, MADE OF POLYURETHANE MATERIAL, WITH BLOOD CONTROL AND NOTCH NEEDLE, 16G X 45MM | RESPIRATORY AND ANESTHESIA TENDER
2120 | 4227250054000 | CANNULA SAFETY IV, PASSIVE SAFETY MECHANISM, WITH FLEXIBLE WINGS, WITH INJECTION PORT, NOTCHED NEEDLE, 22G X 25MM | RESPIRATORY AND ANESTHESIA TENDER
2121 | 4227250054200 | CANNULA SAFETY IV, PASSIVE SAFETY MECHANISM, WITH FLEXIBLE WINGS, WITH INJECTION PORT, NOTCHED NEEDLE, 20G X 32MM | RESPIRATORY AND ANESTHESIA TENDER
2122 | 4227250054300 | CANNULA SAFETY IV, PASSIVE SAFETY MECHANISM, WITH FLEXIBLE WINGS, WITH INJECTION PORT, NOTCHED NEEDLE, 18G X 32MM | RESPIRATORY AND ANESTHESIA TENDER
2123 | 4222151200400 | CANNULA INTRAVENOUS TEFLON WITH WINGS, SIZE: 16G, INTRODUCER AND LUER FITTING FOR EASY CONTINUOUS TRANSFUSION, WITHOUT INJECTION PORT, DISPOSABLE, STERILE | RESPIRATORY AND ANESTHESIA TENDER
2124 | 4227250054400 | CANNULA SAFETY IV, PASSIVE SAFETY MECHANISM, WITH FLEXIBLE WINGS, WITH INJECTION PORT, NOTCHED NEEDLE, 18G X 45MM | RESPIRATORY AND ANESTHESIA TENDER
2125 | 4227250054500 | CANNULA SAFETY IV, PASSIVE SAFETY MECHANISM, WITH FLEXIBLE WINGS, WITH INJECTION PORT, NOTCHED NEEDLE, 16G X 45MM | RESPIRATORY AND ANESTHESIA TENDER
2126 | 4227250054600 | CANNULA SAFETY IV, PASSIVE SAFETY MECHANISM, WITH FLEXIBLE WINGS, WITH INJECTION PORT, NOTCHED NEEDLE, 14G X 45MM | RESPIRATORY AND ANESTHESIA TENDER
2127 | 4227250054700 | SPINAL ANESTHESIA KIT 25G SPROTTE PENCIL INCLUDED: 1 ML SYRINGE LUER SLIP 5 ML SYRINGE LUER LOCK 3 ML SYRINGE LUER LOCK INJECTION CANNULA 25G X 25 MM INJECTION CANNULA 23 G X 30 MM FILTER CANNULA 18 G X 50 MM 5 GAUZE 4INCH X4INCH 2 GAUZE 2INCH X2INCH FENESTRATED TRANSPARENT DRAPE NOT LESS THAN 90 X 75 CM WITH ADHESIVE STRIP HOLE CIRCLE 10 CM OUTER 90 X 90 CM WITH TRAY 208X145X35MM | RESPIRATORY AND ANESTHESIA TENDER
2128 | 4222151200300 | CANNULA INTRAVENOUS TEFLON WITH WINGS, SIZE: 22G, INTRODUCER AND LUER FITTING FOR EASY CONTINUOUS TRANSFUSION, WITHOUT INJECTION PORT, DISPOSABLE, STERILE | RESPIRATORY AND ANESTHESIA TENDER
2129 | 4227250055100 | SET, IV EXTENSION, WITH TWO INJECTION PORT, LENGTH 80-90CM | RESPIRATORY AND ANESTHESIA TENDER
2130 | 4227150506500 | ANAESTHETIC CONSERVING SYRINGE HAS A UNIQUE CONNECTOR THAT ONLY FITS WITH THE ANAESTHETIC AGENT LINE. SINGLE USE,COMPATIBLE WITH SEDACONDA AND INHALED SEDATION MONITORING DEVICE OR EQUIVALENT | RESPIRATORY AND ANESTHESIA TENDER
2131 | 4227250055200 | CANNULA INTRAVENOUS WITH WINGS, SPECIAL PEDIATRIC/NEONATE FOR PUNCTURE SMALL AND FRAGILE VESSELS, MATERIAL PTFE, WITHOUT INJECTION PORT, WITH REMOVABLE WINGS HOLDER TO FACILITATE, INTERNATIONAL COLOR CODED, DISPOSABLE, STERILE SIZE: 24 G X LENGTH 18-23MM | RESPIRATORY AND ANESTHESIA TENDER
2132 | 4227250055300 | CANNULA INTRAVENOUS WITH WINGS, SPECIAL PEDIATRIC/NEONATE FOR PUNCTURE SMALL AND FRAGILE VESSELS, MATERIAL PTFE, WITHOUT INJECTION PORT, WITH REMOVABLE WINGS HOLDER TO FACILITATE, INTERNATIONAL COLOR CODED, DISPOSABLE, STERILE SIZE: 26 G X LENGTH 18-23MM | RESPIRATORY AND ANESTHESIA TENDER
2133 | 4222151200100 | CANNULA INTRAVENOUS TEFLON WITH WINGS, SIZE: 26G, INTRODUCER AND LUER FITTING FOR EASY CONTINUOUS TRANSFUSION, WITHOUT INJECTION PORT, DISPOSABLE, STERILE | RESPIRATORY AND ANESTHESIA TENDER
2134 | 4222151200000 | CANNULA INTRAVENOUS TEFLON WITH WINGS, SIZE: 20G, INTRODUCER AND LUER FITTING FOR EASY CONTINUOUS TRANSFUSION, WITHOUT INJECTION PORT, DISPOSABLE, STERILE | RESPIRATORY AND ANESTHESIA TENDER
2135 | 4229500500100 | ENDOBRONCHIAL BLOCKER WITH BIFURCATED DISTAL TIP Y SHAPED, 2 CUFFS, RADIOPAQUE, 75 CM, 7 FR. WITH 2 SWIVEL ADAPTORS, CLEAR DEPTH MARKERS, WITH ADJUSTABLE VALVE, STERILE | RESPIRATORY AND ANESTHESIA TENDER
2136 | 4222150310900 | MAC TWO-LUMEN CENTRAL VENOUS ACCESS KIT CATH-GARD OR EQUIVALENT, FOR USE WITH 7.5 - 8 FR CATHETERS RADIOPAQUE POLYURETHANE WITH 9 FR DISTAL LUMEN, ANTIMICROBIAL SURFACE TREATMENT, INTEGRAL HEMOSTASIS VALVE, EXTENSION LINE CLAMPS | RESPIRATORY AND ANESTHESIA TENDER
2137 | 4227250057600 | COMPLETE KIT CONTAINS A SPECIAL FEMORAL ARTERIAL LINE WITH A SPECIAL THERMISTOR AT THE TIP, SINGLE PRESSURE TRANSDUCER AND SPECIAL SENSOR 5 FR, 84 INCH, 213 CM LENGTH, MEASURES THROUGH TRANSPULMONARY THERMODILUTION TO MEASURE EVLW, GEF, GEDI, PVPI AND ON PULSE COUNTURE ANALYSIS TO MEASURE CO, CI, SV, SVV, SVI, MAP, SVR, SVRI, ABP. COMPATIBLE WITH EDWARDS EV1000 DEVICE OR EQUIVALENT | RESPIRATORY AND ANESTHESIA TENDER
2138 | 4227250057700 | SACRO-ILIAC JOINT ABLATION GUIDEBLOCK, DISPOSABLE | RESPIRATORY AND ANESTHESIA TENDER
2139 | 4214180300400 | ECG TRULINK SHIELDED CABLE, 5 LEADS EA, GREEN, USED, COMPATIBLE WITH MAQUET ANESTHESIA MACHINE OR EQUIVALENT, REUSABLE | RESPIRATORY AND ANESTHESIA TENDER
2140 | 4214180300300 | TEMPERATURE PROBE CABLE COMPATIBLE WITH MAQUET ANESTHESIA MACHINE OR EQUIVALENT, REUSABLE | RESPIRATORY AND ANESTHESIA TENDER
2141 | 4214170508400 | FACE PILLOW FOR PRONE POSITIONING WHITE FOAM WITH MIRROR, FACE CUSHION USES SOFT POLYURETHANE FOAM TO PROTECT THE PATIENT’S FACE DURING PRONE SURGERY, FULLY ADJUSTABLE, DISPOSABLE | RESPIRATORY AND ANESTHESIA TENDER
2142 | 4227250058300 | CO2 SAMPLING LINE SINGLE USE LENGTH 6.0 M | RESPIRATORY AND ANESTHESIA TENDER
2143 | 4227250053600 | CANNULA SAFETY IV, WITH PUSH BUTTON NEEDLE SHIELDING, WITHOUT WINGS, MADE OF POLYURETHANE MATERIAL, WITH BLOOD CONTROL AND NOTCH NEEDLE, 18G X 30MM | RESPIRATORY AND ANESTHESIA TENDER
2144 | 4227250053300 | CANNULA SAFETY IV, WITH PUSH BUTTON NEEDLE SHIELDING, WITH FLEXIBLE WINGS, MADE OF POLYURETHANE MATERIAL, WITH BLOOD CONTROL AND NOTCH NEEDLE, 16G X 30MM | RESPIRATORY AND ANESTHESIA TENDER
2145 | 4227250053200 | CANNULA SAFETY IV, WITH PUSH BUTTON NEEDLE SHIELDING, WITH FLEXIBLE WINGS, MADE OF POLYURETHANE MATERIAL, WITH BLOOD CONTROL AND NOTCH NEEDLE, 18G X 30MM | RESPIRATORY AND ANESTHESIA TENDER
2146 | 4227250053100 | CANNULA SAFETY IV, WITH PUSH BUTTON NEEDLE SHIELDING, WITH FLEXIBLE WINGS, MADE OF POLYURETHANE MATERIAL, WITH BLOOD CONTROL AND NOTCH NEEDLE, 22G X 25MM | RESPIRATORY AND ANESTHESIA TENDER
2147 | 4227250050300 | BLOOD PRESSURE ADULT CUFF SIZE M++, SINGLE TUBE, DISPOSABLE | RESPIRATORY AND ANESTHESIA TENDER
2148 | 4227250050500 | BLOOD PRESSURE ADULT CUFF SIZE M+, SINGLE TUBE, DISPOSABLE | RESPIRATORY AND ANESTHESIA TENDER
2149 | 4227250050600 | BLOOD PRESSURE ADULT CUFF SIZE M, SINGLE TUBE, DISPOSABLE | RESPIRATORY AND ANESTHESIA TENDER
2150 | 4227250050700 | BLOOD PRESSURE ADULT CUFF SIZE S, DOUBLE TUBE, DISPOSABLE | RESPIRATORY AND ANESTHESIA TENDER
2151 | 4227250050800 | BLOOD PRESSURE ADULT CUFF SIZE S, SINGLE TUBE, DISPOSABLE | RESPIRATORY AND ANESTHESIA TENDER
2152 | 4227150506900 | BRONCHOSCOPE DISPOSABLE FLEXIBLE SIZE 3.5, WORKING CHANNEL 1.2, LENGTH 650M, STERILE, COMPATIBLE WITH C-MAC MONITOR OR EQUIVALENT | RESPIRATORY AND ANESTHESIA TENDER
2153 | 4227150506800 | BRONCHOSCOPE DISPOSABLE FLEXIBLE SIZE 5.3, WORKING CHANNEL 2.2, LENGTH 650M, STERILE, COMPATIBLE WITH C-MAC MONITOR OR EQUIVALENT | RESPIRATORY AND ANESTHESIA TENDER
2154 | 4227250050900 | BLOOD PRESSURE ADULT CUFF SIZE XS, SINGLE TUBE, DISPOSABLE | RESPIRATORY AND ANESTHESIA TENDER
2155 | 4227250051000 | BLOOD PRESSURE ADULT CUFF SIZE XS, DOUBLE TUBE, DISPOSABLE | RESPIRATORY AND ANESTHESIA TENDER
2156 | 4227250051100 | BLOOD PRESSURE ADULT CUFF SIZE XXS, SINGLE TUBE, DISPOSABLE | RESPIRATORY AND ANESTHESIA TENDER
2157 | 4227150506700 | GAS SAMPLING LINE, CONNECTS THE GAS SAMPLING PORT OF THE ANAESTHETIC CONSERVING VAPORIZER WITH THE GAS ANALYZER. SINGLE PATIENT USE COMPATIBLE WITH SEDACONDA AND INHALED SEDATION MONITORING DEVICE OR EQUIVALENT | RESPIRATORY AND ANESTHESIA TENDER
2158 | 4227150506600 | FLURABSORB ACCESSORY KIT, CONTAINS ACCESSORIES TO CONNECT THE FLURABSORB/FLURABSORB-S WITH THE EXHAUST PORT OF THE VENTILATOR AND THE GAS ANALYSER. SINGLE PATIENT USE COMPATIBLE WITH SEDACONDA AND INHALED SEDATION MONITORING DEVICE OR EQUIVALENT | RESPIRATORY AND ANESTHESIA TENDER
2159 | 4227250058500 | LEADS ECG DUAL PIN GRABBER SET OF 3 REUSABLE 1.0M, COMPATIBLE WITH MINDRAY MACHINE OR EQUIVALENT | RESPIRATORY AND ANESTHESIA TENDER
2160 | 4227250051200 | BLOOD PRESSURE ADULT CUFF SIZE XXS, DOUBLE TUBE, DISPOSABLE | RESPIRATORY AND ANESTHESIA TENDER
2161 | 4227250051400 | BLOOD PRESSURE CONNECTOR, METAL, MALE/FEMALE ENDS | RESPIRATORY AND ANESTHESIA TENDER
2162 | 4222151200600 | CANNULA INTRAVENOUS TEFLON SHEATH WITH WINGS, INTRODUCER AND LUER FITTING FOR EASY CONTINUOUS TRANSFUSION, WITHOUT INJECTION PORT, D DISPOSABLE, STERILE SIZE: G 24 SHORT | RESPIRATORY AND ANESTHESIA TENDER
2163 | 4227250052000 | NEEDLE, BIOPSY, CHIBA, 20G X 15 - 20CM, OUTER DIAMETER 0.73MM, GUIDEWIRE 0.018IN, DISPOSABLE, STERILE | RESPIRATORY AND ANESTHESIA TENDER
2164 | 4227250052100 | DEVICE, NASAL INTRANASAL MUCOSAL ATOMIZATION TO DELIVER PARTICLES SIZE 30-100 MICRON, WITHOUT SYRINGE, LATEX FREE, DISPOSABLE | RESPIRATORY AND ANESTHESIA TENDER
2165 | 4222151200500 | CANNULA INTRAVENOUS TEFLON WITH WINGS, SIZE: 18G, INTRODUCER AND LUER FITTING FOR EASY CONTINUOUS TRANSFUSION, WITHOUT INJECTION PORT, DISPOSABLE, STERILE | RESPIRATORY AND ANESTHESIA TENDER
2166 | 4227250052300 | INFUSION PUMP, YELLOW CASSETTE, DISPOSABLE 100ML, MEDICATION CASSETTE RESERVOIR (MCR) WITH FLOW STOP FREE FLOW PROTECTION, COMPATIBLE WITH CADD SYSTEM OR EQUIVALENT | RESPIRATORY AND ANESTHESIA TENDER
2167 | 4227250052500 | FACE PILLOW FOR PRONE POSITIONING, RIGHT OR BOTH SIDE HOLE FOR TUBE, DIAMETER APPROXIMATELY 16 X 20CM FACE CUSHION USES SOFT POLYURETHANE FOAM TO PROTECT THE PATIENT’S FACE DURING PRONE SURGERY, SHOULD BE PRESSURIZED FOR EASY STORGE, DISPOSABLE | RESPIRATORY AND ANESTHESIA TENDER
2168 | 4227250052600 | STYLET ADULT FOR VIDEO INTUBATION BLADE PRE-SHAPED COMPATIBLE WHIT C-MAC SYSTEM OR EQUIVALENT | RESPIRATORY AND ANESTHESIA TENDER
2169 | 4227250052700 | WATER TRAP, COMPATIBLE WITH ANESTHESIA MACHINE GE MINI D-FEND MODULES OR EQUIVALENT | RESPIRATORY AND ANESTHESIA TENDER
2170 | 4227250052800 | SPO2 MRI SENSOR, ADHESIVE, PEDIATRIC DISPOSABLE, COMPATIBLE WITH PHILIPS MONITOR OR EQUIVALENT | RESPIRATORY AND ANESTHESIA TENDER
2171 | 4227250052900 | SPO2 MRI SENSOR, ADHESIVE, INFANT DISPOSABLE, COMPATIBLE WITH PHILIPS MONITOR OR EQUIVALENT | RESPIRATORY AND ANESTHESIA TENDER
2172 | 4227250053000 | SPO2 MRI SENSOR, ADHESIVE, ADULT DISPOSABLE, COMPATIBLE WITH PHILIPS MONITOR OR EQUIVALENT | RESPIRATORY AND ANESTHESIA TENDER
2173 | 4227250051300 | BLOOD PRESSURE CONNECTOR, PLASTIC, MALE/FEMALE ENDS | RESPIRATORY AND ANESTHESIA TENDER
2174 | 4227250061300 | PULSED AND RADIO FREQUENCY ABLATION STRAIGHT SHARP CANNULAE 22 GAUGE LENGTH 5 CM 4MM TIP | RESPIRATORY AND ANESTHESIA TENDER
2175 | 4227151510300 | NEBULIZER KIT, SMALL VOLUME, WITH OXYGEN TUBING, AEROSOL MASK WITH METAL PIECE, SIZE PEDIATRIC, DISPOSABLE. | RESPIRATORY AND ANESTHESIA TENDER
2176 | 4218160600100 | TRU CUFF SINGLE TUBE BLOOD PRESSURE ADULT/PEDIATRIC COMPATIBLE WITH MAQUET ANESTHESIA MACHINE OR EQUIVALENT, REUSABLE | RESPIRATORY AND ANESTHESIA TENDER
2177 | 4227164600700 | BELT WIRE SET ZRIP, FOR EFFORT, COMPATIBLE WITH ALICE 6 AND 5 SLEEP STUDY MACHINE OR EQUIVALENT, ONE (1) EACH = ONE (1) SET | RESPIRATORY AND ANESTHESIA TENDER
2178 | 4227164600800 | CABLE ELECTRODE GOLD CUP FOR EEG EMG AND EOG 120 INCH, COMPATIBLE WITH SLEEP STUDY SIZE ALICE 6 AND 5 OR EQUIVALENT | RESPIRATORY AND ANESTHESIA TENDER
2179 | 4227164600900 | CABLE ELECTRODE GOLD CUP FOR EEG EMG AND EOG 48 INCH, COMPATIBLE WITH SLEEP STUDY SIZE ALICE 6 AND 5 OR EQUIVALENT | RESPIRATORY AND ANESTHESIA TENDER
2180 | 4227164601500 | CANNULA NASAL FOR PRESSURE AND FLOW MONITORING, SIZE SMALL PEDIATRIC, DISPOSABLE, COMPATIBLE WITH ALICE 6 AND 5 SLEEP STUDY MACHINE OR EQUIVALENT | RESPIRATORY AND ANESTHESIA TENDER
2181 | 4227164601700 | CANNULA NASAL FOR PRESSURE AND ETCO2 MONITORING, SIZE ADULT, DISPOSABLE, COMPATIBLE WITH SLEEP STUDY MACHINE, ALICE 6 AND 5 OR EQUIVALENT | RESPIRATORY AND ANESTHESIA TENDER
2182 | 4227164601800 | CANNULA NASAL FOR PRESSURE AND ETCO2 MONITORING, SIZE PEDIATRIC, DISPOSABLE, COMPATIBLE WIH SLEEP STUDY MACHINE, ALICE 6 AND 5 OR EQ UIVALENT | RESPIRATORY AND ANESTHESIA TENDER
2183 | 4227164601900 | CANNULA ORAL / NASAL FOR PRESSURE AND FLOW MONITORING, SIZE ADULT, DISPOSABLE, COMPATIBLE WITH ALICE 6 AND 5 SLEEP STUDY MACHINE OR EQUIVALENT | RESPIRATORY AND ANESTHESIA TENDER
2184 | 4227164603400 | SNORE MICROPHONE COMPATIBLE WITH SLEEP STUDY MACHINE ALICE 6 OR EQUIVALENT | RESPIRATORY AND ANESTHESIA TENDER
2185 | 4227164603500 | THERMISTOR AIRFLOW FOR ADULT 1 CHANNEL FOR SLEEP STUDY MACHINE, COMPATIBLE WITH ALICE 6 AND 5 OR EQUIVALENT | RESPIRATORY AND ANESTHESIA TENDER
2186 | 4227164603600 | THERMISTOR AIRFLOW FOR PEDIATRIC 1 CHANNEL FOR SLEEP STUDY MACHINE, COMPATIBLE WITH ALICE 6 AND 5 OR EQUIVALENT | RESPIRATORY AND ANESTHESIA TENDER
2187 | 4227164800000 | ADAPTER FOR DIGITAL VOLUME TRANSDUCER COMPATIBLE WITH PFT MACHINE SENTRY SUITE OR EQUIVALENT | RESPIRATORY AND ANESTHESIA TENDER
2188 | 4227164800100 | ADAPTER FOR PFT MACHINE SIZE L COMPATIBLE WITH SENTRY SUIT AND VYNTUS CPX OR EQUIVALENT | RESPIRATORY AND ANESTHESIA TENDER
2189 | 4227164800200 | ADAPTER FOR TRIPLE-V FOR PFT MACHINE COMPATIBLE WITH VYAIRE MACHINE OR EQUIVALENT | RESPIRATORY AND ANESTHESIA TENDER
2190 | 4227164800400 | ADAPTER RING COMPLETE COMPATIBLE WITH HANS RUDOLPH VALVE TRIPLE FOR PFT MACHINE VYAIRE OR EQUIVALENT | RESPIRATORY AND ANESTHESIA TENDER
2191 | 4227164800500 | ADAPTER CONE, COMPATIBLE WITH PFT MACHINE SENTRY SUITE OR EQUIVALENT | RESPIRATORY AND ANESTHESIA TENDER
2192 | 4227164800600 | ADAPTER Y SHAPE COMPLETE, COMPATIBLE WITH PFT MACHINE SENTRY SUITE OR EQUIVALENT | RESPIRATORY AND ANESTHESIA TENDER
2193 | 4227164800700 | BABY SHUTTER, COMPATIBLE WITH PFT MACHINE SENTRY SUITE AND MASTER SCREEN OR EQUIVALENT | RESPIRATORY AND ANESTHESIA TENDER
2194 | 4227164801100 | CONNECTION BLOCK FOR NEBULIZER COMPATIBLE WITH PFT MACHINE SENTRY SUITE OR EQUIVALENT | RESPIRATORY AND ANESTHESIA TENDER
2195 | 4227164801800 | ADAPTER , 30(ID)/30(ID) BOTH ENDS, FOR RHINOMANOMETRY, COMPATIBLE WITH PFT MACHINE SENTRY SUITE OR EQUIVALENT | RESPIRATORY AND ANESTHESIA TENDER
2196 | 4227164801900 | SENSOR VOLUME INSERT FOR PFT MACHINE COMPATIBLE WITH SENTRY SUITE OR EQUIVALENT | RESPIRATORY AND ANESTHESIA TENDER
2197 | 4227164802100 | TUBE ADAPTER PORTABLE WITH INDEX VALVE FOR PFT MACHINE, COMPATIBLE WITH VYAIRE OR EQUIVALENT | RESPIRATORY AND ANESTHESIA TENDER
2198 | 4227164802200 | TUBE ADAPTER WITH BALLOON VALVE FOR PFT MACHINE COMPATIBLE WITH SENTRY SUITE OR EQUIVALENT | RESPIRATORY AND ANESTHESIA TENDER
2199 | 4227200401300 | PRE SHAPED STYLET, PEDIATRIC, DISPOSABLE, 60 DEGREE ANGLE FOR ET TUBE EASY INSERTION COMPATIBLE WITH VERATHON SYSTEM OR EQUIVALENT | RESPIRATORY AND ANESTHESIA TENDER
2200 | 4227164600600 | BELT EFFORT ZRIP, SIZE L, COMPATIBLE WITH ALICE 6 AND 5 SLEEP STUDY MACHINE OR EQUIVALENT | RESPIRATORY AND ANESTHESIA TENDER
2201 | 4227164600500 | BELT EFFORT ZRIP, SIZE PEDIATRIC, COMPATIBLE WITH EACH HOSPITAL STANDARD SLEEP STUDY MACHINE, COMPATIBLE WITH ALICE 6 AND 5 OR EQUIVALENT | RESPIRATORY AND ANESTHESIA TENDER
2202 | 4227200500000 | FORCEPS MAGILL ADULT SIZE 25CM (10 INCH) REUSABLE | RESPIRATORY AND ANESTHESIA TENDER
2203 | 4227200500100 | FORCEPS MAGILL INFANT SIZE 15CM (6 INCH), REUSABLE | RESPIRATORY AND ANESTHESIA TENDER
2204 | 4227201800600 | BLADE LARYNGOSCOPE FIBER OPTIC FOR GUIDED VIDEO INTUBATION PLASTIC WITH CHANEL FOR E.T.T SIZE 7.0-8.5MM LATEX FREE SIZE 3 SINGLE USE STERILE COMPATIBLE WITH PRODOL MEDITEC OR EQUIVALENT | RESPIRATORY AND ANESTHESIA TENDER
2205 | 4227201800500 | BLADE LARYNGOSCOPE FIBER OPTIC FOR GUIDED VIDEO INTUBATION PLASTIC WITH CHANEL FOR E.T.T SIZE 6-7.5MM LATEX FREE SIZE 2 SINGLE USE STERILE COMPATIBLE WITH PRODOL MEDITEC OR EQUIVALENT | RESPIRATORY AND ANESTHESIA TENDER
2206 | 4227201800400 | BLADE LARYNGOSCOPE FIBER OPTIC FOR GUIDED VIDEO INTUBATION PLASTIC WITH CHANEL FOR E.T.T SIZE 4.0-5.5MM LATEX FREE SIZE 1 SINGLE USE STERILE COMPATIBLE WITH PRODOL MEDITEC OR EQUIVALENT | RESPIRATORY AND ANESTHESIA TENDER
2207 | 4227201800300 | BLADE LARYNGOSCOPE FIBER OPTIC MILLER SIZE 2, REUSABLE MUST BE COMPATIBLE WITH LARYNGOSCOPE HANDLE | RESPIRATORY AND ANESTHESIA TENDER
2208 | 4227201800100 | BLADE LARYNGOSCOPE FIBER OPTIC MILLER SIZE 0, REUSABLE MUST BE COMPATIBLE WITH LARYNGOSCOPE HANDLE | RESPIRATORY AND ANESTHESIA TENDER
2209 | 4227162101100 | ADAPTER 15MM (ID) BOTH ENDS, DISPOSABLE, NON-STERILE | RESPIRATORY AND ANESTHESIA TENDER
2210 | 4227162200100 | JACKET SQUEEZE, FOR PFT MACHINE SIZE S COMPATIBLE WITH JAEGER OR EQUIVALENT | RESPIRATORY AND ANESTHESIA TENDER
2211 | 4227162200200 | JACKET SQUEEZE FOR PFT MACHINE SIZE XS COMPATIBLE WITH JAEGER OR EQUIVALENT | RESPIRATORY AND ANESTHESIA TENDER
2212 | 4227162200300 | JACKET SQUEEZE FOR PFT MACHINE SIZE XXS COMPATIBLE WITH JAEGER OR EQUIVALENT | RESPIRATORY AND ANESTHESIA TENDER
2213 | 4227162200600 | JACKET VEST, SIZE XLARGE FOR CHEST SECRETION MOBILIZATION DEVICE DISPOSABLE, COMPATIBLE WITH CAREWAY OR EQUIVALENT | RESPIRATORY AND ANESTHESIA TENDER
2214 | 4227162200800 | WRAP VEST, SIZE XLARGE FOR CHEST SECRETION MOBILIZATION DEVICE DISPOSABLE, COMPATIBLE WITH HILLROM-VEST OR EQUIVALENT | RESPIRATORY AND ANESTHESIA TENDER
2215 | 4227200401200 | STYLET ADULT FOR VIDEO INTUBATION BLADE, PRE-SHAPED, DISPOSABLE COMPATIBLE WITH VERATHON SYSTEM OR EQUIVALENT | RESPIRATORY AND ANESTHESIA TENDER
2216 | 4227162201000 | JACKET VEST, SIZE ADULT LARGE FOR CHEST SECRETION MOBILIZATION DEVICE DISPOSABLE, COMPATIBLE WITH HILLROM-VEST OR EQUIVALENT | RESPIRATORY AND ANESTHESIA TENDER
2217 | 4227162202000 | WRAP VEST, SIZE SMALL FOR CHEST SECRETION MOBILIZATION DEVICE DISPOSABLE, COMPATIBLE WITH HILLROM-VEST OR EQUIVALENT | RESPIRATORY AND ANESTHESIA TENDER
2218 | 4227162202800 | JACKET VEST, SIZE CHILD LARGE FOR CHEST SECRETION MOBILIZATION DEVICE DISPOSABLE, COMPATIBLE WITH HILLROM-VEST OR EQUIVALENT | RESPIRATORY AND ANESTHESIA TENDER
2219 | 4227164000000 | MOUTHPIECE, CARDBOARD, FOR PEAK FLOWMETER, DISPOSABLE, INDIVIDUALLY PACKED | RESPIRATORY AND ANESTHESIA TENDER
2220 | 4227164000300 | MOUTHPIECE SILICONE FOR CHILDREN TUBE FOR PFT MACHINE SIZE 28 MM DIAMETER COMPATIBLE WITH AND CERTIFIED TO BE USED WITH VYAIRE-SENTR YSUITE OR EQUIVALENT | RESPIRATORY AND ANESTHESIA TENDER
2221 | 4227164500100 | TUBE SPIROMETRY FOR GAS SAMPLING COMPATIBLE WITH MRI MACHINE 6 M/20 FT 165 X 230 INCLUDING THE 20 MM LATCH COLOR YELLOW COMPATIBLE WITH GE HEALTHCARE DATEX OHMEDA OR EQUIVALENT MRI MACHINE | RESPIRATORY AND ANESTHESIA TENDER
2222 | 4227164500900 | SPIROMETRY ACCESSORY KIT COMPATIBLE WITH GE OR EQUIVALENT,3M LENGTH , FOR ADULT DISPOSABLES | RESPIRATORY AND ANESTHESIA TENDER
2223 | 4227200900100 | COLORIMETRIC DETECTOR CO2, SIZE NEONATE 0.25 KG TO AT LEAST 4.0 KG STERILE, DISPOSABLE. | RESPIRATORY AND ANESTHESIA TENDER
2224 | 4227200500200 | FORCEPS MAGILL CHILD SIZE 20CM (8 INCH) REUSABLE | RESPIRATORY AND ANESTHESIA TENDER
2225 | 4227164600100 | BELT DURABELT ZRIP, SIZE ADULT, COMPATIBLE WITH EACH HOSPITAL STANDARD SLEEP STUDY MACHINE. COMPATIBLE WITH ALICE 6 AND 5 OR EQUIVALENT | RESPIRATORY AND ANESTHESIA TENDER
2226 | 4227164600200 | BELT DURABELT ZRIP, SIZE PEDIATRIC, COMPATIBLE WITH SLEEP STUDY MACHINE, ALICE 6 AND 5 OR EQUIVALENT | RESPIRATORY AND ANESTHESIA TENDER
2227 | 4227164600400 | BELT EFFORT, SENSOR, COMPATIBLE WITH ALICE 6 AND 5 SLEEP STUDY MACHINE OR EQUIVALENT | RESPIRATORY AND ANESTHESIA TENDER
2228 | 4227162201200 | WRAP VEST, SIZE LARGE FOR CHEST SECRETION MOBILIZATION DEVICE DISPOSABLE, COMPATIBLE WITH HILLROM-VEST OR EQUIVALENT | RESPIRATORY AND ANESTHESIA TENDER
2229 | 4227200112400 | BLADE OF VIDEO LARYNGOSCOPE, REUSABLE, SIZE 0, MILLER, COMPATIBLE WITH C-MAC OR EQUIVALENT | RESPIRATORY AND ANESTHESIA TENDER
2230 | 4227200106700 | BLADE LARYNGOSCOPE FIBER OPTIC MACINTOSH SZ 2 REUSABLE MUST BE COMPATIBLE WITH LARYNGOSCOPE HANDLE | RESPIRATORY AND ANESTHESIA TENDER
2231 | 4227200106500 | BLADE LARYNGOSCOPE FIBER OPTIC MACINTOSH SZ 00 REUSABLE MUST BE COMPATIBLE WITH LARYNGOSCOPE HANDLE | RESPIRATORY AND ANESTHESIA TENDER
2232 | 4227170800000 | ANESTHESIA FACE MASK, FULLY TRANSPARENT ALL MASK AND INFLATABLE, AIR CUSHION, ANATOMICAL FIT WITH EFFECTIVE SEAL, EASY AND COMFORTABLE GRIP FOR USER, FLEXIBLE MASK BODY, NON SLIP RIDGES, LATEX FREE, DISPOSABLE, SIZE 1 INFANT | RESPIRATORY AND ANESTHESIA TENDER
2233 | 4227170800200 | ANESTHESIA FACE MASK, FULLY TRANSPARENT ALL MASK AND INFLATABLE, AIR CUSHION, ANATOMICAL FIT WITH EFFECTIVE SEAL, EASY AND COMFORTABLE GRIP FOR USER, FLEXIBLE MASK BODY, NON SLIP RIDGES, LATEX FREE, DISPOSABLE, SIZE 2 PEDIATRIC | RESPIRATORY AND ANESTHESIA TENDER
2234 | 4227170800300 | BAG SILICONE REBREATHING, ANTISTATIC, REUSABLE, ONE LITER CAPACITY, AUTOCLAVABLE | RESPIRATORY AND ANESTHESIA TENDER
2235 | 4227170800600 | ANESTHESIA FACE MASK, FULLY TRANSPARENT ALL MASK AND INFLATABLE, AIR CUSHION, ANATOMICAL FIT WITH EFFECTIVE SEAL, EASY AND COMFORTABLE GRIP FOR USER, FLEXIBLE MASK BODY, NON SLIP RIDGES, LATEX FREE, DISPOSABLE, SIZE 5 ADULT LARGE | RESPIRATORY AND ANESTHESIA TENDER
2236 | 4227170800800 | ANESTHESIA FACE MASK, FULLY TRANSPARENT ALL MASK AND INFLATABLE, AIR CUSHION, ANATOMICAL FIT WITH EFFECTIVE SEAL, EASY AND COMFORTABLE GRIP FOR USER, FLEXIBLE MASK BODY, NON SLIP RIDGES, LATEX FREE, DISPOSABLE, SIZE 6 ADULT XLARGE | RESPIRATORY AND ANESTHESIA TENDER
2237 | 4227170801000 | ANESTHESIA FACE MASK, FULLY TRANSPARENT ALL MASK AND INFLATABLE, AIR CUSHION, ANATOMICAL FIT WITH EFFECTIVE SEAL, EASY AND COMFORTABLE GRIP FOR USER, FLEXIBLE MASK BODY, NON SLIP RIDGES, LATEX FREE, DISPOSABLE, SIZE 0 NEONATAL | RESPIRATORY AND ANESTHESIA TENDER
2238 | 4227170801200 | BAG SILICONE REBREATHING, ANTISTATIC, REUSABLE, 0.75 LITER CAPACITY, AUTOCLAVABLE | RESPIRATORY AND ANESTHESIA TENDER
2239 | 4227170801700 | ANESTHESIA FACE MASK, FULLY TRANSPARENT ALL MASK AND INFLATABLE, AIR CUSHION, ANATOMICAL FIT WITH EFFECTIVE SEAL, EASY AND COMFORTABLE GRIP FOR USER, FLEXIBLE MASK BODY, NON SLIP RIDGES, LATEX FREE, DISPOSABLE, SIZE 3 ADULT SMALL | RESPIRATORY AND ANESTHESIA TENDER
2240 | 4227170802900 | ANESTHESIA FACE MASK SCENTED,INFLATABLE, AIR CUSHION, ANATOMICAL FIT WITH EFFECTIVE SEAL, EASY AND COMFORTABLE GRIP FOR USER, FLEXIBLE MASK BODY, NON SLIP RIDGES, LATEX FREE, DISPOSABLE, SIZE 2 | RESPIRATORY AND ANESTHESIA TENDER
2241 | 4227170803000 | ANESTHESIA FACE MASK SCENTED,INFLATABLE, AIR CUSHION, ANATOMICAL FIT WITH EFFECTIVE SEAL, EASY AND COMFORTABLE GRIP FOR USER, FLEXIBLE MASK BODY, NON SLIP RIDGES, LATEX FREE, DISPOSABLE, SIZE 6 | RESPIRATORY AND ANESTHESIA TENDER
2242 | 4227170803100 | ANESTHESIA FACE MASK SCENTED,INFLATABLE, AIR CUSHION, ANATOMICAL FIT WITH EFFECTIVE SEAL, EASY AND COMFORTABLE GRIP FOR USER, FLEXIBLE MASK BODY, NON SLIP RIDGES, LATEX FREE, DISPOSABLE, SIZE 5 | RESPIRATORY AND ANESTHESIA TENDER
2243 | 4227170702400 | CONNECTING CABLE FOR FLOW SENSOR COMPATIBLE WITH VENTILATOR BABYLOG 8000 OR EQUIVALENT | RESPIRATORY AND ANESTHESIA TENDER
2244 | 4227170803200 | ANESTHESIA FACE MASK SCENTED,INFLATABLE, AIR CUSHION, ANATOMICAL FIT WITH EFFECTIVE SEAL, EASY AND COMFORTABLE GRIP FOR USER, FLEXIBLE MASK BODY, NON SLIP RIDGES, LATEX FREE, DISPOSABLE, SIZE 3 | RESPIRATORY AND ANESTHESIA TENDER
2245 | 4227192400100 | CRICOTHYROTOMY CATHETER SETS, FOR EMERGENCY, SIZE 4.0 MM, ONE (1) EACH = ONE (1) SET | RESPIRATORY AND ANESTHESIA TENDER
2246 | 4227170803300 | ANESTHESIA FACE MASK SCENTED,INFLATABLE, AIR CUSHION, ANATOMICAL FIT WITH EFFECTIVE SEAL, EASY AND COMFORTABLE GRIP FOR USER, FLEXIBLE MASK BODY, NON SLIP RIDGES, LATEX FREE, DISPOSABLE, SIZE 1 | RESPIRATORY AND ANESTHESIA TENDER
2247 | 4227170803400 | ANESTHESIA FACE MASK SCENTED,INFLATABLE, AIR CUSHION, ANATOMICAL FIT WITH EFFECTIVE SEAL, EASY AND COMFORTABLE GRIP FOR USER, FLEXIBLE MASK BODY, NON SLIP RIDGES, LATEX FREE, DISPOSABLE, SIZE 0 | RESPIRATORY AND ANESTHESIA TENDER
2248 | 4227170812500 | TOTAL FACE MASK PEDIATRIC SIZE XXS COVER FROM HEAD TO CHIN, DISPOSABLE, INCLUDES INTERCHANGEABLE VENTED AND NON-VENTED ELBOW ADAPTER, WITH HEADGEAR. | RESPIRATORY AND ANESTHESIA TENDER
2249 | 4227170901200 | NASAL CANNULA OXYGEN PREMATURE 2.1 M SOFT PRONGS KINK RESISTANT, NON STERILE, CURVED PRONGS AND ROUNDED TIP, DISPOSABLE | RESPIRATORY AND ANESTHESIA TENDER
2250 | 4227170903300 | HIGH FLOW CIRCUIT KIT FOR BLENDER INFANT-PEDIATRIC SIZE DISPOSABLE NON-STERILE WITH PRESSURE RELEASE MANIFOLD SET AT 40 CM.H2O WITH AUTO FEED HUMIDIFIER CHAMBER COMPATIBLE WITH FISHER PAYKEL PRONGS OR EQUIVALENT | RESPIRATORY AND ANESTHESIA TENDER
2251 | 4227191540800 | KIT, PERCUTANEOUS TRACHEOSTOMY, ADULT, WITH SUBGLOTTIC SUCTION, UNFENESTRATED ID-IC 8MM | RESPIRATORY AND ANESTHESIA TENDER
2252 | 4227191539700 | HELMET HOOD VENTED LARGE, WITH UNDER ARM CUSHIONED STRAP, EAR PLUG FOR CPAP/BIPAP MACHINE, DISPOSABLE., ONE (1) EACH = ONE (1) SET | RESPIRATORY AND ANESTHESIA TENDER
2253 | 4227191539600 | HELMET HOOD VENTED MEDIUM, WITH UNDER ARM CUSHIONED STRAP, EAR PLUG FOR CPAP/BIPAP MACHINE, DISPOSABLE., ONE (1) EACH = ONE (1) SET | RESPIRATORY AND ANESTHESIA TENDER
2254 | 4227191539500 | HELMET HOOD VENTED XLARGE, WITH UNDER ARM CUSHIONED STRAP, EAR PLUG CPAP/BIPAP MACHINE, DISPOSABLE, ONE (1) EACH = ONE (1) SET | RESPIRATORY AND ANESTHESIA TENDER
2255 | 4227191536100 | BREATHING FACE MASK ADULT, WITH CLIP HEAD CAP (LARGE) FOR CARDIO-PULMONARY EXERCISE TEST (CPET) | RESPIRATORY AND ANESTHESIA TENDER
2256 | 4227192400200 | CRICOTHYROTOMY CATHETER SETS, FOR EMERGENCY, SIZE 2.0 MM, ONE (1) EACH = ONE (1) SET | RESPIRATORY AND ANESTHESIA TENDER
2257 | 4227201800800 | BLADE LARYNGOSCOPE FIBER OPTIC MILLER SIZE 4, REUSABLE MUST BE COMPATIBLE WITH LARYNGOSCOPE HANDLE | RESPIRATORY AND ANESTHESIA TENDER
2258 | 4227170702000 | FLOW SENSOR NEONATAL SIZE REUSABLE COMPATIBLE WITH DRAGER VENTILATOR MODEL VN500 AND BABYLOG 8000 OR EQUIVALENT | RESPIRATORY AND ANESTHESIA TENDER
2259 | 4227170700800 | OXYGEN CYLINDER REGULATOR, BULLNOSE, WITH GAUGE AND FLOWMETER 1-15 LPM, WITH SCHRADER VALVE WITH BRITISH STANDARD PORT. | RESPIRATORY AND ANESTHESIA TENDER
2260 | 4227200106400 | BLADE LARYNGOSCOPE FIBER OPTIC MACINTOSH SZ 1 REUSABLE MUST BE COMPATIBLE WITH LARYNGOSCOPE HANDLE | RESPIRATORY AND ANESTHESIA TENDER
2261 | 4227200106200 | BLADE LARYNGOSCOPE FIBER OPTIC MACINTOSH SZ 4 REUSABLE MUST BE COMPATIBLE WITH LARYNGOSCOPE HANDLE | RESPIRATORY AND ANESTHESIA TENDER
2262 | 4227200105500 | BLADE OF VIDEO LARYNGOSCOPE, MACINTOSH SIZE D BLADE, COMPATIBLE WITH C-MAC OR EQUIVALENT, DISPOSABLE | RESPIRATORY AND ANESTHESIA TENDER
2263 | 4227200105300 | BLADE OF VIDEO LARYNGOSCOPE, DISPOSABLE, SIZE 1, MILLER, COMPATIBLE WITH C-MAC OR EQUIVALENT | RESPIRATORY AND ANESTHESIA TENDER
2264 | 4227200105200 | BLADE OF VIDEO LARYNGOSCOPE, MACINTOSH SIZE 3, COMPATIBLE WITH C-MAC OR EQUIVALENT, DISPOSABLE | RESPIRATORY AND ANESTHESIA TENDER
2265 | 4227200105100 | BLADE OF VIDEO LARYNGOSCOPE, MACINTOSH SIZE 4, COMPATIBLE WITH C-MAC OR EQUIVALENT, DISPOSABLE | RESPIRATORY AND ANESTHESIA TENDER
2266 | 4227200105000 | INTUBATION VIDEO LARYNGEAL BLADE, WITH INTEGRATED CAMERA AND LIGHT, 60 DEGREE ANGLED, SIZE 1.0, DISPOSABLE, COMPATIBLE WITH VERATHON SYSTEM OR EQUIVALENT | RESPIRATORY AND ANESTHESIA TENDER
2267 | 4227200104900 | INTUBATION VIDEO LARYNGEAL BLADE, WITH INTEGRATED CAMERA AND LIGHT, 60 DEGREE ANGLED, SIZE 2.0, DISPOSABLE, COMPATIBLE WITH VERATHON SYSTEM OR EQUIVALENT | RESPIRATORY AND ANESTHESIA TENDER
2268 | 4227200104800 | INTUBATION VIDEO LARYNGEAL BLADE, WITH INTEGRATED CAMERA AND LIGHT, 60 DEGREE ANGLED, SIZE 2.5, DISPOSABLE, COMPATIBLE WITH VERATHON SYSTEM OR EQUIVALENT | RESPIRATORY AND ANESTHESIA TENDER
2269 | 4227200104700 | INTUBATION VIDEO LARYNGEAL BLADE, WITH INTEGRATED CAMERA AND LIGHT, 60 DEGREE ANGLED, SIZE 3.0, DISPOSABLE, COMPATIBLE WITH VERATHON SYSTEM OR EQUIVALENT | RESPIRATORY AND ANESTHESIA TENDER
2270 | 4227200104600 | INTUBATION VIDEO LARYNGEAL BLADE, WITH INTEGRATED CAMERA AND LIGHT, 60 DEGREE ANGLED, SIZE 4.0, DISPOSABLE, COMPATIBLE WITH VERATHON SYSTEM OR EQUIVALENT | RESPIRATORY AND ANESTHESIA TENDER
2271 | 4227170701900 | FLOW SENSOR WITH CABLE, DISPOSABLE, COMPATIBLE WITH VENTILATOR AVEA OR EQUIVALENT | RESPIRATORY AND ANESTHESIA TENDER
2272 | 4227200104500 | INTUBATION VIDEO LARYNGEAL BLADE, WITH INTEGRATED CAMERA AND LIGHT, 90 DEGREE ANGLED, SIZE 3.0, DISPOSABLE, COMPATIBLE WITH VERATHON SYSTEM OR EQUIVALENT | RESPIRATORY AND ANESTHESIA TENDER
2273 | 4227200104300 | INTUBATION VIDEO LARYNGEAL BLADE, WITH INTEGRATED CAMERA AND LIGHT, MILLER, SIZE 0, DISPOSABLE, COMPATIBLE WITH VERATHON SYSTEM OR E QUIVALENT | RESPIRATORY AND ANESTHESIA TENDER
2274 | 4227200104200 | INTUBATION VIDEO LARYNGEAL BLADE, WITH INTEGRATED CAMERA AND LIGHT, MILLER, SIZE 1, DISPOSABLE, COMPATIBLE WITH VERATHON SYSTEM OR E QUIVALENT | RESPIRATORY AND ANESTHESIA TENDER
2275 | 4227200102700 | BLADE LARYNGOSCOPE MILLER SIZE 4, DISPOSABLE, MADE OF STAINLESS STEEL, MUST BE COMPATIBLE WITH LARYNGOSCOPE HANDLE AND EASY TO INSTALL AND REMOVE | RESPIRATORY AND ANESTHESIA TENDER
2276 | 4227200102600 | BLADE LARYNGOSCOPE MILLER SIZE 3, DISPOSABLE, MADE OF STAINLESS STEEL, MUST BE COMPATIBLE WITH LARYNGOSCOPE HANDLE AND EASY TO INSTALL AND REMOVE | RESPIRATORY AND ANESTHESIA TENDER
2277 | 4227200102500 | BLADE LARYNGOSCOPE MILLER SIZE 2, DISPOSABLE, MADE OF STAINLESS STEEL, MUST BE COMPATIBLE WITH LARYNGOSCOPE HANDLE AND EASY TO INSTALL AND REMOVE | RESPIRATORY AND ANESTHESIA TENDER
2278 | 4227164802600 | TUBE CANOPY FOR PFT MACHINE SIZE 1.8 M COMPATIBLE WITH SENTRY SUITE OR EQUIVALENT | RESPIRATORY AND ANESTHESIA TENDER
2279 | 4227164803300 | SAMPLE LINE FOR CARDIO-PULMONARY EXERCISE TEST (CPET) MACHINE, COMPATIBLE WITH VYAIRE PFT MACHINE OR EQUIVALENT | RESPIRATORY AND ANESTHESIA TENDER
2280 | 4227170500200 | CORRUGATED TUBE 40 INCH (100 CM) LONG, SOFT INTERNAL SURFACE FREE OF CORRUGATION RIDGES, LATEX FREE, DISPOSABLE, STERILE. | RESPIRATORY AND ANESTHESIA TENDER
2281 | 4227170500300 | CORRUGATED TUBE 6 INCH( 15CM )SOFT INTERNAL SURFACE FREE OF CORRUGATION RIDGES, LATEX FREE, DISPOSABLE, STERILE | RESPIRATORY AND ANESTHESIA TENDER
2282 | 4227170503600 | CONNECTOR CORRUGATED TUBE 22 MM ID BOTH ENDS, LENGTH 1.8 M, SEGMENTED CUTTABLE, DISPOSABLE, INDIVIDUALLY PACKED. | RESPIRATORY AND ANESTHESIA TENDER
2283 | 4227170504100 | HFOV ADAPTER MADE OF SILICONE AND POLYSULFON COMPATIBLE WITH ACUTRONIC FABIAN INFANT VENTILATOR OR EQUIVALENT | RESPIRATORY AND ANESTHESIA TENDER
2284 | 4227200104400 | INTUBATION VIDEO LARYNGEAL BLADE, WITH INTEGRATED CAMERA AND LIGHT, 90 DEGREE ANGLED, SIZE 4.0, DISPOSABLE, COMPATIBLE WITH VERATHON SYSTEM OR EQUIVALENT | RESPIRATORY AND ANESTHESIA TENDER
2285 | 4227201801200 | BLADE LARYNGOSCOPE FIBER OPTIC MILLER SIZE 00, REUSABLE MUST BE COMPATIBLE WITH LARYNGOSCOPE HANDLE | RESPIRATORY AND ANESTHESIA TENDER
2286 | 4227201801300 | BLADE LARYNGOSCOPE FIBER OPTIC MILLER SIZE 3, REUSABLE MUST BE COMPATIBLE WITH LARYNGOSCOPE HANDLE | RESPIRATORY AND ANESTHESIA TENDER
2287 | 4227201802800 | MICROLARYNGEAL TUBE, PVC, ORAL / NASAL, CUFFED, CURVED DISTAL - TIP, MURPHY EYE HIGH VOLUME/LOW PRESSURE, STERILE, SIZE 4.0MM (ID) | RESPIRATORY AND ANESTHESIA TENDER
2288 | 4227222006500 | ELECTRICAL ACTIVITY OF THE DIAPHRAGM/ ABDOMINAL CATHETER SIZE 16 FR, LENGTH125 CM COMPATIBLE WITH SERVO VENTILATOR OR EQUIVALENT | RESPIRATORY AND ANESTHESIA TENDER
2289 | 4227222006400 | CASSETTE EXPIRATORY, REUSABLE, COMPATIBLE VENTILATOR SERVO U AND N MODEL, AND SERVO AIR OR EQUIVALENT | RESPIRATORY AND ANESTHESIA TENDER
2290 | 4227222006300 | CASSETTE EXPIRATORY, REUSABLE, COMPATIBLE WITH SERVO I AND SERVO S VENTILATOR OR EQUIVALENT | RESPIRATORY AND ANESTHESIA TENDER
2291 | 4227222005800 | CABLE WIRE FOR CAPNOSTAT COMPATIBLE WITH SERVO VENTILATORS OR EQUIVALENT | RESPIRATORY AND ANESTHESIA TENDER
2292 | 4227222005700 | CABLE EDI NAVA FOR VENTILATOR NEONATAL COMPATIBLE WITH SERVO VENTILATORS OR EQUIVALENT | RESPIRATORY AND ANESTHESIA TENDER
2293 | 4227162100800 | ADAPTER TRACHEOSTOMY, T-PIECE 15 (OD) - 15 (ID)- 15 (ID), DISPOSABLE | RESPIRATORY AND ANESTHESIA TENDER
2294 | 4227222000300 | SENSOR OXYGEN CAPSULE VENTILATOR INTENSIVE CARE COMPATIBLE WITH DRAGER BABYLOG 8000 PLUS OR EQUIVALENT | RESPIRATORY AND ANESTHESIA TENDER
2295 | 4227221903600 | MACHINE DUST FILTER COMPATIBLE WITH BABYLOG 8000 VENTILATORS OR EQUIVALENT | RESPIRATORY AND ANESTHESIA TENDER
2296 | 4227221903200 | FILTER FOR GAS COMPATIBLE WITH INSUFFLATION MONITOR OR EQUIVALENT, DISPOSABLE | RESPIRATORY AND ANESTHESIA TENDER
2297 | 4227221902800 | FILTER HEPA, BACTERIAL/VIRAL, ELECTROSTATIC, HIGH FILTRATION EFFICIENCY 99.9999%, BI-DIRECTIONAL, USED WITH HEATED CIRCUIT MIN INTERNAL VOLUME 160 ML, COMPATIBLE WITH SERVO EXPIRATORY CASSETTE OR EQUIVALENT | RESPIRATORY AND ANESTHESIA TENDER
2298 | 4227221900500 | BACTERIA FILTER SET FOR ABSORBER COMPATIBLE WITH JAEGER PFT MACHINE OR EQUIVALENT, ONE (1) EACH = ONE (1) SET | RESPIRATORY AND ANESTHESIA TENDER
2299 | 4227222006600 | ELECTRICAL ACTIVITY OF THE DIAPHRAGM/ ABDOMINAL CATHETER SIZE 6 FR, LENGTH 49 CM COMPATIBLE WITH SERVO VENTILATOR OR EQUIVALENT | RESPIRATORY AND ANESTHESIA TENDER
2300 | 4227221800900 | Y SENSOR PRESSURE LINE, 1.8 M, COMPATIBLE WITH VENTILATOR SERVO N OR EQUIVALENT, DISPOSABLE | RESPIRATORY AND ANESTHESIA TENDER
2301 | 4227221800600 | SILICON EMBEDDED, ANCHOR COVERED WITH A PAD AND TRANSPARENT LAYER, TO SECURE ARTERIAL LINES AND SERVE AS SLIP RESISTANT SORBAVIEW SHIELD PERIPHERAL, LATEX FREE, DISPOSABLE | RESPIRATORY AND ANESTHESIA TENDER
2302 | 4227221701100 | WATER TRAP FOR ANESTHESIA MACHINE COMPATIBLE WITH MAQUET MACHINE OR EQUIVALENT | RESPIRATORY AND ANESTHESIA TENDER
2303 | 4227221701000 | WATER TRAP D-FEND PRO COMPATIBLE WITH ANESTHESIA MACHINE GE OR EQUIVALENT | RESPIRATORY AND ANESTHESIA TENDER
2304 | 4227221700900 | VIAL TRAP WATER COLLECTOR COMPATIBLE WITH BP 840 VENTILATOR OR EQUIVALENT, REUSABLE | RESPIRATORY AND ANESTHESIA TENDER
2305 | 4227221700600 | WATER TRAP, BLACK COLOR, COMPATIBLE WITH GE ANESTHESIA MACHINE OR EQUIVALENT, DISPOSABLE | RESPIRATORY AND ANESTHESIA TENDER
2306 | 4227162101000 | ADAPTER 22MM (ID) BOTH ENDS, DISPOSABLE, NON-STERILE | RESPIRATORY AND ANESTHESIA TENDER
2307 | 4227221400000 | TRANSPORT VENTILATOR CIRCUIT, DOUBLE LUMEN, WITH FLOW SENSOR, EXHALATION VALVE, PRESSURE LINE AND VALVE LINE DIFFERENT SIZE NEONATE , COMPATIBLE WITH GLOBE TROTTER INCUBATOR OR EQUIVALENT, ONE (1) ITEM/PC = ONE (1) SET | RESPIRATORY AND ANESTHESIA TENDER
2308 | 4227221311000 | SIPAP NASAL MASK, SIZE (LARGE), SINGLE USE, COMPATIBLE WITH SIPAP FLOW GENERATOR. | RESPIRATORY AND ANESTHESIA TENDER
2309 | 4227221310900 | SIPAP NASAL MASK, SIZE (MEDIUM), SINGLE USE, COMPATIBLE WITH SIPAP FLOW GENERATOR. | RESPIRATORY AND ANESTHESIA TENDER
2310 | 4227221310500 | SIPAP NASAL MASK, SIZE (XSMALL), SINGLE USE, COMPATIBLE WITH SIPAP FLOW GENERATOR. | RESPIRATORY AND ANESTHESIA TENDER
2311 | 4227221310400 | SIPAP NASAL MASK, SIZE (XLARGE), SINGLE USE, COMPATIBLE WITH SIPAP FLOW GENERATOR. | RESPIRATORY AND ANESTHESIA TENDER
2312 | 4227221800700 | SILICON EMBEDDED, ANCHOR COVERED WITH A PAD AND TRANSPARENT LAYER, TO SECURE JUGULAR LINES AND SERVE AS SLIP RESISTANT SORBAVIEW SHIELD CONTOUR, LATEX FREE, DISPOSABLE | RESPIRATORY AND ANESTHESIA TENDER
2313 | 4227221309300 | SIPAP NASAL PRONGS, SIZE (XSMALL), SINGLE USE, COMPATIBLE WITH SIPAP FLOW GENERATOR. | RESPIRATORY AND ANESTHESIA TENDER
2314 | 4227222006800 | ELECTRICAL ACTIVITY OF THE DIAPHRAGM/ ABDOMINAL CATHETER SIZE 12 FR, LENGTH125 CM COMPATIBLE WITH SERVO VENTILATOR OR EQUIVALENT | RESPIRATORY AND ANESTHESIA TENDER
2315 | 4227222007000 | OXYGEN CELL COMPATIBLE WITH SERVO I VENTILATOR OR EQUIVALENT | RESPIRATORY AND ANESTHESIA TENDER
2316 | 4227222601100 | TUBING CORRUGATED 50 M, ROLL FOR AEROSOL USE, WITH 6 INCH SEGMENTS. | RESPIRATORY AND ANESTHESIA TENDER
2317 | 4227222500200 | BIPAP MASK. FULL FACE, VENTED, WITH CAP STRAP AND HEADGEAR, DISPOSABLE, SIZE XLARGE., ONE (1) EACH = ONE (1) SET | RESPIRATORY AND ANESTHESIA TENDER
2318 | 4227161600200 | FILTER BARRIER WITH PORT, SIZE 30 MM, COMPATIBLE WITH PFT MACHINE JAEGER OR EQUIVALENT | RESPIRATORY AND ANESTHESIA TENDER
2319 | 4227222401600 | VENTILATOR CIRCUIT, SINGLE LIMB, NON-HEATED, FOR PORTABLE VENTILATOR WITH EXHALATION VALVE AND PRESSURE LINE, SIZE PEDIATRIC, DISPOSABLE, COMPATIBLE WITH NEWPORT HT70 VENTILATOR OR EQUIVALENT | RESPIRATORY AND ANESTHESIA TENDER
2320 | 4227222401200 | VENTILATOR CIRCUIT, SINGLE LIMB, NON-HEATED, FOR PORTABLE VENTILATOR WITH EXHALATION VALVE AND PRESSURE LINE, SIZE ADULT DISPOSABLE, COMPATIBLE WITH NEWPORT HT70 VENTILATOR OR EQUIVALENT | RESPIRATORY AND ANESTHESIA TENDER
2321 | 4227222401000 | VENTILATOR CIRCUIT FOR HIGH FREQUENCY VENTILATOR, SIZE NEONATE, COMPATIBLE WITH SLE 5000 OR EQUIVALENT, ONE (1) EACH = ONE (1) SET | RESPIRATORY AND ANESTHESIA TENDER
2322 | 4227162100200 | ADJUSTABLE VIBRATING POSITIVE EXPIRATORY PRESSURE, WITH MOUTH PIECE, DISPOSABLE EASILY DISASSEMBLED FOR CLEANING. | RESPIRATORY AND ANESTHESIA TENDER
2323 | 4227222301900 | EXPIRATORY VALVE KIT COMPLETE PARTS DISPOSABLE COMPATIBLE WITH DRAGER SAVINA 300 VENTILATOR OR EQUIVALENT ONE (1) ITEM/PC = ONE (1) KIT | RESPIRATORY AND ANESTHESIA TENDER
2324 | 4227222301700 | HELMET HOOD VENTED SMALL, WITH UNDER ARM CUSHIONED STRAP, EAR PLUG FOR CPAP/BIPAP MACHINE, DISPOSABLE., ONE (1) EACH = ONE (1) SET | RESPIRATORY AND ANESTHESIA TENDER
2325 | 4227162100600 | ADAPTER STRAIGHT 22M\15F(OD\ID) - 6.5MM(OD), DISPOSABLE, NON STERILE | RESPIRATORY AND ANESTHESIA TENDER
2326 | 4227222010200 | CO2 MAINSTREAM SENSOR CABLE COMPATIBLE WITH EVITA INFINITY INFINITY V500 REUSABLE | RESPIRATORY AND ANESTHESIA TENDER
2327 | 4227222006900 | ELECTRICAL ACTIVITY OF THE DIAPHRAGM/ ABDOMINAL CATHETER SIZE 8 FR, LENGTH100 CM COMPATIBLE WITH SERVO VENTILATOR OR EQUIVALENT | RESPIRATORY AND ANESTHESIA TENDER
2328 | 4227222010100 | EXHALATION VALVE SET, DISPOSABLE, COMPATIBLE WITH GE VENTILATOR, CARESCAPE R860 AND ENGSTROM MODELS OR EQUIVALENT | RESPIRATORY AND ANESTHESIA TENDER
2329 | 4218170200900 | CABLE 10 LEAD ECG COMPATIBLE WITH STRESS TEST SCHILLER OR EQUIVALENT | RESPIRATORY AND ANESTHESIA TENDER
2330 | 4227222009700 | EXPIRATORY VALVE WITH MEMBRANE KIT, FOR VENTILATOR MACHINE, DISPOSABLE (SHOULD BE COMPATIBLE WITH HAMILTON T1 AND MR1 OR EQUIVALENT) | RESPIRATORY AND ANESTHESIA TENDER
2331 | 4227162100700 | ADAPTER TRACHEOSTOMY T-PIECE 22 (OD) - 22 (ID)/15 (ID), DISPOSABLE | RESPIRATORY AND ANESTHESIA TENDER
2332 | 4227222009500 | MACHINE DUST FILTER, COMPATIBLE WITH AIRVO2 HIGH FLOW NASAL CANNULA OR EQUIVALENT | RESPIRATORY AND ANESTHESIA TENDER
2333 | 4227222009400 | MACHINE DUST FILTER, COMPATIBLE WITH INSPIRED HIGH FLOW MACHINE OR EQUIVALENT | RESPIRATORY AND ANESTHESIA TENDER
2334 | 4227222009200 | MACHINE DUST FILTER COMPATIBLE WITH RESMED VENTILATOR MODEL ASTRAL 150 OR EQUIVALENT | RESPIRATORY AND ANESTHESIA TENDER
2335 | 4227222008500 | SIPAP STARTING KIT, INCLUDING SINGLE LIMB HEATED WIRE CIRCUIT, INHALATION AND EXHALATION PORT WITH PROXIMAL LINE, HUMIDIFIER CHAMBE R, WITH ADJUSTABLE ANGLE SINGLE LUMEN FLOW GENERATOR, SUPPORT FIXATION, COMPATIBLE WITH SIPAP MACHINE., ONE (1) SET = ONE (1) KIT | RESPIRATORY AND ANESTHESIA TENDER
2336 | 4227222008100 | VALVE INSPIRATORY VENTILATOR NEONATAL COMPATIBLE WITH VN500 VENTILATOR OR EQUIVALENT | RESPIRATORY AND ANESTHESIA TENDER
2337 | 4227222008000 | EXPIRATORY VALVE SET WITH MEMBRANE, FOR VENTILATOR MACHINE, COMPLETE WITH DIAPHRAGM, REUSABLE COMPATIBLE WITH DRAGER VN500/VN800/VN 600 OR EQUIVALENT, ONE (1) EACH = ONE (1) SET | RESPIRATORY AND ANESTHESIA TENDER
2338 | 4227222007400 | CONNECTOR Y-SHAPED WITH FLOW SENSOR COMPATIBLE WITH VENTILATOR BABYLOG 8000 OR EQUIVALENT | RESPIRATORY AND ANESTHESIA TENDER
2339 | 4227222007200 | CO2 Y SENSOR COMPATIBLE WITH SERVO N VENTILATORS OR EQUIVALENT | RESPIRATORY AND ANESTHESIA TENDER
2340 | 4227222009900 | EXHALATION VALVE, REUSABLE, COMPATIBLE WITH GE VENTILATOR, CARESCAPE R860 AND ENGSTROM MODELS OR EQUIVALENT | RESPIRATORY AND ANESTHESIA TENDER
2341 | 4227191536000 | BREATHING FACE MASK ADULT, WITH CLIP HEAD CAP (MEDIUM) FOR CARDIO-PULMONARY EXERCISE TEST (CPET) | RESPIRATORY AND ANESTHESIA TENDER
2342 | 4227221309200 | SIPAP NASAL PRONGS, SIZE (XLARGE), SINGLE USE, COMPATIBLE WITH SIPAP FLOW GENERATOR. | RESPIRATORY AND ANESTHESIA TENDER
2343 | 4227221303100 | NEONATAL NASAL CPAP PRONGS SIZE (XL), DISPOSABLE, SILICON, COMPATIBLE WITH DUAL LIMB FLOW GENERATOR. | RESPIRATORY AND ANESTHESIA TENDER
2344 | 4227201807200 | STYLET FOR INTUBATION SIZE 10FR FOR PEDIATRIC, LENGTH RANGE 30-35 CM MADE OF ALUMINUM, DISPOSABLE STERILE. | RESPIRATORY AND ANESTHESIA TENDER
2345 | 4227201807100 | STYLET FOR INTUBATION SIZE 6FR FOR NEONATAL, LENGTH RANGE 22- 26 CM, MADE OF ALUMINUM, DISPOSABLE, STERILE. | RESPIRATORY AND ANESTHESIA TENDER
2346 | 4227201807000 | MASK LARYNGEAL REINFORCED, WITH ELONGATED CUFF, DISPOSABLE, STERILE, SIZE 5.0 | RESPIRATORY AND ANESTHESIA TENDER
2347 | 4227201806900 | MASK LARYNGEAL REINFORCED, WITH ELONGATED CUFF, DISPOSABLE, STERILE, SIZE 4.0 | RESPIRATORY AND ANESTHESIA TENDER
2348 | 4227201806800 | MASK LARYNGEAL REINFORCED, WITH ELONGATED CUFF, DISPOSABLE, STERILE, SIZE 3.0 | RESPIRATORY AND ANESTHESIA TENDER
2349 | 4227201806700 | MASK LARYNGEAL REINFORCED, WITH ELONGATED CUFF, DISPOSABLE, STERILE, SIZE 2.5 | RESPIRATORY AND ANESTHESIA TENDER
2350 | 4227201806600 | MASK LARYNGEAL REINFORCED, WITH ELONGATED CUFF, DISPOSABLE, STERILE, SIZE 2.0 | RESPIRATORY AND ANESTHESIA TENDER
2351 | 4227201806500 | MASK LARYNGEAL REINFORCED, WITH ELONGATED CUFF, DISPOSABLE, STERILE, SIZE 1.5 | RESPIRATORY AND ANESTHESIA TENDER
2352 | 4227201806400 | MASK LARYNGEAL REINFORCED, WITH ELONGATED CUFF, DISPOSABLE, STERILE, SIZE 1.0 | RESPIRATORY AND ANESTHESIA TENDER
2353 | 4227201806300 | LARYNGEAL MASK AIRWAY (LMA) TUBE CURVED WITH FIXATION TAB ELONGATED CUFF CUFF SILICON MATERIAL SOFT BITE BLOCKER AND GASTRIC ACCESS WHICH ENABLES PASSIVE OR ACTIVE DRAINAGE OF GASTRIC CONTENT INDEPENDENTLY OF VENTILATION SIZE 5.0 | RESPIRATORY AND ANESTHESIA TENDER
2354 | 4227201806200 | LARYNGEAL MASK AIRWAY (LMA) TUBE CURVED WITH FIXATION TAB ELONGATED CUFF CUFF SILICON MATERIAL SOFT BITE BLOCKER AND GASTRIC ACCESS WHICH ENABLES PASSIVE OR ACTIVE DRAINAGE OF GASTRIC CONTENT INDEPENDENTLY OF VENTILATION SIZE 4.0 | RESPIRATORY AND ANESTHESIA TENDER
2355 | 4227201807300 | STYLET FOR INTUBATION SIZE 12FR FOR ADULT, LENGTH RANGE 30-35 CM MADE OF ALUMINUM, DISPOSABLE, STERILE. | RESPIRATORY AND ANESTHESIA TENDER
2356 | 4227201806100 | LARYNGEAL MASK AIRWAY (LMA) TUBE CURVED WITH FIXATION TAB ELONGATED CUFF CUFF SILICON MATERIAL SOFT BITE BLOCKER AND GASTRIC ACCESS WHICH ENABLES PASSIVE OR ACTIVE DRAINAGE OF GASTRIC CONTENT INDEPENDENTLY OF VENTILATION SIZE 3.0 | RESPIRATORY AND ANESTHESIA TENDER
2357 | 4227201805800 | LARYNGEAL MASK AIRWAY (LMA) TUBE CURVED WITH FIXATION TAB ELONGATED CUFF CUFF SILICON MATERIAL SOFT BITE BLOCKER AND GASTRIC ACCESS WHICH ENABLES PASSIVE OR ACTIVE DRAINAGE OF GASTRIC CONTENT INDEPENDENTLY OF VENTILATION SIZE 1.5 | RESPIRATORY AND ANESTHESIA TENDER
2358 | 4227201805700 | LARYNGEAL MASK AIRWAY (LMA) TUBE CURVED WITH FIXATION TAB ELONGATED CUFF CUFF SILICON MATERIAL SOFT BITE BLOCKER AND GASTRIC ACCESS WHICH ENABLES PASSIVE OR ACTIVE DRAINAGE OF GASTRIC CONTENT INDEPENDENTLY OF VENTILATION SIZE 1.0 | RESPIRATORY AND ANESTHESIA TENDER
2359 | 4227201805600 | LARYNGEAL MASK HYPER CURVED AIRWAY TUBE, OVAL SHAPED, INFLATABLE MASK WITH CUFF, DISPOSABLE, STERILE, SIZE 5.0 | RESPIRATORY AND ANESTHESIA TENDER
2360 | 4227201805500 | LARYNGEAL MASK HYPER CURVED AIRWAY TUBE, OVAL SHAPED, INFLATABLE MASK WITH CUFF, DISPOSABLE, STERILE, SIZE 4.0 | RESPIRATORY AND ANESTHESIA TENDER
2361 | 4227201805400 | LARYNGEAL MASK HYPER CURVED AIRWAY TUBE, OVAL SHAPED, INFLATABLE MASK WITH CUFF, DISPOSABLE, STERILE, SIZE 3.0 | RESPIRATORY AND ANESTHESIA TENDER
2362 | 4227201805300 | LARYNGEAL MASK HYPER CURVED AIRWAY TUBE, OVAL SHAPED, INFLATABLE MASK WITH CUFF, DISPOSABLE, STERILE, SIZE 2.5 | RESPIRATORY AND ANESTHESIA TENDER
2363 | 4227201805200 | LARYNGEAL MASK HYPER CURVED AIRWAY TUBE, OVAL SHAPED, INFLATABLE MASK WITH CUFF, DISPOSABLE, STERILE, SIZE 2.0 | RESPIRATORY AND ANESTHESIA TENDER
2364 | 4227201805100 | LARYNGEAL MASK HYPER CURVED AIRWAY TUBE, OVAL SHAPED, INFLATABLE MASK WITH CUFF, DISPOSABLE, STERILE, SIZE 1.5 | RESPIRATORY AND ANESTHESIA TENDER
2365 | 4227201805000 | LARYNGEAL MASK HYPER CURVED AIRWAY TUBE, OVAL SHAPED, INFLATABLE MASK WITH CUFF, DISPOSABLE, STERILE, SIZE 1.0 | RESPIRATORY AND ANESTHESIA TENDER
2366 | 4227201803200 | MICROLARYNGEAL TUBE, PVC, ORAL / NASAL, CUFFED, CURVED DISTAL - TIP, MURPHY EYE HIGH VOLUME/LOW PRESSURE, STERILE, SIZE 6.0MM (ID) | RESPIRATORY AND ANESTHESIA TENDER
2367 | 4227201803000 | MICROLARYNGEAL TUBE, PVC, ORAL / NASAL, CUFFED, CURVED DISTAL - TIP, MURPHY EYE HIGH VOLUME/LOW PRESSURE, STERILE, SIZE 5.0MM (ID) | RESPIRATORY AND ANESTHESIA TENDER
2368 | 4227201805900 | LARYNGEAL MASK AIRWAY (LMA) TUBE CURVED WITH FIXATION TAB ELONGATED CUFF CUFF SILICON MATERIAL SOFT BITE BLOCKER AND GASTRIC ACCESS WHICH ENABLES PASSIVE OR ACTIVE DRAINAGE OF GASTRIC CONTENT INDEPENDENTLY OF VENTILATION SIZE 2.0 | RESPIRATORY AND ANESTHESIA TENDER
2369 | 4227221303200 | NEONATAL NASAL CPAP PRONGS SIZE (XS), DISPOSABLE, SILICON, COMPATIBLE WITH DUAL LIMB FLOW GENERATOR. | RESPIRATORY AND ANESTHESIA TENDER
2370 | 4227201807600 | MCCOY LARYNGOSCOPE COMPLETE SET, WITH BLADES SIZE 3 AND 4, WITH BATTERY NON-RECHARGEABLE, WITH LIGHT LED ILLUMINATION, REUSABLE | RESPIRATORY AND ANESTHESIA TENDER
2371 | 4227201807800 | BLADE LARYNGOSCOPE FIBER OPTIC MACINTOSH SZ 3 REUSABLE MUST BE COMPATIBLE WITH LARYNGOSCOPE HANDLE | RESPIRATORY AND ANESTHESIA TENDER
2372 | 4227221302900 | NEONATAL NASAL CPAP PRONGS SIZE (M), DISPOSABLE, SILICON, COMPATIBLE WITH DUAL LIMB FLOW GENERATOR. | RESPIRATORY AND ANESTHESIA TENDER
2373 | 4227221302800 | NEONATAL NASAL CPAP PRONGS SIZE (L), DISPOSABLE, SILICON, COMPATIBLE WITH DUAL LIMB FLOW GENERATOR. | RESPIRATORY AND ANESTHESIA TENDER
2374 | 4227221302700 | NEONATAL NASAL CPAP MASK SIZE (S), DISPOSABLE, SILICON, COMPATIBLE WITH DUAL LIMB FLOW GENERATOR. | RESPIRATORY AND ANESTHESIA TENDER
2375 | 4227221302600 | NEONATAL NASAL CPAP MASK SIZE (M), DISPOSABLE, SILICON, COMPATIBLE WITH DUAL LIMB FLOW GENERATOR. | RESPIRATORY AND ANESTHESIA TENDER
2376 | 4227221302500 | NEONATAL NASAL CPAP MASK SIZE (L), DISPOSABLE, SILICON, COMPATIBLE WITH DUAL LIMB FLOW GENERATOR. | RESPIRATORY AND ANESTHESIA TENDER
2377 | 4227220905700 | BIPAP VENTILATOR CIRCUIT, SINGLE LUMEN, WITHOUT HEATING WIRES, WITHOUT PORT, BOTH ENDS 22 MM, RUBBER SEALING, 1.8 M LONG, REUSABLE FOR SINGLE PATIENT USE., ONE (1) EACH = ONE (1) SET | RESPIRATORY AND ANESTHESIA TENDER
2378 | 4227220905600 | VENTILATOR CIRCUIT, SIZE ADULT/PEDIATRIC, SINGLE LIMB, PRESSURE LINE, EXHALATION VALVE, COMPATIBLE WITH TRILOGY SERIES OR EQUIVALEN T, ONE (1) EACH = ONE (1) SET | RESPIRATORY AND ANESTHESIA TENDER
2379 | 4227220905100 | VENTILATOR CIRCUIT KIT, DUAL LIMB, HEATED BOTH SIDES, INSPIRATORY LIMB 1.1 M LONG, INCUBATOR EXTENSION 0.3 M LONG, SIZE NEONATE, COMPATIBLE WITH FLOW > 4 LPM FLOW, INSPIRATORY EXTENSION TUBE 0.5 M LONG, EXPIRATORY LIMB 1.6 M, SWIVEL WYE PIECE, WITH PRESSURE LINE, WITH MICROPORES LIMBS, NO CONDENSATION TECHNOLOGY, WITHOUT WATER TRAP, WITH AUTOFILL HUMIDIFIER CHAMBER, SINGLE USE, INCLUDED BACTERIAL VIRAL FILTER, WITH UNIVERSAL CONNECTORS, THERMOPLASTIC | RESPIRATORY AND ANESTHESIA TENDER
2380 | 4227220904800 | ANESTHESIA BREATHING CIRCUIT SYSTEM, NOT EXPANDABLE, FOR ADULT (ID 22M) WITH Y SHAPE ADAPTER 2.4 M TO 3 M LENGTH, WITH 2 LITER BAG, HOSE FOR BAG, DISPOSABLE, ONE (1) EACH = ONE (1) SET | RESPIRATORY AND ANESTHESIA TENDER
2381 | 4227220904700 | ANESTHESIA BREATHING CIRCUIT, NOT EXPANDABLE, FOR ADULT (ID 22MM), WITH Y SHAPE ADAPTER, LENGTH 1.6 M TO 1.8 M, WITH 2 LITER BAG, HOSE FOR BA G, ONE (1) EACH = ONE (1) SET | RESPIRATORY AND ANESTHESIA TENDER
2382 | 4227201900000 | AIRWAY EXCHANGE CATHETER WITH OXYGEN PORT AND ADAPTER, 14 FR / 80-85CM | RESPIRATORY AND ANESTHESIA TENDER
2383 | 4227201807700 | BLADE LARYNGOSCOPE FIBER OPTIC MACINTOSH SIZE 3, DISPOSABLE, MADE OF STAINLESS STEEL, MUST BE COMPATIBLE WITH LARYNGOSCOPE HANDLE AND EASY TO INSTALL AND REMOVE | RESPIRATORY AND ANESTHESIA TENDER
2384 | 4227201811600 | BLADE FOR VIDEO INTUBATION COMPATIBLE WITH MCGRATH DEVICE OR EQUIVALENT, SINGLE USE, SIZE 4 | RESPIRATORY AND ANESTHESIA TENDER
2385 | 4227201811400 | BLADE FOR VIDEO INTUBATION COMPATIBLE WITH MCGRATH DEVICE OR EQUIVALENT, SINGLE USE, SIZE 2 | RESPIRATORY AND ANESTHESIA TENDER
2386 | 4227201811300 | BLADE FOR VIDEO INTUBATION COMPATIBLE WITH MCGRATH DEVICE OR EQUIVALENT, SINGLE USE, SIZE 1 | RESPIRATORY AND ANESTHESIA TENDER
2387 | 4227201810800 | ATOMIZATION DEVICE, LARYNGOTRACHEAL MUCOSAL ATOMIZATION MALLEABLE STYLET, LATEX FREE, DISPOSABLE | RESPIRATORY AND ANESTHESIA TENDER
2388 | 4227201810100 | BLADE VIDEO LARYNGOSCOPE, PEDIATRIC, REUSABLE, SIZE 0, MACINTOSH, COMPATIBLE WITH C-MAC SYSTEM OR EQUIVALENT | RESPIRATORY AND ANESTHESIA TENDER
2389 | 4227201810000 | VIDEO LARYNGOSCOPE BLADE PEDIATRIC SIZE 1, MILLER, REUSABLE, COMPATIBLE WITH C - MAC OR EQUIVALENT | RESPIRATORY AND ANESTHESIA TENDER
2390 | 4227201808400 | HANDLE LARYNGOSCOPE FIBER OPTIC SIZE SMALL (REUSABLE) | RESPIRATORY AND ANESTHESIA TENDER
2391 | 4227201808300 | HANDLE LARYNGOSCOPE FIBER OPTIC SIZE SMALL (DISPOSABLE) | RESPIRATORY AND ANESTHESIA TENDER
2392 | 4227201808200 | HANDLE LARYNGOSCOPE FIBER OPTIC SIZE LARGE (REUSABLE) | RESPIRATORY AND ANESTHESIA TENDER
2393 | 4227201808100 | HANDLE LARYNGOSCOPE FIBER OPTIC SIZE LARGE (DISPOSABLE) | RESPIRATORY AND ANESTHESIA TENDER
2394 | 4227201808000 | BLADE LARYNGOSCOPE FIBER OPTIC MILLER SIZE 1, REUSABLE MUST BE COMPATIBLE WITH LARYNGOSCOPE HANDLE | RESPIRATORY AND ANESTHESIA TENDER
2395 | 4227201807900 | BLADE LARYNGOSCOPE MILLER SIZE 1, DISPOSABLE, MADE OF STAINLESS STEEL, MUST BE COMPATIBLE WITH LARYNGOSCOPE HANDLE AND EASY TO INSTALL AND REMOVE | RESPIRATORY AND ANESTHESIA TENDER
2396 | 4227201811500 | BLADE FOR VIDEO INTUBATION COMPATIBLE WITH MCGRATH DEVICE OR EQUIVALENT, SINGLE USE, SIZE MACX 3 | RESPIRATORY AND ANESTHESIA TENDER
2397 | 4227191535900 | BREATHING FACE MASK ADULT, WITH CLIP HEAD CAP (SMALL) FOR CARDIO-PULMONARY EXERCISE TEST (CPET) | RESPIRATORY AND ANESTHESIA TENDER
2398 | 4227191535800 | BREATHING FACE MASK ADULT, WITH CLIP HEAD CAP (XS) FOR CARDIO-PULMONARY EXERCISE TEST (CPET) | RESPIRATORY AND ANESTHESIA TENDER
2399 | 4227191535700 | BREATHING FACE MASK ADULT, WITH CLIP HEAD CAP (XXS) FOR CARDIO-PULMONARY EXERCISE TEST (CPET) | RESPIRATORY AND ANESTHESIA TENDER
2400 | 4227190331100 | TUBE ENDOTRACHEAL, PREFORMED, PVC, PLAIN, NASAL TYPE, RADIOPAQUE WITH 15MM TERMINATION CONNECTOR, SMOOTH FORMED MURPHY EYE AND TIP, NUMERICAL SCALING EVERY 1 CM STARTING FROM INSERTION SIDE, PROPER CORRELATION BETWEEN ID/OD, DISPOSABLE, STERILE, SIZE, 6.0MM(ID) | RESPIRATORY AND ANESTHESIA TENDER
2401 | 4227190331000 | TUBE ENDOTRACHEAL, PREFORMED, PVC, PLAIN, NASAL TYPE, RADIOPAQUE WITH 15MM TERMINATION CONNECTOR, SMOOTH FORMED MURPHY EYE AND TIP, NUMERICAL SCALING EVERY 1 CM STARTING FROM INSERTION SIDE, PROPER CORRELATION BETWEEN ID/OD, DISPOSABLE, STERILE, SIZE, 5.5MM(ID) | RESPIRATORY AND ANESTHESIA TENDER
2402 | 4227190330900 | TUBE ENDOTRACHEAL, PREFORMED, PVC, PLAIN, NASAL TYPE, RADIOPAQUE WITH 15MM TERMINATION CONNECTOR, SMOOTH FORMED MURPHY EYE AND TIP, NUMERICAL SCALING EVERY 1 CM STARTING FROM INSERTION SIDE, PROPER CORRELATION BETWEEN ID/OD, DISPOSABLE, STERILE, SIZE, 5.0MM(ID) | RESPIRATORY AND ANESTHESIA TENDER
2403 | 4227190330800 | TUBE ENDOTRACHEAL, PREFORMED, PVC, PLAIN, NASAL TYPE, RADIOPAQUE WITH 15MM TERMINATION CONNECTOR, SMOOTH FORMED MURPHY EYE AND TIP, NUMERICAL SCALING EVERY 1 CM STARTING FROM INSERTION SIDE, PROPER CORRELATION BETWEEN ID/OD, DISPOSABLE, STERILE, SIZE, 4.5MM(ID) | RESPIRATORY AND ANESTHESIA TENDER
2404 | 4227190330700 | TUBE ENDOTRACHEAL, PREFORMED, PVC, PLAIN, NASAL TYPE, RADIOPAQUE WITH 15MM TERMINATION CONNECTOR, SMOOTH FORMED MURPHY EYE AND TIP, NUMERICAL SCALING EVERY 1 CM STARTING FROM INSERTION SIDE, PROPER CORRELATION BETWEEN ID/OD, DISPOSABLE, STERILE, SIZE, 4.0MM(ID) | RESPIRATORY AND ANESTHESIA TENDER
2405 | 4227190330600 | TUBE ENDOTRACHEAL, PREFORMED, PVC, PLAIN, NASAL TYPE, RADIOPAQUE WITH 15MM TERMINATION CONNECTOR, SMOOTH FORMED MURPHY EYE AND TIP, NUMERICAL SCALING EVERY 1 CM STARTING FROM INSERTION SIDE, PROPER CORRELATION BETWEEN ID/OD, DISPOSABLE, STERILE, SIZE, 3.5MM(ID) | RESPIRATORY AND ANESTHESIA TENDER
2406 | 4227190330500 | TUBE ENDOTRACHEAL, PREFORMED, PVC, PLAIN, NASAL TYPE, RADIOPAQUE WITH 15MM TERMINATION CONNECTOR, SMOOTH FORMED MURPHY EYE AND TIP, NUMERICAL SCALING EVERY 1 CM STARTING FROM INSERTION SIDE, PROPER CORRELATION BETWEEN ID/OD, DISPOSABLE, STERILE, SIZE, 3.0MM(ID) | RESPIRATORY AND ANESTHESIA TENDER
2407 | 4227190330400 | TUBE ENDOTRACHEAL, PREFORMED, PVC, PLAIN, NASAL TYPE, RADIOPAQUE WITH 15MM TERMINATION CONNECTOR, SMOOTH FORMED MURPHY EYE AND TIP, NUMERICAL SCALING EVERY 1 CM STARTING FROM INSERTION SIDE, PROPER CORRELATION BETWEEN ID/OD, DISPOSABLE, STERILE, SIZE, 2.5MM(ID) | RESPIRATORY AND ANESTHESIA TENDER
2408 | 4227190330300 | TUBE ENDOTRACHEAL, POLYVINYL, REINFORCED BY CIRCUMFERENTIAL RIBS, ORAL/NASAL TYPE, PROFILE CUFF HIGH VOLUME/LOW PRESSURE, RADIOPAQUE WITH 15MM TERMINATION CONNECTOR, WITH STYLET, NUMERICAL SCALING EVERY 1 CM STARTING FROM INSERTION SIDE, PROPER CORRELATION BETWEEN ID/OD, SMOOTH FORMED MURPHY EYE AND TIP, SMOOTH TAPERED MEMBRANE CUFF, DISPOSABLE, STERILE, SIZE, 9.0MM (ID) | RESPIRATORY AND ANESTHESIA TENDER
2409 | 4227190330200 | TUBE ENDOTRACHEAL, POLYVINYL (PVC), REINFORCED BY CIRCUMFERENTIAL RIBS, ORAL/NASAL TYPE, PROFILE CUFF HIGH VOLUME/LOW PRESSURE, RADIOPAQUE WITH 15MM TERMINATION CONNECTOR, WITH STYLET, NUMERICAL SCALING EVERY 1 CM STARTING FROM INSERTION SIDE, PROPER CORRELATION BETWEEN ID/OD, SMOOTH FORMED MURPHY EYE AND TIP, SMOOTH TAPERED MEMBRANE CUFF, DISPOSABLE, STERILE, SIZE, 8.5MM (ID) | RESPIRATORY AND ANESTHESIA TENDER
2410 | 4227190330100 | TUBE ENDOTRACHEAL, POLYVINYL, REINFORCED BY CIRCUMFERENTIAL RIBS, ORAL/NASAL TYPE, PROFILE CUFF HIGH VOLUME/LOW PRESSURE, RADIOPAQUE WITH 15MM TERMINATION CONNECTOR, WITH STYLET, NUMERICAL SCALING EVERY 1 CM STARTING FROM INSERTION SIDE, PROPER CORRELATION BETWEEN ID/OD, SMOOTH FORMED MURPHY EYE AND TIP, SMOOTH TAPERED MEMBRANE CUFF, DISPOSABLE, STERILE, SIZE, 8.0MM (ID) | RESPIRATORY AND ANESTHESIA TENDER
2411 | 4227190331200 | TUBE ENDOTRACHEAL, PREFORMED, PVC, PLAIN, NASAL TYPE, RADIOPAQUE WITH 15MM TERMINATION CONNECTOR, SMOOTH FORMED MURPHY EYE AND TIP, NUMERICAL SCALING EVERY 1 CM STARTING FROM INSERTION SIDE, PROPER CORRELATION BETWEEN ID/OD, DISPOSABLE, STERILE, SIZE, 6.5MM(ID) | RESPIRATORY AND ANESTHESIA TENDER
2412 | 4227190330000 | TUBE ENDOTRACHEAL, POLYVINYL, REINFORCED BY CIRCUMFERENTIAL RIBS, ORAL/NASAL TYPE, PROFILE CUFF HIGH VOLUME/LOW PRESSURE, RADIOPAQUE WITH 15MM TERMINATION CONNECTOR, WITH STYLET, NUMERICAL SCALING EVERY 1 CM STARTING FROM INSERTION SIDE, PROPER CORRELATION BETWEEN ID/OD, SMOOTH FORMED MURPHY EYE AND TIP, SMOOTH TAPERED MEMBRANE CUFF, DISPOSABLE, STERILE, SIZE, 7.5MM (ID) | RESPIRATORY AND ANESTHESIA TENDER
2413 | 4227190329800 | TUBE ENDOTRACHEAL, POLYVINYL, REINFORCED BY CIRCUMFERENTIAL RIBS, ORAL/NASAL TYPE, PROFILE CUFF HIGH VOLUME/LOW PRESSURE, RADIOPAQUE WITH 15MM TERMINATION CONNECTOR, WITH STYLET, NUMERICAL SCALING EVERY 1 CM STARTING FROM INSERTION SIDE, PROPER CORRELATION BETWEEN ID/OD, SMOOTH FORMED MURPHY EYE AND TIP, SMOOTH TAPERED MEMBRANE CUFF, DISPOSABLE, STERILE, SIZE, 6.5MM (ID) | RESPIRATORY AND ANESTHESIA TENDER
2414 | 4227190329700 | TUBE ENDOTRACHEAL, POLYVINYL, REINFORCED BY CIRCUMFERENTIAL RIBS, ORAL/NASAL TYPE, PROFILE CUFF HIGH VOLUME/LOW PRESSURE, RADIOPAQUE WITH 15MM TERMINATION CONNECTOR, WITH STYLET, NUMERICAL SCALING EVERY 1 CM STARTING FROM INSERTION SIDE, PROPER CORRELATION BETWEEN ID/OD, SMOOTH FORMED MURPHY EYE AND TIP, SMOOTH TAPERED MEMBRANE CUFF, DISPOSABLE, STERILE, SIZE, 6.0MM (ID) | RESPIRATORY AND ANESTHESIA TENDER
2415 | 4227190329600 | TUBE ENDOTRACHEAL, POLYVINYL, REINFORCED BY CIRCUMFERENTIAL RIBS, ORAL/NASAL TYPE, PROFILE CUFF HIGH VOLUME/LOW PRESSURE, RADIOPAQUE WITH 15MM TERMINATION CONNECTOR, WITH STYLET, NUMERICAL SCALING EVERY 1 CM STARTING FROM INSERTION SIDE, PROPER CORRELATION BETWEEN ID/OD, SMOOTH FORMED MURPHY EYE AND TIP, SMOOTH TAPERED MEMBRANE CUFF, DISPOSABLE, STERILE, SIZE, 5.5MM (ID) | RESPIRATORY AND ANESTHESIA TENDER
2416 | 4227190329500 | TUBE ENDOTRACHEAL, POLYVINYL, REINFORCED BY CIRCUMFERENTIAL RIBS, ORAL/NASAL TYPE, PROFILE CUFF HIGH VOLUME/LOW PRESSURE, RADIOPAQUE WITH 15MM TERMINATION CONNECTOR, WITH STYLET, NUMERICAL SCALING EVERY 1 CM STARTING FROM INSERTION SIDE, PROPER CORRELATION BETWEEN ID/OD, SMOOTH FORMED MURPHY EYE AND TIP, SMOOTH TAPERED MEMBRANE CUFF, DISPOSABLE, STERILE, SIZE, 5.0MM (ID) | RESPIRATORY AND ANESTHESIA TENDER
2417 | 4227190329400 | TUBE ENDOTRACHEAL, POLYVINYL, REINFORCED BY CIRCUMFERENTIAL RIBS, ORAL/NASAL TYPE, PROFILE CUFF HIGH VOLUME/LOW PRESSURE, RADIOPAQUE WITH 15MM TERMINATION CONNECTOR, WITH STYLET, NUMERICAL SCALING EVERY 1 CM STARTING FROM INSERTION SIDE, PROPER CORRELATION BETWEEN ID/OD, SMOOTH FORMED MURPHY EYE AND TIP, SMOOTH TAPERED MEMBRANE CUFF, DISPOSABLE, STERILE, SIZE, 4.5MM (ID) | RESPIRATORY AND ANESTHESIA TENDER
2418 | 4227190329300 | TUBE ENDOTRACHEAL, POLYVINYL, REINFORCED BY CIRCUMFERENTIAL RIBS, ORAL/NASAL TYPE, PROFILE CUFF HIGH VOLUME/LOW PRESSURE, RADIOPAQUE WITH 15MM TERMINATION CONNECTOR, WITH STYLET, NUMERICAL SCALING EVERY 1 CM STARTING FROM INSERTION SIDE, PROPER CORRELATION BETWEEN ID/OD, SMOOTH FORMED MURPHY EYE AND TIP, SMOOTH TAPERED MEMBRANE CUFF, DISPOSABLE, STERILE, SIZE, 4.0MM (ID) | RESPIRATORY AND ANESTHESIA TENDER
2419 | 4227190329200 | TUBE ENDOTRACHEAL, POLYVINYL, REINFORCED BY CIRCUMFERENTIAL RIBS, ORAL/NASAL TYPE, PROFILE CUFF HIGH VOLUME/LOW PRESSURE, RADIOPAQUE WITH 15MM TERMINATION CONNECTOR, WITH STYLET, NUMERICAL SCALING EVERY 1 CM STARTING FROM INSERTION SIDE, PROPER CORRELATION BETWEEN ID/OD, SMOOTH FORMED MURPHY EYE AND TIP, SMOOTH TAPERED MEMBRANE CUFF, DISPOSABLE, STERILE, SIZE, 3.5MM (ID) | RESPIRATORY AND ANESTHESIA TENDER
2420 | 4227190329100 | TUBE ENDOTRACHEAL, POLYVINYL, REINFORCED BY CIRCUMFERENTIAL RIBS, ORAL/NASAL TYPE, PROFILE CUFF HIGH VOLUME/LOW PRESSURE, RADIOPAQUE WITH 15MM TERMINATION CONNECTOR, WITH STYLET, NUMERICAL SCALING EVERY 1 CM STARTING FROM INSERTION SIDE, PROPER CORRELATION BETWEEN ID/OD, SMOOTH FORMED MURPHY EYE AND TIP, SMOOTH TAPERED MEMBRANE CUFF, DISPOSABLE, STERILE, SIZE, 3.0MM (ID) | RESPIRATORY AND ANESTHESIA TENDER
2421 | 4227190329000 | TUBE ENDOTRACHEAL, POLYVINYL, REINFORCED BY CIRCUMFERENTIAL RIBS, ORAL/NASAL TYPE, UNCUFFED, RADIOPAQUE WITH 15MM TERMINATION CONNECT OR, SMOOTH FORMED MURPHY EYE AND TIP, WITH STYLET, NUMERICAL SCALING EVERY 1 CM STARTING FROM INSERTION SIDE, PROPER CORRELATION BET WEEN ID/OD, DISPOSABLE, STERILE, SIZE 7.5MM (ID) | RESPIRATORY AND ANESTHESIA TENDER
2422 | 4227190328900 | TUBE ENDOTRACHEAL, POLYVINYL, REINFORCED BY CIRCUMFERENTIAL RIBS, ORAL/NASAL TYPE, UNCUFFED, RADIOPAQUE WITH 15MM TERMINATION CONNECT OR, SMOOTH FORMED MURPHY EYE AND TIP, WITH STYLET, NUMERICAL SCALING EVERY 1 CM STARTING FROM INSERTION SIDE, PROPER CORRELATION BET WEEN ID/OD, DISPOSABLE, STERILE, SIZE 7.0MM (ID) | RESPIRATORY AND ANESTHESIA TENDER
2423 | 4227190328800 | TUBE ENDOTRACHEAL, POLYVINYL, REINFORCED BY CIRCUMFERENTIAL RIBS, ORAL/NASAL TYPE, UNCUFFED, RADIOPAQUE WITH 15MM TERMINATION CONNECT OR, SMOOTH FORMED MURPHY EYE AND TIP, WITH STYLET, NUMERICAL SCALING EVERY 1 CM STARTING FROM INSERTION SIDE, PROPER CORRELATION BET WEEN ID/OD, DISPOSABLE, STERILE, SIZE 6.5MM (ID) | RESPIRATORY AND ANESTHESIA TENDER
2424 | 4227190329900 | TUBE ENDOTRACHEAL, POLYVINYL, REINFORCED BY CIRCUMFERENTIAL RIBS, ORAL/NASAL TYPE, PROFILE CUFF HIGH VOLUME/LOW PRESSURE, RADIOPAQUE WITH 15MM TERMINATION CONNECTOR, WITH STYLET, NUMERICAL SCALING EVERY 1 CM STARTING FROM INSERTION SIDE, PROPER CORRELATION BETWEEN ID/OD, SMOOTH FORMED MURPHY EYE AND TIP, SMOOTH TAPERED MEMBRANE CUFF, DISPOSABLE, STERILE, SIZE, 7.0MM (ID) | RESPIRATORY AND ANESTHESIA TENDER
2425 | 4227190328700 | TUBE ENDOTRACHEAL, POLYVINYL, REINFORCED BY CIRCUMFERENTIAL RIBS, ORAL/NASAL TYPE, UNCUFFED, RADIOPAQUE WITH 15MM TERMINATION CONNECT OR, SMOOTH FORMED MURPHY EYE AND TIP, WITH STYLET, NUMERICAL SCALING EVERY 1 CM STARTING FROM INSERTION SIDE, PROPER CORRELATION BET WEEN ID/OD, DISPOSABLE, STERILE, SIZE 6.0MM (ID) | RESPIRATORY AND ANESTHESIA TENDER
2426 | 4227190331300 | TUBE ENDOTRACHEAL, PREFORMED, PVC, PLAIN, NASAL TYPE, RADIOPAQUE WITH 15MM TERMINATION CONNECTOR, SMOOTH FORMED MURPHY EYE AND TIP, NUMERICAL SCALING EVERY 1 CM STARTING FROM INSERTION SIDE, PROPER CORRELATION BETWEEN ID/OD, DISPOSABLE, STERILE, SIZE, 7.0MM(ID) | RESPIRATORY AND ANESTHESIA TENDER
2427 | 4227190331500 | TUBE ENDOTRACHEAL, PVC, NASAL NORTH, PROFILE CUFF, DISPOSABLE, STERILE, SIZE, 3.5MM (ID) | RESPIRATORY AND ANESTHESIA TENDER
2428 | 4227190338300 | SINGLE-LUMEN ENDOTRACHEAL TUBE COLORED CUFF HIGH VOLUME LOW PRESSURE WITH AN ADDITIONAL SMALL CHANNEL WITHIN THE CONCAVE ANTERIOR WALL PORTION THAT HOUSES A MOVABLE BRONCHIAL BLOCKER, WITH HOLLOW SOFT AND FLEXIBLE TIP THAT CAN EXTEND BEYOND THE TUBE TIP, STERILE, DISPOSABLE, SIZE, 7.5MM (ID) | RESPIRATORY AND ANESTHESIA TENDER
2429 | 4227190338200 | SINGLE-LUMEN ENDOTRACHEAL TUBE COLORED CUFF HIGH VOLUME LOW PRESSURE WITH AN ADDITIONAL SMALL CHANNEL WITHIN THE CONCAVE ANTERIOR WALL PORTION THAT HOUSES A MOVABLE BRONCHIAL BLOCKER, WITH HOLLOW SOFT AND FLEXIBLE TIP THAT CAN EXTEND BEYOND THE TUBE TIP, STERILE, DISPOSABLE, SIZE, 7.0MM (ID) | RESPIRATORY AND ANESTHESIA TENDER
2430 | 4227190338100 | SINGLE-LUMEN ENDOTRACHEAL TUBE COLORED CUFF HIGH VOLUME LOW PRESSURE WITH AN ADDITIONAL SMALL CHANNEL WITHIN THE CONCAVE ANTERIOR WALL PORTION THAT HOUSES A MOVABLE BRONCHIAL BLOCKER, WITH HOLLOW SOFT AND FLEXIBLE TIP THAT CAN EXTEND BEYOND THE TUBE TIP, STERILE, DISPOSABLE, SIZE, 6.5MM (ID) | RESPIRATORY AND ANESTHESIA TENDER
2431 | 4227190338000 | SINGLE-LUMEN ENDOTRACHEAL TUBE COLORED CUFF HIGH VOLUME LOW PRESSURE WITH AN ADDITIONAL SMALL CHANNEL WITHIN THE CONCAVE ANTERIOR WALL PORTION THAT HOUSES A MOVABLE BRONCHIAL BLOCKER, WITH HOLLOW SOFT AND FLEXIBLE TIP THAT CAN EXTEND BEYOND THE TUBE TIP, STERILE, DISPOSABLE, SIZE, 6.0MM (ID) | RESPIRATORY AND ANESTHESIA TENDER
2432 | 4227190337400 | NASOPHARYNGEAL AIRWAY, WITH FIXATION CLIP, SIZE 65MM | RESPIRATORY AND ANESTHESIA TENDER
2433 | 4227190337300 | NASOPHARYNGEAL AIRWAY, LATEX FREE, IVORY, (ADJUSTABLE) WITH DISTAL - ROUNDED TIP + DEPTH FIXATION DEVICE + 15MM (ID) CONNECTOR STERILE, DISPOSABLE SIZE 9.0MM (ID) | RESPIRATORY AND ANESTHESIA TENDER
2434 | 4227190336900 | NASOPHARYNGEAL AIRWAY, LATEX FREE, IVORY, (ADJUSTABLE) WITH DISTAL - ROUNDED TIP + DEPTH FIXATION DEVICE + 15MM (ID) CONNECTOR STERILE, DISPOSABLE SIZE 7.0MM (ID) | RESPIRATORY AND ANESTHESIA TENDER
2435 | 4227190336800 | NASOPHARYNGEAL AIRWAY, LATEX FREE, IVORY, (ADJUSTABLE) WITH DISTAL - ROUNDED TIP + DEPTH FIXATION DEVICE + 15MM (ID) CONNECTOR STERILE, DISPOSABLE SIZE 6.5MM (ID) | RESPIRATORY AND ANESTHESIA TENDER
2436 | 4227190336700 | NASOPHARYNGEAL AIRWAY, LATEX FREE, IVORY, (ADJUSTABLE) WITH DISTAL - ROUNDED TIP + DEPTH FIXATION DEVICE + 15MM (ID) CONNECTOR STERILE, DISPOSABLE SIZE 6.0MM (ID) | RESPIRATORY AND ANESTHESIA TENDER
2437 | 4227190336600 | NASOPHARYNGEAL AIRWAY, LATEX FREE, IVORY, (ADJUSTABLE) WITH DISTAL - ROUNDED TIP + DEPTH FIXATION DEVICE + 15MM (ID) CONNECTOR STERILE, DISPOSABLE SIZE 5.5MM (ID) | RESPIRATORY AND ANESTHESIA TENDER
2438 | 4227190336500 | NASOPHARYNGEAL AIRWAY, LATEX FREE, IVORY, (ADJUSTABLE) WITH DISTAL - ROUNDED TIP + DEPTH FIXATION DEVICE + 15MM (ID) CONNECTOR STERILE, DISPOSABLE SIZE 5.0MM (ID) | RESPIRATORY AND ANESTHESIA TENDER
2439 | 4227190331400 | TUBE ENDOTRACHEAL, PVC, NASAL NORTH, PROFILE CUFF, DISPOSABLE, STERILE, SIZE, 3.0MM (ID) | RESPIRATORY AND ANESTHESIA TENDER
2440 | 4227190336400 | NASOPHARYNGEAL AIRWAY, LATEX FREE, IVORY, (ADJUSTABLE) WITH DISTAL - ROUNDED TIP + DEPTH FIXATION DEVICE + 15MM (ID) CONNECTOR STERILE, DISPOSABLE SIZE 4.5MM (ID) | RESPIRATORY AND ANESTHESIA TENDER
2441 | 4227190333600 | TUBE ENDOTRACHEAL FLEXIBLE STEEL DOUBLE CUFF LASER RESISTANT, STERILE, SIZE, 5.0MM | RESPIRATORY AND ANESTHESIA TENDER
2442 | 4227190332500 | TUBE ENDOTRACHEAL, PVC, NASAL NORTH, PROFILE CUFF, DISPOSABLE, STERILE, SIZE, 8.5MM (ID) | RESPIRATORY AND ANESTHESIA TENDER
2443 | 4227190332400 | TUBE ENDOTRACHEAL, PVC, NASAL NORTH, PROFILE CUFF, DISPOSABLE, STERILE, SIZE, 8.0MM (ID) | RESPIRATORY AND ANESTHESIA TENDER
2444 | 4227190332300 | TUBE ENDOTRACHEAL, PVC, NASAL NORTH, PROFILE CUFF, DISPOSABLE, STERILE, SIZE, 7.5MM (ID) | RESPIRATORY AND ANESTHESIA TENDER
2445 | 4227190332200 | TUBE ENDOTRACHEAL, PVC, NASAL NORTH, PROFILE CUFF, DISPOSABLE, STERILE, SIZE, 7.0MM (ID) | RESPIRATORY AND ANESTHESIA TENDER
2446 | 4227190332100 | TUBE ENDOTRACHEAL, PVC, NASAL NORTH, PROFILE CUFF, DISPOSABLE, STERILE, SIZE, 6.5MM (ID) | RESPIRATORY AND ANESTHESIA TENDER
2447 | 4227190332000 | TUBE ENDOTRACHEAL, PVC, NASAL NORTH, PROFILE CUFF, DISPOSABLE, STERILE, SIZE, 6.0MM (ID) | RESPIRATORY AND ANESTHESIA TENDER
2448 | 4227190331900 | TUBE ENDOTRACHEAL, PVC, NASAL NORTH, PROFILE CUFF, DISPOSABLE, STERILE, SIZE, 5.5MM (ID) | RESPIRATORY AND ANESTHESIA TENDER
2449 | 4227190331800 | TUBE ENDOTRACHEAL, PVC, NASAL NORTH, PROFILE CUFF, DISPOSABLE, STERILE, SIZE, 5.0MM (ID) | RESPIRATORY AND ANESTHESIA TENDER
2450 | 4227190331700 | TUBE ENDOTRACHEAL, PVC, NASAL NORTH, PROFILE CUFF, DISPOSABLE, STERILE, SIZE, 4.5MM (ID) | RESPIRATORY AND ANESTHESIA TENDER
2451 | 4227190331600 | TUBE ENDOTRACHEAL, PVC, NASAL NORTH, PROFILE CUFF, DISPOSABLE, STERILE, SIZE, 4.0MM (ID) | RESPIRATORY AND ANESTHESIA TENDER
2452 | 4227190333800 | TUBE ENDOTRACHEAL FLEXIBLE STEEL DOUBLE CUFF LASER RESISTANT, STERILE, SIZE, 6.0MM | RESPIRATORY AND ANESTHESIA TENDER
2453 | 4227190338400 | SINGLE-LUMEN ENDOTRACHEAL TUBE COLORED CUFF HIGH VOLUME LOW PRESSURE WITH AN ADDITIONAL SMALL CHANNEL WITHIN THE CONCAVE ANTERIOR WALL PORTION THAT HOUSES A MOVABLE BRONCHIAL BLOCKER, WITH HOLLOW SOFT AND FLEXIBLE TIP THAT CAN EXTEND BEYOND THE TUBE TIP, STERILE, DISPOSABLE, SIZE, 8.0MM (ID) | RESPIRATORY AND ANESTHESIA TENDER
2454 | 4227190328600 | TUBE ENDOTRACHEAL, POLYVINYL, REINFORCED BY CIRCUMFERENTIAL RIBS, ORAL/NASAL TYPE, UNCUFFED, RADIOPAQUE WITH 15MM TERMINATION CONNECT OR, SMOOTH FORMED MURPHY EYE AND TIP, WITH STYLET, NUMERICAL SCALING EVERY 1 CM STARTING FROM INSERTION SIDE, PROPER CORRELATION BET WEEN ID/OD, DISPOSABLE, STERILE, SIZE 5.5MM (ID) | RESPIRATORY AND ANESTHESIA TENDER
2455 | 4227190328400 | TUBE ENDOTRACHEAL, POLYVINYL, REINFORCED BY CIRCUMFERENTIAL RIBS, ORAL/NASAL TYPE, UNCUFFED, RADIOPAQUE WITH 15MM TERMINATION CONNECT OR, SMOOTH FORMED MURPHY EYE AND TIP, WITH STYLET, NUMERICAL SCALING EVERY 1 CM STARTING FROM INSERTION SIDE, PROPER CORRELATION BET WEEN ID/OD, DISPOSABLE, STERILE, SIZE 4.5MM (ID) | RESPIRATORY AND ANESTHESIA TENDER
2456 | 4227190325500 | TUBE ENDOTRACHEAL, PVC, ORAL / NASAL TYPE, TAPERED CUFF, WITH PILOT CUFF MARKED WITH TUBE SIZE, RADIOPAQUE WITH 15MM TERMINATION CONNECTOR, SMOOTH FORMED MURPHY EYE AND TIP, WITH SUBGLOTTIC SUCTION PORT LOCATED JUST ABOVE THE CUFF, TUBE LINES MUST ALLOW FOR TUBE SHORTENING, NUMERICAL SCALING EVERY 1 CM STARTING FROM INSERTION SIDE, PROPER CORRELATION BETWEEN ID/OD, DISPOSABLE, STERILE, SIZE 7.5MM (ID) | RESPIRATORY AND ANESTHESIA TENDER
2457 | 4227190325400 | TUBE ENDOTRACHEAL, PVC, ORAL / NASAL TYPE, TAPERED CUFF, WITH PILOT CUFF MARKED WITH TUBE SIZE, RADIOPAQUE WITH 15MM TERMINATION CONNECTOR, SMOOTH FORMED MURPHY EYE AND TIP, WITH SUBGLOTTIC SUCTION PORT LOCATED JUST ABOVE THE CUFF, TUBE LINES MUST ALLOW FOR TUBE SHORTENING, NUMERICAL SCALING EVERY 1 CM STARTING FROM INSERTION SIDE, PROPER CORRELATION BETWEEN ID/OD, DISPOSABLE, STERILE, SIZE 7.0MM (ID) | RESPIRATORY AND ANESTHESIA TENDER
2458 | 4227190325300 | TUBE ENDOTRACHEAL, PVC, ORAL / NASAL TYPE, TAPERED CUFF, WITH PILOT CUFF MARKED WITH TUBE SIZE, RADIOPAQUE WITH 15MM TERMINATION CONNECTOR, SMOOTH FORMED MURPHY EYE AND TIP, WITH SUBGLOTTIC SUCTION PORT LOCATED JUST ABOVE THE CUFF, TUBE LINES MUST ALLOW FOR TUBE SHORTENING, NUMERICAL SCALING EVERY 1 CM STARTING FROM INSERTION SIDE, PROPER CORRELATION BETWEEN ID/OD, DISPOSABLE, STERILE, SIZE 6.5MM (ID) | RESPIRATORY AND ANESTHESIA TENDER
2459 | 4227190325200 | TUBE ENDOTRACHEAL, PVC, ORAL / NASAL TYPE, TAPERED CUFF, WITH PILOT CUFF MARKED WITH TUBE SIZE, RADIOPAQUE WITH 15MM TERMINATION CONNECTOR, SMOOTH FORMED MURPHY EYE AND TIP, WITH SUBGLOTTIC SUCTION PORT LOCATED JUST ABOVE THE CUFF, TUBE LINES MUST ALLOW FOR TUBE SHORTENING, NUMERICAL SCALING EVERY 1 CM STARTING FROM INSERTION SIDE, PROPER CORRELATION BETWEEN ID/OD, DISPOSABLE, STERILE, SIZE 6.0MM (ID) | RESPIRATORY AND ANESTHESIA TENDER
2460 | 4227190325100 | TUBE ENDOTRACHEAL, POLYVINYL, ORAL / NASAL TYPE, CUFFED, RADIOPAQUE WITH 15MM TERMINATION CONNECTOR, SMOOTH FORMED MURPHY EYE AND TIP, WITH SUBGLOTTIC SUCTION TAPER NUMERICAL SCALING EVERY 1 CM STARTING FROM INSERTION SIDE, PROPER CORRELATION BETWEEN ID/OD, DISPOSABLE, STERILE, SIZE 5.5MM (ID) | RESPIRATORY AND ANESTHESIA TENDER
2461 | 4227190325000 | TUBE ENDOTRACHEAL, POLYVINYL, ORAL / NASAL TYPE, CUFFED, RADIOPAQUE WITH 15MM TERMINATION CONNECTOR, SMOOTH FORMED MURPHY EYE AND TIP, WITH SUBGLOTTIC SUCTION TAPER NUMERICAL SCALING EVERY 1 CM STARTING FROM INSERTION SIDE, PROPER CORRELATION BETWEEN ID/OD, DISPOSABLE, STERILE, SIZE 5.0MM (ID) | RESPIRATORY AND ANESTHESIA TENDER
2462 | 4227190324900 | TUBE ENDOTRACHEAL, POLYVINYL, ORAL / NASAL TYPE, CUFFED, RADIOPAQUE WITH 15MM TERMINATION CONNECTOR, SMOOTH FORMED MURPHY EYE AND TIP, WITH SUBGLOTTIC SUCTION TAPER NUMERICAL SCALING EVERY 1 CM STARTING FROM INSERTION SIDE, PROPER CORRELATION BETWEEN ID/OD, DISPOSABLE, STERILE, SIZE 4.5MM (ID) | RESPIRATORY AND ANESTHESIA TENDER
2463 | 4227190324800 | TUBE ENDOTRACHEAL, POLYVINYL, ORAL / NASAL TYPE, CUFFED, RADIOPAQUE WITH 15MM TERMINATION CONNECTOR, SMOOTH FORMED MURPHY EYE AND TIP, WITH SUBGLOTTIC SUCTION TAPER NUMERICAL SCALING EVERY 1 CM STARTING FROM INSERTION SIDE, PROPER CORRELATION BETWEEN ID/OD, DISPOSABLE, STERILE, SIZE 4.0MM (ID) | RESPIRATORY AND ANESTHESIA TENDER
2464 | 4227190324700 | TUBE ENDOTRACHEAL, POLYVINYL, ORAL / NASAL TYPE, CUFFED, RADIOPAQUE WITH 15MM TERMINATION CONNECTOR, SMOOTH FORMED MURPHY EYE AND TIP, WITH SUBGLOTTIC SUCTION TAPER NUMERICAL SCALING EVERY 1 CM STARTING FROM INSERTION SIDE, PROPER CORRELATION BETWEEN ID/OD, DISPOSABLE, STERILE, SIZE 3.5MM (ID) | RESPIRATORY AND ANESTHESIA TENDER
2465 | 4227190324600 | TUBE ENDOTRACHEAL, POLYVINYL, ORAL / NASAL TYPE, CUFFED, RADIOPAQUE WITH 15MM TERMINATION CONNECTOR, SMOOTH FORMED MURPHY EYE AND TIP, WITH SUBGLOTTIC SUCTION TAPER NUMERICAL SCALING EVERY 1 CM STARTING FROM INSERTION SIDE, PROPER CORRELATION BETWEEN ID/OD, DISPOSABLE, STERILE, SIZE 3.0MM (ID) | RESPIRATORY AND ANESTHESIA TENDER
2466 | 4227190324500 | TUBE ENDOTRACHEAL, POLYVINYL, PLAIN, ORAL / NASAL TYPE, RADIOPAQUE WITH 15MM TERMINATION CONNECTOR, SMOOTH FORMED MURPHY EYE AND TIP, NUMERICAL SCALING EVERY 1 CM STARTING FROM INSERTION SIDE, PROPER CORRELATION BETWEEN ID/OD, DISPOSABLE, STERILE, INNER DIAMETER SI ZE, 6.5MM (ID) | RESPIRATORY AND ANESTHESIA TENDER
2467 | 4227190325600 | TUBE ENDOTRACHEAL, PVC, ORAL / NASAL TYPE, TAPERED CUFF, WITH PILOT CUFF MARKED WITH TUBE SIZE, RADIOPAQUE WITH 15MM TERMINATION CONNECTOR, SMOOTH FORMED MURPHY EYE AND TIP, WITH SUBGLOTTIC SUCTION PORT LOCATED JUST ABOVE THE CUFF, TUBE LINES MUST ALLOW FOR TUBE SHORTENING, NUMERICAL SCALING EVERY 1 CM STARTING FROM INSERTION SIDE, PROPER CORRELATION BETWEEN ID/OD, DISPOSABLE, STERILE, SIZE 8.0MM (ID) | RESPIRATORY AND ANESTHESIA TENDER
2468 | 4227190324400 | TUBE ENDOTRACHEAL, POLYVINYL, PLAIN, ORAL / NASAL TYPE, RADIOPAQUE WITH 15MM TERMINATION CONNECTOR, SMOOTH FORMED MURPHY EYE AND TIP, NUMERICAL SCALING EVERY 1 CM STARTING FROM INSERTION SIDE, PROPER CORRELATION BETWEEN ID/OD, DISPOSABLE, STERILE, INNER DIAMETER SI ZE, 6.0MM (ID) | RESPIRATORY AND ANESTHESIA TENDER
2469 | 4227190324200 | TUBE ENDOTRACHEAL, POLYVINYL, PLAIN, ORAL / NASAL TYPE, RADIOPAQUE WITH 15MM TERMINATION CONNECTOR, SMOOTH FORMED MURPHY EYE AND TIP, NUMERICAL SCALING EVERY 1 CM STARTING FROM INSERTION SIDE, PROPER CORRELATION BETWEEN ID/OD, DISPOSABLE, STERILE, INNER DIAMETER SI ZE, 5.0MM (ID) | RESPIRATORY AND ANESTHESIA TENDER
2470 | 4227190324100 | TUBE ENDOTRACHEAL, POLYVINYL, PLAIN, ORAL / NASAL TYPE, RADIOPAQUE WITH 15MM TERMINATION CONNECTOR, SMOOTH FORMED MURPHY EYE AND TIP, NUMERICAL SCALING EVERY 1 CM STARTING FROM INSERTION SIDE, PROPER CORRELATION BETWEEN ID/OD, DISPOSABLE, STERILE, INNER DIAMETER S IZE, 4.5MM (ID) | RESPIRATORY AND ANESTHESIA TENDER
2471 | 4227190324000 | TUBE ENDOTRACHEAL, POLYVINYL, PLAIN, ORAL / NASAL TYPE, RADIOPAQUE WITH 15MM TERMINATION CONNECTOR, SMOOTH FORMED MURPHY EYE AND TIP, NUMERICAL SCALING EVERY 1 CM STARTING FROM INSERTION SIDE, PROPER CORRELATION BETWEEN ID/OD, DISPOSABLE, STERILE, INNER DIAMETER SI ZE, 4.0MM (ID) | RESPIRATORY AND ANESTHESIA TENDER
2472 | 4227190323900 | TUBE ENDOTRACHEAL, POLYVINYL, PLAIN, ORAL / NASAL TYPE, RADIOPAQUE WITH 15MM TERMINATION CONNECTOR, SMOOTH FORMED MURPHY EYE AND TIP, NUMERICAL SCALING EVERY 1 CM STARTING FROM INSERTION SIDE, PROPER CORRELATION BETWEEN ID/OD, DISPOSABLE, STERILE, INNER DIAMETER SI ZE, 3.5MM (ID) | RESPIRATORY AND ANESTHESIA TENDER
2473 | 4227190323800 | TUBE ENDOTRACHEAL, POLYVINYL, PLAIN, ORAL / NASAL TYPE, RADIOPAQUE WITH 15MM TERMINATION CONNECTOR, SMOOTH FORMED MURPHY EYE AND TIP, NUMERICAL SCALING EVERY 1 CM STARTING FROM INSERTION SIDE, PROPER CORRELATION BETWEEN ID/OD, DISPOSABLE, STERILE, INNER DIAMETER SI ZE, 3.0MM (ID) | RESPIRATORY AND ANESTHESIA TENDER
2474 | 4227190323700 | TUBE ENDOTRACHEAL, POLYVINYL, PLAIN, ORAL / NASAL TYPE, RADIOPAQUE WITH 15MM TERMINATION CONNECTOR, SMOOTH FORMED MURPHY EYE AND TIP, NUMERICAL SCALING EVERY 1 CM STARTING FROM INSERTION SIDE, PROPER CORRELATION BETWEEN ID/OD, DISPOSABLE, STERILE, INNER DIAMETER SI ZE, 2.5MM (ID) | RESPIRATORY AND ANESTHESIA TENDER
2475 | 4227190323600 | TUBE ENDOTRACHEAL, POLYVINYL (PVC), ORAL / NASAL TYPE, PROFILE CUFF HIGH VOLUME/LOW PRESSURE, RADIOPAQUE WITH 15MM TERMINATION CONNECTOR, NUMERIC AL SCALING EVERY 1 CM STARTING FROM INSERTION SIDE, PROPER CORRELATION BETWEEN ID/OD, SMOOTH FORMED MURPHY EYE AND TIP, SMOOTH TAPER ED MEMBRANE CUFF, DISPOSABLE, STERILE, SIZE, 8.5MM (ID) | RESPIRATORY AND ANESTHESIA TENDER
2476 | 4227190323500 | TUBE ENDOTRACHEAL, PVC, ORAL / NASAL TYPE, PROFILE CUFF HIGH VOLUME/LOW PRESSURE, RADIOPAQUE WITH 15MM TERMINATION CONNECTOR, NUMERI CAL SCALING EVERY 1 CM STARTING FROM INSERTION SIDE, PROPER CORRELATION BETWEEN ID/OD, SMOOTH FORMED MURPHY EYE AND TIP, SMOOTH TAPE RED MEMBRANE CUFF, DISPOSABLE, STERILE, SIZE, 8.0MM (ID) | RESPIRATORY AND ANESTHESIA TENDER
2477 | 4227190323400 | TUBE ENDOTRACHEAL, PVC, ORAL / NASAL TYPE, PROFILE CUFF HIGH VOLUME/LOW PRESSURE, RADIOPAQUE WITH 15MM TERMINATION CONNECTOR, NUMERI CAL SCALING EVERY 1 CM STARTING FROM INSERTION SIDE, PROPER CORRELATION BETWEEN ID/OD, SMOOTH FORMED MURPHY EYE AND TIP, SMOOTH TAPE RED MEMBRANE CUFF, DISPOSABLE, STERILE, SIZE, 7.5MM (ID) | RESPIRATORY AND ANESTHESIA TENDER
2478 | 4227190323300 | TUBE ENDOTRACHEAL, PVC, ORAL / NASAL TYPE, PROFILE CUFF HIGH VOLUME/LOW PRESSURE, RADIOPAQUE WITH 15MM TERMINATION CONNECTOR, NUMERI CAL SCALING EVERY 1 CM STARTING FROM INSERTION SIDE, PROPER CORRELATION BETWEEN ID/OD, SMOOTH FORMED MURPHY EYE AND TIP, SMOOTH TAPE RED MEMBRANE CUFF, DISPOSABLE, STERILE, SIZE, 7.0MM (ID) | RESPIRATORY AND ANESTHESIA TENDER
2479 | 4227190323200 | TUBE ENDOTRACHEAL, PVC, ORAL / NASAL TYPE, PROFILE CUFF HIGH VOLUME/LOW PRESSURE, RADIOPAQUE WITH 15MM TERMINATION CONNECTOR, NUMERIC AL SCALING EVERY 1 CM STARTING FROM INSERTION SIDE, PROPER CORRELATION BETWEEN ID/OD, SMOOTH FORMED MURPHY EYE AND TIP, SMOOTH TAPER ED MEMBRANE CUFF, DISPOSABLE, STERILE, SIZE, 6.5MM (ID) | RESPIRATORY AND ANESTHESIA TENDER
2480 | 4227190324300 | TUBE ENDOTRACHEAL, POLYVINYL, PLAIN, ORAL / NASAL TYPE, RADIOPAQUE WITH 15MM TERMINATION CONNECTOR, SMOOTH FORMED MURPHY EYE AND TIP, NUMERICAL SCALING EVERY 1 CM STARTING FROM INSERTION SIDE, PROPER CORRELATION BETWEEN ID/OD, DISPOSABLE, STERILE, INNER DIAMETER SI ZE, 5.5MM (ID) | RESPIRATORY AND ANESTHESIA TENDER
2481 | 4227190328500 | TUBE ENDOTRACHEAL, POLYVINYL, REINFORCED BY CIRCUMFERENTIAL RIBS, ORAL/NASAL TYPE, UNCUFFED, RADIOPAQUE WITH 15MM TERMINATION CONNECT OR, SMOOTH FORMED MURPHY EYE AND TIP, WITH STYLET, NUMERICAL SCALING EVERY 1 CM STARTING FROM INSERTION SIDE, PROPER CORRELATION BET WEEN ID/OD, DISPOSABLE, STERILE, SIZE 5.0MM (ID) | RESPIRATORY AND ANESTHESIA TENDER
2482 | 4227190325700 | TUBE ENDOTRACHEAL, POLYVINYL (PVC), ORAL / NASAL TYPE, TAPERED CUFF, WITH PILOT CUFF MARKED WITH TUBE SIZE, RADIOPAQUE WITH 15MM TERMINATION CONNECTOR, SMOOTH FORMED MURPHY EYE AND TIP, WITH SUBGLOTTIC SUCTION PORT LOCATED JUST ABOVE THE CUFF, TUBE LINES MUST ALLOW FOR TUBE SHORTENING, NUMERICAL SCALING EVERY 1 CM STARTING FROM INSERTION SIDE, PROPER CORRELATION BETWEEN ID/OD, DISPOSABLE, STERILE, SIZE 8.5MM (ID) | RESPIRATORY AND ANESTHESIA TENDER
2483 | 4227190325900 | TUBE ENDOTRACHEAL, RAE- PREFORMED, PVC, UNCUFFED, ORAL TYPE, RADIOPAQUE WITH 15MM TERMINATION CONNECTOR, SMOOTH FORMED MURPHY EYE AND TIP, NUMERICAL SCALING EVERY 1 CM STARTING FROM INSERTION SIDE, PROPER CORRELATION BETWEEN ID/OD, DISPOSABLE, STERILE, SIZE, 3.0MM ( ID) | RESPIRATORY AND ANESTHESIA TENDER
2484 | 4227190328300 | TUBE ENDOTRACHEAL, POLYVINYL, REINFORCED BY CIRCUMFERENTIAL RIBS, ORAL/NASAL TYPE, UNCUFFED, RADIOPAQUE WITH 15MM TERMINATION CONNECT OR, SMOOTH FORMED MURPHY EYE AND TIP, WITH STYLET, NUMERICAL SCALING EVERY 1 CM STARTING FROM INSERTION SIDE, PROPER CORRELATION BET WEEN ID/OD, DISPOSABLE, STERILE, SIZE 4.0MM (ID) | RESPIRATORY AND ANESTHESIA TENDER
2485 | 4227190328200 | TUBE ENDOTRACHEAL, POLYVINYL, REINFORCED BY CIRCUMFERENTIAL RIBS, ORAL/NASAL TYPE, UNCUFFED, RADIOPAQUE WITH 15MM TERMINATION CONNECT OR, SMOOTH FORMED MURPHY EYE AND TIP, WITH STYLET, NUMERICAL SCALING EVERY 1 CM STARTING FROM INSERTION SIDE, PROPER CORRELATION BET WEEN ID/OD, DISPOSABLE, STERILE, SIZE 3.5MM (ID) | RESPIRATORY AND ANESTHESIA TENDER
2486 | 4227190328100 | TUBE ENDOTRACHEAL, POLYVINYL, REINFORCED BY CIRCUMFERENTIAL RIBS, ORAL/NASAL TYPE, UNCUFFED, RADIOPAQUE WITH 15MM TERMINATION CONNECT OR, SMOOTH FORMED MURPHY EYE AND TIP, WITH STYLET, NUMERICAL SCALING EVERY 1 CM STARTING FROM INSERTION SIDE, PROPER CORRELATION BET WEEN ID/OD, DISPOSABLE, STERILE, SIZE 3.0MM (ID) | RESPIRATORY AND ANESTHESIA TENDER
2487 | 4227190328000 | TUBE ENDOTRACHEAL, POLYVINYL, REINFORCED BY CIRCUMFERENTIAL RIBS, ORAL/NASAL TYPE, UNCUFFED, RADIOPAQUE WITH 15MM TERMINATION CONNECT OR, SMOOTH FORMED MURPHY EYE AND TIP, WITH STYLET, NUMERICAL SCALING EVERY 1 CM STARTING FROM INSERTION SIDE, PROPER CORRELATION BET WEEN ID/OD, DISPOSABLE, STERILE, SIZE 2.5MM (ID) | RESPIRATORY AND ANESTHESIA TENDER
2488 | 4227190327900 | TUBE ENDOTRACHEAL, RAE- PREFORMED, PVC, CUFFED, ORAL TYPE, RADIOPAQUE WITH 15MM TERMINATION CONNECTOR, SMOOTH FORMED MURPHY EYE AND T IP, NUMERICAL SCALING EVERY 1 CM STARTING FROM INSERTION SIDE, PROPER CORRELATION BETWEEN ID/OD, DISPOSABLE, STERILE, SIZE, 8.5MM (ID ) | RESPIRATORY AND ANESTHESIA TENDER
2489 | 4227190327800 | TUBE ENDOTRACHEAL, RAE- PREFORMED, PVC, CUFFED, ORAL TYPE, RADIOPAQUE WITH 15MM TERMINATION CONNECTOR, SMOOTH FORMED MURPHY EYE AND T IP, NUMERICAL SCALING EVERY 1 CM STARTING FROM INSERTION SIDE, PROPER CORRELATION BETWEEN ID/OD, DISPOSABLE, STERILE, SIZE, 8.0MM (ID ) | RESPIRATORY AND ANESTHESIA TENDER
2490 | 4227190327700 | TUBE ENDOTRACHEAL, RAE- PREFORMED, PVC, CUFFED, ORAL TYPE, RADIOPAQUE WITH 15MM TERMINATION CONNECTOR, SMOOTH FORMED MURPHY EYE AND T IP, NUMERICAL SCALING EVERY 1 CM STARTING FROM INSERTION SIDE, PROPER CORRELATION BETWEEN ID/OD, DISPOSABLE, STERILE, SIZE, 7.5MM (ID ) | RESPIRATORY AND ANESTHESIA TENDER
2491 | 4227190327600 | TUBE ENDOTRACHEAL, RAE- PREFORMED, PVC, CUFFED, ORAL TYPE, RADIOPAQUE WITH 15MM TERMINATION CONNECTOR, SMOOTH FORMED MURPHY EYE AND T IP, NUMERICAL SCALING EVERY 1 CM STARTING FROM INSERTION SIDE, PROPER CORRELATION BETWEEN ID/OD, DISPOSABLE, STERILE, SIZE, 7.0MM (ID ) | RESPIRATORY AND ANESTHESIA TENDER
2492 | 4227190327500 | TUBE ENDOTRACHEAL, RAE- PREFORMED, PVC, CUFFED, ORAL TYPE, RADIOPAQUE WITH 15MM TERMINATION CONNECTOR, SMOOTH FORMED MURPHY EYE AND T IP, NUMERICAL SCALING EVERY 1 CM STARTING FROM INSERTION SIDE, PROPER CORRELATION BETWEEN ID/OD, DISPOSABLE, STERILE, SIZE, 6.5MM (ID ) | RESPIRATORY AND ANESTHESIA TENDER
2493 | 4227190327400 | TUBE ENDOTRACHEAL, RAE- PREFORMED, PVC, CUFFED, ORAL TYPE, RADIOPAQUE WITH 15MM TERMINATION CONNECTOR, SMOOTH FORMED MURPHY EYE AND T IP, NUMERICAL SCALING EVERY 1 CM STARTING FROM INSERTION SIDE, PROPER CORRELATION BETWEEN ID/OD, DISPOSABLE, STERILE, SIZE, 6.0MM (ID ) | RESPIRATORY AND ANESTHESIA TENDER
2494 | 4227190327300 | TUBE ENDOTRACHEAL, RAE- PREFORMED, PVC, CUFFED, ORAL TYPE, RADIOPAQUE WITH 15MM TERMINATION CONNECTOR, SMOOTH FORMED MURPHY EYE AND T IP, NUMERICAL SCALING EVERY 1 CM STARTING FROM INSERTION SIDE, PROPER CORRELATION BETWEEN ID/OD, DISPOSABLE, STERILE, SIZE, 5.5MM (ID ) | RESPIRATORY AND ANESTHESIA TENDER
2495 | 4227190325800 | TUBE ENDOTRACHEAL, RAE- PREFORMED, PVC, UNCUFFED, ORAL TYPE, RADIOPAQUE WITH 15MM TERMINATION CONNECTOR, SMOOTH FORMED MURPHY EYE AND TIP, NUMERICAL SCALING EVERY 1 CM STARTING FROM INSERTION SIDE, PROPER CORRELATION BETWEEN ID/OD, DISPOSABLE, STERILE, SIZE, 2.5MM ( ID) | RESPIRATORY AND ANESTHESIA TENDER
2496 | 4227190327200 | TUBE ENDOTRACHEAL, RAE- PREFORMED, PVC, CUFFED, ORAL TYPE, RADIOPAQUE WITH 15MM TERMINATION CONNECTOR, SMOOTH FORMED MURPHY EYE AND T IP, NUMERICAL SCALING EVERY 1 CM STARTING FROM INSERTION SIDE, PROPER CORRELATION BETWEEN ID/OD, DISPOSABLE, STERILE, SIZE, 5.0MM (ID ) | RESPIRATORY AND ANESTHESIA TENDER
2497 | 4227190327000 | TUBE ENDOTRACHEAL, RAE- PREFORMED, PVC, CUFFED, ORAL TYPE, RADIOPAQUE WITH 15MM TERMINATION CONNECTOR, SMOOTH FORMED MURPHY EYE AND T IP, NUMERICAL SCALING EVERY 1 CM STARTING FROM INSERTION SIDE, PROPER CORRELATION BETWEEN ID/OD, DISPOSABLE, STERILE, SIZE, 4.0MM (ID ) | RESPIRATORY AND ANESTHESIA TENDER
2498 | 4227190326900 | TUBE ENDOTRACHEAL, RAE- PREFORMED, PVC, CUFFED, ORAL TYPE, RADIOPAQUE WITH 15MM TERMINATION CONNECTOR, SMOOTH FORMED MURPHY EYE AND T IP, NUMERICAL SCALING EVERY 1 CM STARTING FROM INSERTION SIDE, PROPER CORRELATION BETWEEN ID/OD, DISPOSABLE, STERILE, SIZE, 3.5MM (ID ) | RESPIRATORY AND ANESTHESIA TENDER
2499 | 4227190326800 | TUBE ENDOTRACHEAL, RAE- PREFORMED, PVC, CUFFED, ORAL TYPE, RADIOPAQUE WITH 15MM TERMINATION CONNECTOR, SMOOTH FORMED MURPHY EYE AND TIP, NUMERICAL SCALING EVERY 1 CM STARTING FROM INSERTION SIDE, PROPER CORRELATION BETWEEN ID/OD, DISPOSABLE, STERILE, SIZE, 3.0MM (ID ) | RESPIRATORY AND ANESTHESIA TENDER
2500 | 4227190326700 | TUBE ENDOTRACHEAL, RAE- PREFORMED, PVC, UNCUFFED, ORAL TYPE, RADIOPAQUE WITH 15MM TERMINATION CONNECTOR, SMOOTH FORMED MURPHY EYE AND TIP, NUMERICAL SCALING EVERY 1 CM STARTING FROM INSERTION SIDE, PROPER CORRELATION BETWEEN ID/OD, DISPOSABLE, STERILE, SIZE, 7.0MM ( ID) | RESPIRATORY AND ANESTHESIA TENDER
2501 | 4227190326600 | TUBE ENDOTRACHEAL, RAE- PREFORMED, PVC, UNCUFFED, ORAL TYPE, RADIOPAQUE WITH 15MM TERMINATION CONNECTOR, SMOOTH FORMED MURPHY EYE AND TIP, NUMERICAL SCALING EVERY 1 CM STARTING FROM INSERTION SIDE, PROPER CORRELATION BETWEEN ID/OD, DISPOSABLE, STERILE, SIZE, 6.5MM ( ID) | RESPIRATORY AND ANESTHESIA TENDER
2502 | 4227190326500 | TUBE ENDOTRACHEAL, RAE- PREFORMED, PVC, UNCUFFED, ORAL TYPE, RADIOPAQUE WITH 15MM TERMINATION CONNECTOR, SMOOTH FORMED MURPHY EYE AND TIP, NUMERICAL SCALING EVERY 1 CM STARTING FROM INSERTION SIDE, PROPER CORRELATION BETWEEN ID/OD, DISPOSABLE, STERILE, SIZE, 6.0MM ( ID) | RESPIRATORY AND ANESTHESIA TENDER
2503 | 4227190326400 | TUBE ENDOTRACHEAL, RAE- PREFORMED, PVC, UNCUFFED, ORAL TYPE, RADIOPAQUE WITH 15MM TERMINATION CONNECTOR, SMOOTH FORMED MURPHY EYE AND TIP, NUMERICAL SCALING EVERY 1 CM STARTING FROM INSERTION SIDE, PROPER CORRELATION BETWEEN ID/OD, DISPOSABLE, STERILE, SIZE, 5.5MM ( ID) | RESPIRATORY AND ANESTHESIA TENDER
2504 | 4227190326300 | TUBE ENDOTRACHEAL, RAE- PREFORMED, PVC, UNCUFFED, ORAL TYPE, RADIOPAQUE WITH 15MM TERMINATION CONNECTOR, SMOOTH FORMED MURPHY EYE AND TIP, NUMERICAL SCALING EVERY 1 CM STARTING FROM INSERTION SIDE, PROPER CORRELATION BETWEEN ID/OD, DISPOSABLE, STERILE, SIZE, 5.0MM ( ID) | RESPIRATORY AND ANESTHESIA TENDER
2505 | 4227190326200 | TUBE ENDOTRACHEAL, RAE- PREFORMED, PVC, UNCUFFED, ORAL TYPE, RADIOPAQUE WITH 15MM TERMINATION CONNECTOR, SMOOTH FORMED MURPHY EYE AND TIP, NUMERICAL SCALING EVERY 1 CM STARTING FROM INSERTION SIDE, PROPER CORRELATION BETWEEN ID/OD, DISPOSABLE, STERILE, SIZE, 4.5MM ( ID) | RESPIRATORY AND ANESTHESIA TENDER
2506 | 4227190326100 | TUBE ENDOTRACHEAL, RAE- PREFORMED, PVC, UNCUFFED, ORAL TYPE, RADIOPAQUE WITH 15MM TERMINATION CONNECTOR, SMOOTH FORMED MURPHY EYE AND TIP, NUMERICAL SCALING EVERY 1 CM STARTING FROM INSERTION SIDE, PROPER CORRELATION BETWEEN ID/OD, DISPOSABLE, STERILE, SIZE, 4.0MM ( ID) | RESPIRATORY AND ANESTHESIA TENDER
2507 | 4227190326000 | TUBE ENDOTRACHEAL, RAE- PREFORMED, PVC, UNCUFFED, ORAL TYPE, RADIOPAQUE WITH 15MM TERMINATION CONNECTOR, SMOOTH FORMED MURPHY EYE AND TIP, NUMERICAL SCALING EVERY 1 CM STARTING FROM INSERTION SIDE, PROPER CORRELATION BETWEEN ID/OD, DISPOSABLE, STERILE, SIZE, 3.5MM ( ID) | RESPIRATORY AND ANESTHESIA TENDER
2508 | 4227190327100 | TUBE ENDOTRACHEAL, RAE- PREFORMED, PVC, CUFFED, ORAL TYPE, RADIOPAQUE WITH 15MM TERMINATION CONNECTOR, SMOOTH FORMED MURPHY EYE AND T IP, NUMERICAL SCALING EVERY 1 CM STARTING FROM INSERTION SIDE, PROPER CORRELATION BETWEEN ID/OD, DISPOSABLE, STERILE, SIZE, 4.5MM (ID ) | RESPIRATORY AND ANESTHESIA TENDER
2509 | 4227222601200 | HIGH FLOW TRANSITION KIT FROM VENTILATOR CIRCUIT TO HIGH FLOW NASAL CANNULA WITH ADHESIVE PADS COMPATIBLE WITH STANDARD VENTILAT OR CIRCUIT SIZE PEDIATRIC MEDIUM. ONE (1) EACH = ONE (1) KIT | RESPIRATORY AND ANESTHESIA TENDER
2510 | 4227190338500 | SINGLE-LUMEN ENDOTRACHEAL TUBE COLORED CUFF HIGH VOLUME LOW PRESSURE WITH AN ADDITIONAL SMALL CHANNEL WITHIN THE CONCAVE ANTERIOR WALL PORTION THAT HOUSES A MOVABLE BRONCHIAL BLOCKER, WITH HOLLOW SOFT AND FLEXIBLE TIP THAT CAN EXTEND BEYOND THE TUBE TIP, STERILE, DISPOSABLE, SIZE, 8.5MM (ID) | RESPIRATORY AND ANESTHESIA TENDER
2511 | 4227190345100 | TUBE ENDOTRACHEAL, PVC, ORAL / NASAL TYPE, PROFILE CUFF HIGH VOLUME/LOW PRESSURE, RADIOPAQUE WITH 15MM TERMINATION CONNECTOR, NUMERI CAL SCALING EVERY 1 CM STARTING FROM INSERTION SIDE, PROPER CORRELATION BETWEEN ID/OD, SMOOTH FORMED MURPHY EYE AND TIP, SMOOTH TAPE RED MEMBRANE CUFF, DISPOSABLE, STERILE, SIZE, 2.0MM (ID) | RESPIRATORY AND ANESTHESIA TENDER
2512 | 4227191530700 | FACE MASK RESUSCITATION, ROUND, SILICONE SIZE INTERNAL DIAMETER 35MM(+/- 2MM), DISPOSABLE | RESPIRATORY AND ANESTHESIA TENDER
2513 | 4227191530600 | MASK NASAL ADULT SILICONE, VENTED, SIZE LARGE WITH STRAP AND SWIVEL, ADJUSTABLE SILICON PADDED FOREHEAD SUPPORT, DISPOSABLE FOR CPA P/BIPAP MACHINE., ONE (1) ITEM/PC = ONE (1) SET | RESPIRATORY AND ANESTHESIA TENDER
2514 | 4227191530500 | MASK NASAL ADULT SILICONE, VENTED, SIZE MEDIUM WITH STRAP AND SWIVEL, ADJUSTABLE SILICON PADDED FOREHEAD SUPPORT, DISPOSABLE FOR CP AP/BIPAP MACHINE., ONE (1) ITEM/PC = ONE (1) SET | RESPIRATORY AND ANESTHESIA TENDER
2515 | 4227191530200 | MASK FULL FACE ADULT SILICONE/GEL, VENTED, SIZE SMALL WITH STRAP AND SWIVEL, ADJUSTABLE SILICON PADDED FOREHEAD SUPPORT, DISPOSABLE FOR CPAP/BIPAP MACHINE., ONE (1) ITEM/PC = ONE (1) SET | RESPIRATORY AND ANESTHESIA TENDER
2516 | 4227191530100 | MASK FULL FACE ADULT SILICONE/GEL, VENTED, SIZE MEDIUM WITH STRAP AND SWIVEL, ADJUSTABLE SILICON PADDED FOREHEAD SUPPORT, DISPOSABLE FOR CPAP/BIPAP MACHINE., ONE (1) ITEM/PC = ONE (1) SET | RESPIRATORY AND ANESTHESIA TENDER
2517 | 4227191530000 | MASK FULL FACE ADULT SILICONE/GEL, VENTED, SIZE LARGE WITH STRAP AND SWIVEL, ADJUSTABLE SILICON PADDED FOREHEAD SUPPORT, DISPOSABLE FOR CPAP/BIPAP MACHINE., ONE (1) ITEM/PC = ONE (1) SET | RESPIRATORY AND ANESTHESIA TENDER
2518 | 4227191529900 | MDI CHAMBER ONE WAY VALVE WITH ANATOMICAL FACE MASK SIZE LARGE, DISPOSABLE, CLEAR AND TRANSPARENT CHAMBER BODY. | RESPIRATORY AND ANESTHESIA TENDER
2519 | 4227191529800 | MDI CHAMBER ONE WAY VALVE WITH ANATOMICAL FACE MASK SIZE MEDIUM, DISPOSABLE, CLEAR AND TRANSPARENT CHAMBER BODY. | RESPIRATORY AND ANESTHESIA TENDER
2520 | 4227191529700 | MDI CHAMBER ONE WAY VALVE WITH ANATOMICAL FACE MASK SIZE SMALL, DISPOSABLE, CLEAR AND TRANSPARENT CHAMBER BODY. | RESPIRATORY AND ANESTHESIA TENDER
2521 | 4227191529600 | CATHETER MOUNT EXTENDABLE 15 CM 22 OD /15 ID SWIVEL ELBOW WITHOUT DOUBLE FLIP CAP AND SEAL DISPOSABLE) | RESPIRATORY AND ANESTHESIA TENDER
2522 | 4227191529300 | NEBULIZER KIT, SMALL VOLUME, WITH OXYGEN TUBING, T-PIECE AND CORRUGATED TUBING AND MOUTHPIECE. | RESPIRATORY AND ANESTHESIA TENDER
2523 | 4227191530800 | FACE MASK RESUSCITATION, ROUND SILICONE SIZE INTERNAL DIAMETER 42MM (+/- 2MM), DISPOSABLE | RESPIRATORY AND ANESTHESIA TENDER
2524 | 4227191529200 | DETECTOR CO2, SIZE ADULT MORE THAN 15 KG, STERILE, DISPOSABLE (COLORIMETRIC, COMPATIBLE WITH ALL ENDOTRACHEAL TUBES, DISPOSABLE, STE RILE) | RESPIRATORY AND ANESTHESIA TENDER
2525 | 4227191528800 | LARYNGEAL MASK SUPRAGLOTTIC AIRWAY, THERMOPLASTIC ELASTOMER, INTEGRAL BITE BLOCK, GASTRIC CHANNEL, POSITION GUIDE, NON-INFLATABLE CUFF, ABILITY TO INTUBATE THROUGH, DISPOSABLE, STERILE, SIZE 4.0 | RESPIRATORY AND ANESTHESIA TENDER
2526 | 4227191528700 | LARYNGEAL MASK SUPRAGLOTTIC AIRWAY, THERMOPLASTIC ELASTOMER, INTEGRAL BITE BLOCK, GASTRIC CHANNEL, POSITION GUIDE, NON-INFLATABLE CUFF, WITH ABILITY TO INTUBATE THROUGH, DISPOSABLE, STERILE, SIZE 3.0 | RESPIRATORY AND ANESTHESIA TENDER
2527 | 4227191528600 | LARYNGEAL MASK SUPRAGLOTTIC AIRWAY, THERMOPLASTIC ELASTOMER, INTEGRAL BITE BLOCK, GASTRIC CHANNEL, NON-INFLATABLE CUFF, DISPOSABLE, STERILE, SIZE 2.5 | RESPIRATORY AND ANESTHESIA TENDER
2528 | 4227191528500 | LARYNGEAL MASK SUPRAGLOTTIC AIRWAY, THERMOPLASTIC ELASTOMER, INTEGRAL BITE BLOCK, GASTRIC CHANNEL, NON-INFLATABLE CUFF, DISPOSABLE, STERILE, SIZE 2.0 | RESPIRATORY AND ANESTHESIA TENDER
2529 | 4227191528400 | LARYNGEAL MASK SUPRAGLOTTIC AIRWAY, THERMOPLASTIC ELASTOMER, INTEGRAL BITE BLOCK, GASTRIC CHANNEL, NON-INFLATABLE CUFF, DISPOSABLE, STERILE, SIZE 1.5 | RESPIRATORY AND ANESTHESIA TENDER
2530 | 4227191528300 | LARYNGEAL MASK SUPRAGLOTTIC AIRWAY, THERMOPLASTIC ELASTOMER, INTEGRAL BITE BLOCK, NON-INFLATABLE CUFF, DISPOSABLE, STERILE, SIZE 1.0 | RESPIRATORY AND ANESTHESIA TENDER
2531 | 4227191528200 | TUBE ENDO - BRONCHIAL DOUBLE LUMEN LEFT SZ 41 CURVED BRONCHIAL TIP WITH X-RAY OPAQUE MARKERS AT THE DISTAL TIP ABOVE THE BRONCHIAL CUFF AND AT THE TRACHEAL OPENING COLORED CODED CUFF FOR BRONCHIAL SIDE MADE OF POLYURETHANE CUFF WITH SUCTION CATHETER AND DOUBLE SWIVEL CONNECTOR AND STYLET CAN MAINTAIN ANATOMICAL SHAPE OF THE TUBE STERILE DISPOSABLE SET | RESPIRATORY AND ANESTHESIA TENDER
2532 | 4227191528000 | TUBE ENDO - BRONCHIAL DOUBLE LUMEN LEFT SZ 32 CURVED BRONCHIAL TIP WITH X-RAY OPAQUE MARKERS AT THE DISTAL TIP ABOVE THE BRONCHIAL CUFF AND AT THE TRACHEAL OPENING COLORED CODED CUFF FOR BRONCHIAL SIDE MADE OF POLYURETHANE CUFF WITH SUCTION CATHETER AND DOUBLE SWIVEL CONNECTOR AND STYLET CAN MAINTAIN ANATOMICAL SHAPE OF THE TUBE STERILE DISPOSABLE SET | RESPIRATORY AND ANESTHESIA TENDER
2533 | 4227191527900 | TUBE ENDO - BRONCHIAL DOUBLE LUMEN RIGHT SZ 41 CURVED BRONCHIAL TIP WITH X-RAY OPAQUE MARKERS AT THE DISTAL TIP ABOVE THE BRONCHIAL CUFF AND AT THE TRACHEAL OPENING COLORED CODED CUFF FOR BRONCHIAL SIDE MADE OF POLYURETHANE CUFF WITH SUCTION CATHETER AND DOUBLE SWIVEL CONNECTOR AND STYLET CAN MAINTAIN ANATOMICAL SHAPE OF THE TUBE STERILE DISPOSABLE SET | RESPIRATORY AND ANESTHESIA TENDER
2534 | 4227191527800 | TUBE ENDO - BRONCHIAL DOUBLE LUMEN RIGHT SZ 39 CURVED BRONCHIAL TIP WITH X-RAY OPAQUE MARKERS AT THE DISTAL TIP ABOVE THE BRONCHIAL CUFF AND AT THE TRACHEAL OPENING COLORED CODED CUFF FOR BRONCHIAL SIDE MADE OF POLYURETHANE CUFF WITH SUCTION CATHETER AND DOUBLE SWIVEL CONNECTOR AND STYLET CAN MAINTAIN ANATOMICAL SHAPE OF THE TUBE STERILE DISPOSABLE SET | RESPIRATORY AND ANESTHESIA TENDER
2535 | 4227191527600 | TUBE ENDO - BRONCHIAL DOUBLE LUMEN RIGHT SZ 37 CURVED BRONCHIAL TIP WITH X-RAY OPAQUE MARKERS AT THE DISTAL TIP ABOVE THE BRONCHIAL CUFF AND AT THE TRACHEAL OPENING COLORED CODED CUFF FOR BRONCHIAL SIDE MADE OF POLYURETHANE CUFF WITH SUCTION CATHETER AND DOUBLE SWIVEL CONNECTOR AND STYLET CAN MAINTAIN ANATOMICAL SHAPE OF THE TUBE STERILE DISPOSABLE SET | RESPIRATORY AND ANESTHESIA TENDER
2536 | 4227191528900 | LARYNGEAL MASK SUPRAGLOTTIC AIRWAY, THERMOPLASTIC ELASTOMER, INTEGRAL BITE BLOCK, GASTRIC CHANNEL, POSITION GUIDE, NON-INFLATABLE CUFF, ABILITY TO INTUBATE THROUGH, DISPOSABLE, STERILE, SIZE 5.0 | RESPIRATORY AND ANESTHESIA TENDER
2537 | 4227191527500 | TUBE ENDO - BRONCHIAL DOUBLE LUMEN RIGHT SZ 35 CURVED BRONCHIAL TIP WITH X-RAY OPAQUE MARKERS AT THE DISTAL TIP ABOVE THE BRONCHIAL CUFF AND AT THE TRACHEAL OPENING COLORED CODED CUFF FOR BRONCHIAL SIDE MADE OF POLYURETHANE CUFF WITH SUCTION CATHETER AND DOUBLE SWIVEL CONNECTOR AND STYLET CAN MAINTAIN ANATOMICAL SHAPE OF THE TUBE STERILE DISPOSABLE SET | RESPIRATORY AND ANESTHESIA TENDER
2538 | 4227191530900 | FACE MASK RESUSCITATION, ROUND SILICONE SIZE INTERNAL DIAMETER 50MM (+/- 2MM), DISPOSABLE | RESPIRATORY AND ANESTHESIA TENDER
2539 | 4227191531100 | FACE MASK RESUSCITATION, ROUND SILICONE SIZE INTERNAL DIAMETER 72MM (+/- 2MM), DISPOSABLE | RESPIRATORY AND ANESTHESIA TENDER
2540 | 4227191535600 | TRACHEOSTOMY TUBE HOLDER, ONE PIECE, VELCRO SECURING, SOFT PADDED FOAM COVERED WITH FABRIC, ADULT/PEDIATRIC SIZE, 1.5 INCH WIDE, FITS NECK FROM 18INCH TO 22 INCH , DISPOSABLE, NON-STERILE. | RESPIRATORY AND ANESTHESIA TENDER
2541 | 4227191535500 | CUFF INFLATOR / PRESSURE GAUGE FOR ENDOTRACHEAL- TRACHEOSTOMY MEASURING CUFF PRESSURE, REUSABLE | RESPIRATORY AND ANESTHESIA TENDER
2542 | 4227191535400 | TUBE CUFF PRESSURE CONNECTING TUBE 1.8-2 METERS TALL FOR USE WITH CUFF INFLATOR AND PRESSURE GAUGE (DISPOSABLE) | RESPIRATORY AND ANESTHESIA TENDER
2543 | 4227191535300 | INTRODUCER TRACHEAL TUBE ADULT (BOUGIE) ANGLED, 15CH X 700-800MM | RESPIRATORY AND ANESTHESIA TENDER
2544 | 4227191535200 | CLOSE SUCTION SYSTEM, MINIMUM 72 HRS, STERILE, DISPOSABLE, 10 FR, GRADUATED, COLOR CODED, TRANSPARENT ELASTIC SHEATH, MDI ADAPTER, FLUSH PORT WITH CAP, T-PIECE, LENGTH 15-30 CM, FOR TRACHEOSTOMY., ONE (1) ITEM/PC = ONE (1) SET | RESPIRATORY AND ANESTHESIA TENDER
2545 | 4227191535100 | VENTURI-MASK, METAL STRIP, ELASTIC BAND, PEDIATRIC, SIZE, OXYGEN TUBING 1.8 M KINK RESISTANT, WITH TWO EXHALATION PORT, WITH ADJUSTABLE OXYGEN RANGE 24% TO 50 %, DISPOSABLE. | RESPIRATORY AND ANESTHESIA TENDER
2546 | 4227191535000 | VENTURI-MASK, METAL STRIP, ELASTIC BAND, ADULT SIZE, OXYGEN TUBING 1.8 M KINK RESISTANT, WITH TWO EXHALATION PORT, ADJUSTABLE OXYGEN RANGE 24% TO 50 %, DISPOSABLE. | RESPIRATORY AND ANESTHESIA TENDER
2547 | 4227191534800 | MASK AEROSOL, PEDIATRIC SIZE, WITH METAL STRIP OVER NOSE, ELASTIC BAND, BILATERAL EXHALATION PORT, CLEAR PLASTIC, DISPOSABLE. | RESPIRATORY AND ANESTHESIA TENDER
2548 | 4227191534700 | MASK AEROSOL, ADULT SIZE, WITH METAL STRIP OVER NOSE, ELASTIC BAND, BILATERAL EXHALATION PORT, CLEAR PLASTIC, DISPOSABLE. | RESPIRATORY AND ANESTHESIA TENDER
2549 | 4227191534600 | MASK OXYGEN, PEDIATRIC SIZE, NON-REBREATHER, WITH METAL STRIP OVER NOSE AND 500 ML RESERVOIR BAG, STATIC RESISTANT, ADJUSTABLE ELASTIC BAND, ONE WAY VALVE ON BOTH SIDES, OXYGEN TUBING KINK RESISTANT LENGTH AT LEAST 2.1 M DISPOSABLE. | RESPIRATORY AND ANESTHESIA TENDER
2550 | 4227191534500 | MASK OXYGEN, ADULT SIZE, NON-REBREATHER, WITH METAL STRIP OVER NOSE AND 600 - 1000 ML RESERVOIR BAG, STATIC RESISTANT, ADJUSTABLE ELASTIC BAND, ONE WAY VALVE ON BOTH SIDES, OXYGEN TUBING KINK RESISTANT LENGTH AT LEAST 2.1 M DISPOSABLE. | RESPIRATORY AND ANESTHESIA TENDER
2551 | 4227191531000 | FACE MASK RESUSCITATION, ROUND SILICONE SIZE INTERNAL DIAMETER 60MM (+/- 2MM), DISPOSABLE | RESPIRATORY AND ANESTHESIA TENDER
2552 | 4227191534400 | MASK OXYGEN NEONATAL, CLEAR PLASTIC WITH METAL STRIP OVER NOSE, SMALL EXHALATION PORT BILATERAL OXYGEN TUBING RESISTANT LENGTH 2.1 M NEONATAL DISPOSABLE | RESPIRATORY AND ANESTHESIA TENDER
2553 | 4227191534200 | MASK OXYGEN ADULT, CLEAR PLASTIC WITH METAL STRIP OVER NOSE, SMALL EXHALATION PORT BILATERAL OXYGEN TUBING RESISTANT LENGTH 2.1 M ADU LT DISPOSABLE | RESPIRATORY AND ANESTHESIA TENDER
2554 | 4227191534000 | AEROSOL MASK TRACHEOSTOMY ADULT WITH ONE SIDE SNAP BUTTON, KNOTTED OTHER SIDE, SWIVEL 360 DEGREE PORT FOR 22 MM CORRUGATED TUBE, PVC FREE, CLEAR PLASTIC WITH SOFT ROUNDED CUFF. | RESPIRATORY AND ANESTHESIA TENDER
2555 | 4227191533900 | HIGH FLOW TRACHEOSTOMY TUBE INTERFACE, STERILE, DISPOSABLE, COMPATIBLE WITH AIRVO2 MACHINE OR EQUIVALENT | RESPIRATORY AND ANESTHESIA TENDER
2556 | 4227191533800 | TOTAL FACE MASK PEDIATRIC SIZE XS COVER FROM HEAD TO CHIN, DISPOSABLE, INCLUDES INTERCHANGEABLE VENTED AND NON-VENTED ELBOW ADAPTER , WITH HEADGEAR., ONE (1) ITEM/PC = ONE (1) SET | RESPIRATORY AND ANESTHESIA TENDER
2557 | 4227191533200 | TOTAL FACE MASK, SIZE ADULT SMALL, NON-VENTED, COVER FROM FOREHEAD TO CHIN, MADE OF SILICON, INCLUDE HEADGEAR WITH EMERGENCY RELEAS E, DISPOSABLE., ONE (1) ITEM/PC = ONE (1) SET | RESPIRATORY AND ANESTHESIA TENDER
2558 | 4227191533100 | TOTAL FACE MASK, SIZE ADULT MEDIUM, NON-VENTED, COVER FROM FOREHEAD TO CHIN, MADE OF SILICON, INCLUDE HEADGEAR WITH EMERGENCY RELEA SE, DISPOSABLE., ONE (1) ITEM/PC = ONE (1) SET | RESPIRATORY AND ANESTHESIA TENDER
2559 | 4227191533000 | TOTAL FACE MASK, SIZE ADULT LARGE, NON-VENTED, COVER FROM FOREHEAD TO CHIN, MADE OF SILICON, INCLUDE HEADGEAR WITH EMERGENCY RELEAS E, DISPOSABLE., ONE (1) ITEM/PC = ONE (1) SET | RESPIRATORY AND ANESTHESIA TENDER
2560 | 4227191532900 | TOTAL FACE MASK, SIZE ADULT XLARGE, NON-VENTED, COVER FROM FOREHEAD TO CHIN, MADE OF SILICON, INCLUDE HEADGEAR WITH EMERGENCY RELEA SE, DISPOSABLE., ONE (1) ITEM/PC = ONE (1) SET | RESPIRATORY AND ANESTHESIA TENDER
2561 | 4227191531600 | MASK FULL FACE ADULT SILICONE, NON-VENTED, SIZE SMALL WITH STRAP AND SWIVEL, ADJUSTABLE SILICON PADDED FOREHEAD SUPPORT, DISPOSABLE FOR VENTILATOR, ONE (1) ITEM/PC = ONE (1) SET | RESPIRATORY AND ANESTHESIA TENDER
2562 | 4227191531500 | MASK FULL FACE ADULT SILICONE, NON-VENTED, SIZE MEDIUM WITH STRAP AND SWIVEL, ADJUSTABLE SILICON PADDED FOREHEAD SUPPORT, DISPOSABL E FOR VENTILATOR, ONE (1) ITEM/PC = ONE (1) SET | RESPIRATORY AND ANESTHESIA TENDER
2563 | 4227191531300 | ANESTHESIA FACE MASK, FULLY TRANSPARENT ALL MASK AND INFLATABLE, AIR CUSHION, ANATOMICAL FIT WITH EFFECTIVE SEAL, EASY AND COMFORTABLE GRIP FOR USER, FLEXIBLE MASK BODY, NON SLIP RIDGES, LATEX FREE, DISPOSABLE, SIZE 4 ADULT MEDIUM | RESPIRATORY AND ANESTHESIA TENDER
2564 | 4227191534300 | MASK OXYGEN PEDIATRIC, CLEAR PLASTIC WITH METAL STRIP OVER NOSE, SMALL EXHALATION PORT BILATERAL OXYGEN TUBING RESISTANT LENGTH 2.1 M PEDIATRIC DISPOSABLE | RESPIRATORY AND ANESTHESIA TENDER
2565 | 4227190345000 | TUBE ENDOTRACHEAL, PVC, ORAL / NASAL TYPE, PROFILE CUFF HIGH VOLUME/LOW PRESSURE, RADIOPAQUE WITH 15MM TERMINATION CONNECTOR, NUMERI CAL SCALING EVERY 1 CM STARTING FROM INSERTION SIDE, PROPER CORRELATION BETWEEN ID/OD, SMOOTH FORMED MURPHY EYE AND TIP, SMOOTH TAPE RED MEMBRANE CUFF, DISPOSABLE, STERILE, SIZE, 2.5MM (ID) | RESPIRATORY AND ANESTHESIA TENDER
2566 | 4227171000300 | HIGH FLOW NASAL CANNULA, SIZES (ADULT LARGE) WITH CONNECTING ADAPTER, COMPATIBLE WITH AIRVO2 MACHINE OR EQUIVALENT | RESPIRATORY AND ANESTHESIA TENDER
2567 | 4227171509900 | TUBING OXYGEN,APPROXIMATLY 50 FEET LENGTH WITH CONNECTOR, KINK RESISTANT, ONE (1) EACH = ONE (1) ROL | RESPIRATORY AND ANESTHESIA TENDER
2568 | 4227191500900 | TRACHEOSTOMY CARE TRAY | RESPIRATORY AND ANESTHESIA TENDER
2569 | 4227191500200 | TRACHEOSTOMY TUBE EXTENSION, DISPOSABLE, STERILE, UNIVERSAL SIZE, FOR PEDIATRIC AND NEONATE. | RESPIRATORY AND ANESTHESIA TENDER
2570 | 4227191202400 | AIRWAY ORAL PHARYNGEAL GUEDEL PLASTIC, DISPOSABLE, LENGTH PRINTED PERMANENTLY 90MM, DISTAL END CURVE WITH ATRAUMATIC EDGE COLOR CODED | RESPIRATORY AND ANESTHESIA TENDER
2571 | 4227191202300 | AIRWAY ORAL PHARYNGEAL GUEDEL PLASTIC, DISPOSABLE, LENGTH PRINTED PERMANENTLY 80MM, DISTAL END CURVE WITH ATRAUMATIC EDGE COLOR CODED | RESPIRATORY AND ANESTHESIA TENDER
2572 | 4227190322700 | TUBE ENDOTRACHEAL, PVC, ORAL / NASAL TYPE, PROFILE CUFF HIGH VOLUME/LOW PRESSURE, RADIOPAQUE WITH 15MM TERMINATION CONNECTOR, NUMERIC AL SCALING EVERY 1 CM STARTING FROM INSERTION SIDE, PROPER CORRELATION BETWEEN ID/OD, SMOOTH FORMED MURPHY EYE AND TIP, SMOOTH TAPER ED MEMBRANE CUFF, DISPOSABLE, STERILE, SIZE, 4.0MM (ID) | RESPIRATORY AND ANESTHESIA TENDER
2573 | 4227190903200 | AIRWAY ORAL PHARYNGEAL GUEDEL PLASTIC, DISPOSABLE, LENGTH PRINTED PERMANENTLY 70MM, DISTAL END CURVE WITH ATRAUMATIC EDGE COLOR CODED | RESPIRATORY AND ANESTHESIA TENDER
2574 | 4227190903100 | AIRWAY ORAL PHARYNGEAL GUEDEL PLASTIC, DISPOSABLE, LENGTH PRINTED PERMANENTLY 60-65MM, DISTAL END CURVE WITH ATRAUMATIC EDGE COLOR CODED | RESPIRATORY AND ANESTHESIA TENDER
2575 | 4227190902900 | AIRWAY ORAL PHARYNGEAL GUEDEL PLASTIC, DISPOSABLE, LENGTH PRINTED PERMANENTLY 40-45MM, DISTAL END CURVE WITH ATRAUMATIC EDGE COLOR CODED | RESPIRATORY AND ANESTHESIA TENDER
2576 | 4227190902800 | AIRWAY ORAL PHARYNGEAL GUEDEL PLASTIC, DISPOSABLE, LENGTH PRINTED PERMANENTLY 50-55MM, DISTAL END CURVE WITH ATRAUMATIC EDGE COLOR CODED, ONE (1) EACH = ONE (1) SET | RESPIRATORY AND ANESTHESIA TENDER
2577 | 4227190322800 | TUBE ENDOTRACHEAL, PVC, ORAL / NASAL TYPE, PROFILE CUFF HIGH VOLUME/LOW PRESSURE, RADIOPAQUE WITH 15MM TERMINATION CONNECTOR, NUMERI CAL SCALING EVERY 1 CM STARTING FROM INSERTION SIDE, PROPER CORRELATION BETWEEN ID/OD, SMOOTH FORMED MURPHY EYE AND TIP, SMOOTH TAPE RED MEMBRANE CUFF, DISPOSABLE, STERILE, SIZE, 4.5MM (ID) | RESPIRATORY AND ANESTHESIA TENDER
2578 | 4227190504600 | AIRWAY ORAL PHARYNGEAL GUEDEL PLASTIC, DISPOSABLE, LENGTH PRINTED PERMANENTLY 30-35MM, DISTAL END CURVE WITH ATRAUMATIC EDGE COLOR CODED | RESPIRATORY AND ANESTHESIA TENDER
2579 | 4227190322600 | TUBE ENDOTRACHEAL, PVC, ORAL / NASAL TYPE, PROFILE CUFF HIGH VOLUME/LOW PRESSURE, RADIOPAQUE WITH 15MM TERMINATION CONNECTOR, NUMERIC AL SCALING EVERY 1 CM STARTING FROM INSERTION SIDE, PROPER CORRELATION BETWEEN ID/OD, SMOOTH FORMED MURPHY EYE AND TIP, SMOOTH TAPER ED MEMBRANE CUFF, DISPOSABLE, STERILE, SIZE, 3.5MM (ID) | RESPIRATORY AND ANESTHESIA TENDER
2580 | 4227190504500 | SET BLOOD/FLUID WARMING PEDIATRIC /NEONATAL, SHOULD BE COMPATIBLE WITH RANGER SYSTEM OR EQUIVALENT | RESPIRATORY AND ANESTHESIA TENDER
2581 | 4227190504300 | CUFF BLOOD PRESSURE NEONATAL LATEX FREE SIZE 3 - DISPOSABLE SHOULD BE COMPATIBLE WITH DRAGER MACHINE OR EQUIVALENT | RESPIRATORY AND ANESTHESIA TENDER
2582 | 4227190504200 | CUFF BLOOD PRESSURE NEONATAL LATEX FREE SIZE 2 - DISPOSABLE SHOULD BE COMPATIBLE WITH DRAGER MACHINE OR EQUIVALENT | RESPIRATORY AND ANESTHESIA TENDER
2583 | 4227190504100 | CUFF BLOOD PRESSURE NEONATAL LATEX FREE SIZE 1 DISPOSABLE SHOULD BE COMPATIBLE WITH DRAGER MACHINE OR EQUIVALENT | RESPIRATORY AND ANESTHESIA TENDER
2584 | 4227190504000 | BLOOD GAS SAMPLING KIT, 1ML SYRINGE, LUER SLIP TIP, WITH NEEDLE SIZE 23G, 2.5 CM LENGTH, HEPARINIZED 20 -35 IU/ML, SAFETY NEEDLE CA P, WITH BUBBLE REMOVER, STERILE, DISPOSABLE., ONE (1) ITEM/PC = ONE (1) KIT | RESPIRATORY AND ANESTHESIA TENDER
2585 | 4227190503700 | CONNECTOR SWIVEL WITH WIDE SUCTION PORT, FOR PATIENT SIDE 15MM (ID) MACHINE SIDE 15MM (OD) SYSTEM ANGLE PIECE, DISPOSABLE. | RESPIRATORY AND ANESTHESIA TENDER
2586 | 4227190502100 | TUBE ENDO - BRONCHIAL DOUBLE LUMEN LEFT SZ 39 CURVED BRONCHIAL TIP WITH X-RAY OPAQUE MARKERS AT THE DISTAL TIP ABOVE THE BRONCHIAL CUFF AND AT THE TRACHEAL OPENING COLORED CODED CUFF FOR BRONCHIAL SIDE MADE OF POLYURETHANE CUFF WITH SUCTION CATHETER AND DOUBLE SWIVEL CONNECTOR AND STYLET CAN MAINTAIN ANATOMICAL SHAPE OF THE TUBE STERILE DISPOSABLE SET | RESPIRATORY AND ANESTHESIA TENDER
2587 | 4227190502000 | TUBE ENDO - BRONCHIAL DOUBLE LUMEN LEFT SZ 37 CURVED BRONCHIAL TIP WITH X-RAY OPAQUE MARKERS AT THE DISTAL TIP ABOVE THE BRONCHIAL CUFF AND AT THE TRACHEAL OPENING COLORED CODED CUFF FOR BRONCHIAL SIDE MADE OF POLYURETHANE CUFF WITH SUCTION CATHETER AND DOUBLE SWIVEL CONNECTOR AND STYLET CAN MAINTAIN ANATOMICAL SHAPE OF THE TUBE STERILE DISPOSABLE SET | RESPIRATORY AND ANESTHESIA TENDER
2588 | 4227190501900 | TUBE ENDO - BRONCHIAL DOUBLE LUMEN LEFT SZ 35 CURVED BRONCHIAL TIP WITH X-RAY OPAQUE MARKERS AT THE DISTAL TIP ABOVE THE BRONCHIAL CUFF AND AT THE TRACHEAL OPENING COLORED CODED CUFF FOR BRONCHIAL SIDE MADE OF POLYURETHANE CUFF WITH SUCTION CATHETER AND DOUBLE SWIVEL CONNECTOR AND STYLET CAN MAINTAIN ANATOMICAL SHAPE OF THE TUBE STERILE DISPOSABLE SET | RESPIRATORY AND ANESTHESIA TENDER
2589 | 4227190501800 | TUBE ENDO - BRONCHIAL DOUBLE LUMEN LEFT SZ 28 CURVED BRONCHIAL TIP WITH X-RAY OPAQUE MARKERS AT THE DISTAL TIP ABOVE THE BRONCHIAL CUFF AND AT THE TRACHEAL OPENING COLORED CODED CUFF FOR BRONCHIAL SIDE MADE OF POLYURETHANE CUFF WITH SUCTION CATHETER AND DOUBLE SWIVEL CONNECTOR AND STYLET CAN MAINTAIN ANATOMICAL SHAPE OF THE TUBE STERILE DISPOSABLE SET | RESPIRATORY AND ANESTHESIA TENDER
2590 | 4227190322900 | TUBE ENDOTRACHEAL, PVC, ORAL / NASAL TYPE, PROFILE CUFF HIGH VOLUME/LOW PRESSURE, RADIOPAQUE WITH 15MM TERMINATION CONNECTOR, NUMERI CAL SCALING EVERY 1 CM STARTING FROM INSERTION SIDE, PROPER CORRELATION BETWEEN ID/OD, SMOOTH FORMED MURPHY EYE AND TIP, SMOOTH TAPE RED MEMBRANE CUFF, DISPOSABLE, STERILE, SIZE, 5.0MM (ID) | RESPIRATORY AND ANESTHESIA TENDER
2591 | 4227190345600 | TUBE ENDOTRACHEAL, POLYVINYL, PLAIN, ORAL / NASAL TYPE, RADIOPAQUE WITH 15MM TERMINATION CONNECTOR, SMOOTH FORMED MURPHY EYE AND TIP, NUMERICAL SCALING EVERY 1 CM STARTING FROM INSERTION SIDE, PROPER CORRELATION BETWEEN ID/OD, DISPOSABLE, STERILE, INNER DIAMETER SI ZE, 2.0MM (ID) | RESPIRATORY AND ANESTHESIA TENDER
2592 | 4227190504400 | CUFF BLOOD PRESSURE NEONATAL LATEX FREE SIZE 4 DISPOSABLE SHOULD BE COMPATIBLE WITH DRAGER MACHINE OR EQUIVALENT | RESPIRATORY AND ANESTHESIA TENDER
2593 | 4227171100100 | HOOD FOIL FOR COMPATIBLE WITH PFT MACHINE SENTRY SUITE OR EQUIVALENT | RESPIRATORY AND ANESTHESIA TENDER
2594 | 4227190322500 | TUBE ENDOTRACHEAL, PVC, ORAL / NASAL TYPE, PROFILE CUFF HIGH VOLUME/LOW PRESSURE, RADIOPAQUE WITH 15MM TERMINATION CONNECTOR, NUMERI CAL SCALING EVERY 1 CM STARTING FROM INSERTION SIDE, PROPER CORRELATION BETWEEN ID/OD, SMOOTH FORMED MURPHY EYE AND TIP, SMOOTH TAPE RED MEMBRANE CUFF, DISPOSABLE, STERILE, SIZE, 3.0MM (ID) | RESPIRATORY AND ANESTHESIA TENDER
2595 | 4220340001300 | CANNULA SAFETY IV, WITH PUSH BUTTON NEEDLE SHIELDING, WITH FLEXIBLE WINGS, MADE OF POLYURETHANE MATERIAL, WITH BLOOD CONTROL AND NOTCH NEEDLE, 24G X 19MM | RESPIRATORY AND ANESTHESIA TENDER
2596 | 4227171510200 | NITRIC OXIDE CONNECTORS PACK, WITH DIFFERENT SIZE ADAPTORS AND ELBOWS AND TUBINGS, NON-STERILE, DISPOSABLE, UNIVERSAL SIZES, ONE (1) EACH = ONE (1) SET | RESPIRATORY AND ANESTHESIA TENDER
2597 | 4227180501300 | ADAPTER HEATER WIRE FOR HEATED VENTILATOR CIRCUITS, SINGLE LIMB HEATER WIRE, COMPATIBLE AND CERTIFIED TO BE USED WITH MR 730 FISHER AND PAYKEL HUMIDIFIER OR EQUIVALENT | RESPIRATORY AND ANESTHESIA TENDER
2598 | 4227191522500 | TRACHEOSTOMY PERCUTANEOUS KIT (ONE STAGE DILATOR, TRACHEOSTOMY TUBE WITH SUBGLOTTIC SUCTION, TWO INNER CANNULA, TRACHEOSTOMY HOLDER, GUIDEWIRE WITH PROXIMAL AND DISTAL MARKING, INTRODUCER CANNULA, SPLIT GAUZE, SAFETY SCALPEL, CANNULA, 10 CC SYRINGE), RADIOPAQUE MARKING, STERILE SIZE 9.0MM (ID). | RESPIRATORY AND ANESTHESIA TENDER
2599 | 4227191522300 | TRACHEOSTOMY PERCUTANEOUS KIT (ONE STAGE DILATOR, TRACHEOSTOMY TUBE WITH SUBGLOTTIC SUCTION, TWO INNER CANNULA, TRACHEOSTOMY HOLDER, GUIDEWIRE WITH PROXIMAL AND DISTAL MARKING, INTRODUCER CANNULA, SPLIT GAUZE, SAFETY SCALPEL, CANNULA, 10 CC SYRINGE), RADIOPAQUE MARKING, STERILE SIZE 7.0MM (ID). | RESPIRATORY AND ANESTHESIA TENDER
2600 | 4227180501500 | ADAPTER HEATER WIRE FOR HEATED VENTILATOR CIRCUITS, SINGLE LIMB HEATER WIRE, COMPATIBLE AND CERTIFIED TO BE USED WITH MR 850 FISHER AND PAYKEL HUMIDIFIER OR EQUIVALENT | RESPIRATORY AND ANESTHESIA TENDER
2601 | 4227180602000 | NEBULIZER KIT, LARGE VOLUME MINIMUM 25 ML, HANDHELD WITH OXYGEN TUBING, DISPOSABLE, NON-STERILE, INDIVIDUALLY PACKED | RESPIRATORY AND ANESTHESIA TENDER
2602 | 4227180602100 | NEBULIZER KIT, FILTERED SMALL VOLUME, 6 ML, WITH WYE AND 2 ONE-WAY VALVE, CORRUGATED-TUBING, OXYGEN TUBING, MOUTHPIECE, 6 INCH RESERVOIR, DISPOSABLE. | RESPIRATORY AND ANESTHESIA TENDER
2603 | 4227180602400 | MEDICATION NEBULIZER CUP, WITH QUICK CONNECTOR, REUSABLE, COMPATIBLE WITH BABYLOG FAMILY OR EQUIVALENT, ONE (1) EACH = ONE (1) SET | RESPIRATORY AND ANESTHESIA TENDER
2604 | 4220185600100 | ECG ADAPTER CABLE 1.5 M COMPATIBLE WITH NEOMED MONITOR SYSTEM OR EQUIVALENT REUSABLE | RESPIRATORY AND ANESTHESIA TENDER
2605 | 4220185600300 | SET, MRI ECG 3 LEAD, IEC 6.5 M/ 20 FT, COMPATIBLE WITH GE MACHINE OR EQUIVALENT, REUSABLE | RESPIRATORY AND ANESTHESIA TENDER
2606 | 4220185600400 | SETS MULTI ECG TRUNK CABLE NEONATAL 3 LEAD CARE COMPATIBLE WITH GE MACHINE OR EQUIVALENT | RESPIRATORY AND ANESTHESIA TENDER
2607 | 4220340001400 | CANNULA SAFETY IV, WITH PUSH BUTTON NEEDLE SHIELDING, WITHOUT WINGS, MADE OF POLYURETHANE MATERIAL, WITH BLOOD CONTROL AND NOTCH NEEDLE, 14G X 45MM | RESPIRATORY AND ANESTHESIA TENDER
2608 | 4220185600600 | SET, MULTI LINK ECG TRUNK CABLE 3 AND 5 LEAD, CARE COMPATIBLE WITH GE MACHINE OR EQUIVALENT, REUSABLE, ONE (1) EACH = ONE (1) SET | RESPIRATORY AND ANESTHESIA TENDER
2609 | 4220185600800 | SET, MULTI LINK LEAD WIRE, GROUP 3 LEAD SNAP EC 130 CM, COMPATIBLE WITH GE MACHINE OR EQUIVALENT, LATEX FREE, REUSABLE, ONE (1) EACH = ONE (1) SET | RESPIRATORY AND ANESTHESIA TENDER
2610 | 4220185600900 | SET MULTI LINK LEAD WIRE GROUP 3 LEAD GRABBER IEC 13 CM COMPATIBLE WITH GE MACHINE OR EQUIVALENT LATEX FREE REUSABLE ONE (1) EACH = ONE (1) SET | RESPIRATORY AND ANESTHESIA TENDER
2611 | 4220185601000 | SET, MULTI LINK LEAD WIRE, GROUP 3 LEAD GRABBER IEC 74 CM, COMPATIBLE WITH GE MACHINE OR EQUIVALENT, LATEX FREE, REUSABLE, ONE (1) EACH = ONE (1) SET | RESPIRATORY AND ANESTHESIA TENDER
2612 | 4220185601200 | CABLE NEOMED POD ECG 2.5M COMPATIBLE WITH DRAEGER MACHINE, REUSABLE | RESPIRATORY AND ANESTHESIA TENDER
2613 | 4220185601300 | SET, ECG TRULINK SNAP SHIELDED WIRE, 3 LEAD, FOR USE WITH FLOW I ANESTHESIA MACHINE, REUSABLE, ONE (1) EACH = ONE (1) SET | RESPIRATORY AND ANESTHESIA TENDER
2614 | 4220340000500 | CATHETER INTRAVENOUS CLOSED IV 20 GX 25 MM WITH PRE ATTACHED EXT TUBE Y SHAPE SEPTUM TRANSPARENT NEEDLELESS DEVICE | RESPIRATORY AND ANESTHESIA TENDER
2615 | 4220340000600 | CATHETER INTRAVENOUS CLOSED IV 22 GX 25 MM WITH PRE ATTACHED EXT TUBE Y SHAPE SEPTUM TRANSPARENT NEEDLELESS DEVICE | RESPIRATORY AND ANESTHESIA TENDER
2616 | 4220340000700 | CATHETER INTRAVENOUS CLOSED IV 24 GX 14 MM WITH PRE ATTACHED EXT TUBE Y SHAPE SEPTUM TRANSPARENT NEEDLELESS DEVICE | RESPIRATORY AND ANESTHESIA TENDER
2617 | 4220340000900 | CANNULA SAFETY IV, WITH PUSH BUTTON NEEDLE SHIELDING, WITHOUT WINGS, MADE OF POLYURETHANE MATERIAL, WITH BLOOD CONTROL AND NOTCH NEEDLE, 16G X 30MM | RESPIRATORY AND ANESTHESIA TENDER
2618 | 4220340001100 | CANNULA SAFETY IV, WITH PUSH BUTTON NEEDLE SHIELDING, WITH FLEXIBLE WINGS, MADE OF POLYURETHANE MATERIAL, WITH BLOOD CONTROL AND NOTCH NEEDLE, 20G X 30MM | RESPIRATORY AND ANESTHESIA TENDER
2619 | 4220340001200 | CANNULA SAFETY IV, WITH PUSH BUTTON NEEDLE SHIELDING, WITHOUT WINGS, MADE OF POLYURETHANE MATERIAL, WITH BLOOD CONTROL AND NOTCH NEEDLE, 22G X 25MM | RESPIRATORY AND ANESTHESIA TENDER
2620 | 4220185600700 | SET MULTI LINK LEAD WIRE GROUP 3 LEAD SNAP EC 74 CM COMPATIBLE WITH GE MACHINE OR EQUIVALENT, LATEX FREE REUSABLE, ONE (1) EACH = ONE (1) SET | RESPIRATORY AND ANESTHESIA TENDER
2621 | 4227161500200 | SPARE SCREEN FOR PNEUMOTACH COMPATIBLE WITH JAEGER OR EQUIVALENT | RESPIRATORY AND ANESTHESIA TENDER
2622 | 4227222009800 | EXPIRATORY VALVE WITH MEMBRANE KIT, FOR VENTILATOR MACHINE, DISPOSABLE, COMPATIBLE WITH HAMILTON C2 OR EQUIVALENT | RESPIRATORY AND ANESTHESIA TENDER
2623 | 4227223000100 | VALVE ONE-WAY 22 MM WITH DIRECTIONAL SIGN FOR USE WITH HIGH FREQUENCY COMPATIBLE WITH VENTILATOR FOR NOXBOX OR EQUIVALENT | RESPIRATORY AND ANESTHESIA TENDER
2624 | 4227151515500 | VENTILATOR CIRCUIT, SIZE ADULT, 22 MM (ID), DUAL LIMB, NON-HEATED, 1.8 M LONG, Y-PIECE WITH LUER LOCK PORT, NON-EXPANDABLE, DISPOSABLE. | RESPIRATORY AND ANESTHESIA TENDER
2625 | 4111250100200 | FLOW METER, DUAL OUTPUT, OXYGEN MEDICAL GAS, REGULAR FLOW RANGE FROM 1-15 LPM, REMOVABLE NIPPLE, COLOR CODED WITH GREEN OR WHITE, LABELED WITH OXYGEN OR O2, BRITISH STANDARD. | RESPIRATORY AND ANESTHESIA TENDER
2626 | 4111250100100 | FLOW METER, OXYGEN MEDICAL GAS, LOW FLOW RANGE FROM 0.25-3 LPM, WITH REMOVABLE NIPPLE, COLOR CODED WITH GREEN OR WHITE, LABELED WITH OXYGEN OR O2. BRITISH STANDARD. | RESPIRATORY AND ANESTHESIA TENDER
2627 | 4227151515700 | ADAPTER HEATER WIRE FOR HEATED BREATHING CIRCUITS, DUAL LIMB HEATER WIRE, COMPATIBLE AND CERTIFIED TO BE USED WITH MR 730 FISHER AND PAYKEL HUMIDIFIER OR EQUIVALENT | RESPIRATORY AND ANESTHESIA TENDER
2628 | 4227151515800 | HIGH FLOW, TRANSITION KIT FROM VENTILATOR CIRCUIT TO HIGH FLOW NASAL CANNULA, WITH ADHESIVE PADS, COMPATIBLE WITH STANDARD VENTILATOR CIRCUIT, SIZE PEDIATRIC XSMALL. | RESPIRATORY AND ANESTHESIA TENDER
2629 | 4227151515900 | HIGH FLOW, TRANSITION KIT FROM VENTILATOR CIRCUIT TO HIGH FLOW NASAL CANNULA, WITH ADHESIVE PADS, COMPATIBLE WITH STANDARD VENTILATOR CIRCUIT, SIZE PEDIATRIC SMALL. | RESPIRATORY AND ANESTHESIA TENDER
2630 | 4227151516000 | HIGH FLOW, TRANSITION KIT FROM VENTILATOR CIRCUIT TO HIGH FLOW NASAL CANNULA, WITH ADHESIVE PADS, COMPATIBLE WITH STANDARD VENTILATOR CIRCUIT, SIZE PEDIATRIC LARGE. | RESPIRATORY AND ANESTHESIA TENDER
2631 | 4227151516100 | HIGH FLOW, TRANSITION KIT FROM VENTILATOR CIRCUIT TO HIGH FLOW NASAL CANNULA, WITH ADHESIVE PADS, COMPATIBLE WITH STANDARD VENTILATOR CIRCUIT, SIZE PEDIATRIC XLARGE. | RESPIRATORY AND ANESTHESIA TENDER
2632 | 4227151516700 | SENSOR FINGER PULSE OXIMETER CLOTH ADULT 1.0 M DISPOSABLE, COMPATIBLE WITH NONIN MACHINE OR EQUIVALENT | RESPIRATORY AND ANESTHESIA TENDER
2633 | 4227151516800 | SENSOR PULSE OXIMETER CLOTH INFANT 1.0 M DISPOSABLE, COMPATIBLE WITH NONIN MACHINE OR EQUIVALENT | RESPIRATORY AND ANESTHESIA TENDER
2634 | 4227151516900 | SENSOR FOOT PULSE OXIMETER CLOTH NEONATAL 1 METER DISPOSABLE, NONIN MACHINE | RESPIRATORY AND ANESTHESIA TENDER
2635 | 4227151517200 | SIPAP BONNET MICROFIBER CAP SINGLE USE, WITH SUPPORT CRADLE PAD, SIZE (1) 24-26 CM, HIGH-QUALITY FABRIC, SOFT, SHOULD BE SLIGHTLY STRETCHY, COLOR CODED, INDIVIDUAL PACKED. | RESPIRATORY AND ANESTHESIA TENDER
2636 | 4227250020600 | TUBE ENDOTRACHEAL, PVC, ORAL / NASAL TYPE, PROFILE CONICAL SHAPE CUFF HIGH VOLUME/LOW PRESSURE, ONE WAY VALVE, RADIOPAQUE WITH 15MM TERMINATION CONNECTOR, NUMERI CAL SCALING EVERY 1 CM STARTING FROM INSERTION SIDE, WITH TWO MARKING VOCAL CORD CORRECT POSITION, PROPER CORRELATION BETWEEN ID/OD, SMOOTH FORMED MURPHY EYE AND TIP, SMOOTH TAPE RED MEMBRANE CUFF, DISPOSABLE, STERILE, SIZE, 5.0MM (ID) | RESPIRATORY AND ANESTHESIA TENDER
2637 | 4218160505400 | CUFF, NIBP DURA, ADULT, 23-33CM, 2 TUBE NAVY MATED SUBMIN CONNECTOR COMPATIBLE WITH GE MACHINE OR EQUIVALENT, REUSABLE | RESPIRATORY AND ANESTHESIA TENDER
2638 | 4111211000000 | PRESSURE TRANSDUCER HOLDER FOR INVASIVE MONITORING, CAN BE USED WITH IV STAND (CAN FIT NOT LESS THAN 4 LINES), FITTING WITH TRANSDUCER | RESPIRATORY AND ANESTHESIA TENDER
2639 | 4227250019900 | NASAL CO2 CANNULA WITH O2 CONNECTION, SET, USED IN LOW HUMIDITY SETTING, SIZE PEDIATRIC, FOR USE WITH NON-INTUBATED PATIENT FOR CONTINUOUS MEASUREMENT, SINGLE PATIENT USE, COMPATIBLE WITH MASIMO OR EQUIVALENT | RESPIRATORY AND ANESTHESIA TENDER
2640 | 4227151517300 | SIPAP BONNET MICROFIBER CAP SINGLE USE, WITH SUPPORT CRADLE PAD, SIZE (2) 26-28 CM, HIGH-QUALITY FABRIC, SOFT, SHOULD BE SLIGHTLY STRETCHY, COLOR CODED, INDIVIDUAL PACKED. | RESPIRATORY AND ANESTHESIA TENDER
2641 | 4111193100900 | FLOW SENSOR COMPATIBLE WITH HAMILTON VENTILATOR OR EQUIVALENT, SIZE ADULT AND PEDIATRIC, NOT LESS THAN 3.3 M LENGTH, DISPOSABLE | RESPIRATORY AND ANESTHESIA TENDER
2642 | 4111193100800 | FLOW SENSOR HOUSING STRAIGHT DESIGN REUSABLE COMPATIBLE WITH DRAGER VENTILATOR MODEL VN500 OR EQUIVALENT | RESPIRATORY AND ANESTHESIA TENDER
2643 | 4111193100700 | FLOW SENSOR WITH HOUSING, NEONATAL SIZE, STRAIGHT DESIGN, DISPOSABLE, COMPATIBLE WITH ACUTRONIC MODEL FABIAN OR EQUIVALENT | RESPIRATORY AND ANESTHESIA TENDER
2644 | 4111193100600 | FLOW SENSOR, DISPOSABLE, COMPATIBLE WITH GE VENTILATOR, CARESCAPE R860 AND ENGSTROM MODELS OR EQUIVALENT | RESPIRATORY AND ANESTHESIA TENDER
2645 | 4111193100500 | FLOW SENSOR, DISPOSABLE, COMPATIBLE WITH NEWPORT VENTILATOR, HT70 PLUS MODELS OR EQUIVALENT | RESPIRATORY AND ANESTHESIA TENDER
2646 | 4111193100400 | FLOW SENSOR, REUSABLE, COMPATIBLE WITH GE VENTILATOR, CARESCAPE R860 AND ENGSTROM MODELS OR EQUIVALENT | RESPIRATORY AND ANESTHESIA TENDER
2647 | 4111192400900 | OXYGEN (O2) SENSOR OXYCELL COMPATIBLE WITH DRAGER BABYLEO TN500 INCUBATOR OR EQUIVALENT | RESPIRATORY AND ANESTHESIA TENDER
2648 | 4111192400800 | OXYGEN (O2) SENSOR OXYTRACE INCU COMPATIBLE WITH DRAGER CALEO INCUBATOR OR EQUIVALENT | RESPIRATORY AND ANESTHESIA TENDER
2649 | 4227250020700 | TUBE ENDOTRACHEAL, PVC, ORAL / NASAL TYPE, PROFILE CONICAL SHAPE CUFF HIGH VOLUME/LOW PRESSURE, ONE WAY VALVE, RADIOPAQUE WITH 15MM TERMINATION CONNECTOR, NUMERI CAL SCALING EVERY 1 CM STARTING FROM INSERTION SIDE, WITH TWO MARKING VOCAL CORD CORRECT POSITION, PROPER CORRELATION BETWEEN ID/OD, SMOOTH FORMED MURPHY EYE AND TIP, SMOOTH TAPE RED MEMBRANE CUFF, DISPOSABLE, STERILE, SIZE, 5.5MM (ID) | RESPIRATORY AND ANESTHESIA TENDER
2650 | 4227151515000 | OXYGEN SENSOR COMPATIBLE WITH HAMILTON VENTILATORS C1, C2, C3, C6, T1, MR1 OR EQUIVALENT | RESPIRATORY AND ANESTHESIA TENDER
2651 | 4227151514900 | OXYGEN SENSOR COMPATIBLE WITH HAMILTON VENTILATORS S1, G5 OR EQUIVALENT | RESPIRATORY AND ANESTHESIA TENDER
2652 | 4227151514700 | THERMAL SENSOR GAS FLOW SIZE ADULT DISPOSABLE MUST BE CERTIFIED TO BE USED WITH DRAGER VENTILATOR AND ANESTHESIA MACHINE OR EQUIVALENT | RESPIRATORY AND ANESTHESIA TENDER
2653 | 4227151513600 | MOUTHPIECE PLASTIC, WITH BUILT IN TURBINE, DISPOSABLE COMPATIBLE WITH PORTABLE SPIROMETER SPIROLAB MACHINE OR EQUIVALENT | RESPIRATORY AND ANESTHESIA TENDER
2654 | 4227250022500 | TUBE ENDOTRACHEAL, RAE- PREFORMED, PVC, ORAL TYPE, PROFILE CONICAL SHAPE CUFF HIGH VOLUME/LOW PRESSURE, RADIOPAQUE WITH 15MM TERMINATION CONNECTOR, SMOOTH FORMED MURPHY EYE AND TIP, NUMERICAL SCALING EVERY 1 CM STARTING FROM INSERTION SIDE, WITH TWO MARKING VOCAL CORD CORRECT POSITION, PROPER CORRELATION BETWEEN ID/OD, DISPOSABLE, STERILE, SIZE, 8.5MM (ID ) | RESPIRATORY AND ANESTHESIA TENDER
2655 | 4227250022400 | TUBE ENDOTRACHEAL, RAE- PREFORMED, PVC, ORAL TYPE, PROFILE CONICAL SHAPE CUFF HIGH VOLUME/LOW PRESSURE, RADIOPAQUE WITH 15MM TERMINATION CONNECTOR, SMOOTH FORMED MURPHY EYE AND TIP, NUMERICAL SCALING EVERY 1 CM STARTING FROM INSERTION SIDE, WITH TWO MARKING VOCAL CORD CORRECT POSITION, PROPER CORRELATION BETWEEN ID/OD, DISPOSABLE, STERILE, SIZE, 8.0MM (ID ) | RESPIRATORY AND ANESTHESIA TENDER
2656 | 4218160506200 | CUFF, NIBP DURA, LARGE ADULT, LONG, 31-40CM, 2 TUBE SUBMIN WINE COMPATIBLE WITH GE ANESTHESIA MACHINE OR EQUIVALENT | RESPIRATORY AND ANESTHESIA TENDER
2657 | 4218160506100 | CUFF, NIBP DURA, LARGE, ADULT, 31-40CM, 2 TUBE WINE MATED SUBMIN COMPATIBLE WITH GE MACHINE OR EQUIVALENT, REUSABLE | RESPIRATORY AND ANESTHESIA TENDER
2658 | 4218160505800 | CUFF, NIBP DURA, INFANT, 8-13CM, 2 TUBE SUBMIN ORANGE, REUSABLE, COMPATIBLE WITH GE ANESTHESIA MACHINE OR EQUIVALENT | RESPIRATORY AND ANESTHESIA TENDER
2659 | 4227250022300 | TUBE ENDOTRACHEAL, RAE- PREFORMED, PVC, ORAL TYPE, PROFILE CONICAL SHAPE CUFF HIGH VOLUME/LOW PRESSURE, RADIOPAQUE WITH 15MM TERMINATION CONNECTOR, SMOOTH FORMED MURPHY EYE AND TIP, NUMERICAL SCALING EVERY 1 CM STARTING FROM INSERTION SIDE, WITH TWO MARKING VOCAL CORD CORRECT POSITION, PROPER CORRELATION BETWEEN ID/OD, DISPOSABLE, STERILE, SIZE, 7.5MM (ID ) | RESPIRATORY AND ANESTHESIA TENDER
2660 | 4227250022200 | TUBE ENDOTRACHEAL, RAE- PREFORMED, PVC, ORAL TYPE, PROFILE CONICAL SHAPE CUFF HIGH VOLUME/LOW PRESSURE, RADIOPAQUE WITH 15MM TERMINATION CONNECTOR, SMOOTH FORMED MURPHY EYE AND TIP, NUMERICAL SCALING EVERY 1 CM STARTING FROM INSERTION SIDE, WITH TWO MARKING VOCAL CORD CORRECT POSITION, PROPER CORRELATION BETWEEN ID/OD, DISPOSABLE, STERILE, SIZE, 7.0MM (ID ) | RESPIRATORY AND ANESTHESIA TENDER
2661 | 4227250022100 | TUBE ENDOTRACHEAL, RAE- PREFORMED, PVC, ORAL TYPE, PROFILE CONICAL SHAPE CUFF HIGH VOLUME/LOW PRESSURE, RADIOPAQUE WITH 15MM TERMINATION CONNECTOR, SMOOTH FORMED MURPHY EYE AND TIP, NUMERICAL SCALING EVERY 1 CM STARTING FROM INSERTION SIDE, WITH TWO MARKING VOCAL CORD CORRECT POSITION, PROPER CORRELATION BETWEEN ID/OD, DISPOSABLE, STERILE, SIZE, 6.5MM (ID ) | RESPIRATORY AND ANESTHESIA TENDER
2662 | 4218160505600 | CUFF, NIBP DURA, ADULT, LONG, 23-33CM 2 TUBE SUBMIN NAVY, REUSABLE, COMPATIBLE WITH GE ANESTHESIA MACHINE OR EQUIVALENT | RESPIRATORY AND ANESTHESIA TENDER
2663 | 4227151513700 | MOUTH PIECE WITH BUILT IN BACTERIAL / VIRAL FILTER KIT, ROUNDED SHAPE TERMINAL, CERTIFIED TO BE USED WITH MEDGRAPHIC PULMONARY FUNCTION TEST, DISPOSABLE. | RESPIRATORY AND ANESTHESIA TENDER
2664 | 4227151513800 | MOUTH PIECE WITH BUILT IN BACTERIAL / VIRAL FILTER KIT, OVAL SHAPE TERMINAL, CERTIFIED TO BE USED WITH MEDGRAPHIC PULMONARY FUNCTION TEST, DISPOSABLE. | RESPIRATORY AND ANESTHESIA TENDER
2665 | 4111192400700 | OXYGEN (O2) SENSOR OXYTRACE VE, COMPATIBLE WITH SAVINA VENTILATOR OR EQUIVALENT | RESPIRATORY AND ANESTHESIA TENDER
2666 | 4227250022000 | TUBE ENDOTRACHEAL, RAE- PREFORMED, PVC, ORAL TYPE, PROFILE CONICAL SHAPE CUFF HIGH VOLUME/LOW PRESSURE, RADIOPAQUE WITH 15MM TERMINATION CONNECTOR, SMOOTH FORMED MURPHY EYE AND TIP, NUMERICAL SCALING EVERY 1 CM STARTING FROM INSERTION SIDE, WITH TWO MARKING VOCAL CORD CORRECT POSITION, PROPER CORRELATION BETWEEN ID/OD, DISPOSABLE, STERILE, SIZE, 6.0MM (ID ) | RESPIRATORY AND ANESTHESIA TENDER
2667 | 4227151513900 | TRANSCUTANEOUS CO2 MONITORING MEMBRANING KIT, COMPATIBLE WITH SENTEC OR EQUIVALENT | RESPIRATORY AND ANESTHESIA TENDER
2668 | 4227250021800 | TUBE ENDOTRACHEAL, RAE- PREFORMED, PVC, ORAL TYPE, PROFILE CONICAL SHAPE CUFF HIGH VOLUME/LOW PRESSURE, RADIOPAQUE WITH 15MM TERMINATION CONNECTOR, SMOOTH FORMED MURPHY EYE AND TIP, NUMERICAL SCALING EVERY 1 CM STARTING FROM INSERTION SIDE, WITH TWO MARKING VOCAL CORD CORRECT POSITION, PROPER CORRELATION BETWEEN ID/OD, DISPOSABLE, STERILE, SIZE, 5.0MM (ID ) | RESPIRATORY AND ANESTHESIA TENDER
2669 | 4227250021300 | TUBE ENDOTRACHEAL, POLYVINYL (PVC), ORAL / NASAL TYPE, PROFILE CONICAL SHAPE CUFF HIGH VOLUME/LOW PRESSURE, ONE WAY VALVE, RADIOPAQUE WITH 15MM TERMINATION CONNECTOR, NUMERI CAL SCALING EVERY 1 CM STARTING FROM INSERTION SIDE, WITH TWO MARKING VOCAL CORD CORRECT POSITION, PROPER CORRELATION BETWEEN ID/OD, SMOOTH FORMED MURPHY EYE AND TIP, SMOOTH TAPE RED MEMBRANE CUFF, DISPOSABLE, STERILE, SIZE, 8.5MM (ID) | RESPIRATORY AND ANESTHESIA TENDER
2670 | 4227250021200 | TUBE ENDOTRACHEAL, PVC, ORAL / NASAL TYPE, PROFILE CONICAL SHAPE CUFF HIGH VOLUME/LOW PRESSURE, ONE WAY VALVE, RADIOPAQUE WITH 15MM TERMINATION CONNECTOR, NUMERI CAL SCALING EVERY 1 CM STARTING FROM INSERTION SIDE, WITH TWO MARKING VOCAL CORD CORRECT POSITION, PROPER CORRELATION BETWEEN ID/OD, SMOOTH FORMED MURPHY EYE AND TIP, SMOOTH TAPE RED MEMBRANE CUFF, DISPOSABLE, STERILE, SIZE, 8.0MM (ID) | RESPIRATORY AND ANESTHESIA TENDER
2671 | 4227250021100 | TUBE ENDOTRACHEAL, PVC, ORAL / NASAL TYPE, PROFILE CONICAL SHAPE CUFF HIGH VOLUME/LOW PRESSURE, ONE WAY VALVE, RADIOPAQUE WITH 15MM TERMINATION CONNECTOR, NUMERI CAL SCALING EVERY 1 CM STARTING FROM INSERTION SIDE, WITH TWO MARKING VOCAL CORD CORRECT POSITION, PROPER CORRELATION BETWEEN ID/OD, SMOOTH FORMED MURPHY EYE AND TIP, SMOOTH TAPE RED MEMBRANE CUFF, DISPOSABLE, STERILE, SIZE, 7..5MM (ID) | RESPIRATORY AND ANESTHESIA TENDER
2672 | 4227250021000 | TUBE ENDOTRACHEAL, PVC, ORAL / NASAL TYPE, PROFILE CONICAL SHAPE CUFF HIGH VOLUME/LOW PRESSURE, ONE WAY VALVE, RADIOPAQUE WITH 15MM TERMINATION CONNECTOR, NUMERI CAL SCALING EVERY 1 CM STARTING FROM INSERTION SIDE, WITH TWO MARKING VOCAL CORD CORRECT POSITION, PROPER CORRELATION BETWEEN ID/OD, SMOOTH FORMED MURPHY EYE AND TIP, SMOOTH TAPE RED MEMBRANE CUFF, DISPOSABLE, STERILE, SIZE, 7.0MM (ID) | RESPIRATORY AND ANESTHESIA TENDER
2673 | 4227250020900 | TUBE ENDOTRACHEAL, PVC, ORAL / NASAL TYPE, PROFILE CONICAL SHAPE CUFF HIGH VOLUME/LOW PRESSURE, ONE WAY VALVE, RADIOPAQUE WITH 15MM TERMINATION CONNECTOR, NUMERI CAL SCALING EVERY 1 CM STARTING FROM INSERTION SIDE, WITH TWO MARKING VOCAL CORD CORRECT POSITION, PROPER CORRELATION BETWEEN ID/OD, SMOOTH FORMED MURPHY EYE AND TIP, SMOOTH TAPE RED MEMBRANE CUFF, DISPOSABLE, STERILE, SIZE, 6.5MM (ID) | RESPIRATORY AND ANESTHESIA TENDER
2674 | 4227250020800 | TUBE ENDOTRACHEAL, PVC, ORAL / NASAL TYPE, PROFILE CONICAL SHAPE CUFF HIGH VOLUME/LOW PRESSURE, ONE WAY VALVE, RADIOPAQUE WITH 15MM TERMINATION CONNECTOR, NUMERI CAL SCALING EVERY 1 CM STARTING FROM INSERTION SIDE, WITH TWO MARKING VOCAL CORD CORRECT POSITION, PROPER CORRELATION BETWEEN ID/OD, SMOOTH FORMED MURPHY EYE AND TIP, SMOOTH TAPE RED MEMBRANE CUFF, DISPOSABLE, STERILE, SIZE, 6.0MM (ID) | RESPIRATORY AND ANESTHESIA TENDER
2675 | 4227151514000 | TRANSCUTANEOUS CO2 CALIBRATION GAS COMPATIBLE WITH SENTEC OR EQUIVALENT | RESPIRATORY AND ANESTHESIA TENDER
2676 | 4227151514100 | MEASUREMENT SENSOR FOR TRANSCUTANEOUS PCO2, SPO2 AND PULSE RATE COMPATIBLE WITH SENTEC OR EQUIVALENT | RESPIRATORY AND ANESTHESIA TENDER
2677 | 4227151514300 | FIXATION RING FOR FRAGILE SKIN, FOR TRANSCUTANEOUS CO2 MONITORING SENSOR SIZE 20MM COMPATIBLE WITH SENTEC OR EQUIVALENT | RESPIRATORY AND ANESTHESIA TENDER
2678 | 4227151514600 | SENSOR GAS FLOW 1.60 M LENGTH, FOR ADULT, DISPOSABLE, SHOULD BE COMPATIBLE WITH HAMILTON VENTILATOR OR EQUIVALENT | RESPIRATORY AND ANESTHESIA TENDER
2679 | 4227250021900 | TUBE ENDOTRACHEAL, RAE- PREFORMED, PVC, ORAL TYPE, PROFILE CONICAL SHAPE CUFF HIGH VOLUME/LOW PRESSURE, RADIOPAQUE WITH 15MM TERMINATION CONNECTOR, SMOOTH FORMED MURPHY EYE AND TIP, NUMERICAL SCALING EVERY 1 CM STARTING FROM INSERTION SIDE, WITH TWO MARKING VOCAL CORD CORRECT POSITION, PROPER CORRELATION BETWEEN ID/OD, DISPOSABLE, STERILE, SIZE, 5.5MM (ID ) | RESPIRATORY AND ANESTHESIA TENDER
2680 | 4111192400600 | OXYGEN (O2) SENSOR COMPATIBLE WITH MX 300 AND MX 300-I OR EQUIVALENT, REUSABLE. | RESPIRATORY AND ANESTHESIA TENDER
2681 | 4218160505100 | CUFF BLOOD PRESSURE ONE LUMEN ADULT X LARGE COMPATIBILITY WITH DRAEGER MACHINE REUSABLE | RESPIRATORY AND ANESTHESIA TENDER
2682 | 4227151517400 | SIPAP BONNET MICROFIBER CAP SINGLE USE, WITH SUPPORT CRADLE PAD, SIZE (3) 28-30 CM, HIGH-QUALITY FABRIC, SOFT, SHOULD BE SLIGHTLY STRETCHY, COLOR CODED, INDIVIDUAL PACKED. | RESPIRATORY AND ANESTHESIA TENDER
2683 | 4227151520200 | BREATHING CIRCUIT, SPIRAL WIRE HEATED, SINGLE LIMB, WITH AUTOFILL CHAMBER KIT, COMPATIBLE WITH MYAIRVO2 OR EQUIVALENT, DISPOSABLE. | RESPIRATORY AND ANESTHESIA TENDER
2684 | 4227151520300 | REFILLABLE WATER RESERVOIR 1 L CAPACITY BAG COMPATIBLE WITH MYAIRVO2 OR EQUIVALENT, SINGLE PATIENT USE. | RESPIRATORY AND ANESTHESIA TENDER
2685 | 4227151520400 | REPLACEMENT GALVANIC OXYGEN SENSOR COMPATIBLE WITH PRECISION MEDICAL'S OXYGEN MONITOR ANALYZER OR EQUIVALENT PRECISION MEDICAL'S MEASUREMENT RANGE 0.0 - 100% OXYGEN | RESPIRATORY AND ANESTHESIA TENDER
2686 | 4227151520500 | TEMPERATURE PROBE, HEAT SENSOR, 1.5M COMPATIBLE WITH MR850 OR EQUIVALENT | RESPIRATORY AND ANESTHESIA TENDER
2687 | 4227151520700 | VENTILATOR CIRCUIT SINGLE LIMB NON-HEATED LENGTH 1.8M SIZE ADULT 22MM (ID) WITH EXPIRATION VALVE PATIENT LINE PRESSURE MEASUREMENT LINE COMPATIBLE WITH VENTI LOGIC LS VENTILATORS OR EQUIVALENT | RESPIRATORY AND ANESTHESIA TENDER
2688 | 4227151521300 | OXYGEN SENSOR COMPATIBLE WITH VENTI LOGIC LS OR EQUIVALENT | RESPIRATORY AND ANESTHESIA TENDER
2689 | 4227151521900 | MEDICAL AIR CYLINDER REGULATOR CGA 950 WITH PRESSURE GAUGE AND DIAL OR CLICK STYLE FLOWMETER 1-15 LPM WITH TAKE OFF VALVE OHMEDA STANDARD | RESPIRATORY AND ANESTHESIA TENDER
2690 | 4227151522000 | OXYGEN FLOWMETER, SINGLE LIMB, WITH NIPPLE ADAPTER, FLOW RANGE 1-75 LPM, GRADUATED, BRITISH STANDARD | RESPIRATORY AND ANESTHESIA TENDER
2691 | 4227151522100 | BREATH PATH PATIENT CIRCUIT, COMPATIBLE WITH PFT MACHINE, MEDGRAPHICS - PLATINUM OR EQUIVALENT | RESPIRATORY AND ANESTHESIA TENDER
2692 | 4227151522200 | PREVENT FLOW SENSOR REUSABLE, COMPATIBLE WITH PFT MACHINE MEDGRAPHICS - PLATINUM OR EQUIVALENT | RESPIRATORY AND ANESTHESIA TENDER
2693 | 4227151522400 | ADULT NASAL CANNULA WITH FILTER WITH RUBBER CONNECTOR 90CM (COMPATIBLE WITH NOX A1 SLEEP MACHINE OR EQUIVALENT) | RESPIRATORY AND ANESTHESIA TENDER
2694 | 4227151522500 | ADAPTER SNAP LEAD (COMPATIBLE WITH NOX A1 SLEEP STUDY MACHINE OR EQUIVALENT) | RESPIRATORY AND ANESTHESIA TENDER
2695 | 4227250018600 | BLADE LARYNGOSCOPE FIBER OPTIC MACINTOSH SIZE 4, DISPOSABLE, MADE OF STAINLESS STEEL, MUST BE COMPATIBLE WITH LARYNGOSCOPE HANDLE AND EASY TO INSTALL AND REMOVE | RESPIRATORY AND ANESTHESIA TENDER
2696 | 4227250018500 | BLADE LARYNGOSCOPE FIBER OPTIC MACINTOSH SIZE 2, DISPOSABLE, MADE OF STAINLESS STEEL, MUST BE COMPATIBLE WITH LARYNGOSCOPE HANDLE AND EASY TO INSTALL AND REMOVE | RESPIRATORY AND ANESTHESIA TENDER
2697 | 4227151522900 | RIP TECHNOLOGY BELT SIZE PEDIATRIC (COMPATIBLE WITH NOX A1 SLEEP STUDY MACHINE OR EQUIVALENT) DISPOSABLE | RESPIRATORY AND ANESTHESIA TENDER
2698 | 4227151523000 | RIP BELTS ADULT SMALL SIZE (COMPATIBLE WITH NOX A1 SLEEP STUDY MACHINE OR EQUIVALENT) DISPOSABLE, | RESPIRATORY AND ANESTHESIA TENDER
2699 | 4227151523100 | RIP TECHNOLOGY BELTS ADULT MEDIUM SIZE (COMPATIBLE WITH NOX A1 SLEEP STUDY MACHINE OR EQUIVALENT) DISPOSABLE | RESPIRATORY AND ANESTHESIA TENDER
2700 | 4227151523200 | RIP TECHNOLOGY BELTS ADULT LARGE SIZE DISPOSABLE (COMPATIBLE WITH NOX A1 SLEEP STUDY MACHINE OR EQUIVALENT) | RESPIRATORY AND ANESTHESIA TENDER
2701 | 4227151523300 | RIP TECHNOLOGY BELTS ADULT EXTRA LARGE SIZE (COMPATIBLE WITH NOX A1 SLEEP STUDY MACHINE OR EQUIVALENT) DISPOSABLE | RESPIRATORY AND ANESTHESIA TENDER
2702 | 4227151523400 | PROBE SOFT NONIN SMALL SIZE (COMPATIBLE WITH NOX A1 SLEEP STUDY MACHINE OR EQUIVALENT) REUSABLE | RESPIRATORY AND ANESTHESIA TENDER
2703 | 4227151523500 | PROBE SOFT NONIN MEDIUM SIZE (COMPATIBLE WITH NOX A1 SLEEP STUDY MACHINE OR EQUIVALENT) REUSABLE | RESPIRATORY AND ANESTHESIA TENDER
2704 | 4227151523600 | PROBE SOFT NONIN LARGE SIZE (COMPATIBLE WITH NOX A1 SLEEP STUDY MACHINE OR EQUIVALENT) REUSABLE | RESPIRATORY AND ANESTHESIA TENDER
2705 | 4227151523700 | RESPIRATORY EFFORT BELTS CONNECTOR (COMPATIBLE WITH NOX A1 SLEEP STUDY MACHINE OR EQUIVALENT) | RESPIRATORY AND ANESTHESIA TENDER
2706 | 4227151523800 | EEG 5 LEAD GOLD ELECTRODE CABLE (COMPATIBLE WITH NOX A1 SLEEP STUDY MACHINE OR EQUIVALENT) REUSABLE | RESPIRATORY AND ANESTHESIA TENDER
2707 | 4227222601700 | ADAPTER HEATER WIRE FOR HEATED VENTILATOR CIRCUIT, DUAL LIMB HEATER WIRE, COMPATIBLE AND CERTIFIED TO BE USED WITH MR 850 FISHER AND PAYKEL HUMIDIFIER OR EQUIVALENT | RESPIRATORY AND ANESTHESIA TENDER
2708 | 4227151524000 | EEG HEAD CABLE PEDIATRIC 70CM (COMPATIBLE WITH NOX A1 SLEEP STUDY MACHINE OR EQUIVALENT) REUSABLE | RESPIRATORY AND ANESTHESIA TENDER
2709 | 4227151522600 | NASAL CANNULA WITH LUER-LOCK PEDIATRIC (COMPATIBLE WITH NOX A1 OR EQUIVALENT) | RESPIRATORY AND ANESTHESIA TENDER
2710 | 4227151513500 | ASPIRATION NEEDLE FOR BRONCHOSCOPY WITH SIDE HOLE, DISPOSABLE, SCOPE WORKING CHANNEL 2MM, SIZES 21G | RESPIRATORY AND ANESTHESIA TENDER
2711 | 4227151520100 | NEONATAL RESUSCITATOR KIT, WITH HIGH PEEP CIRCUIT, 0-40 CM.H2O MANOMETER, IN-LINE CONTROLLER VALVE MASKS 0 AND 1 | RESPIRATORY AND ANESTHESIA TENDER
2712 | 4227151519700 | MACHINE DUST FILTER, COMPATIBLE WITH VENTILATOR MODEL LTV VENTILATOR OR EQUIVALENT | RESPIRATORY AND ANESTHESIA TENDER
2713 | 4227151517500 | SIPAP BONNET MICROFIBER CAP SINGLE USE, WITH SUPPORT CRADLE PAD, SIZE (4) 30-32 CM, HIGH-QUALITY FABRIC, SOFT, SHOULD BE SLIGHTLY STRETCHY, COLOR CODED, INDIVIDUAL PACKED. | RESPIRATORY AND ANESTHESIA TENDER
2714 | 4227151517600 | SIPAP BONNET MICROFIBER CAP SINGLE USE, WITH SUPPORT CRADLE PAD, SIZE (5) 32-34 CM, HIGH-QUALITY FABRIC, SOFT, SHOULD BE SLIGHTLY STRETCHY, COLOR CODED, INDIVIDUAL PACKED. | RESPIRATORY AND ANESTHESIA TENDER
2715 | 4218160502000 | BLOOD PRESSURE ADULT CUFF SIZE M, DOUBLE TUBE, DISPOSABLE | RESPIRATORY AND ANESTHESIA TENDER
2716 | 4227250019800 | NASAL CO2 CANNULA WITH O2 CONNECTION, SET, USED IN LOW HUMIDITY SETTING, SIZE ADULT, FOR USE WITH NON-INTUBATED PATIENT FOR CONTINUOUS MEASUREMENT, SINGLE PATIENT USE, COMPATIBLE WITH MASIMO OR EQUIVALENT | RESPIRATORY AND ANESTHESIA TENDER
2717 | 4227250019600 | SENSOR MEASURING THE CONSCIOUSNESS LEVEL FOR ADULT, DISPOSABLE, COMPATIBLE WITH ENTROPY SYSTEM OR EQUIVALENT | RESPIRATORY AND ANESTHESIA TENDER
2718 | 4227250019500 | SENSOR MEASURING THE CONSCIOUSNESS LEVEL FOR PEDIATRIC, DISPOSABLE, COMPATIBLE WITH MASIMO SYSTEM OR EQUIVALENT | RESPIRATORY AND ANESTHESIA TENDER
2719 | 4227151517700 | SIPAP BONNET MICROFIBER CAP SINGLE USE, WITH SUPPORT CRADLE PAD, SIZE (6) 34-36 CM, HIGH-QUALITY FABRIC, SOFT, SHOULD BE SLIGHTLY STRETCHY, COLOR CODED, INDIVIDUAL PACKED. | RESPIRATORY AND ANESTHESIA TENDER
2720 | 4227151517800 | SIPAP BONNET MICROFIBER CAP SINGLE USE, WITH SUPPORT CRADLE PAD, SIZE (7) 36-38 CM, HIGH-QUALITY FABRIC, SOFT, SHOULD BE SLIGHTLY STRETCHY, COLOR CODED, INDIVIDUAL PACKED. | RESPIRATORY AND ANESTHESIA TENDER
2721 | 4227250019400 | SENSOR REGIONAL SATURATION /CEREBRAL OXIMETRY SENSOR FOREHEAD NEONATAL IN MOTION AND LOW P EFFUSION PATIENT COMPATIBLE WITH MASIMO SYSTEM OR EQUIVALENT | RESPIRATORY AND ANESTHESIA TENDER
2722 | 4227250019300 | SENSOR REGIONAL SATURATION /CEREBRAL OXIMETRY SENSOR FOREHEAD PEDIATRIC MOTION AND LOW PEFFUSION PATIENT COMPATIBLE WITH MASIMO SYSTEM OR EQUIVALENT | RESPIRATORY AND ANESTHESIA TENDER
2723 | 4227250019200 | BRONCHOSCOPE DISPOSABLE FLEXIBLE SZ 5.8 WORKING CHANEL 3.0 LENGTH 600-620MM STERILE COMPATIBLE WITH GLIDESCOPE VERATHON MONITOR OR EQUIVALENT | RESPIRATORY AND ANESTHESIA TENDER
2724 | 4227250019100 | BRONCHOSCOPE DISPOSABLE FLEXIBLE SZ 5.0 WORKING CHANEL 2.2 LENGTH 600-620MM STERILE COMPATIBLE WITH GLIDESCOPE VERATHON MONITOR OR EQUIVALENT | RESPIRATORY AND ANESTHESIA TENDER
2725 | 4227151519900 | MACHINE DUST FILTER, COMPATIBLE WITH VENTILATOR MODEL HAMILTON C1 AND T1 OR EQUIVALENT | RESPIRATORY AND ANESTHESIA TENDER
2726 | 4227250019000 | BRONCHOSCOPE DISPOSABLE FLEXIBLE SZ 3.8 WORKING CHANEL 1.2 LENGTH 600-620M STERILE COMPATIBLE WITH GLIDESCOPE VERATHON MONITOR OR EQUIVALENT | RESPIRATORY AND ANESTHESIA TENDER
2727 | 4227151517900 | FLOW SENSOR COMPATIBLE WITH HAMILTON VENTILATOR OR EQUIVALENT, SIZE NEONATAL, NOT LESS THAN 1.8 M LENGTH, DISPOSABLE | RESPIRATORY AND ANESTHESIA TENDER
2728 | 4227250018800 | BLADE LARYNGOSCOPE MILLER SIZE 0, DISPOSABLE, MADE OF STAINLESS STEEL, MUST BE COMPATIBLE WITH LARYNGOSCOPE HANDLE AND EASY TO INSTALL AND REMOVE | RESPIRATORY AND ANESTHESIA TENDER
2729 | 4227151518000 | SIPAP HEADGEAR, SIZE (SMALL), SINGLE USE, COMPATIBLE WITH SIPAP FLOW GENERATOR. | RESPIRATORY AND ANESTHESIA TENDER
2730 | 4227151518100 | SIPAP HEADGEAR, SIZE (MEDIUM), SINGLE USE, COMPATIBLE WITH SIPAP FLOW GENERATOR. | RESPIRATORY AND ANESTHESIA TENDER
2731 | 4227250018700 | BLADE LARYNGOSCOPE MILLER SIZE 00, DISPOSABLE, MADE OF STAINLESS STEEL, MUST BE COMPATIBLE WITH LARYNGOSCOPE HANDLE AND EASY TO INSTALL AND REMOVE | RESPIRATORY AND ANESTHESIA TENDER
2732 | 4227151518200 | SIPAP HEADGEAR, SIZE (LARGE), SINGLE USE, COMPATIBLE WITH SIPAP FLOW GENERATOR. | RESPIRATORY AND ANESTHESIA TENDER
2733 | 4227151518300 | SIPAP HEADGEAR, SIZE (XSMALL), SINGLE USE, COMPATIBLE WITH SIPAP FLOW GENERATOR. | RESPIRATORY AND ANESTHESIA TENDER
2734 | 4227151518400 | SIPAP HEADGEAR SIZE (XLARGE), SINGLE USE, COMPATIBLE WITH SIPAP FLOW GENERATOR. | RESPIRATORY AND ANESTHESIA TENDER
2735 | 4227151518700 | FLOW METER, OXYGEN MEDICAL GAS, LOW FLOW RANGE FROM 0.25-3 LPM, WITH REMOVABLE NIPPLE, COLOR CODED WITH GREEN OR WHITE, LABELED WITH OXYGEN OR O2. OHMEDA/NORTH AMERICAN STANDARD. | RESPIRATORY AND ANESTHESIA TENDER
2736 | 4227151518800 | FLOW METER, DUAL OUTPUT, OXYGEN MEDICAL GAS, REGULAR FLOW RANGE FROM 1-15 LPM, WITH REMOVABLE NIPPLE, COLOR CODED WITH GREEN OR WHITE, LABELED WITH OXYGEN OR O2, OHMEDA/NORTH AMERICAN STANDARD. | RESPIRATORY AND ANESTHESIA TENDER
2737 | 4227151519100 | AIRWAY CUFF PRESSURE CONTROLLER TUBE WITH FILTER COMPATIBLE WITH HAMILTON INTELLICUFF PRESSURE DEVICE, DISPOSABLE, LENGTH 2 M. | RESPIRATORY AND ANESTHESIA TENDER
2738 | 4227151519600 | NASAL PILLOW/CUSHION WITH CONNECTING TUBE FOR HOME NON-INVASIVE PRESSURE VENTILATION, PACK WITH 3 SIZES CUSHION SMALL, MEDIUM AND LARGE WITH ROTATING AND DETACHABLE ELBOW AND HEAD STRAP, REUSABLE | RESPIRATORY AND ANESTHESIA TENDER
2739 | 4227250018900 | BLADE LARYNGOSCOPE FIBER OPTIC MACINTOSH SZ 0 REUSABLE MUST BE COMPATIBLE WITH LARYNGOSCOPE HANDLE | RESPIRATORY AND ANESTHESIA TENDER
2740 | 4227151513400 | ASPIRATION NEEDLE FOR BRONCHOSCOPY WITH SIDE HOLE, DISPOSABLE, SCOPE WORKING CHANNEL 2M, SIZES 19G | RESPIRATORY AND ANESTHESIA TENDER
2741 | 4227151513300 | TRACHEOSTOMY HOLDER MOISTURE ABSORBING NECK BAND LINING ¾INCH WIDE BAND FITS UP TO 23CM (9INCH ) NECK ADJUSTABLE TWO-PIECE NECKBANDS NON LATEX | RESPIRATORY AND ANESTHESIA TENDER
2742 | 4227151513200 | TRACHEOSTOMY HOLDER MOISTURE ABSORBING NECK BAND LINING 1INCH WIDE BAND FITS UP TO 46CM (18INCH ) NECK ADJUSTABLE TWO-PIECE NECKBANDS NON LATEX | RESPIRATORY AND ANESTHESIA TENDER
2743 | 4227151501700 | CONNECTOR TUBE FOR VIBRATING MESH AEROSOL DRUG DELIVERY CHAMBER, FOR CONTINUES NEBULIZATION, DISPOSABLE, COMPATIBLE WITH AEROGEN SYSTEM OR EQUIVALENT | RESPIRATORY AND ANESTHESIA TENDER
2744 | 4227151501800 | SYRINGE FOR VIBRATING MESH AEROSOL, CONTINUES DRUG DELIVERY, DISPOSABLE, COMPATIBLE WITH AEROGEN SYSTEM OR EQUIVALENT | RESPIRATORY AND ANESTHESIA TENDER
2745 | 4227151502000 | T-PIECE ADAPTOR, FOR VIBRATING MESH AEROSOL DRUG DELIVERY CHAMBER FOR ADULT CIRCUIT, DISPOSABLE, COMPATIBLE WITH AIRICU SYSTEM OR EQUIVALENT | RESPIRATORY AND ANESTHESIA TENDER
2746 | 4227151502300 | END-TIDAL CARBON DIOXIDE CUVETTE FOR CONTINUOUS CO2 WITH HIGH ACCURACY, DISPOSABLE, NON STERILE FOR NEONATE, UNIVERSAL COMPATIBILITY | RESPIRATORY AND ANESTHESIA TENDER
2747 | 4227151502500 | ADULT NITRIC OXIDE DELIVERY AND SAMPLING COMPLETED KIT, SHOULD BE COMPATIBLE WITH CAREFUSION FOR VENTILATOR OR EQUIVALENT | RESPIRATORY AND ANESTHESIA TENDER
2748 | 4227151502700 | PEDIATRIC NITRIC OXIDE DELIVERY AND SAMPLING COMPLETED KIT, SHOULD BE COMPATIBLE WITH NOXBOX FOR VENTILATOR OR EQUIVALENT | RESPIRATORY AND ANESTHESIA TENDER
2749 | 4227151503800 | NEONATAL NASAL CPAP PRONGS SIZE (S), DISPOSABLE, SILICON, COMPATIBLE WITH DUAL LIMB FLOW GENERATOR. | RESPIRATORY AND ANESTHESIA TENDER
2750 | 4227151503900 | NEONATAL NASAL CPAP PRONGS SIZE (XXL), DISPOSABLE, SILICON, COMPATIBLE WITH DUAL LIMB FLOW GENERATOR. | RESPIRATORY AND ANESTHESIA TENDER
2751 | 4227151504200 | NEONATAL NASAL CPAP BONNET SIZE (XS) MICROFIBER WITH VELCRO, COMPATIBLE WITH DUAL LIMB FLOW GENERATOR. | RESPIRATORY AND ANESTHESIA TENDER
2752 | 4227151504300 | NEONATAL NASAL CPAP BONNET SIZE (S) MICROFIBER WITH VELCRO, COMPATIBLE WITH DUAL LIMB FLOW GENERATOR. | RESPIRATORY AND ANESTHESIA TENDER
2753 | 4227250026100 | TUBE ENDOTRACHEAL, PVC, SPECIALIST SOFT NASAL NORTH, PROFILE CUFF HIGH VOLUME LOW PRESSURE, ATRAUMATIC ROUNDED TIP, CURVED TOWARDS THE FOREHEAD, ATRAUMATIC MURPHY EYE, DISPOSABLE, STERILE, LATEX FREE, SIZE, 5.0MM (ID) | RESPIRATORY AND ANESTHESIA TENDER
2754 | 4227250025900 | TUBE ENDOTRACHEAL, PVC, SPECIALIST SOFT NASAL NORTH, PROFILE CUFF HIGH VOLUME LOW PRESSURE, ATRAUMATIC ROUNDED TIP, CURVED TOWARDS THE FOREHEAD, ATRAUMATIC MURPHY EYE, DISPOSABLE, STERILE, LATEX FREE, SIZE, 4.5MM (ID) | RESPIRATORY AND ANESTHESIA TENDER
2755 | 4227151501500 | VIBRATING MESH TECHNOLOGY, AEROSOL DRUG DELIVERY CHAMBER FOR ADULT, DISPOSABLE, COMPATIBLE WITH AIRICU DEVICE OR EQUIVALENT | RESPIRATORY AND ANESTHESIA TENDER
2756 | 4227151504400 | NEONATAL NASAL CPAP BONNET SIZE (M) MICROFIBER WITH VELCRO, COMPATIBLE WITH DUAL LIMB FLOW GENERATOR. | RESPIRATORY AND ANESTHESIA TENDER
2757 | 4227151504600 | NON-INVASIVE VENTILATOR KIT, FOR NEONATAL, INCLUDES FLOW GENERATOR DOUBLE LUMEN TUBE, WITH (NASAL MASKS SIZES S, M, L, XL), WITH (NASAL PRONG SIZES XS, S, M, L, XL, LW), WITH (BONNETS SIZES XS, S, M, L, XL, XXL AND XXXL), WITH MEASURE TAPE, DISPOSABLE. | RESPIRATORY AND ANESTHESIA TENDER
2758 | 4227250025700 | TUBE ENDOTRACHEAL, PVC, SPECIALIST SOFT NASAL NORTH, PROFILE CUFF HIGH VOLUME LOW PRESSURE, ATRAUMATIC ROUNDED TIP, CURVED TOWARDS THE FOREHEAD, ATRAUMATIC MURPHY EYE, DISPOSABLE, STERILE, LATEX FREE, SIZE, 4.0MM (ID) | RESPIRATORY AND ANESTHESIA TENDER
2759 | 4218160508300 | CUFF, NIBP TRULINK SINGLE TUBE, NYLON, CHILD 12 - 19 CM, COMPATIBLE WITH MAQUET ANESTHESIA MACHINE OR EQUIVALENT, REUSABLE | RESPIRATORY AND ANESTHESIA TENDER
2760 | 4227250025500 | TUBE ENDOTRACHEAL, PVC, SPECIALIST SOFT NASAL NORTH, PROFILE CUFF HIGH VOLUME LOW PRESSURE, ATRAUMATIC ROUNDED TIP, CURVED TOWARDS THE FOREHEAD, ATRAUMATIC MURPHY EYE, DISPOSABLE, STERILE, LATEX FREE, SIZE, 3.5MM (ID) | RESPIRATORY AND ANESTHESIA TENDER
2761 | 4227151504700 | ENDOTRACHEAL TUBE HOLDER FOR NEONATE ETT SIZE 2.0 MM, ACRYLIC ADHESIVE BOTH SIDES, ADJUSTABLE TUBE HIGHEST, DISPOSABLE, COLOR CODED SIZES. LATEX AND DEHP FREE, NON-WOVEN FABRIC, | RESPIRATORY AND ANESTHESIA TENDER
2762 | 4227151504800 | ENDOTRACHEAL TUBE HOLDER FOR NEONATE ETT SIZE 3.0 MM, ACRYLIC ADHESIVE BOTH SIDES, ADJUSTABLE TUBE HIGHEST, DISPOSABLE, COLOR CODED SIZES. LATEX AND DEHP FREE, NON-WOVEN FABRIC, | RESPIRATORY AND ANESTHESIA TENDER
2763 | 4218160508200 | CUFF, NIBP TRULINK SINGLE TUBE, NYLON, ADULT 23 - 33 CM, COMPATIBLE WITH MAQUET ANESTHESIA MACHINE OR EQUIVALENT, REUSABLE | RESPIRATORY AND ANESTHESIA TENDER
2764 | 4227151504900 | ENDOTRACHEAL TUBE HOLDER FOR NEONATE ETT SIZE 3.5 MM, ACRYLIC ADHESIVE BOTH SIDES, ADJUSTABLE TUBE HIGHEST, DISPOSABLE, COLOR CODED SIZES. LATEX AND DEHP FREE, NON-WOVEN FABRIC, | RESPIRATORY AND ANESTHESIA TENDER
2765 | 4218160508000 | KIT, SILVER SOAKER, 6.5 CM EXPANSION 2.5, ON Q, LATEX FREE, DISPOSABLE, ONE (1) EACH = ONE (1) KIT | RESPIRATORY AND ANESTHESIA TENDER
2766 | 4218160507800 | KIT, SILVER SOAKER, 12.5 CM EXPANSION 5, ON Q, LATEX FREE, DISPOSABLE, ONE (1) EACH = ONE (1) KIT | RESPIRATORY AND ANESTHESIA TENDER
2767 | 4218160507700 | NIBP HOSE, NEONATAL, 2.4 M, COMPATIBLE WITH DRAGGER PATIENT MONITOR OR EQUIVALENT, LATEX FREE, REUSABLE | RESPIRATORY AND ANESTHESIA TENDER
2768 | 4227151505000 | ENDOTRACHEAL TUBE HOLDER FOR NEONATE ETT SIZE 4.0 MM, ACRYLIC ADHESIVE BOTH SIDES, ADJUSTABLE TUBE HIGHEST, DISPOSABLE, COLOR CODED SIZES. LATEX AND DEHP FREE, NON-WOVEN FABRIC, | RESPIRATORY AND ANESTHESIA TENDER
2769 | 4227151504500 | NEONATAL NASAL CPAP BONNET SIZE (L) MICROFIBER WITH VELCRO, COMPATIBLE WITH DUAL LIMB FLOW GENERATOR. | RESPIRATORY AND ANESTHESIA TENDER
2770 | 4227151505100 | ENDOTRACHEAL TUBE HOLDER FOR NEONATE ETT SIZE 4.5 MM, ACRYLIC ADHESIVE BOTH SIDES, ADJUSTABLE TUBE HIGHEST, DISPOSABLE, COLOR CODED SIZES. LATEX AND DEHP FREE, NON-WOVEN FABRIC, | RESPIRATORY AND ANESTHESIA TENDER
2771 | 4227151501400 | FILTER EXHALATION WITH VIAL DRAINAGE, NEONATE, DISPOSABLE, COMPATIBLE WITH 840 VENTILATOR OR EQUIVALENT | RESPIRATORY AND ANESTHESIA TENDER
2772 | 4227151501100 | VENTILATOR CIRCUIT SET, COAXIAL, NON-HEATED, WITH FLOW SENSOR, EXPIRATORY VALVE SIZE, ADULT, COMPATIBLE WITH MAGNETIC RESONANCE IMAGING (MRI) LENGTH AT LEAST 480 CM, COMPATIBLE WITH HAMILTON MR1 OR EQUIVALENT | RESPIRATORY AND ANESTHESIA TENDER
2773 | 4218160600000 | HOSE, TRU CUFF, NEONATAL 275 CM/ 9 FEET, COMPATIBLE WITH MAQUET ANESTHESIA MACHINE OR EQUIVALENT, REUSABLE | RESPIRATORY AND ANESTHESIA TENDER
2774 | 4227250026600 | TUBE ENDOTRACHEAL, SILICON, SPECIALIST SOFT NASAL NORTH, PROFILE CUFF HIGH VOLUME LOW PRESSURE, ATRAUMATIC ROUNDED TIP, CURVED TOWARDS THE FOREHEAD, ATRAUMATIC MURPHY EYE, DISPOSABLE, STERILE, LATEX FREE, SIZE, 6.5MM (ID) | RESPIRATORY AND ANESTHESIA TENDER
2775 | 4227150512800 | NEONATAL VENTILATOR CIRCUIT SET DUAL HEATED WITH INTEGRATED TEMPERATURE AND FLOW SENSORS SPIRAL HEATED INSPIRATORY SIDE 1.75 M WITH THERMOADAPT TECHNOLOGY EXPIRATORY LIMB = 1.60 M WITH FILTER AND AUTO-FILLED CHAMBER DRYLINE ADAPTERS PRESSURE LINE FOR SLE VENTILATORS COMPATIBLE WITH FISHER PAYKEL MR950 OR EQUIVALENT | RESPIRATORY AND ANESTHESIA TENDER
2776 | 4227150512900 | PEDIATRIC VENTILATOR CIRCUIT SET DUAL HEATED WITH INTEGRATED TEMPERATURE AND FLOW SENSORS SPIRAL HEATED INSPIRATORY LIMB = 1.75 M EXPIRATORY LIMB = 1.60 MFILTER AND AUTO-FILLED CHAMBER DRYLINE ADAPTERS PRESSURE LINE COMPATIBLE WITH FISHER PAYKEL MR950 OR EQUIVALENT | RESPIRATORY AND ANESTHESIA TENDER
2777 | 4227150513000 | NEONATAL NITRIC OXIDE ACCESSORY KIT UNHEATED COMPATIBLE WITH FISHER PAYKEL MR950 OR EQUIVALENT | RESPIRATORY AND ANESTHESIA TENDER
2778 | 4227150513300 | MULTIUSE HEATED BREATHING CIRCUIT 2.4 M WITH DRY LINE FOR MR950 ANESTHESIA SYSTEM WITH AUTO-FILL WATER CHAMBER AND WATER BAG | RESPIRATORY AND ANESTHESIA TENDER
2779 | 4227150513400 | MULTIUSE LOW-FLOW OXYGEN TUBING TO BE USED WITH FILTERED OPTIFLOW NASAL CANNULA OR EQUIVALENT | RESPIRATORY AND ANESTHESIA TENDER
2780 | 4227150513500 | MULTIUSE HEATED BREATHING CIRCUIT 1.8 M FOR AIRVO2 WITH AUTO-FILL WATER CHAMBER FOR ANESTHESIA USAGE. | RESPIRATORY AND ANESTHESIA TENDER
2781 | 4227150600000 | TRANSPORT VENTILATOR CIRCUIT SINGLE LUMEN WITH FLOW SENSOR EXHALATION VALVE PRESSURE LINE AND VALVE LINE SIZE ADULT 1.8 M LONG COMPATIBLE WITH DRAGER OXYLOG 3000 2000 VE300 OR EQUIVALENT | RESPIRATORY AND ANESTHESIA TENDER
2782 | 4227250026500 | TUBE ENDOTRACHEAL, PVC, SPECIALIST SOFT NASAL NORTH, PROFILE CUFF HIGH VOLUME LOW PRESSURE, ATRAUMATIC ROUNDED TIP, CURVED TOWARDS THE FOREHEAD, ATRAUMATIC MURPHY EYE, DISPOSABLE, STERILE, LATEX FREE, SIZE, 6.0MM (ID) | RESPIRATORY AND ANESTHESIA TENDER
2783 | 4227150800000 | WRAP VEST, SIZE MEDIUM FOR CHEST SECRETION MOBILIZATION DEVICE DISPOSABLE, COMPATIBLE WITH HILL-ROM-VEST OR EQUIVALENT | RESPIRATORY AND ANESTHESIA TENDER
2784 | 4227150900000 | TRIPLE LUMEN 2M LENGTH PERIPHERAL EXTENSION SET FOR TIVA WITH FULLY BONDED LINES, ONE WAY ANTI REFLUX VALVES, NEGLIGIBLE COMMON FLUID SPACE, LATEX FREE, ANTI KINK GRAVITY LINE | RESPIRATORY AND ANESTHESIA TENDER
2785 | 4227151501300 | FILTER EXHALATION WITH VIAL DRAINAGE, ADULT, PEDIATRIC, DISPOSABLE, COMPATIBLE WITH 840 VENTILATOR OR EQUIVALENT | RESPIRATORY AND ANESTHESIA TENDER
2786 | 4227151000100 | BAG CARRY ECG COMPATIBLE WITH VYNTUS PFT MACHINE OR EQUIVALENT | RESPIRATORY AND ANESTHESIA TENDER
2787 | 4227151000300 | NEONATAL TEST LUNG FOR VENTILATOR MAX VT 60 ML WITH 22 MM CONNECTOR, 4.5 CM X 15 CM DIMENSION | RESPIRATORY AND ANESTHESIA TENDER
2788 | 4227151000400 | CATHETER BALLOON ESOPHAGEAL SET COMPATIBLE WITH PFT MACHINE SENTRY SUITE OR EQUIVALENT, ONE (1) EACH = ONE (1) SET | RESPIRATORY AND ANESTHESIA TENDER
2789 | 4227151000500 | CROSS ADAPTER WITH BALLOON VALVE COMPATIBLE WITH PFT MACHINE SENTRY SUITE OR EQUIVALENT | RESPIRATORY AND ANESTHESIA TENDER
2790 | 4227151400300 | ADAPTER ETCO2 AIRWAY FOR CAPNOSTAT VENTILATOR ADULT SERVO VENTILATOR | RESPIRATORY AND ANESTHESIA TENDER
2791 | 4227250026400 | TUBE ENDOTRACHEAL, SILICON, SPECIALIST SOFT NASAL NORTH, PROFILE CUFF HIGH VOLUME LOW PRESSURE, ATRAUMATIC ROUNDED TIP, CURVED TOWARDS THE FOREHEAD, ATRAUMATIC MURPHY EYE, DISPOSABLE, STERILE, LATEX FREE, SIZE, 6.0MM (ID) | RESPIRATORY AND ANESTHESIA TENDER
2792 | 4227250026300 | TUBE ENDOTRACHEAL, PVC, SPECIALIST SOFT NASAL NORTH, PROFILE CUFF HIGH VOLUME LOW PRESSURE, ATRAUMATIC ROUNDED TIP, CURVED TOWARDS THE FOREHEAD, ATRAUMATIC MURPHY EYE, DISPOSABLE, STERILE, LATEX FREE, SIZE, 5.5MM (ID) | RESPIRATORY AND ANESTHESIA TENDER
2793 | 4218160509800 | BLOOD PRESSURE ADULT CUFF SIZE L+, SINGLE TUBE, DISPOSABLE | RESPIRATORY AND ANESTHESIA TENDER
2794 | 4227151400500 | END-TIDAL CARBON DIOXIDE ADAPTER FOR CONTINUOUS CO2 WITH HIGH ACCURACY DISPOSABLE NON STERILE FOR ADULT PEDIATRIC COMPATIBLE WITH DRAEGER MAIN-STREAM OR EQUIVALENT | RESPIRATORY AND ANESTHESIA TENDER
2795 | 4227151500500 | BAG CLEAR PLASTIC 28X22 INCHX60 INCH, 40 MIC.MM THICK, TO COVER MEDICAL RESPIRATORY EQUIPMENT. | RESPIRATORY AND ANESTHESIA TENDER
2796 | 4227151500800 | VENTILATOR TUBING, ANTI DISCONNECT DEVICE, DISPOSABLE, FOR TRACHEOSTOMY TUBE, UNIVERSAL SIZE. | RESPIRATORY AND ANESTHESIA TENDER
2797 | 4227151500900 | HIGH FLOW CIRCUIT COMPLETED SET (HEATED CIRCUIT, HUMIDIFIER CARTRIDGE), FLOW RANGE 5-40 LPM, SHOULD BE COMPATIBLE WITH VAPOTHERM HIGH FLOW SYSTEM OR EQUIVALENT | RESPIRATORY AND ANESTHESIA TENDER
2798 | 4227151501000 | LOW FLOW CIRCUIT COMPLETED SET (HEATED CIRCUIT, HUMIDIFIER CARTRIDGE), FLOW RANGE 1-8 LPM, SHOULD BE COMPATIBLE WITH VAPOTHERM HIGH FLOW SYSTEM OR EQUIVALENT | RESPIRATORY AND ANESTHESIA TENDER
2799 | 4227151000200 | HYPERINFLATION SYSTEM, WITH 0.5 L BAG DUAL SWIVEL ELBOW, DISPOSABLE, WITH MANOMETER AND INFANT MASK, LATEX FREE., ONE (1) EACH = ONE (1) KIT | RESPIRATORY AND ANESTHESIA TENDER
2800 | 4227151524100 | FILTER TUBE CONNECTOR FOR CANNULA AND MASK TUBING (COMPATIBLE WITH NOX A1 SLEEP STUDY MACHINE OR EQUIVALENT) DISPOSABLE | RESPIRATORY AND ANESTHESIA TENDER
2801 | 4227151505200 | ENDOTRACHEAL TUBE HOLDER FOR NEONATE ETT SIZE 5.0 MM, ACRYLIC ADHESIVE BOTH SIDES, ADJUSTABLE TUBE HIGHEST, DISPOSABLE, COLOR CODED SIZES. LATEX AND DEHP FREE, NON-WOVEN FABRIC, | RESPIRATORY AND ANESTHESIA TENDER
2802 | 4227151506700 | HIGH FLOW NASAL CANNULA, SIZES (PREMATURE) WITH CONNECTING ADAPTER, COMPATIBLE WITH VAPOTHERM MACHINE OR EQUIVALENT | RESPIRATORY AND ANESTHESIA TENDER
2803 | 4227151510600 | EXPIRATORY VALVE MEMBRANE, FOR VENTILATOR MACHINE, REUSABLE COMPATIBLE WITH HAMILTON G5/S1 OR EQUIVALENT | RESPIRATORY AND ANESTHESIA TENDER
2804 | 4227151510800 | EXPIRATORY VALVE SET FOR VENTILATOR MACHINE COMPLETE WITH DIAPHRAGM REUSABLE COMPATIBLE WITH DRAGER V500/V800/V600 OR EQUIVALENT | RESPIRATORY AND ANESTHESIA TENDER
2805 | 4227151510900 | EXPIRATORY VALVE MEMBRANE FOR VENTILATOR MACHINE REUSABLE COMPATIBLE WITH DRAGER V500/V800/V600 OR EQUIVALENT | RESPIRATORY AND ANESTHESIA TENDER
2806 | 4227151511100 | HIGH FLOW TRACHEOSTOMY TUBE INTERFACE, STERILE, DISPOSABLE, COMPATIBLE WITH VAPOTHERM MACHINE OR EQUIVALENT | RESPIRATORY AND ANESTHESIA TENDER
2807 | 4227151511300 | CLOSE SUCTION SYSTEM, MINIMUM 72 HRS, STERILE, DISPOSABLE, 12 FR, GRADUATED, COLOR CODED, TRANSPARENT ELASTIC SHEATH, MDI ADAPTER, FLUSH PORT WITH CAP, T-PIECE, LENGTH 25-35 CM, FOR TRACHEOSTOMY. | RESPIRATORY AND ANESTHESIA TENDER
2808 | 4227151511400 | CLOSE SUCTION SYSTEM, MINIMUM 72 HRS, STERILE, DISPOSABLE, 14 FR, GRADUATED, COLOR CODED, TRANSPARENT ELASTIC SHEATH, MDI ADAPTER, FLUSH PORT WITH CAP, T-PIECE, LENGTH 25-35 CM, FOR TRACHEOSTOMY. | RESPIRATORY AND ANESTHESIA TENDER
2809 | 4227151511500 | CLOSE SUCTION SYSTEM, MINIMUM 72 HRS, STERILE, DISPOSABLE, 16 FR, GRADUATED, COLOR CODED, TRANSPARENT ELASTIC SHEATH, MDI ADAPTER, FLUSH PORT WITH CAP, T-PIECE, LENGTH 25-35 CM, FOR TRACHEOSTOMY. | RESPIRATORY AND ANESTHESIA TENDER
2810 | 4227151512000 | CLOSE SUCTION SYSTEM, MINIMUM 72 HRS, STERILE, DISPOSABLE, 10 FR, GRADUATED, COLOR CODED, TRANSPARENT ELASTIC SHEATH, MDI ADAPTER FOR ETT. | RESPIRATORY AND ANESTHESIA TENDER
2811 | 4227151512100 | CLOSE SUCTION SYSTEM, MINIMUM 72 HRS, STERILE, DISPOSABLE, 14 FR, GRADUATED, COLOR CODED, TRANSPARENT ELASTIC SHEATH, MDI ADAPTER FOR ETT. | RESPIRATORY AND ANESTHESIA TENDER
2812 | 4227151512200 | CLOSE SUCTION SYSTEM, MINIMUM 72 HRS, STERILE, DISPOSABLE, 16 FR, GRADUATED, COLOR CODED, TRANSPARENT ELASTIC SHEATH, MDI ADAPTER FOR ETT. | RESPIRATORY AND ANESTHESIA TENDER
2813 | 4227151512300 | WRAP VEST, SIZE XSMALL FOR CHEST SECRETION MOBILIZATION DEVICE DISPOSABLE, COMPATIBLE WITH HILLROM-VEST OR EQUIVALENT | RESPIRATORY AND ANESTHESIA TENDER
2814 | 4227151512400 | WRAP VEST, SIZE XXLARGE FOR CHEST SECRETION MOBILIZATION DEVICE DISPOSABLE, COMPATIBLE WITH HILLROM-VEST OR EQUIVALENT | RESPIRATORY AND ANESTHESIA TENDER
2815 | 4227151510500 | EXPIRATORY VALVE SET, FOR VENTILATOR MACHINE, REUSABLE COMPATIBLE WITH HAMILTON G5/S1 OR EQUIVALENT | RESPIRATORY AND ANESTHESIA TENDER
2816 | 4227151512500 | JACKET VEST, SIZE ADULT SMALL FOR CHEST SECRETION MOBILIZATION DEVICE DISPOSABLE, COMPATIBLE WITH HILLROM-VEST OR EQUIVALENT | RESPIRATORY AND ANESTHESIA TENDER
2817 | 4227151512700 | JACKET VEST, SIZE SMALL FOR CHEST SECRETION MOBILIZATION DEVICE DISPOSABLE, COMPATIBLE WITH CAREWAY OR EQUIVALENT | RESPIRATORY AND ANESTHESIA TENDER
2818 | 4227151512800 | JACKET VEST, SIZE MEDIUM FOR CHEST SECRETION MOBILIZATION DEVICE DISPOSABLE, COMPATIBLE WITH CAREWAY OR EQUIVALENT | RESPIRATORY AND ANESTHESIA TENDER
2819 | 4227151512900 | JACKET VEST, SIZE LARGE FOR CHEST SECRETION MOBILIZATION DEVICE DISPOSABLE, COMPATIBLE WITH CAREWAY OR EQUIVALENT | RESPIRATORY AND ANESTHESIA TENDER
2820 | 4227151513000 | JACKET VEST, SIZE XXLARGE FOR CHEST SECRETION MOBILIZATION DEVICE DISPOSABLE, COMPATIBLE WITH CAREWAY OR EQUIVALENT | RESPIRATORY AND ANESTHESIA TENDER
2821 | 4227250023800 | TUBE ENDOTRACHEAL, POLYVINYL (PVC), REINFORCED BY CIRCUMFERENTIAL RIBS, ORAL/NASAL TYPE, PROFILE CONICAL SHAPE CUFF HIGH VOLUME/LOW PRESSURE, RADIOPAQUE WITH 15MM TERMINATION CONNECTOR, WITH STYLET, NUMERICAL SCALING EVERY 1 CM STARTING FROM INSERTION SIDE, WITH TWO MARKING VOCAL CORD CORRECT POSITION, PROPER CORRELATION BETWEEN ID/OD, SMOOTH FORMED MURPHY EYE AND TIP, SMOOTH TAPERED MEMBRANE CUFF, DISPOSABLE, STERILE, SIZE, 8.5MM (ID) | RESPIRATORY AND ANESTHESIA TENDER
2822 | 4227250023700 | TUBE ENDOTRACHEAL, POLYVINYL, REINFORCED BY CIRCUMFERENTIAL RIBS, ORAL/NASAL TYPE, PROFILE CONICAL SHAPE CUFF HIGH VOLUME/LOW PRESSURE, RADIOPAQUE WITH 15MM TERMINATION CONNECTOR, WITH STYLET, NUMERICAL SCALING EVERY 1 CM STARTING FROM INSERTION SIDE, WITH TWO MARKING VOCAL CORD CORRECT POSITION, PROPER CORRELATION BETWEEN ID/OD, SMOOTH FORMED MURPHY EYE AND TIP, SMOOTH TAPERED MEMBRANE CUFF, DISPOSABLE, STERILE, SIZE, 8.0MM (ID) | RESPIRATORY AND ANESTHESIA TENDER
2823 | 4218160506300 | CUFF, NIBP DURA, SMALL, ADULT, 17-25CM, 2 TUBE MATED SUBMIN COMPATIBLE WITH GE MACHINE OR EQUIVALENT, REUSABLE | RESPIRATORY AND ANESTHESIA TENDER
2824 | 4227250023600 | TUBE ENDOTRACHEAL, POLYVINYL, REINFORCED BY CIRCUMFERENTIAL RIBS, ORAL/NASAL TYPE, PROFILE CONICAL SHAPE CUFF HIGH VOLUME/LOW PRESSURE, RADIOPAQUE WITH 15MM TERMINATION CONNECTOR, WITH STYLET, NUMERICAL SCALING EVERY 1 CM STARTING FROM INSERTION SIDE, WITH TWO MARKING VOCAL CORD CORRECT POSITION, PROPER CORRELATION BETWEEN ID/OD, SMOOTH FORMED MURPHY EYE AND TIP, SMOOTH TAPERED MEMBRANE CUFF, DISPOSABLE, STERILE, SIZE, 7.5MM (ID) | RESPIRATORY AND ANESTHESIA TENDER
2825 | 4227250023500 | TUBE ENDOTRACHEAL, POLYVINYL, REINFORCED BY CIRCUMFERENTIAL RIBS, ORAL/NASAL TYPE, PROFILE CONICAL SHAPE CUFF HIGH VOLUME/LOW PRESSURE, RADIOPAQUE WITH 15MM TERMINATION CONNECTOR, WITH STYLET, NUMERICAL SCALING EVERY 1 CM STARTING FROM INSERTION SIDE, WITH TWO MARKING VOCAL CORD CORRECT POSITION, PROPER CORRELATION BETWEEN ID/OD, SMOOTH FORMED MURPHY EYE AND TIP, SMOOTH TAPERED MEMBRANE CUFF, DISPOSABLE, STERILE, SIZE, 7.0MM (ID) | RESPIRATORY AND ANESTHESIA TENDER
2826 | 4227250023400 | TUBE ENDOTRACHEAL, POLYVINYL, REINFORCED BY CIRCUMFERENTIAL RIBS, ORAL/NASAL TYPE, PROFILE CONICAL SHAPE CUFF HIGH VOLUME/LOW PRESSURE, RADIOPAQUE WITH 15MM TERMINATION CONNECTOR, WITH STYLET, NUMERICAL SCALING EVERY 1 CM STARTING FROM INSERTION SIDE, WITH TWO MARKING VOCAL CORD CORRECT POSITION, PROPER CORRELATION BETWEEN ID/OD, SMOOTH FORMED MURPHY EYE AND TIP, SMOOTH TAPERED MEMBRANE CUFF, DISPOSABLE, STERILE, SIZE, 6.5MM (ID) | RESPIRATORY AND ANESTHESIA TENDER
2827 | 4227250023300 | TUBE ENDOTRACHEAL, POLYVINYL, REINFORCED BY CIRCUMFERENTIAL RIBS, ORAL/NASAL TYPE, PROFILE CONICAL SHAPE CUFF HIGH VOLUME/LOW PRESSURE, RADIOPAQUE WITH 15MM TERMINATION CONNECTOR, WITH STYLET, NUMERICAL SCALING EVERY 1 CM STARTING FROM INSERTION SIDE, WITH TWO MARKING VOCAL CORD CORRECT POSITION, PROPER CORRELATION BETWEEN ID/OD, SMOOTH FORMED MURPHY EYE AND TIP, SMOOTH TAPERED MEMBRANE CUFF, DISPOSABLE, STERILE, SIZE, 6.0MM (ID) | RESPIRATORY AND ANESTHESIA TENDER
2828 | 4227151513100 | TRACHEOSTOMY HOLDER MOISTURE ABSORBING NECK BAND LINING 1INCH WIDE BAND FITS UP TO 49.5CM (19.5INCH ) NECK ADJUSTABLE LENGTH CUT TO FIT NECK SIZE TWO-PIECE NECKBANDS NON LATEX | RESPIRATORY AND ANESTHESIA TENDER
2829 | 4227151512600 | JACKET VEST, SIZE ADULT MEDIUM FOR CHEST SECRETION MOBILIZATION DEVICE DISPOSABLE, COMPATIBLE WITH HILLROM-VEST OR EQUIVALENT | RESPIRATORY AND ANESTHESIA TENDER
2830 | 4227151506400 | MICRO FILTER HME, CO2 SAMPLING PORT, SIZE PEDIATRIC, DISPOSABLE, STERILE, | RESPIRATORY AND ANESTHESIA TENDER
2831 | 4227151510400 | MDI ADAPTER FOR VENTILATOR CIRCUIT, STRAIGHT, DISPOSABLE, PORT TOWARDS PATIENT, 22(OD), 22 (ID). | RESPIRATORY AND ANESTHESIA TENDER
2832 | 4227151510200 | NEBULIZER KIT, SMALL VOLUME, WITH OXYGEN TUBING, AEROSOL MASK WITH METAL PIECE, SIZE ADULT, DISPOSABLE. | RESPIRATORY AND ANESTHESIA TENDER
2833 | 4227151506900 | HIGH FLOW NASAL CANNULA, SIZES (NEONATE) WITH CONNECTING ADAPTER, COMPATIBLE WITH VAPOTHERM MACHINE OR EQUIVALENT | RESPIRATORY AND ANESTHESIA TENDER
2834 | 4227151507100 | HIGH FLOW NASAL CANNULA, SIZES (INFANT) WITH CONNECTING ADAPTER, COMPATIBLE WITH VAPOTHERM MACHINE OR EQUIVALENT | RESPIRATORY AND ANESTHESIA TENDER
2835 | 4227151507300 | HIGH FLOW NASAL CANNULA, SIZES (INTERMEDIATE INFANT)WITH CONNECTING ADAPTER, COMPATIBLE WITH VAPOTHERM MACHINE OR EQUIVALENT | RESPIRATORY AND ANESTHESIA TENDER
2836 | 4227151507500 | HIGH FLOW NASAL CANNULA, SIZES (PEDIATRIC SMALL) WITH CONNECTING ADAPTER, COMPATIBLE WITH VAPOTHERM MACHINE OR EQUIVALENT | RESPIRATORY AND ANESTHESIA TENDER
2837 | 4227151507700 | HIGH FLOW NASAL CANNULA, SIZES (ADULT SMALL) WITH CONNECTING ADAPTER, COMPATIBLE WITH VAPOTHERM MACHINE OR EQUIVALENT | RESPIRATORY AND ANESTHESIA TENDER
2838 | 4227151507900 | HIGH FLOW NASAL CANNULA, SIZES (ADULT LARGE) WITH CONNECTING ADAPTER, COMPATIBLE WITH VAPOTHERM MACHINE OR EQUIVALENT | RESPIRATORY AND ANESTHESIA TENDER
2839 | 4227151508100 | HIGH FLOW CIRCUIT COMPLETED SET WITH MESH NEBULIZER PORT, (HEATED CIRCUIT, HUMIDIFIER CHAMBER), SHOULD BE COMPATIBLE WITH AIRVO2 HIGH FLOW SYSTEM OR EQUIVALENT, (FOR ALL PATIENT RANGE CATEGORY) | RESPIRATORY AND ANESTHESIA TENDER
2840 | 4227151508200 | CONNECTOR ANGLED DOUBLE SWIVEL WITH TIGHT FLEXIBLE SEAL WITH 4.4 MM BRONCHOSCOPE FIBEROPTIC PORT WITH 15MM (ID) AND 15 (OD) STERILE DISPOSABLE. | RESPIRATORY AND ANESTHESIA TENDER
2841 | 4227151508300 | MASK NASAL ADULT SILICONE, VENTED, SIZE SMALL WITH STRAP AND SWIVEL, ADJUSTABLE SILICON PADDED FOREHEAD SUPPORT, DISPOSABLE FOR CPAP/BIPAP MACHINE. | RESPIRATORY AND ANESTHESIA TENDER
2842 | 4227151508400 | VENTILATOR CIRCUIT SET, SIZE ADULT/PEDIATRIC, NON-HEATED, COAXIAL LUMEN WITH FLOW SENSOR AND EXPIRATORY VALVE, LENGTH AT LEAST 180 CM, COMPATIBLE WITH HAMILTON C2, C3 AND C6. | RESPIRATORY AND ANESTHESIA TENDER
2843 | 4227151508600 | TRANSPORT VENTILATOR CIRCUIT SINGLE LUMEN WITH FLOW SENSOR EXHALATION VALVE PRESSURE LINE AND VALVE LINE SIZE ADULT 3 M LONG COMPATIBLE WITH DRAGER OXYLOG 3000 2000 VE300 OR EQUIVALENT | RESPIRATORY AND ANESTHESIA TENDER
2844 | 4227151508700 | TRANSPORT VENTILATOR CIRCUIT SINGLE LUMEN WITH FLOW SENSOR EXHALATION VALVE PRESSURE LINE AND VALVE LINE SIZE PEDIATRIC 1.9 M LONG COMPATIBLE WITH DRAGER OXYLOG 3000 2000 VE300 OR EQUIVALENT | RESPIRATORY AND ANESTHESIA TENDER
2845 | 4227190323000 | TUBE ENDOTRACHEAL, PVC, ORAL / NASAL TYPE, PROFILE CUFF HIGH VOLUME/LOW PRESSURE, RADIOPAQUE WITH 15MM TERMINATION CONNECTOR, NUMERIC AL SCALING EVERY 1 CM STARTING FROM INSERTION SIDE, PROPER CORRELATION BETWEEN ID/OD, SMOOTH FORMED MURPHY EYE AND TIP, SMOOTH TAPER ED MEMBRANE CUFF, DISPOSABLE, STERILE, SIZE, 5.5MM (ID) | RESPIRATORY AND ANESTHESIA TENDER
2846 | 4227250025300 | TUBE ENDOTRACHEAL, PVC, SPECIALIST SOFT NASAL NORTH, PROFILE CUFF HIGH VOLUME LOW PRESSURE, ATRAUMATIC ROUNDED TIP, CURVED TOWARDS THE FOREHEAD, ATRAUMATIC MURPHY EYE, DISPOSABLE, STERILE, LATEX FREE, SIZE, 3.0MM (ID) | RESPIRATORY AND ANESTHESIA TENDER
2847 | 4227250023900 | TUBE ENDOTRACHEAL, POLYVINYL, REINFORCED BY CIRCUMFERENTIAL RIBS, ORAL/NASAL TYPE, PROFILE CONICAL SHAPE CUFF HIGH VOLUME/LOW PRESSURE, RADIOPAQUE WITH 15MM TERMINATION CONNECTOR, WITH STYLET, NUMERICAL SCALING EVERY 1 CM STARTING FROM INSERTION SIDE, WITH TWO MARKING VOCAL CORD CORRECT POSITION, PROPER CORRELATION BETWEEN ID/OD, SMOOTH FORMED MURPHY EYE AND TIP, SMOOTH TAPERED MEMBRANE CUFF, DISPOSABLE, STERILE, SIZE, 9.0MM (ID) | RESPIRATORY AND ANESTHESIA TENDER
2848 | 4227151508900 | VENTILATOR CIRCUIT, DOUBLE LUMEN, NON-HEATED WITHOUT PEEP, 1.8 M LONG, SIZE PEDIATRIC, COMPATIBLE WITH LTV SERIES OR EQUIVALENT | RESPIRATORY AND ANESTHESIA TENDER
2849 | 4227151509200 | VENTILATOR CIRCUIT, SINGLE LUMEN, NON-HEATED, EXPIRATION VALVE, SIZE ADULT, DISPOSABLE, COMPATIBLE WITH CARINA MACHINE OR EQUIVALENT | RESPIRATORY AND ANESTHESIA TENDER
2850 | 4227151509300 | VENTILATOR CIRCUIT, SINGLE LUMEN, NON-HEATED, LEAKAGE VALVE, SIZE ADULT, DISPOSABLE, COMPATIBLE WITH CARINA MACHINE OR EQUIVALENT | RESPIRATORY AND ANESTHESIA TENDER
2851 | 4218160507400 | CUFF, NIBP, XL THIGH 50 CM COMPATIBLE WITH DRAGGER MONITOR OR EQUIVALENT, LATEX FREE DISPOSABLE | RESPIRATORY AND ANESTHESIA TENDER
2852 | 4218160506800 | NIBP HOSE ADULT MRI COMPATIBLE, LENGTH OF HOSE 6M COMPATIBLE WITH GE MONITOR OR EQUIVALENT, REUSABLE | RESPIRATORY AND ANESTHESIA TENDER
2853 | 4218160506700 | CUFF, NIBP DURA, THIGH 38-50CM, 2 TUBE SUBMIN BROWN, COMPATIBLE WITH GE ANESTHESIA MACHINE OR EQUIVALENT | RESPIRATORY AND ANESTHESIA TENDER
2854 | 4227151509400 | VENTILATOR CIRCUIT, SINGLE LUMEN, NON-HEATED, 1.8 M LONG, SIZE ADULT/PEDIATRIC, WITH EXHALATION VALVE AND LINE, PRESSURE LINE, DISPO SABLE, COMPATIBLE WITH IMPACT EAGLE - ZOLL MACHINE OR EQUIVALENT | RESPIRATORY AND ANESTHESIA TENDER
2855 | 4227151509900 | BIPAP VENTILATOR CIRCUIT, SINGLE LUMEN, HEATED, WITH AUTOFILLING CHAMBER, DISPOSABLE, 1.5 M LONG, COMPATIBLE WITH WILAMED HUMIDIFIER CABLE WIRES OR EQUIVALENT | RESPIRATORY AND ANESTHESIA TENDER
2856 | 4227151510000 | HUMIDIFYING CHAMBER FOR HIGH FREQUENCY VENTILATOR AUTO-FILL COMPRESSIBLE VOLUME NOT MORE THAN 280 ML COMPLIANCE 0.4 ML/CM.H2O LE = AKAGE VOLUME 100 ML/MIN DISPOSABLE NON STERILE (SHOULD BE COMPATIBLE WITH FISHER PAYKEL MR850 OR EQUIVALENT ) | RESPIRATORY AND ANESTHESIA TENDER
2857 | 4218160506600 | CUFF, NIBP DURA, CHILD, 2 TUBE, SUBMIN, GREEN 12 - 19 CM, COMPATIBLE WITH GE ANESTHESIA MACHINE OR EQUIVALENT | RESPIRATORY AND ANESTHESIA TENDER
2858 | 4227151510100 | LARGE VOLUME NEBULIZER, PREFILLED AT LEAST 750ML TO 800ML STERILE WATER, WITH ADJUSTABLE OXYGEN RANGE 28 - 98 % FLOWMETER ADAPTER. | RESPIRATORY AND ANESTHESIA TENDER
2859 | 4227151508800 | VENTILATOR CIRCUIT, DOUBLE LUMEN, NON-HEATED WITHOUT PEEP, 1.8 M LONG, SIZE ADULT, COMPATIBLE WITH LTV SERIES OR EQUIVALENT | RESPIRATORY AND ANESTHESIA TENDER
2860 | 4227151524200 | RESPIRATORY EFFORT BELTS CONNECTOR (COMPATIBLE WITH NOX T3S SLEEP STUDY MACHINE OR EQUIVALENT) REUSABLE | RESPIRATORY AND ANESTHESIA TENDER
2861 | 4227151523900 | EEG HEAD CABLE ADULT 90CM (COMPATIBLE WITH NOX A1 SLEEP STUDY MACHINE OR EQUIVALENT) REUSABLE | RESPIRATORY AND ANESTHESIA TENDER
2862 | 4227151524400 | CONNECTOR ANGLED, DUAL SWIVEL, WITHOUT SUCTION PORT, PATIENT SIDE 15MM (ID) MACHINE SIDE 15MM (OD), NON-STERILE, DISPOSABLE. | RESPIRATORY AND ANESTHESIA TENDER
2863 | 4227160015500 | NERVE BLOCK NEEDLE, ULTRASOUND COMPATIBLE RADIOPAQUE, SHORT BEVEL, FACET TIP, TWO PORT ONE FOR INJECTION AND ONE FOR NERVE STIMULATOR, CALIBRATED SHAFT 1 CM, SIZE: 22G X 80MM | RESPIRATORY AND ANESTHESIA TENDER
2864 | 4227160015600 | NERVE BLOCK NEEDLE, ULTRASOUND COMPATIBLE RADIOPAQUE, SHORT BEVEL, FACET TIP, TWO PORT ONE FOR INJECTION AND ONE FOR NERVE STIMULATOR, CALIBRATED SHAFT 1 CM, SIZE: 20G X 150MM | RESPIRATORY AND ANESTHESIA TENDER
2865 | 4227160015900 | AIRWAY EXCHANGE CATHETER WITH QUICK FIT ADAPTERS SZ 11 FR / 83 CM | RESPIRATORY AND ANESTHESIA TENDER
2866 | 4227160016000 | AIRWAY EXCHANGE CATHETER WITH OXYGEN PORT AND ADAPTER 19.0 FR / 80-85CM | RESPIRATORY AND ANESTHESIA TENDER
2867 | 4227160016100 | LARYNGOSCOPE ADULT SET BLADE AND HANDLE, BLADE MACINTOSH SIZE 2, 3, 4, MILLER SIZE 2, 3 ( MRI COMPATIBLE WITH 3 TESLA ) REUSABLE | RESPIRATORY AND ANESTHESIA TENDER
2868 | 4227160016200 | LARYNGOSCOPE PEDIATRIC SET BLADE AND HANDLE, BLADE MACINTOSH SIZE 0, 1, MILLER SIZE 00, 0, 1 ( MRI COMPATIBLE 3 TESLA ), REUSABLE | RESPIRATORY AND ANESTHESIA TENDER
2869 | 4227160016300 | BLADE LARYNGOSCOPE COVER COMPATIBLE WITH VERATHON OR EQUIVALENT, SINGLE USE, SIZE 3.0 | RESPIRATORY AND ANESTHESIA TENDER
2870 | 4227160016400 | BLADE FOR VIDEO INTUBATION COMPATIBLE WITH MCGRATH DEVICE OR EQUIVALENT, SINGLE USE, SIZE 3 | RESPIRATORY AND ANESTHESIA TENDER
2871 | 4227160016500 | BRONCHOSCOPE FLEXIBLE SLIM 3.8 WORKING CHANEL 1.2MM STERILE DISPOSABLE COMPATIBLE WITH AMBU MONITOR OR EQUIVALENT | RESPIRATORY AND ANESTHESIA TENDER
2872 | 4227160016600 | BRONCHOSCOPE FLEXIBLE REGULAR 5.0 WORKING CHANEL 2.2 MM STERILE DISPOSABLE COMPATIBLE WITH AMBU MONITOR OR EQUIVALENT | RESPIRATORY AND ANESTHESIA TENDER
2873 | 4227160016700 | BRONCHOSCOPE FLEXIBLE LARGE 5.8 WORKING CHANEL 2.8 MM STERILE DISPOSABLE COMPATIBLE WITH AMBU MONITOR OR EQUIVALENT | RESPIRATORY AND ANESTHESIA TENDER
2874 | 4227160015400 | NERVE BLOCK NEEDLE, ULTRASOUND COMPATIBLE RADIOPAQUE, SHORT BEVEL, FACET TIP, TWO PORT ONE FOR INJECTION AND ONE FOR NERVE STIMULATOR, CALIBRATED SHAFT 1 CM, SIZE: 22G X 50MM | RESPIRATORY AND ANESTHESIA TENDER
2875 | 4227250015400 | AIRWAY PHARYNGEAL BERMAN FIBER OPTIC, DISPOSABLE 5.0CM | RESPIRATORY AND ANESTHESIA TENDER
2876 | 4227250015200 | AIRWAY PHARYNGEAL BERMAN FIBER OPTIC, DISPOSABLE 3.0CM | RESPIRATORY AND ANESTHESIA TENDER
2877 | 4227250015100 | AIRWAY ORAL PHARYNGEAL GUEDEL PLASTIC, DISPOSABLE, LENGTH PRINTED PERMANENTLY 110-120MM, DISTAL END CURVE WITH ATRAUMATIC EDGE COLOR CODED | RESPIRATORY AND ANESTHESIA TENDER
2878 | 4227250015000 | LARYNGEAL MASK AIRWAY (LMA) TUBE, STRAIGHT, WITH FIXATION TAB, INFLATABLE, SILICON MATERIAL CUFF, SIZE 5.0 | RESPIRATORY AND ANESTHESIA TENDER
2879 | 4227250014900 | LARYNGEAL MASK AIRWAY (LMA) TUBE, STRAIGHT, WITH FIXATION TAB, INFLATABLE, SILICON MATERIAL CUFF, SIZE 4.0 | RESPIRATORY AND ANESTHESIA TENDER
2880 | 4227160016800 | HME PAPER FILTER, FOR TRACHED PATIENTS, ADULT PEDIATRIC, OXYGEN AND SUCTION PORT WITH MECHANICAL CAP, IN BLISTER PACK, STERILE, DISPOSABLE, RESISTANCE 0.7 CMH2O AT GAS FLOW RATE OF 60 LPM. | RESPIRATORY AND ANESTHESIA TENDER
2881 | 4227160016900 | VENTILATOR CIRCUIT, FLEXIBLE, DUAL LIMB, SIZE ADULT, SINGLE HEATED SIDE 1.5 M LONG, WATER TRAP ON EXPIRATORY SIDE 1.8 M LONG, EXTENSION TUBE 0.5 M LONG, 90 DEGREE ANGLE CONNECTION, WITH CAP, SINGLE USE. | RESPIRATORY AND ANESTHESIA TENDER
2882 | 4227250014800 | LARYNGEAL MASK AIRWAY (LMA) TUBE, STRAIGHT, WITH FIXATION TAB, INFLATABLE, SILICON MATERIAL CUFF, SIZE 3.0 | RESPIRATORY AND ANESTHESIA TENDER
2883 | 4227250014700 | LARYNGEAL MASK AIRWAY (LMA) TUBE, STRAIGHT, WITH FIXATION TAB, INFLATABLE, SILICON MATERIAL CUFF, SIZE 2.5 | RESPIRATORY AND ANESTHESIA TENDER
2884 | 4227160017000 | VENTILATOR CIRCUIT SET, FLEXIBLE, DUAL LIMB, SIZE NEONATE, SINGLE HEATED SIDE 1.1 M LONG, 0.3 M LONG INCUBATOR EXTENSION, TOTAL LENGTH 1.6 M, WATER TRAP ON EXPIRATORY SIDE 0.9 M LONG, EXTENSION TUBE 0.3 M, WITH CAP, SWIVEL WYE CONNECTOR, SINGLE USE, WITH AUTOFILL HUMIDIFIER CHAMBER, UNIVERSAL FITTING ADAPTERS AND PROXIMAL PRESSURE LINE TUBE., ONE (1) EACH = ONE (1) SET | RESPIRATORY AND ANESTHESIA TENDER
2885 | 4227250014600 | LARYNGEAL MASK AIRWAY (LMA) TUBE, STRAIGHT, WITH FIXATION TAB, INFLATABLE, SILICON MATERIAL CUFF, SIZE 2.0 | RESPIRATORY AND ANESTHESIA TENDER
2886 | 4227250014500 | LARYNGEAL MASK AIRWAY (LMA) TUBE, STRAIGHT, WITH FIXATION TAB, INFLATABLE, SILICON MATERIAL CUFF, SIZE 1.5 | RESPIRATORY AND ANESTHESIA TENDER
2887 | 4227250015300 | AIRWAY PHARYNGEAL BERMAN FIBER OPTIC, DISPOSABLE 4.0CM | RESPIRATORY AND ANESTHESIA TENDER
2888 | 4227250015500 | AIRWAY PHARYNGEAL BERMAN FIBER OPTIC, DISPOSABLE 6.0CM | RESPIRATORY AND ANESTHESIA TENDER
2889 | 4227250015600 | AIRWAY PHARYNGEAL BERMAN FIBER OPTIC, DISPOSABLE 7.0CM | RESPIRATORY AND ANESTHESIA TENDER
2890 | 4227250015700 | AIRWAY PHARYNGEAL BERMAN FIBER OPTIC DISPOSABLE 10.0M | RESPIRATORY AND ANESTHESIA TENDER
2891 | 4227160010800 | CATHETER CENTRAL VENOUS COMPLETE SET RADIOPAQUE CONTAINS: - TRIPLE LUMEN PUR CATHETER. - GUIDE WIRE(UNKINKABLE) - NON LUER LOCK SY RANGE 5 ML - INTRODUCER NEEDLE SHORT BEVEL. - INTRODUCER CANNULA. - DILATOR. - SECONDARY FIXATION DEVICE. -SLIDING CLAMPS. - SCALP BLADE. - SIZE: 5.5 FR LENGTH 8 CM PEEL PACK DISPOSABLE STERILE | RESPIRATORY AND ANESTHESIA TENDER
2892 | 4227160011000 | CATHETER CENTRAL VENOUS COMPLETE SET RADIOPAQUE CONTAINS: - TRIPLE LUMEN PUR CATHETER. - GUIDE WIRE(UNKINKABLE) - NON LUER LOCK SY RANGE 5 ML - INTRODUCER NEEDLE SHORT BEVEL. - INTRODUCER CANNULA. - DILATOR. - SECONDARY FIXATION DEVICE. -SLIDING CLAMPS. - SCALP BLADE. - SIZE: 5.5 FR LENGTH 13 CM PEEL PACK DISPOSABLE STERILE | RESPIRATORY AND ANESTHESIA TENDER
2893 | 4227160011200 | CATHETER, PULMONARY ARTERY (SWAN GANZ), BALLOON TIPPED FLOATING, FOUR OR FIVE LUMEN, WITH THERMO DILUTION CARDIAC OUTPUT THERMISTOR, LENGTH 110 CM, DISPOSABLE, LATEX FREE, STERILE, SIZE 7.0FR | RESPIRATORY AND ANESTHESIA TENDER
2894 | 4227160011600 | CATHETER ARTERIAL SIZE, 20G X 8CM, GUIDEWIRE, INTRODUCER NEEDLE, STERILE | RESPIRATORY AND ANESTHESIA TENDER
2895 | 4227160011700 | CATHETER, ARTERIAL, POLYETHYLENE INDWELLING CATHETER 20G, 5CM LONG, LATEX-FREE, PVC-FREE, DEHP-FREE WITH WINGED RED HUB FOR SECURE FIXATION AND EASY IDENTIFICATION WITH 7 CM INTEGRATED EXTENSION LINE AND REMOVABLE SLIDE CLAMP, 35CM X 0.50-0.55MM SPRING-WIRE GUIDE WITH EXIT MARKING AND SOFT TIP ENDS FOR PLACEMENT USING SELDINGER TECHNIQUE, INTRODUCER 20 G NEEDLE, (1MM X 4 CM), RADIAL, DISPOSABLE, STERILE | RESPIRATORY AND ANESTHESIA TENDER
2896 | 4227160011800 | CATHETER, ARTERIAL, POLYETHYLENE INDWELLING CATHETER 22G, 5CM LONG, LATEX-FREE, PVC-FREE, DEHP-FREE WITH WINGED RED HUB FOR SECURE FI XATION AND EASY IDENTIFICATION WITH 7 CM INTEGRATED EXTENSION LINE AND REMOVABLE SLIDE CLAMP, 35CM X 0.50-0.55MM SPRING-WIRE GUIDE WITH EXIT MARKING AND SOFT TIP ENDS FOR PLACEMENT USING SELDINGER TECHNIQUE, INTRODUCER 22 G NEEDLE, (1MM X 4 CM), RADIAL, DISPOSABLE, STERILE | RESPIRATORY AND ANESTHESIA TENDER
2897 | 4227151524300 | FLOW METER, SINGLE OUTPUT, OXYGEN MEDICAL GAS, REGULAR FLOW RANGE FROM 1-15 LPM, REMOVABLE NIPPLE, COLOR CODED WITH GREEN OR WHITE, LABELED WITH OXYGEN OR O2, OHMEDA/AMERICAN STANDARD | RESPIRATORY AND ANESTHESIA TENDER
2898 | 4227160011900 | RADIAL ARTERY CATHETERIZATION SET, SIZE 20G X 4.45 CM, RADIOPAQUE POLYURETHANE OVER 22 G, TWO INTRODUCER NEEDLE WITH INTEGROL(0.46M M)DIA, SPRING-WIRE GUIDE, WING CLIP, SUTURE, ADULT, ONE (1) ITEM/PC = ONE (1) SET | RESPIRATORY AND ANESTHESIA TENDER
2899 | 4227160012000 | RADIAL ARTERY CATHETERIZATION SET, SIZE 22G X 3.49 CM, RADIOPAQUE OVER 23 G, TWO INTRODUCER NEEDLE, SPRING-WIRE/TUBE ASSEMBLY (0.38 MM), DIA.(12.4 CM), PEDIATRIC, ONE (1) ITEM/PC = ONE (1) SET | RESPIRATORY AND ANESTHESIA TENDER
2900 | 4227250017200 | PRESSURE MONITORING KIT SINGLE FOR TRANSDUCER WITH MICRO DRIP CHAMBER FLUSH DEVICE EXTENSION FOR PRESSURE TUBING NOT LESS THAN (110 CM) AND 3 WAY STOPCOCK NON COMPLIANT RED COLOR (SHOULD BE COMPATIBLE WITH ABBOTT OR EQUIVALENT) | RESPIRATORY AND ANESTHESIA TENDER
2901 | 4227250017000 | SENSOR CEREBRAL OXIMETRY NON INVASIVE, FOR ADULT, SHOULD BE COMPATIBLE WITH INVOS 7100 DEVICE OR EQUIVALENT | RESPIRATORY AND ANESTHESIA TENDER
2902 | 4227250016900 | SENSOR CEREBRAL OXIMETRY NON INVASIVE, FOR PEDIATRIC, SHOULD BE COMPATIBLE WITH INVOS 7100 DEVICE OR EQUIVALENT | RESPIRATORY AND ANESTHESIA TENDER
2903 | 4227160012700 | IV CANNULA WITH WINGS, WITH PORT, LENGTH OF CATHETER 25MM, COLOR CODED, SIZE 22 G | RESPIRATORY AND ANESTHESIA TENDER
2904 | 4227160012800 | IV CATHETER WITH/OUT WINGS, WITH/OUT INJECTION PORT, WITHOUT BLOOD CONTROL VALVE, SIZE 22G X 25MM | RESPIRATORY AND ANESTHESIA TENDER
2905 | 4227160013600 | CLOSE SUCTION SYSTEM, MINIMUM 72 HRS, STERILE, DISPOSABLE, 12 FR, GRADUATED, COLOR CODED, TRANSPARENT ELASTIC SHEATH, MDI ADAPTER F OR ETT., ONE (1) ITEM/PC = ONE (1) SET | RESPIRATORY AND ANESTHESIA TENDER
2906 | 4227250016800 | SENSOR PULSE OXIMETER PEDIATRIC, REUSABLE, CLIP, SHOULD BE COMPATIBLE WITH NILLCOR OXIMAX SYSTEM OR EQUIVALENT | RESPIRATORY AND ANESTHESIA TENDER
2907 | 4227250016500 | CUFF BLOOD PRESSURE NEONATAL LATEX FREE SIZE 4, DISPOSABLE (SHOULD BE COMPATIBLE WITH GE MACHINE OR EQUIVALENT) | RESPIRATORY AND ANESTHESIA TENDER
2908 | 4227250016400 | CUFF BLOOD PRESSURE NEONATAL LATEX FREE SIZE 3, DISPOSABLE (SHOULD BE COMPATIBLE WITH GE MACHINE OR EQUIVALENT) | RESPIRATORY AND ANESTHESIA TENDER
2909 | 4227250016300 | CUFF BLOOD PRESSURE NEONATAL LATEX FREE SIZE 2, DISPOSABLE (SHOULD BE COMPATIBLE WITH GE MACHINE OR EQUIVALENT) | RESPIRATORY AND ANESTHESIA TENDER
2910 | 4227250016200 | CUFF BLOOD PRESSURE NEONATAL LATEX FREE SIZE 1, DISPOSABLE (SHOULD BE COMPATIBLE WITH GE MACHINE OR EQUIVALENT) | RESPIRATORY AND ANESTHESIA TENDER
2911 | 4227250016100 | ANESTHESIA BREATHING CIRCUIT EXTENDABLE UNHEATED SIZE NEONATAL DOUBLE LUMEN (ID 10MM) WITH CO2 SAMPLING LINE WITH 0.5L REBREATHING BAG CIRCUIT LENGTH 1.5 M TO 1.8 M WITH ( ID ) 4MM LIGHT WEIGHT WITH ANGLE PIECE WITH ONE HME( BACTERIAL VIRAL ) FILTER AND HOSE FOR BAG WITH CONNECTOR 22MM BOTH SIDE WITH LUER ELBOW DISPOSABLE (EACH HOSPITAL SHOULD BE COMPATIBLE WITH ANESTHESIA MACHINE VENT MACHINE) | RESPIRATORY AND ANESTHESIA TENDER
2912 | 4227250016000 | CIRCUIT BREATHING SYSTEM, ADULT/PEAD, WITH BREATHING BAG 2L, LENGTH 220-300CM, SINGLE TUBE DIVIDED, DISPOSABLE | RESPIRATORY AND ANESTHESIA TENDER
2913 | 4227250015900 | ANESTHESIA CIRCUIT BREATHING SYSTEM, ADULT/PEAD, WITH BREATHING BAG 2L, LENGTH 150-170CM, SINGLE TUBE DIVIDED, DISPOSABLE | RESPIRATORY AND ANESTHESIA TENDER
2914 | 4227250015800 | AIRWAY PHARYNGEAL BERMAN FIBER OPTIC DISPOSABLE 11.0CM | RESPIRATORY AND ANESTHESIA TENDER
2915 | 4217000001100 | FLOW METER, SINGLE OUTPUT, OXYGEN MEDICAL GAS, REGULAR FLOW RANGE FROM 1-15 LPM, REMOVABLE NIPPLE, COLOR CODED WITH GREEN OR WHITE, LABELED WITH OXYGEN OR O2, BRITISH STANDARD | RESPIRATORY AND ANESTHESIA TENDER
2916 | 4227250014400 | LARYNGEAL MASK AIRWAY (LMA) TUBE, STRAIGHT, WITH FIXATION TAB, INFLATABLE, SILICON MATERIAL CUFF, SIZE 1.0 | RESPIRATORY AND ANESTHESIA TENDER
2917 | 4227160010700 | CATHETER CENTRAL VENOUS COMPLETE KIT CONTAINS: DOUBLE LUMEN CATHETER 4 FR X 8CM - GUIDE WIRE (UNKINKABLE) NOT LESS THAN 40CM WITH SOFT TIP AND END J- TIP EXTENSION LINE CLAMPS FENESTRATED DRAPE ADHESIVE NOT LESS THAN 4060 CM WITH 7-10CM FENESTRATION- CATHETE R CONTAIN CLAMP- SCALPEL NUMBER 11 NOT LESS THAN FOUR GAUZE 4X4 NOT LESS THAN TWO 2X2 SUTURE BRAIDED SILK WITH STRAIGHT NEEDL E TISSUE DILATOR INJECTION NEEDLE 25G SYRINGE 3ML LUER LOCK SYRINGE 5ML LUER SLIP INTRODUCER NEEDLE 21 GA CATHETER 22 GA X NOT LESS THAN 4.0CM RADIOPAQUE WITH INTRODUCER NEEDLE WITH 5 ML LUER-SLIP SYRINGE DISPOSABLE STERILE ONE (1) SET = ONE (1) KIT | RESPIRATORY AND ANESTHESIA TENDER
2918 | 4227250013900 | SINGLE-LUMEN ENDOTRACHEAL TUBE COLORED CUFF HIGH VOLUME LOW PRESSURE WITH AN ADDITIONAL SMALL CHANNEL WITHIN THE CONCAVE ANTERIOR WALL PORTION THAT HOUSES A MOVABLE BRONCHIAL BLOCKER WITH HOLLOW SOFT AND FLEXIBLE TIP THAT CAN EXTEND BEYOND THE TUBE TIP STERILE DISPOSABLE SIZE 4.5MM (ID) | RESPIRATORY AND ANESTHESIA TENDER
2919 | 4227160017200 | VENTILATOR ELBOW ADAPTER, WITH METERED DOSE INHALER PORT, WITH SEALING CAP, SIDE WINGS, DISPOSABLE 15 (ID) AND 15 (OD), DISPOSABLE | RESPIRATORY AND ANESTHESIA TENDER
2920 | 4227250003900 | EPIDURAL SET G18 FOR ADULT :18G X 8-10 CM TUOHY NEEDL PLASTIC LOSS-OF RESISTANCE SYRINGE10 ML WELL SEALED NON LUER LOCK.20G CLEAR SCALED EPIDURAL CATHETER EASILY INSERTED NON KINKABLE ATRAUMATIC CATHETER INTRODUCER PIECE CATHETER CONNECTOR EPIDURAL CATHETER LABEL 0.2M LUER LOCK FLAT FILTER (5 M X 4 STRAW FILTER) ADHESIVE APPLICATION SPONGE TO HOLD CATHETER PAPER DRAPE EYE SHIELD TRANSPARENT ADHESIVE FENESTRATED DRAPE DISPOSABLE STERILE | RESPIRATORY AND ANESTHESIA TENDER
2921 | 4227250003800 | EPIDURAL SET G16 FOR ADULT : 16G X 12-15 CM TUOHY NEEDLE LOSS-OF RESISTANCE SYRINGE WELL SEALED NON LUER LOCK 20G CLEAR SCALED EPIDURAL CATHETER EASILY INSERTED NON KINKABLE ATRAUMATIC CATHETER INTRODUCER PIECE CATHETER CONNECTOR EPIDURAL CATHETER LABEL0.2M LUER LOCK FLAT FILTER (5 M X 4 STRAW FILTER) ADHESIVE APPLICATION SPONGE TO HOLD CATHETER PAPER DRAPE EYE SHIELD TRANSPARENT ADHESIVE FENESTRATED DRAPE DISPOSABLE STERILE | RESPIRATORY AND ANESTHESIA TENDER
2922 | 4227250003400 | EPIDURAL FILTER, STERILE | RESPIRATORY AND ANESTHESIA TENDER
2923 | 4227250003300 | MINI PACK EPIDURAL 18G, TUOHY NEEDLE, CATHETER, LOSS RESISTANCE SYRINGE, FILTER, STERILE | RESPIRATORY AND ANESTHESIA TENDER
2924 | 4227250003200 | SPINAL NEEDLE WHITACRE PENCIL POINT WITH INTRODUCER 22G X 3.5" | RESPIRATORY AND ANESTHESIA TENDER
2925 | 4227250003000 | SPINAL NEEDLE QUINCKE TYPE POINT WITH INTRODUCER, DISPOSABLE, STERILE, 16G X 1.5" | RESPIRATORY AND ANESTHESIA TENDER
2926 | 4227160600000 | CALIBRATION SYRINGE, 3.0 L VOLUME, COMPATIBLE WITH HOSPITAL STANDARD PFT MACHINE, VYAIRE-JAEGER OR EQUIVALENT | RESPIRATORY AND ANESTHESIA TENDER
2927 | 4227250002700 | TORCH PENCIL - DISPOSABLE | RESPIRATORY AND ANESTHESIA TENDER
2928 | 4227161500000 | PNEUMOTACH FLOW SENSOR PT-36 COMPLETE,NON HEATED , COMPATIBLE WITH PFT MACHINE MASTER SCREEN OR EQUIVALENT | RESPIRATORY AND ANESTHESIA TENDER
2929 | 4227250001700 | SENSOR, PEDIATRIC, SPIROMETRY, FOR DATEXOHMEDA MACHINE OR ANY EQUIVALENT MACHINE, DISPOSABLE | RESPIRATORY AND ANESTHESIA TENDER
2930 | 4227250001600 | SENSOR SATURATION PROBE (FOR PULSE OXIMETER) FINGER TIP ADHESIVE PREMATURE LESS THAN 3KG DISPOSABLE COMPATIBLE WITH OXIMAX NELLCOR SYSTEM OR EQUIVALENT | RESPIRATORY AND ANESTHESIA TENDER
2931 | 4227160400200 | PEAK FLOW METER, READING RANGE 60 TO 800 L/ MIN,WITH MOUTH PIECE, SINGLE PATIENT USE. | RESPIRATORY AND ANESTHESIA TENDER
2932 | 4227250000900 | SENSOR FLOW GAS, SHOULD BE COMPATIBLE WITH MAQUET ANESTHESIA MACHINE OR EQUIVALENT | RESPIRATORY AND ANESTHESIA TENDER
2933 | 4227230500100 | INFANT T-PIECE RESUSCITATION CIRCUIT WITH ADJUSTABLE PEEP VALVE AND CONTROL PORT, SINGLE LIMB, DISPOSABLE, COMPATIBLE WITH NEO PUFF RESUSCITATION DEVICE AND PANDA WARMER OR EQUIVALENT | RESPIRATORY AND ANESTHESIA TENDER
2934 | 4227223101500 | SIPAP BONNET MICROFIBER CAP SINGLE USE, WITH SUPPORT CRADLE PAD, SIZE (0) 22-24 CM, HIGH-QUALITY FABRIC, SOFT, SHOULD BE SLIGHTLY STRETCHY, COLOR CODED, INDIVIDUAL PACKED. | RESPIRATORY AND ANESTHESIA TENDER
2935 | 4227223101300 | SIPAP BONNET MICROFIBER CAP SINGLE USE, WITH SUPPORT CRADLE PAD, SIZE (00) 20-22 CM, HIGH-QUALITY FABRIC, SOFT, SHOULD BE SLIGHTLY STRETCHY, COLOR CODED, INDIVIDUAL PACKED. | RESPIRATORY AND ANESTHESIA TENDER
2936 | 4227223101200 | SIPAP BONNET MICROFIBER CAP SINGLE USE, WITH SUPPORT CRADLE PAD, SIZE (000) 18-20 CM, HIGH-QUALITY FABRIC, SOFT, SHOULD BE SLIGHTLY STRETCHY, COLOR CODED, INDIVIDUAL PACKED. | RESPIRATORY AND ANESTHESIA TENDER
2937 | 4227223101100 | SIPAP NASAL MASK, SIZE (SMALL), SINGLE USE, COMPATIBLE WITH SIPAP FLOW GENERATOR. | RESPIRATORY AND ANESTHESIA TENDER
2938 | 4227223101000 | SIPAP NASAL PRONGS, SIZE (LARGE), SINGLE USE, COMPATIBLE WITH SIPAP FLOW GENERATOR. | RESPIRATORY AND ANESTHESIA TENDER
2939 | 4227223100900 | SIPAP NASAL PRONGS, SIZE (MEDIUM), SINGLE USE, COMPATIBLE WITH SIPAP FLOW GENERATOR. | RESPIRATORY AND ANESTHESIA TENDER
2940 | 4227223100800 | SIPAP NASAL PRONGS, SIZE (SMALL), SINGLE USE, COMPATIBLE WITH SIPAP FLOW GENERATOR. | RESPIRATORY AND ANESTHESIA TENDER
2941 | 4227223100500 | NEONATAL NASAL CPAP FLOW GENERATOR, ADJUSTABLE ANGLE, WITH SECURING STRAPS, DUAL LIMB, DISPOSABLE. | RESPIRATORY AND ANESTHESIA TENDER
2942 | 4227223000300 | UNIVERSAL CIRCUIT HOLDER AIDS IN SECURING CIRCUIT HOLDER AIDS IN SECURING UNIVERSAL CIRCUIT HOLDER AIDS IN SECURING ENDOTRACHEAL TUBE, EASY CLEAN, FIT WITH ADULT AND PEDIATRIC CIRCUIT | RESPIRATORY AND ANESTHESIA TENDER
2943 | 4227223000200 | VENTILATOR, OXYGEN NIPPLE WITH O-RING, L SHAPE, REUSABLE, FOR OXYGEN BLEED-IN, COMPATIBLE WITH RESMED-ASTRAL, HAMILTON-T1 AND MR1, TRILOGY OR EQUIVALENT | RESPIRATORY AND ANESTHESIA TENDER
2944 | 4227250000500 | SENSOR ADULT SPIROMETRY COMPATIBLE WITH DATEX OHMEDA GE MACHINE OR EQUIVALENT, DISPOSABLE | RESPIRATORY AND ANESTHESIA TENDER
2945 | 4227250004400 | CANNULA ARTERIAL WITH FLOW SWITCH 20GA X 45MM STERILE, WITH WINGS | RESPIRATORY AND ANESTHESIA TENDER
2946 | 4227250004800 | DOUBLE LUMEN 2M LENGTH PERIPHERAL EXTENSION SET FOR TIVA WITH FULLY BONDED LINES, ONE WAY ANTI REFLUX VALVES, NEGLIGIBLE COMMON FLUIDS PACE, LATEX FREE, ANTI KINK GRAVITY LINE | RESPIRATORY AND ANESTHESIA TENDER
2947 | 4227160018100 | SPO2 SENSOR CABLE PEDIATRIC, MRI COMPATIBLE 6 M LONG, SHOULD BE COMPATIBLE WITH GE MACHINE OR EQUIVALENT | RESPIRATORY AND ANESTHESIA TENDER
2948 | 4227250009100 | FEMALE TO FEMALE LUER LOCK SET WITH SPECIAL ADAPTER TO CONVERT A MALE FITTING TO MALE LUER LOCK DISPOSABLE STERILE | RESPIRATORY AND ANESTHESIA TENDER
2949 | 4227250008600 | EXTENSION LINE 200 CM LENGTH PRIME VOLUME 1.3 MALE/FEMALE LUER LOCK ULTRAVIOLET LIGHT RESISTANT SUITABLE FOR SYRINGE DRIVERS DISPOSABLE STERILE | RESPIRATORY AND ANESTHESIA TENDER
2950 | 4227250008500 | FINGER CUFF FOR BEAT BY BEAT CONTINUOUS BLOOD PRESSURE MONITORING (CNIBP), HEART RATE, RESPIRATORY RATE AND ECG, COMPATIBLE WITH CARE TAKER MONITOR OR EQUIVALENT, SINGLE USE | RESPIRATORY AND ANESTHESIA TENDER
2951 | 4227250008300 | LABEL FOR ANESTHESIA MEDICATION TO PREVENT MEDICATION ERRORS AND PROVIDE PATIENT SAFETY, THAT CAN DISPLAY: CONCENTRATION, DOSAGE, DATE, TIME OF PREPARATION AND EXPIRY, PATIENT INFORMATION AND 2D BARCODE FOR FAST AND ACCURATE READING, SIZE ROUGHLY 50 X 14MM. COMPATIBLE WITH LABELKIT EXPRESS PRINT SYSTEM OR EQUIVALENT | RESPIRATORY AND ANESTHESIA TENDER
2952 | 4227250008100 | FIXATION RING FOR TRANSCUTANEOUS CO2 MONITORING SENSOR SIZE 20MM COMPATIBLE WITH SENTEC OR EQUIVALENT | RESPIRATORY AND ANESTHESIA TENDER
2953 | 4227250007600 | GUIDE WIRE SPRING 0.035 (0.89MM)X 17-13/16 INCH (45CM) WITH STRAIGHT SOFT TIP ON ONE END J-TIP | RESPIRATORY AND ANESTHESIA TENDER
2954 | 4227250007500 | GUIDE WIRE SPRING 0.018 (0.45MM) X 26-13/16 INCH (68CM) WITH STRAIGHT SOFT TIP ON ONE END J-TIP | RESPIRATORY AND ANESTHESIA TENDER
2955 | 4227250007200 | NEGATIVE INSPIRATORY FORCE METER, WITH NOSE CLIP AND MOUTH PIECE, DISPOSABLE, COMPATIBLE WITH ETT, TRACHEOSTOMY TUBE. | RESPIRATORY AND ANESTHESIA TENDER
2956 | 4227250007100 | BIOPSY VALVE, STERILE, COMPATIBLE WITH OLYMPUS BRONCHOSCOPES OR EQUIVALENT, DISPOSABLE. | RESPIRATORY AND ANESTHESIA TENDER
2957 | 4227250007000 | SUCTION VALVE FOR BRONCHOSCOPES, DISPOSABLE, COMPATIBLE WITH OLYMPUS SCOPE OR EQUIVALENT | RESPIRATORY AND ANESTHESIA TENDER
2958 | 4227250006900 | CYTOLOGY BRUSH BRUSH SIZE 2 BRUSH LENGTH 10 MM FIT WORKING CHANNEL 2.0 MM WORKING LENGTH 1150 MMDISPOSABLE. | RESPIRATORY AND ANESTHESIA TENDER
2959 | 4227250006700 | O SHAPE RING FOR PLASTIC PNEUMOTACH TUBE PNEUMOTACH 36 FOR PULMONARY FUNCTION TEST | RESPIRATORY AND ANESTHESIA TENDER
2960 | 4227250006600 | ELBOW 45 (30MM ID) INSIDE CONE, REUSABLE, COMPATIBLE WITH PULMONARY FUNCTION TEST VYAIRE-JAEGER OR EQUIVALENT | RESPIRATORY AND ANESTHESIA TENDER
2961 | 4227250006500 | NOSE CLIP, PLASTICS, WITH FOAM PADS, DISPOSABLE. | RESPIRATORY AND ANESTHESIA TENDER
2962 | 4227250006400 | BREATHING BAG 20 L CLEAR PLASTIC WITH TWO FITTINGS, COMPATIBLE WITH PULMONARY FUNCTION TEST MACHINE VAYAIRE-JAEGER OR EQUIVALENT | RESPIRATORY AND ANESTHESIA TENDER
2963 | 4227250006300 | BIOPSY FORCEPS, ALLIGATOR JAW, 5.5MM CUP OPENING AND A 1050 MM WORKING LENGTH. IT IS SUITABLE FOR 2.0MM SCOPE WORKING CHANNELS. | RESPIRATORY AND ANESTHESIA TENDER
2964 | 4227250006000 | ELECTRICAL ACTIVITY OF THE DIAPHRAGM/ ABDOMINAL CATHETER SIZE 8 FR, LENGTH125 CM COMPATIBLE WITH SERVO VENTILATOR OR EQUIVALENT | RESPIRATORY AND ANESTHESIA TENDER
2965 | 4227250005800 | CYTOLOGY BRUSH BRUSH SIZE 5 BRUSH LENGTH 10 MM FIT WORKING CHANNEL 2.0 MM WORKING LENGTH 1150 MMDISPOSABLE. | RESPIRATORY AND ANESTHESIA TENDER
2966 | 4227250005700 | MOUTH PIECE WITH BUILT IN BACTERIAL / VIRAL FILTER KIT WITH NOSE CLIP FOAM PADS KIT, ADAPTER DIAMETER 30MM (ID) WITH OVAL SHAPE TER MINAL, CERTIFIED TO BE USED WITH VYAIRE-JAEGER PULMONARY FUNCTION TEST, DISPOSABLE., ONE (1) ITEM/PC = ONE (1) KIT | RESPIRATORY AND ANESTHESIA TENDER
2967 | 4227250005500 | AEROSOL DRAINAGE BAG WITH, DRAIN PORT, Y-SHAPE CONNECTION, 22 MM BOTH ENDS, WITH SIDE RAIL STRAP-LOCK. | RESPIRATORY AND ANESTHESIA TENDER
2968 | 4227250005400 | DEVICE FIXATION FOR EPIDURAL CATHETER TRANSPARENT | RESPIRATORY AND ANESTHESIA TENDER
2969 | 4227250005300 | AIR PRESSURE BAG FOR INVASIVE MONITOR, WITH MANOMETER, REUSABLE, 500ML | RESPIRATORY AND ANESTHESIA TENDER
2970 | 4227160017700 | VENTILATOR CIRCUIT KIT, SIZE PEDIATRIC, 15 MM (ID), DUAL LIMB, HEATED BOTH SIDES, INSPIRATORY EXTENSION TUBE, HUMIDIFIER CHAMBER, C OMPATIBLE WITH MR850 TRILOBES ELECTRICAL CONNECTOR OR EQUIVALENT, DISPOSABLE., ONE (1) EACH = ONE (1) KIT | RESPIRATORY AND ANESTHESIA TENDER
2971 | 4227250005000 | JACKET VEST, SIZE CHILD MEDIUM FOR CHEST SECRETION MOBILIZATION DEVICE DISPOSABLE, COMPATIBLE WITH HILL-ROM-VEST OR EQUIVALENT | RESPIRATORY AND ANESTHESIA TENDER
2972 | 4227160017800 | BLOOD PRESSURE ADULT CUFF SIZE L, DOUBLE TUBE, DISPOSABLE | RESPIRATORY AND ANESTHESIA TENDER
2973 | 4227250011800 | BAG ANESTHESIA REBREATHING GAS DUAL PURPOSE ANTISTATIC RUBBER 2.0 LITER USE WITH MANUAL VENTILATION OF ANESTHESIA MACHINE REUSABLE | RESPIRATORY AND ANESTHESIA TENDER
2974 | 4227160010600 | CATHETER CENTRAL VENOUS COMPLETE KIT CONTAINS: DOUBLE LUMEN CATHETER 4 FR X 5CM - GUIDE WIRE (UNKINKABLE) NOT LESS THAN 40CM WITH SOFT TIP AND END J- TIP EXTENSION LINE CLAMPS FENESTRATED DRAPE ADHESIVE NOT LESS THAN 4060 CM WITH 7-10CM FENESTRATION- CATHETER CONTAIN CLAMP- SCALPEL NUMBER 11 NOT LESS THAN FOUR GAUZE 4X4 NOT LESS THAN TWO 2X2 SUTURE BRAIDED SILK WITH STRAIGHT NEEDLE TISSUE DILATOR INJECTION NEEDLE 25G SYRINGE 3ML LUER LOCK SYRINGE 5ML LUER SLIP INTRODUCER NEEDLE 21 GA CATHETER 22 GA X NOT LESS THAN 4.0CM RADIOPAQUE WITH INTRODUCER NEEDLE WITH 5 ML LUER-SLIP SYRINGE DISPOSABLE STERILE | RESPIRATORY AND ANESTHESIA TENDER
2975 | 4227190323100 | TUBE ENDOTRACHEAL, PVC, ORAL / NASAL TYPE, PROFILE CUFF HIGH VOLUME/LOW PRESSURE, RADIOPAQUE WITH 15MM TERMINATION CONNECTOR, NUMERIC AL SCALING EVERY 1 CM STARTING FROM INSERTION SIDE, PROPER CORRELATION BETWEEN ID/OD, SMOOTH FORMED MURPHY EYE AND TIP, SMOOTH TAPER ED MEMBRANE CUFF, DISPOSABLE, STERILE, SIZE, 6.0MM (ID) | RESPIRATORY AND ANESTHESIA TENDER
2976 | 4227160010300 | CATHETER CENTRAL VENOUS COMPLETE SET RADIOPAQUE CONTAINS: - TRIPLE LUMEN PUR CATHETER. - GUIDE WIRE(UNKINKABLE) - NON LUER LOCK SY RANGE 5 ML - INTRODUCER NEEDLE SHORT BEVEL. - INTRODUCER CANNULA. - DILATOR. - SECONDARY FIXATION DEVICE. -SLIDING CLAMPS. - SCALP B LADE. - SIZE: 7 FR LENGTH 20 CM PEEL PACK DISPOSABLE STERILE | RESPIRATORY AND ANESTHESIA TENDER
2977 | 4227160004900 | HIGH FLOW NASAL CANNULA, SIZES (NEONATAL) WITH CONNECTING ADAPTER, COMPATIBLE WITH AIRVO2 MACHINE OR EQUIVALENT | RESPIRATORY AND ANESTHESIA TENDER
2978 | 4227160005000 | HIGH FLOW NASAL CANNULA, SIZES (INFANT) WITH CONNECTING ADAPTER, COMPATIBLE WITH AIRVO2 MACHINE OR EQUIVALENT | RESPIRATORY AND ANESTHESIA TENDER
2979 | 4227160001900 | AIRWAY ORAL PHARYNGEAL GUEDEL PLASTIC, DISPOSABLE, LENGTH PRINTED PERMANENTLY 100MM, DISTAL END CURVE WITH ATRAUMATIC EDGE COLOR CODED | RESPIRATORY AND ANESTHESIA TENDER
2980 | 4227160001800 | RESUSCITATION KIT BAG, INFANT, PATIENT VALVE, WITH OXYGEN TUBING, WITH RESERVOIR BAG, 0.5 L DISPOSABLE, (SHOULD BE COMPLETE KIT PEEP VALVE, RESERVOIR BAG, OXYGEN TUBING, MASK SIZE 0) AND PRESSURE GAUGE MANOMETER, RELEASE VALVE SET AT 40 CM.H2O, ALL KIT SECURED IN A TRANSPARENT HANGABLE BAG. | RESPIRATORY AND ANESTHESIA TENDER
2981 | 4217210501700 | ELECTRODES ADULT FOR ECG MONITORING, NON-INVASIVE PACING, DEFIBRILLATION, AND SYNCHRONIZED CARDIOVERSION THROUGH ONE SET OF ELECTRODES COMPATIBLE WITH LIFE PACK DEFIBRILLATION OR EQUIVALENT, LATEX FREE, DISPOSABLE | RESPIRATORY AND ANESTHESIA TENDER
2982 | 4227160001700 | RESUSCITATION KIT BAG, PEDIATRIC, PATIENT VALVE, WITH OXYGEN TUBING, WITH RESERVOIR BAG, 1.0 L DISPOSABLE, (SHOULD BE COMPATIBLE KIT PEEP VALVE, RESERVOIR BAG, OXYGEN TUBING, MASK SIZE 1 AND 2) AND PRESSURE GAUGE MANOMETER, RELEASE VALVE SET AT 40 CM.H2O, ALL KIT SECURED IN A TRANSPARENT HANGABLE BAG. | RESPIRATORY AND ANESTHESIA TENDER
2983 | 4227160010500 | CATHETER CENTRAL VENOUS COMPLETE SET, RADIOPAQUE, CONTAINS: - TRIPLE LUMEN PUR CATHETER. - GUIDE WIRE(UNKINKABLE) - NON LUER LOCK SYRINGE 5 ML - INTRODUCER NEEDLE SHORT BEVEL. - INTRODUCER CANNULA. - DILATOR. - SECONDARY FIXATION DEVICE. -SLIDING CLAMPS. - SCALP BLADE. - SIZE: 8.5 FR, LENGTH 20 CM, PEEL PACK, DISPOSABLE, STERILE | RESPIRATORY AND ANESTHESIA TENDER
2984 | 4227160001600 | RESUSCITATION KIT BAG, ADULT, PATIENT VALVE, WITH OXYGEN TUBING, WITH RESERVOIR BAG, 2.5 L DISPOSABLE, (SHOULD BE COMPLETE KIT PEEP VALVE, RESERVOIR BAG, OXYGEN TUBING, MASK SIZE 5), ALL KIT SECURED IN A TRANSPARENT HANGABLE BAG. | RESPIRATORY AND ANESTHESIA TENDER
2985 | 4227151526400 | BLOOD GAS SAMPLING FULL KIT, 1ML SYRINGE, LUER SLIP TIP, WITH NEEDLE SIZE 25 G, 1.5 CM LENGTH, HEPARINIZED 25 -50 IU, SAFETY NEEDLE CAP, STERILE, DISPOSABLE. | RESPIRATORY AND ANESTHESIA TENDER
2986 | 4227160004700 | LARGE VOLUME NEBULIZER, REFILLABLE, WITH ADJUSTABLE O2, OXYGEN RANGE 28 %-98 % VOLUME 500 ML. | RESPIRATORY AND ANESTHESIA TENDER
2987 | 4227151526300 | ELBOW ADAPTOR FOR VIBRATING MESH AEROSOL DRUG DELIVERY CHAMBER FOR AEROSOL MASK DISPOSABLE COMPATIBLE WITH AIRICU SYSTEM OR EQUIVALENT | RESPIRATORY AND ANESTHESIA TENDER
2988 | 4227160005100 | HIGH FLOW NASAL CANNULA, SIZES (PEDIATRIC) WITH CONNECTING ADAPTER, COMPATIBLE WITH AIRVO2 MACHINE OR EQUIVALENT | RESPIRATORY AND ANESTHESIA TENDER
2989 | 4227160005200 | HIGH FLOW NASAL CANNULA, SIZES (ADULT SMALL) WITH CONNECTING ADAPTER, COMPATIBLE WITH AIRVO2 MACHINE OR EQUIVALENT | RESPIRATORY AND ANESTHESIA TENDER
2990 | 4227160005300 | HIGH FLOW NASAL CANNULA, SIZES (ADULT MEDIUM) WITH CONNECTING ADAPTER, COMPATIBLE WITH AIRVO2 MACHINE OR EQUIVALENT | RESPIRATORY AND ANESTHESIA TENDER
2991 | 4227160005600 | CATHETER MOUNT, EXTENDABLE 15 CM, 22 OD /15 ID SWIVEL ELBOW WITH DOUBLE FLIP CAP AND SEAL, DISPOSABLE | RESPIRATORY AND ANESTHESIA TENDER
2992 | 4227160005900 | EXPIRATORY VALVE SET, FOR VENTILATOR MACHINE, DISPOSABLE COMPATIBLE WITH HAMILTON G5/S1 OR EQUIVALENT | RESPIRATORY AND ANESTHESIA TENDER
2993 | 4227160006100 | NIPPLE OXYGEN ADAPTER, PLASTIC, FOR FLOWMETER, THREADED FEMALE GREEN OR WHITE. | RESPIRATORY AND ANESTHESIA TENDER
2994 | 4227160006200 | NIPPLE AIR ADAPTER, PLASTIC, FOR FLOWMETER, THREADED FEMALE BLACK. | RESPIRATORY AND ANESTHESIA TENDER
2995 | 4227160006300 | MOUTHPIECE PLASTIC, DISPOSABLE FOR PULMONARY FUNCTION TEST COMPATIBLE WITH VYAIRE-JAEGER OR EQUIVALENT | RESPIRATORY AND ANESTHESIA TENDER
2996 | 4227160006400 | BUBBLE HUMIDIFIER REFILLABLE WITH LOW AND MAX LEVEL INDICATOR FOR NASAL CANNULA, WITH PRESSURE RELIEF VALVE, DISPOSABLE. | RESPIRATORY AND ANESTHESIA TENDER
2997 | 4227151525900 | RESUSCITATOR WITH HIGHER PEEP CIRCUIT 0-60 CM.H2O MANOMETER IN-LINE CONTROLLER WITH OVERRIDE BUTTON 1 0 CUSHION MASKS PACKAGED IN ZIPPERED POLYBAG. | RESPIRATORY AND ANESTHESIA TENDER
2998 | 4227160002500 | BREATHING SYSTEM BASIC ADULT T-PIECE, 2.8 M TO 3.0M LENGTH, WITH BAG 2L, ONE (1) ITEM/PC = ONE (1) SET | RESPIRATORY AND ANESTHESIA TENDER
2999 | 4227160004600 | LARGE VOLUME NEBULIZER, PREFILLED AT LEAST 1000 ML TO 1100ML STERILE WATER, WITH ADJUSTABLE OXYGEN RANGE 28 - 98 % FLOWMETER ADAPTER. | RESPIRATORY AND ANESTHESIA TENDER
3000 | 4227250018100 | AIRWAY EXCHANGE CATHETER WITH OXYGEN PORT AND ADAPTER 8.0 FR / 43-45CM | RESPIRATORY AND ANESTHESIA TENDER
3001 | 4227160002600 | FILTER MECHANICAL VIRAL/BACTERIAL, FOR VENTILATOR, 22 MM ID / 15 MM ID/ 22 MM OD, ADULT, STERILE, DISPOSABLE | RESPIRATORY AND ANESTHESIA TENDER
3002 | 4227160002700 | FILTER, BACTERIAL/VIRAL, HIGH FILTRATION EFFICIENCY 99.999%, MECHANICAL, MACHINE SIDE 22MM (ID) 15MM (OD), PATIENT SIDE 15MM (ID) 22MM (OD) ,STRAIGHT,WITHOUT CO2 PORT, PEDIATRIC, DISPOSABLE. | RESPIRATORY AND ANESTHESIA TENDER
3003 | 4227160002800 | FILTER EXHALATION WITH VIAL DRAINAGE, ADULT, PEDIATRIC, DISPOSABLE SHOULD BE COMPATIBLE WITH 980 VENTILATOR OR EQUIVALENT, ONE (1) EACH = ONE (1) SET | RESPIRATORY AND ANESTHESIA TENDER
3004 | 4227160002900 | FILTER EXHALATION WITH VIAL DRAINAGE, NEONATE, DISPOSABLE, COMPATIBLE WITH PB980 OR EQUIVALENT | RESPIRATORY AND ANESTHESIA TENDER
3005 | 4227160003000 | MINI FILTER HME, SIZE INFANT, DISPOSABLE, STERILE,MACHINE SIDE 15MM (OD), PATIENT SIDE 15MM (ID). | RESPIRATORY AND ANESTHESIA TENDER
3006 | 4227160003100 | FILTER HME AND (BACTERIAL/VIRAL), HIGH FILTRATION EFFICIENCY 99.999%, MECHANICAL, MACHINE SIDE 22MM (ID) 15MM (OD), PATIENT SIDE 15MM (ID) 22MM (OD),STRAIGHT,WITH CO2 PORT, ADULT, DISPOSABLE. | RESPIRATORY AND ANESTHESIA TENDER
3007 | 4227160003200 | FILTER HME AND (BACTERIAL/VIRAL), HIGH FILTRATION EFFICIENCY 99.999%, MECHANICAL, MACHINE SIDE 22MM (ID) 15MM (OD), PATIENT SIDE 15MM (ID) 22MM (OD),STRAIGHT,WITH CO2 PORT, PEDIATRIC, DISPOSABLE. | RESPIRATORY AND ANESTHESIA TENDER
3008 | 4227160003300 | FILTER HME AND (BACTERIAL/VIRAL), HIGH FILTRATION EFFICIENCY 99.999%, MECHANICAL, MACHINE SIDE 15MM (OD), PATIENT SIDE 15MM (ID),STRAIGHT,WITH CO2 PORT, NEONATE, DISPOSABLE. | RESPIRATORY AND ANESTHESIA TENDER
3009 | 4227160003400 | FILTER FOR SODA LIME DISPOSABLE COMPATIBLE WITH DRAEGER ANESTHESIA MACHINE OR EQUIVALENT | RESPIRATORY AND ANESTHESIA TENDER
3010 | 4227160004500 | PRE-FILLED DISTILLED WATER 500ML TO 550 ML BUBBLE HUMIDIFIER WITH PRESSURE RELIEF VALVE, O2 OUTLET ADAPTER, DISPOSABLE | RESPIRATORY AND ANESTHESIA TENDER
3011 | 4227160003500 | CO2 SAMPLING LINE SINGLE USE LENGTH 2.3 M- 2.6 M | RESPIRATORY AND ANESTHESIA TENDER
3012 | 4227160002300 | BREATHING SYSTEM INFANT T-PIECE, 1.7M TO 1.8M LENGTH, WITH 0.5L OPEN TAIL BAG, ONE (1) ITEM/PC = ONE (1) SET | RESPIRATORY AND ANESTHESIA TENDER
3013 | 4227160002200 | AIRWAY PHARYNGEAL BERMAN FIBER OPTIC DISPOSABLE 12.0CM | RESPIRATORY AND ANESTHESIA TENDER
3014 | 4227160003800 | HUMIDIFYING CHAMBER FOR VENTILATOR AUTO-FILL, DISPOSABLE, NON STERILE, SHOULD BE COMPATIBLE WITH FISHER PAYKEL MR850 OR EQUIVALENT | RESPIRATORY AND ANESTHESIA TENDER
3015 | 4227160002100 | AIRWAY PHARYNGEAL BERMAN FIBER OPTIC DISPOSABLE 9.0CM | RESPIRATORY AND ANESTHESIA TENDER
3016 | 4227160002000 | AIRWAY PHARYNGEAL BERMAN FIBER OPTIC DISPOSABLE 8.0CM | RESPIRATORY AND ANESTHESIA TENDER
3017 | 4227160003900 | PEAK FLOW METER, LOW RANGE, LESS THAN 400 L/MIN | RESPIRATORY AND ANESTHESIA TENDER
3018 | 4227160004000 | ADULT VOLUMETRIC EXERCISER 4000-5000 ML VOLUME MEASUREMENT ADVANCED LOW-WORK-OF-BREATHING FILTER INDICATOR FOR VISUALIZATION OF DAILY IMPROVEMENT, MOUTH PIECE WITH 6 INCH EXTENDABLE TUBE, SINGLE-PATIENT USE, PATIENT LABEL. | RESPIRATORY AND ANESTHESIA TENDER
3019 | 4227160004100 | PEDIATRIC VOLUMETRIC EXERCISER 2500ML VOLUME MEASUREMENT ADVANCED LOW-WORK-OF-BREATHING FILTER WITH INDICATOR FOR VISUALIZATION OF DAILY IMPROVEMENT, MOUTH PIECE WITH 6 INCH EXTENDABLE TUBE, SINGLE-PATIENT USE, PATIENT LABEL. | RESPIRATORY AND ANESTHESIA TENDER
3020 | 4227160004400 | PRE-FILLED DISTILLED WATER 300ML TO 350 ML BUBBLE HUMIDIFIER WITH PRESSURE RELIEF VALVE, O2 OUTLET ADAPTER, DISPOSABLE | RESPIRATORY AND ANESTHESIA TENDER
3021 | 4227160003600 | WATER TRAPS FOR USE WITH ANESTHESIA MACHINE FOR SAMPLING LINE, SHOULD BE COMPATIBLE WITH DRAEGER MACHINE OR EQUIVALENT | RESPIRATORY AND ANESTHESIA TENDER
3022 | 4227160006600 | VALVE PEEP 0-20 CM.H2O, COMPLETE WITH STANDARD 22MM (ID) CONNECTOR, DISPOSABLE | RESPIRATORY AND ANESTHESIA TENDER
3023 | 4227160006500 | VALVE PEEP 0 -10 CM.H2O, COMPLETE WITH STANDARD 22MM (ID) CONNECTOR, REUSABLE | RESPIRATORY AND ANESTHESIA TENDER
3024 | 4227160006900 | PERCUSSOR MANUAL 60MM DIAMETER MEDIUM, DISPOSABLE | RESPIRATORY AND ANESTHESIA TENDER
3025 | 4227250018200 | BLADE LARYNGOSCOPE FIBER OPTIC MACINTOSH SIZE 00, DISPOSABLE, MADE OF STAINLESS STEEL, MUST BE COMPATIBLE WITH LARYNGOSCOPE HANDLE AND EASY TO INSTALL AND REMOVE | RESPIRATORY AND ANESTHESIA TENDER
3026 | 4227250018300 | BLADE LARYNGOSCOPE FIBER OPTIC MACINTOSH SIZE 0, DISPOSABLE, MADE OF STAINLESS STEEL, MUST BE COMPATIBLE WITH LARYNGOSCOPE HANDLE AND EASY TO INSTALL AND REMOVE | RESPIRATORY AND ANESTHESIA TENDER
3027 | 4227250018400 | BLADE LARYNGOSCOPE FIBER OPTIC MACINTOSH SIZE 1, DISPOSABLE, MADE OF STAINLESS STEEL, MUST BE COMPATIBLE WITH LARYNGOSCOPE HANDLE AND EASY TO INSTALL AND REMOVE | RESPIRATORY AND ANESTHESIA TENDER
3028 | 4227151524600 | OXYGEN Y-BLOCK, ONE MALE QUICK CONNECT AND TWO FEMALE QUICK CONNECTS BRITISH STANDARD, | RESPIRATORY AND ANESTHESIA TENDER
3029 | 4227160008300 | SET FOR EPIDURAL PUMP, COLOR CODED, WITHOUT INJECTION PORT, SHOULD BE COMPATIBLE WITH BD SYSTEM OR EQUIVALENT | RESPIRATORY AND ANESTHESIA TENDER
3030 | 4227160008600 | NEONATAL - ECG ELECTRODE WITH O WIRE, COLOR CODED, WITH MALE CONNECTOR (SHOULD BE COMPATIBLE WITH EACH HOSPITAL STANDARD MACHINE OR EQUIVALENT ) | RESPIRATORY AND ANESTHESIA TENDER
3031 | 4227160008700 | PROBE TEMPERATURE ORAL/ NASAL 09 FR, (EACH CENTER SHOULD BE COMPATIBLE WITH THEIR MACHINE) | RESPIRATORY AND ANESTHESIA TENDER
3032 | 4227160008800 | SENSOR CEREBRAL OXIMETRY NON INVASIVE, FOR PEDIATRIC, SHOULD BE COMPATIBLE WITH INVOS 5100 DEVICE OR EQUIVALENT | RESPIRATORY AND ANESTHESIA TENDER
3033 | 4227160008900 | SENSOR MEASURING THE CONSCIOUSNESS LEVEL FOR ADULT, DISPOSABLE, COMPATIBLE WITH BIS SYSTEM OR EQUIVALENT | RESPIRATORY AND ANESTHESIA TENDER
3034 | 4227160009000 | SENSOR MEASURING THE CONSCIOUSNESS LEVEL FOR PEDIATRIC, DISPOSABLE, COMPATIBLE WITH BIS SYSTEM OR EQUIVALENT | RESPIRATORY AND ANESTHESIA TENDER
3035 | 4227160009200 | PAD DEFIBRILLATOR PRE -GELLED 4.54.5 INCH | RESPIRATORY AND ANESTHESIA TENDER
3036 | 4227160009700 | CATHETER CENTRAL VENOUS COMPLETE SET, CONTAINS: - TRIPLE LUMEN CATHETER 5.5FR X 5CM, GUIDE WIRE(UNKINKABLE)SOFT TIP AND END J-TIP, LUER LOCK SYRINGE 5ML, INTRODUCER NEEDLE 21G, TWO TISSUE DILATOR 6 FR NOT LESS THAN 7CM, DISPOSABLE, STERILE, ONE (1) KIT = ONE (1) SET | RESPIRATORY AND ANESTHESIA TENDER
3037 | 4227250018000 | STYLET FOR INTUBATION SIZE 14-15FR FOR ADULT, LENGTH RANGE 33-40 CM, MADE OF ALUMINUM, DISPOSABLE, STERILE. | RESPIRATORY AND ANESTHESIA TENDER
3038 | 4227160009800 | CATHETER CENTRAL VENOUS COMPLETE SET, RADIOPAQUE, CONTAINS: -DOUBLE LUMEN PUR CATHETER. - GUIDE WIRE (UNKINKABLE) - NON LUER LOCK SYRINGE 5 ML - INTRODUCER NEEDLE SHORT BEVEL. - INTRODUCER CANNULA. - DILATOR. - SECONDARY FIXATION DEVICE. -SLIDING CLAMPS, SIZE: 5.5 FR, LENGTH 8 CM, PEEL PACK, DISPOSABLE, STERILE | RESPIRATORY AND ANESTHESIA TENDER
3039 | 4217180102500 | MASK, LARYNGEAL, SIZE 5.0, AIRWAY, LATEX FREE, DISPOSABLE, STERILE | RESPIRATORY AND ANESTHESIA TENDER
3040 | 4217180102400 | AIRWAY, LARYNGEAL MASK, LATEX FREE, DISPOSABLE STERILE SIZE 2 | RESPIRATORY AND ANESTHESIA TENDER
3041 | 4227160009900 | CATHETER CENTRAL VENOUS COMPLETE SET, RADIOPAQUE, CONTAINS: - DOUBLE LUMEN PUR CATHETER, GUIDE WIRE(UNKINKABLE), NON LUER LOCK SYRINGE 5 ML, INTRODUCER NEEDLE SHORT BEVEL, INTRODUCER CANNULA, DILATOR, SECONDARY FIXATION DEVICE, SLIDING CLAMPS, SCAL P BLADE, SIZE: 7 FR, LENGTH 15-18 CM, PEEL PACK, DISPOSABLE, STERILE | RESPIRATORY AND ANESTHESIA TENDER
3042 | 4217180101800 | MASK, LARYNGEAL, SIZE 4.0, AIRWAY, LATEX FREE, DISPOSABLE, STERILE | RESPIRATORY AND ANESTHESIA TENDER
3043 | 4217180101700 | MASK, LARYNGEAL, SIZE 3.0, AIRWAY, LATEX FREE, DISPOSABLE, STERILE | RESPIRATORY AND ANESTHESIA TENDER
3044 | 4227160010100 | CATHETER CENTRAL VENOUS COMPLETE SET RADIOPAQUE CONTAINS: - DOUBLE LUMEN PUR CATHETER. - GUIDE WIRE(UNKINKABLE) - NON LUER LOCK SY RANGE 5 ML - INTRODUCER NEEDLE SHORT BEVEL. - INTRODUCER CANNULA. - DILATOR. - SECONDARY FIXATION DEVICE. -SLIDING CLAMPS. - SCALP BLADE. SIZE: 5 FR LENGTH 10-13 CM PEEL PACK DISPOSABLE STERILE | RESPIRATORY AND ANESTHESIA TENDER
3045 | 4227160010200 | CATHETER CENTRAL VENOUS COMPLETE SET RADIOPAQUE CONTAINS: - DOUBLE LUMEN PUR CATHETER. - GUIDE WIRE(UNKINKABLE) - NON LUER LOCK SY RANGE 5 ML. - INTRODUCER NEEDLE SHORT BEVEL. - INTRODUCER CANNULA. - DILATOR. - SECONDARY FIXATION DEVICE. -SLIDING CLAMPS. - SCALP BLADE SIZE: 5 FR LENGTH 8 CM PEEL PACK DISPOSABLE STERILE | RESPIRATORY AND ANESTHESIA TENDER
3046 | 4227151524700 | OXYCAP LEVEL 0 DISPOSABLE MOUTH PIECE FOR QUALITY CONTROL MEASUREMENTS COMPATIBLE WITH VIVATMO OR EQUIVALENT | RESPIRATORY AND ANESTHESIA TENDER
3047 | 4227151524800 | STANDARD MOUTH PIECE FOR FENO MEASUREMENTS COMPATIBLE WITH VIVATMO OR EQUIVALENT | RESPIRATORY AND ANESTHESIA TENDER
3048 | 4227151525000 | T-PIECE ADAPTOR FOR VIBRATING MESH AEROSOL DRUG DELIVERY CHAMBER FOR PEDIATRIC CIRCUIT DISPOSABLE COMPATIBLE WITH AIRICU SYSTEM OR EQUIVALENT | RESPIRATORY AND ANESTHESIA TENDER
3049 | 4227151525100 | T-PIECE ADAPTOR FOR VIBRATING MESH AEROSOL DRUG DELIVERY CHAMBER FOR NEONATE CIRCUIT DISPOSABLE COMPATIBLE WITH AIRICU SYSTEM OR EQUIVALENT | RESPIRATORY AND ANESTHESIA TENDER
3050 | 4227160007000 | PERCUSSOR MANUAL 30MM DIAMETER NEONATAL, DISPOSABLE | RESPIRATORY AND ANESTHESIA TENDER
3051 | 4227160007100 | PERCUSSOR MANUAL 90 MM DIAMETER ADULT, DISPOSABLE | RESPIRATORY AND ANESTHESIA TENDER
3052 | 4227160007200 | SODA LIME CANISTER COLOR WHITE TO VIOLET DISPOSABLE (SHOULD BE COMPATIBLE WITH DRAGER MACHINE OR EQUIVALENT) | RESPIRATORY AND ANESTHESIA TENDER
3053 | 4227160007400 | END-TIDAL CARBON DIOXIDE ADAPTER FOR CONTINUOUS CO2 WITH HIGH ACCURACY DISPOSABLE NON STERILE FOR ADULT PEDIATRIC COMPATIBLE WITH MASIMO SYSTEM OR EQUIVALENT | RESPIRATORY AND ANESTHESIA TENDER
3054 | 4227160007500 | END-TIDAL CARBON DIOXIDE ADAPTER FOR CONTINUOUS CO2 WITH HIGH ACCURACY DISPOSABLE NON STERILE FOR NEONATE COMPATIBLE WITH DRAGER MAIN-STREAM OR EQUIVALENT | RESPIRATORY AND ANESTHESIA TENDER
3055 | 4227160007600 | ADULT NITRIC OXIDE DELIVERY AND SAMPLING COMPLETED KIT, SHOULD BE COMPATIBLE WITH NOXBOX FOR VENTILATOR OR EQUIVALENT | RESPIRATORY AND ANESTHESIA TENDER
3056 | 4227160006800 | PERCUSSOR MANUAL 45MM DIAMETER PEDIATRIC, DISPOSABLE | RESPIRATORY AND ANESTHESIA TENDER
3057 | 4227151525700 | VENTILATOR CIRCUIT DISPOSABLE OR SINGLE PATIENT USE CIRCUIT WITHOUT PEEP WITH ELBOW 15 MM PEDIATRIC DUAL HEATED WIRE FISHER PAYKEL 1.7 M X 15 MM HEATED INSP LIMB TEMP PROBE PORT WYE ELBOW AND 61 CM X 15 MM HEATED EXP LIMB WITH LTV VENTILATORS OR EQUIVALENT | RESPIRATORY AND ANESTHESIA TENDER
3058 | 4227151525800 | AEROSOL CHAMBER, FOR MESH NEBULIZER, WITH MEDICATION CUP AND MOUTH PIECE, DISPOSABLE, COMPATIBLE WITH AEROGEN SYSTEM OR EQUIVALENT | RESPIRATORY AND ANESTHESIA TENDER
3059 | 4227151525600 | VENTILATOR CIRCUIT DISPOSABLE OR SINGLE PATIENT USE CIRCUIT WITHOUT PEEP WITH ELBOW 22 MM ADULT DUAL HEATED WIRE FISHER PAYKEL 1.7 M X 22 MM HEATED INSP LIMB TEMP PROBE PORT WYE ELBOW AND 61 CM X 22 MM HEATED EXP LIMB WITH LTV VENTILATORS OR EQUIVALENT | RESPIRATORY AND ANESTHESIA TENDER
3060 | 4227160007800 | NEONATE NITRIC OXIDE DELIVERY AND SAMPLING COMPLETED KIT, SHOULD BE COMPATIBLE WITH NOXBOX FOR VENTILATOR OR EQUIVALENT | RESPIRATORY AND ANESTHESIA TENDER
3061 | 4227160007900 | THERMAL PAPER ROLL COMPATIBLE WITH PRINTER NOX SYSTEM OR EQUIVALENT | RESPIRATORY AND ANESTHESIA TENDER
3062 | 4232160004300 | KIT SPINAL DOUBLE DECKER WITHOUT MEDICATION G 22 X 31/290 MM WITH 5CC PLASTIC SYRINGE LOW RESISTANCE STYLET TROCAR SPROTTE SYRINGE 3 ML NEEDLE 23 AND 19 FENESTRATED DRAPE DISINFECTED AGENT LATEX FREE DISPOSABLE, ONE (1) EACH = ONE (1) KIT | RESPIRATORY AND ANESTHESIA TENDER
3063 | 4227160008000 | FILTER NITRIC OXIDE SCAVENGING FILTER FOR THE USE WITH NITRIC OXIDE DELIVERY SYSTEM, UNIVERSAL COMPATIBILITY | RESPIRATORY AND ANESTHESIA TENDER
3064 | 4227160008200 | SET FOR PCA PUMP (SHOULD BE COMPATIBLE WITH BD SYSTEM OR EQUIVALENT ) | RESPIRATORY AND ANESTHESIA TENDER
3065 | 4227151525200 | FLOW SENSOR ADAPTOR, SIZE ADULT, 22 (ID), COMPATIBLE WITH AIRICU SYSTEM OR EQUIVALENT | RESPIRATORY AND ANESTHESIA TENDER
3066 | 4217210501800 | ELECTRODES PEDIATRIC FOR ECG MONITORING, NON-INVASIVE PACING, DEFIBRILLATION AND SYNCHRONIZED CARDIOVERSION THROUGH ONE SET OF ELECT RODES COMPATIBLE WITH LIFE PACK DEFIBRILLATION OR EQUIVALENT, LATEX FREE, DISPOSABLE | RESPIRATORY AND ANESTHESIA TENDER
3067 | 4227160002400 | BREATHING SYSTEM BASIC ADULT T-PIECE 1.5M TO 1.7M LENGTH, WITH BAG 2L, ONE (1) ITEM/PC = ONE (1) SET | RESPIRATORY AND ANESTHESIA TENDER
3068 | 4227170500600 | CONNECTOR "Y" FOR USE IN SINGLE NEEDLE DIALYSIS PVC MEDICAL GRADE 1: TOTAL LENGTH 10 - 12 CM EACH LIMB 5 - 6 CM MALE LUER LOCK CONNECTOR ON THE SINGLE END OF "Y" TO FIT WITH FISTULA NEEDLE FEMALE LUER LOCK CONNECTOR ON BOTH ENDS OF THE BIFID PART OF "Y" TO FIT WITH ARTERIAL AND VENOUS BLOOD LINES | RENAL SUPPLEMENTARY
3069 | 4220341402400 | DIALYZER HIGH FLUX WITH ANTI-THROMBOGENIC HOLLOW FIBER MEMBRANE MATERIAL: HEPARIN: AN69 ST MEMBRANE / SURFACE AREA 2.15 M HIGH ULTRA FILTRATION COEFFICIENT 65 ML/HR/MMHG. STERILIZATION BY STEAM OR BETA GAMMA RADIATION | RENAL SUPPLEMENTARY
3070 | 4220341402600 | DIALYZER, HIGH FLUX, HOLLOW FIBER, MEMBRANE MATERIAL: POLYSULFON AND ITS DERIVATIVES, SURFACE AREA 1.7 - 1.8 M 2, HIGH ULTRAFILTRATION COEFFICIENT 20 - 30 ML/HR/MMHG, STERILIZATION: STEAM OR BETA GAMMA RADIATION | RENAL SUPPLEMENTARY
3071 | 4220341402500 | DIALYZER HIGH FLUX HOLLOW FIBER MEMBRANE MATERIAL: POLYSULFON AND ITS DERIVATIVES SURFACE AREA 2.2 - 2.5 M 2 HIGH ULTRA FILTRATION COEFFICIENT 82 - 93 ML/HR/ 1 MMHG STERILIZED BY STEAM OR BETA GAMMA RADIATION | RENAL SUPPLEMENTARY
3072 | 4229180000500 | CLAMP, TUBING, PLASTIC FOR PERITONEAL DIALYSIS | RENAL SUPPLEMENTARY
3073 | 4213161100400 | CAP, INJECTION SEALING, WITH MALE LUER LOCK, TO FIT WITH SUBCLAVIAN OR FEMORAL CATHETER AND FEMALE LUER LOCK ADAPTER, SUITABLE LENGTH ABOUT 2 CM | RENAL SUPPLEMENTARY
3074 | 4220344802200 | THE LOCK SOLUTION CONTAINS AMPOULES OR VIAL (3 ML) (CYCLO) - TAUROLIDINE AND CITRATE (4%) (CYCLO) - TAUROLIDINE HAS BROAD ANTIMICROBIAL ACTIVITY MRSA AND VRE AGAINST GRAM POSITIVE AND GRAM - NEGATIVE BACTERIA AND FUNGI | RENAL SUPPLEMENTARY
3075 | 4112310300100 | CASSETTE, AUTOMATED PERITONEAL DIALYSIS, 8 PRONGS, STERILE | RENAL SUPPLEMENTARY
3076 | 4222151201200 | BLOOD LINE DOUBLE NEEDLE (ARTERIAL AND VENOUS) FOR FRESENIUS 2008 /4008 HEMODIALYSIS MACHINE OR EQUIVALENT 92 ML PRIMING VOLUME DISPOSABLE STERILE | RENAL SUPPLEMENTARY
3077 | 4214251200000 | FISTULA NEEDLE SINGLE G16, SHARP, PYROGEN FREE, ONE INCH LONG ULTRATHIN WALL, SHORT TUBE, SILICONIZED WITH NEEDLE PROTECTOR AND BACK EYE WITH NON-ALLERGIC WINGS IN WHICH THE NEEDLE CAN ROTATE FREELY, CLEAR KINK RESISTANT TUBE FITTED WITH FEMALE LUER LOCK AND RATCHET CLAMP, FLEXIBLE WINGS AND PLASTIC PART, NON LEAKING, TRANSPARENT, PLASTIC PART, DISPOSABLE, STERILE | RENAL SUPPLEMENTARY
3078 | 4214251200100 | FISTULA NEEDLE SINGLE G17, SHARP, PYROGEN FREE, ONE INCH LONG ULTRATHIN WALL, SHORT TUBE, SILICONIZED WITH NEEDLE PROTECTOR AND BACK EYE WITH NON-ALLERGIC WINGS IN WHICH THE NEEDLE CAN ROTATE FREELY, CLEAR KINK RESISTANT TUBE FITTED WITH FEMALE LUER LOCK AND RATCHET CLAMP, FLEXIBLE WINGS AND PLASTIC PART, NON LEAKING, TRANSPARENT, PLASTIC PART, DISPOSABLE, STERILE | RENAL SUPPLEMENTARY
3079 | 4214251200200 | FISTULA NEEDLE SINGLE G15, SHARP, PYROGEN FREE, ONE INCH LONG ULTRATHIN WALL, LONG TUBE SILICONIZED WITH NEEDLE PROTECTOR AND BACK EYE WITH NON-ALLERGIC WINGS IN WHICH THE NEEDLE CAN ROTATE FREELY, CLEAR KINK RESISTANT TUBE FITTED WITH FEMALE LUER LOCK AND PATCHED CLAMP, FLEXIBLE WINGS AND PLASTIC PART, NON LEAKING, TRANSPARENT, PLASTIC PART, DISPOSABLE, STERILE | RENAL SUPPLEMENTARY
3080 | 4214251201700 | HEMODIALYSIS FISTULA NEEDLE ARTERIAL 14 G | RENAL SUPPLEMENTARY
3081 | 4214251201800 | HEMODIALYSIS FISTULA NEEDLE VENOUS 14 G | RENAL SUPPLEMENTARY
3082 | 4214251201900 | FISTULA NEEDLE SINGLE G15, SHARP, PYROGEN FREE, ONE INCH LONG ULTRATHIN WALL, SHORT TUBE, SILICONIZED WITH NEEDLE PROTECTOR AND BACK EYE WITH NON-ALLERGIC WINGS IN WHICH THE NEEDLE CAN ROTATE FREELY, CLEAR KINK RESISTANT TUBE FITTED WITH FEMALE LUER LOCK AND PATCHED CLAMP, FLEXIBLE WINGS AND PLASTIC PART, NON LEAKING, TRANSPARENT, PLASTIC PART, DISPOSABLE, STERILE | RENAL SUPPLEMENTARY
3083 | 4222151201300 | CATHETER POLYURETHANE KIT FOR PEDIATRIC FEMORAL DUAL LUMEN CATHETER 5 INCHES LONG WITH GUIDE WIRE INTRODUCER NEEDLE AND DILATOR 9 FR STERILE | RENAL SUPPLEMENTARY
3084 | 4214251202000 | FISTULA NEEDLE SINGLE G16, SHARP, PYROGEN FREE, ONE INCH LONG ULTRATHIN WALL, LONG TUBE, SILICONIZED WITH NEEDLE PROTECTOR AND BACK EYE WITH NON-ALLERGIC WINGS IN WHICH THE NEEDLE CAN ROTATE FREELY, CLEAR KINK RESISTANT TUBE FITTED WITH FEMALE LUER LOCK AND RATCHET CLAMP, FLEXIBLE WINGS AND PLASTIC PART, NON LEAKING, TRANSPARENT, PLASTIC PART, DISPOSABLE, STERILE | RENAL SUPPLEMENTARY
3085 | 4214251202100 | FISTULA NEEDLE SINGLE G17, SHARP, PYROGEN FREE, ONE INCH LONG ULTRATHIN WALL, LONG TUBE, SILICONIZED WITH NEEDLE PROTECTOR AND BACK EYE WITH NON-ALLERGIC WINGS IN WHICH THE NEEDLE CAN ROTATE FREELY, CLEAR KINK RESISTANT TUBE FITTED WITH FEMALE LUER LOCK AND RATCHET CLAMP, FLEXIBLE WINGS AND PLASTIC PART, NON LEAKING, TRANSPARENT, PLASTIC PART, DISPOSABLE, STERILE | RENAL SUPPLEMENTARY
3086 | 4222150309000 | CATHETER, JUGULAR VEIN SET, CONSISTS OF DUAL LUMEN CATHETER, 7 INCHES, EFFECTIVE LENGTH ROTATING POLYURETHANE, INTERNAL DIAMETER 12 F, FLEXIBLE NONALLERGIC WINGS WITH SMALL STITCHING HOLES, SILICONE TUBES FITTED WITH FEMALE LUER LOCK, THE OUTER PART IS CURVED AND DIRECTED DOWNWARDS TO THE SUBCLAVIAN REGION, STAINLESS STEEL GUIDEWIRE DIAMETER 0.038 INCHES, LENGTH 70 CM FLEXIBLE EASILY SLIDING, 12 F DILATOR, GAUGE 18 INTRODUCER NEEDLE, SCALPEL, INJECTION CAPS, ADHESIVE DRESSING, STERILE | RENAL SUPPLEMENTARY
3087 | 4222150308900 | CATHETER JUGULAR VEIN SET CONSISTS OF DUAL LUMEN CATHETER 5 INCHES EFFECTIVE LENGTH ROTATING POLYURETHANE INTERNAL DIAMETER 12 F FLEXIBLE NON - ALLERGIC WINGS WITH SMALL STRETCHING HOLES SILICONE TUBES FITTED WITH FEMALE LUER LOCK THE OUTER PART IS CURVED AND DIRECTED DOWNWARDS TO THE SUBCLAVIAN REGION STAINLESS STEEL GUIDEWIRE DIAMETER 0.038 INCH LENGTH IS ABOUT 3 TIMES THE CATHETER LENGTH EASILY SLIDING GAUGE 18 INTRODUCER NEEDLE 9 FR DILATOR STERILE | RENAL SUPPLEMENTARY
3088 | 4222150308800 | CATHETER FEMORAL VEIN SET CONSISTS OF DUAL LUMEN CATHETER 11.5 FR X 15CM INCHES EFFECTIVE LENGTH ROTATING POLYURETHANE FLEXIBLE NONALLERGIC WINGS WITH SMALL STITCHING HOLES SILICONE TUBES FITTED WITH FEMALE LUER LOCK STAINLESS STEEL GUIDEWIRE DIAMETER 0.038 INCH LENGTH 70 CM FLEXIBLE EASILY SLIDING 12 F DILATOR GAUGE 18 INTRODUCER NEEDLE SCALPEL INJECTION CAPS ADHESIVE DRESSING STERILE | RENAL SUPPLEMENTARY
3089 | 4222150306800 | CATHETER FEMORAL VEIN SET CONSISTS OF DUAL LUMEN CATHETER 8 INCHES EFFECTIVE LENGTH ROTATING POLYURETHANE INTERNAL DIAMETER 12 FR FLEXIBLE NON - ALLERGIC WINGS WITH SMALL STRETCHING HOLES SILICONE TUBES FITTED WITH FEMALE LUER LOCK STAINLESS STEEL GUIDEWIRE DIAMETER 0.035 INCH SOFT TIP WITH STEPPED TISSUE DILATOR LENGTH IS ABOUT 3 TIMES THE CATHETER LENGTH EASILY SLIDING GAUGE 18 INTRODUCER NEEDLE 12 FR DILATOR | RENAL SUPPLEMENTARY
3090 | 4222150306700 | CATHETER FEMORAL VEIN SET CONSISTS OF DUAL LUMEN CATHETER 5 INCHES EFFECTIVE LENGTH ROTATING POLYURETHANE FLEXIBLE NON - ALLERGIC WINGS WITH SMALL STRETCHING HOLES SILICONE TUBES FITTED WITH FEMALE LUER LOCK STAINLESS STEEL GUIDEWIRE DIAMETER 0.038 INCH LENGTH IS ABOUT 3 TIMES THE CATHETER LENGTH EASILY SLIDING GAUGE 18 INTRODUCER NEEDLE 9 FR DILATOR | RENAL SUPPLEMENTARY
3091 | 4222150107700 | CATHETER POLYURETHANE KIT FOR PEDIATRIC FEMORAL DUAL LUMEN CATHETER 4 INCHES LONG WITH GUIDEWIRE INTRODUCER NEEDLE AND DILATOR 8 FR STERILE | RENAL SUPPLEMENTARY
3092 | 4229531000300 | TUBE EXTENSION FOR PERITONEAL DIALYSIS CATHETER LUER-LOCK 32 CM COMPATIBLE WITH FRESENIUS MACHINE | RENAL SUPPLEMENTARY
3093 | 4222230400200 | BLOOD LINE, FOR FRESENIUS MACHINE 5008 OR EQUIVALENT, WITH ONLINE HDF, 132 ML PRIMING VOLUME, DOUBLE NEEDLE, INCLUDE ARTERIAL LINE WITH: MALE LUER LOCK TO FIT WITH FISTULA NEEDLE, LINE CLAMP, INJECTION PORT, PRESSURE MONITORING UNIT WITH TRANSDUCER PROTECTOR FOR 5008 SYSTEM (DOME), PUMP SEGMENT NOT LESS THAN 350 MM, HEPARIN LINE, INFUSION PORT FOR PRE - DILUTION WITH ONE - WAY VALVE, VENOUS LINE WITH: FEMALE LUER LOCK TO FIT WITH DIALYZER, DRIP CHAMBER WITH FILTER, LEVEL LINE, PRESSURE MONITORING LINE WITH TRANSDUCER PROTECTOR AND BACK INSPECTION WINDOWS, INJECTION PORT, LINE CLAMP, MALE LUER LOCK TO FIT WITH FISTULA NEEDLE AND RINSE PORT, VENOUS BUBBLES TRAP 22 MM, INFUSION PORT FOR POST - DILUTION WITH ONE - WAY VALVE, SAFE LINE WITH: SUBSTITUTION PORT CONNECTED WITH MALE LUER LOCK, PUMP SEGMENT NOT LESS THAN 350 MM, RECIRCULATOR WITH FEMALE - FEMALE INLETS TO CONNECT THE SAFE LINE WITH THE ARTERIAL LINE, MALE LUER LOCK CONNECTOR TO FIT WITH PRE - AND POST - DILUTION PORT, STERILIZATION METHOD: ETO OR STEAM OR GAMMA RADIATION, DISPOSABLE | RENAL SUPPLEMENTARY
3094 | 4220344802300 | THE LOCK SOLUTION, CONTAINS AMPOULES OR VIAL (3 ML), (CYCLO) - TAUROLIDINE, (CYCLO) - TAUROLIDINE HAS BROAD ANTIMICROBIAL ACTIVITY, INCLUDING MRSA AND VRE AGAINST GRAM POSITIVE AND GRAM - NEGATIVE BACTERIA AND FUNGI | RENAL SUPPLEMENTARY
3095 | 4222230400100 | HEMOFILTRATION SET OF TUBING, TO FIT WITH FRESENIUS 4008S MACHINE OR EQUIVALENT, FOR ONLINE HEMODIAFILTRATION (HDF), THE PACK CONSISTS OF A SUBSTITUTION TUBING AND RINSING CONNECTOR THAT IS PACKED SEPARATELY, THE SUBSTITUTION CONNECTOR SHOULD BE FIRMLY SECURED TO THE PUMP SEGMENT, THE FEMALE LUER LOCK CONNECTOR WITH THE RED CLAMP IS TO BE CONNECTED TO THE ARTERIAL SYSTEM FOR ONLINE PRIMING AND REINFUSION, THE MALE LUER LOCK CONNECTOR WITH WHITE CLAMP IS CONNECTED TO THE VENOUS BUBBLE TRAP FOR POST DILUTION | RENAL SUPPLEMENTARY
3096 | 4222230400000 | BLOOD LINE FOR DIMAX NIPRO OR EQUIVALENT DOUBLE NEEDLE ADULT CONSISTING OF ARTERIAL LINE: PVC MATERIAL MEDICAL GRADE ONE WITH MALE LUER LOCK TO FIT WITH THE FISTULA NEEDLE INFUSION CANNULA WITH SPIKE AND PROTECTOR CAP LINE CLAMP INJECTION PORT PRESSURE MONITORING LINE WITH TRANSDUCER PROTECTOR PUMP SEGMENT LENGTH NOT LESS THAN 290 MM HEPARIN LINE POST PUMP ARTERIAL CHAMBER VENOUS LINE: PVC MEDICAL GRADE ONE WITH FEMALE LUER LOCK TO FIT WITH DIALYZER DRIP CHAMBER WITH FILTER LEVEL LINE PRESSURE MONITORING LINE WITH TRANSDUCER PROTECTOR INJECTION PORT LINE CLAMP MALE LUER LOCK TO FIT WITH FISTULA NEEDLE DRAINAGE BAG BYPASS CONNECTOR ETHYLENE OXIDE STERILIZATION METHOD: ETO OR STEAM OR GAMMA RADIATION DISPOSABLE STERILE | RENAL SUPPLEMENTARY
3097 | 4222230200800 | DIALYZER, HIGH FLUX, HOLLOW FIBER, MEMBRANE MATERIAL: POLYSULFON AND ITS DERIVATIVES, SURFACE AREA 1 M 2, HIGH ULTRA FILTRATION COEFFICIENT 20 - 30 ML/HR/ 1 MM HG, STERILIZED BY STEAM OR BETA GAMMA RADIATION | RENAL SUPPLEMENTARY
3098 | 4222230200600 | DIALYZER LOW FLUX HOLLOW FIBER PEDIATRIC SIZE MEMBRANE MATERIAL: POLYSULFON AND ITS DERIVATIVES WITH: MALE LUER LOCK FOR TUBING SURFACE AREA 0.4 M2 VIT. B12 CLEARANCE AT Q.B. 200 ML/MN KEEPING BLOOD FLOW CONSTANT AT THIS RATE 15 ML/MN ULTRAFILTRATION RATE BETWEEN 2 - 4 ML/HR/MM HG NEGATIVE PRESSURE STERILIZED BY STEAM OR BETA GAMMA RADIATION | RENAL SUPPLEMENTARY
3099 | 4220344802100 | THE LOCK SOLUTION CONTAINS AMPOULE OR VIAL (3 ML) (CYCLO) - TAUROLIDINE 100 UNITS HEPARIN PER ML AND CITRATE (4%) (CYCLO) - TAUROLIDINE HAS BROAD ANTIMICROBIAL ACTIVITY INCLUDING MRSA AND VRE AGAINST GRAM POSITIVE AND GRAM - NEGATIVE BACTERIA AND FUNGI | RENAL SUPPLEMENTARY
3100 | 4220344802000 | THE LOCK SOLUTION AMPOULE OR VIAL (5 ML) CONTAINS (CYCLO) - TAUROLIDINE CITRATE (4%) AND UROKINASE (25 000 IU) (CYCLO) - TAUROLIDINE HAS BROAD ANTIMICROBIAL ACTIVITY INCLUDING MRSA AND VRE CITRATE | RENAL SUPPLEMENTARY
3101 | 4220344801900 | THE LOCK SOLUTION CONTAINS AMPOULE OR VIAL (5 ML) (CYCLO) - TAUROLIDINE 500 UNITS HEPARIN PER ML AND CITRATE (4%) (CYCLO) - TAUROLIDINE HAS BROAD ANTIMICROBIAL ACTIVITY INCLUDING MRSA AND VRE AGAINST GRAM POSITIVE AND GRAM - NEGATIVE BACTERIA AND FUNGI | RENAL SUPPLEMENTARY
3102 | 4222230100700 | BLOOD LINE TUBING SET FOR GAMBRO AK95 AK95S AK100 AK 200 AK 200S MACHINE OR EQUIVALENT SET CONSISTS OF ARTERIAL LINE AND VENOUS LINE MADE OF MEDICAL GRADE BIOCOMPATIBILITY PVC ANTI - KINKING DESIGN DOES NOT ALLOW CONTACT BETWEEN BLOOD AND COLORED COMPONENTS HAS EXTRACORPOREAL BLOOD VOLUME OF: ARTERIAL LINE 59 CC VENOUS LINE 71 CC PUMP SEGMENT OF 7.9 MM DIAMETER MADE OF VERY SOFT PVC PUMP SEGMENT SHOULD HAVE PAIR OF ROLLERS TP PREVENT SEGMENT OCCLUSION/TWISTING DOUBLE MEMBRANES TRANSDUCER PROTECTION FOR VENOUS P. TRANSDUCER AS A LAST DEFENSE LINE TO PREVENT RISK OF BLOOD CONTAMINATION 2 LITERS DRAINAGE BAG SPIKE AND RECIRCULATION CONNECTOR PRESSURE TRANSDUCER PROTECTOR AND PRESSURE PILLOW FOR NEGATIVE PRESSURE PROTECTION 45 INCHES ANGLED HEPARIN LINE TO AVOID RE - FLOW LARGE LATEX - FREE RUBBER INJECTION PORT CALIBRATED BVS CUVETTE ON ARTERIAL LINE VENOUS CHAMBER SHOULD HAV ANTIFOAM DESIGN WITH SIDE BLOOD ENTRY TO REDUCE TURBULENCE VENOUS CHAMBER SHOULD HAVE INTEGRATED INJECTION PORT AND INFUSION SITE STERILIZATION METHOD: ETO OR STEAM OR GAMMA RADIATION | RENAL SUPPLEMENTARY
3103 | 4112310100100 | BLOOD LINE TUBING SET, COMPATIBLE WITH GAMBRO AK96 OR EQUIVALENT, SET CONSISTS OF ARTERIAL LINE AND VENOUS LINE, MADE OF MEDICAL GRADE BIOCOMPATIBILITY PVC, ANTI-KINKING DESIGN, DOES NOT ALLOW CONTACT BETWEEN BLOOD AND COLORED COMPONENTS, HAS EXTRACORPOREAL BLOOD VOLUME OF: ARTERIAL LINE 59 CC, VENOUS LINE 71 CC, PUMP SEGMENT OF 7.9 MM DIAMETER, MADE OF VERY SOFT PVC, PUMP SEGMENT SHOULD HAVE PAIR OF ROLLERS TP PREVENT SEGMENT OCCLUSION/TWISTING, DOUBLE MEMBRANES TRANSDUCER PROTECTION, FOR VENOUS P. TRANSDUCER AS A LAST DEFENSE LINE TO PREVENT RISK OF BLOOD CONTAMINATION, 2 LITERS DRAINAGE BAG, SPIKE AND RECIRCULATION CONNECTOR, PRESSURE TRANSDUCER PROTECTOR AND PRESSURE PILLOW FOR NEGATIVE PRESSURE PROTECTION, 45 INCHES ANGLED HEPARIN LINE TO AVOID RE-FLOW, LARGE LATEX-FREE RUBBER INJECTION PORT, CALIBRATED BVS CUVETTE ON ARTERIAL LINE, VENOUS CHAMBER SHOULD HAV ANTIFOAM DESIGN, WITH SIDE BLOOD ENTRY TO REDUCE TURBULENCE, VENOUS CHAMBER SHOULD HAVE INTEGRATED | RENAL SUPPLEMENTARY
3104 | 4112310100200 | TUBE EXTENSION, FOR PERITONEAL DIALYSIS CATHETER, LUER-LOCK 25 CM, COMPATIBLE WITH FRESENIUS MACHINE | RENAL SUPPLEMENTARY
3105 | 4112310300200 | CASSETTE, AUTOMATED PERITONEAL DIALYSIS, 6 PRONGS, STERILE | RENAL SUPPLEMENTARY
3106 | 4216165903900 | CATHETER, HEMODIALYSIS KIT, STRAIGHT, 12 FRENCH X 15 CM, SHORT TERM | RENAL SUPPLEMENTARY
3107 | 4216165904000 | CATHETER, HEMODIALYSIS KIT, 11.5 FRENCH X 20 CM, STRAIGHT TIP, SHORT TERM | RENAL SUPPLEMENTARY
3108 | 4216150601000 | CATHETER, PERITONEAL DIALYSIS, ADULT, SILICONE, DOUBLE CUFF, COILED, 57-63 CM | RENAL SUPPLEMENTARY
3109 | 4216165911100 | CATHETER SHORT-TERM JUGULAR VEIN FOR CHILDREN CONSISTING OF: DUAL LUMEN SILICONE RUBBER CATHETER AND CLEAR SILICONE EXTENSION TUBES TERMINATING WITH END CAPS (9 FR X 10- 12 CM) GUIDEWIRE SHEATH DILATOR INTRODUCER NEEDLE AND 5 CC LUER LOCK SYRINGE DISPOSABLE STERILE | RENAL SUPPLEMENTARY
3110 | 4216165911200 | CATHETER SHORT-TERM JUGULAR VEIN FOR CHILDREN CONSISTING OF: DUAL LUMEN SILICONE RUBBER CATHETER AND CLEAR SILICONE EXTENSION TUBES TERMINATING WITH END CAPS (11 FR X 12 CM) GUIDEWIRE SHEATH DILATOR INTRODUCER NEEDLE AND 5 CC LUER LOCK SYRINGE DISPOSABLE STERILE | RENAL SUPPLEMENTARY
3111 | 4216165911300 | CATHETER SHORT-TERM JUGULAR VEIN FOR ADULT CONSISTING OF: DUAL LUMEN POLYURETHANE CATHETER AND CLEAR SILICONE RUBBER EXTENSION THE OUTER PART IS CURVED AND DIRECTED DOWNWARDS TO THE JUGULAR VEIN TUBES TERMINATING WITH END CAPS (11.5 FR X 15-16 CM) GUIDEWIRE SHEATH DILATOR INTRODUCER NEEDLE AND 5 CC LUER LOCK SYRINGE DISPOSABLE STERILE | RENAL SUPPLEMENTARY
3112 | 4216166100000 | HEMODIALYSIS, DRAINAGE BAG, 2 LITERS | RENAL SUPPLEMENTARY
3113 | 4216166100200 | ADAPTER, BIOFINE, LOCKING, TO CONNECT BETWEEN THE INNER AND OUTER CATHETER, REMAIN PERMANENT | RENAL SUPPLEMENTARY
3114 | 4216166100300 | HEMOFILTRATION SET FOR MULTIFILTRATE PRO KIT 1000 CVVHDF COMPATIBLE WITH (FRESENIUS) OR EQUIVALENT EACH SET ALLOWS ANY OF FOLLOWING RENAL REPLACEMENT THERAPIES TO BE PERFORMED AT TIME: (SCUF) SLOW CONTINUOUS ULTRAFILTRATION (CVVH) CONTINUOUS VENOVENOUS HEMOFILTRATION (CVVHD) CONTINUOUS VENOVENOUS HEMODIALYSIS (CVVHDF) CONTINUOUS VENOVENOUS HEMODIAFILTRATION, THE SET IS COMPOSED OF: A FILTER MADE OF POLYSULFONE AV600S ULTRAFLUX MEMBRANE SURFACE AREA 1.8 M2 MULTIBIC SOLUTION 4.5 LITER FOR EVERY KIT TO PROVIDE 4 BAGS OF MULTIBIC PRIMING COLLECTION BAG CONNECTED TO THE END OF ACCESS VENOUS LINE FILTRATE BAG 10 LITERS WITH 2 DRAINAGE BAGS IN EACH KIT DIALYSATE INLET LINE EFFLUENT OUTLET LINE ARTERIAL LINE TO FIT MULTIFILTRATE PRO MACHINE VENOUS LINE TO FIT MULTIFILTRATE PRO MACHINE SUBSTITUTE SYSTEM MULTIFILTRATE | RENAL SUPPLEMENTARY
3115 | 4216165911000 | CATHETER SHORT-TERM JUGULAR VEIN FOR CHILDREN CONSISTING OF: DUAL LUMEN SILICONE RUBBER CATHETER AND CLEAR SILICONE EXTENSION TUBES TERMINATING WITH END CAPS (7 FR X 10 CM) GUIDEWIRE SHEATH DILATOR INTRODUCER NEEDLE AND 5 CC LUER LOCK SYRINGE DISPOSABLE STERILE | RENAL SUPPLEMENTARY
3116 | 4216166100400 | HEMOFILTRATION SET FOR MULTIFILTRATE PRO KIT CI-CA 1000 HDF COMPATIBLE WITH(FRESENIUS) OR EQUIVALENT EACH SET ALLOWS ANY OF FOLLOWING RENAL REPLACEMENT THERAPIES TO BE PERFORMED AT TIME: (SCUF) SLOW CONTINUOUS ULTRAFILTRATION (CVVH) CONTINUOUS VENOVENOUS HEMOFILTRATION (CVVHD) CONTINUOUS VENOVENOUS HEMODIALYSIS (CVVHDF) CONTINUOUS VENOVENOUS HEMODIAFILTRATION, THE SET IS COMPOSED OF: A FILTER MADE OF POLYSULFONE AV600S ULTRAFLUX MEMBRANE SURFACE AREA 1.8 M2 CI-CA DIALYSATE K2 SOLUTION 4.5 LITER FOR EVERY KIT TO PROVIDE 4 BAGS OF CI-CA DIALYSATE K4 SOLUTION PRIMING COLLECTION BAG CONNECTED TO THE END OF ACCESS VENOUS LINE FILTRATE BAG 10 LITERS WITH 2 DRAINAGE BAGS IN EACH KIT DIALYSATE INLET LINE EFFLUENT OUTLET LINE ARTERIAL LINE TO FIT MULTIFILTRATE PRO MACHINE VENOUS LINE TO FIT MULTIFILTRATE PRO MACHINE SUBSTITUTE SYSTEM MULTIFILTRATE | RENAL SUPPLEMENTARY
3117 | 4216166100600 | HEMOFILTRATION SET, FOR MULTIFILTRATE PRO KIT CI-CA HD EMIC2 COMPATIBLE WITH (FRESENIUS) OR EQUIVALENT, EACH SET ALLOWS ANY OF FOLLOWING RENAL REPLACEMENT THERAPIES TO BE PERFORMED AT TIME: (SCUF) SLOW CONTINUOUS ULTRAFILTRATION, (CVVH) CONTINUOUS VENOVENOUS HEMOFILTRATION, (CVVHD) CONTINUOUS VENOVENOUS HEMODIALYSIS, (CVVHDF) CONTINUOUS VENOVENOUS HEMODIAFILTRATION, THE SET IS COMPOSED OF: A FILTER MADE OF POLYSULFONE AV600S ULTRAFLUX, MEMBRANE SURFACE AREA 1.8M2, CI-CA DIALYSATE K2 SOLUTION 4.5 LITER FOR EVERY KIT TO PROVIDE 4 BAGS OF, CI-CA DIALYSATE K4 SOLUTION, PRIMING COLLECTION BAG CONNECTED TO THE END OF ACCESS VENOUS LINE, FILTRATE BAG 10 LITERS WITH 2 DRAINAGE BAGS IN EACH KIT, DIALYSATE INLET LINE, EFFLUENT OUTLET LINE, ARTERIAL LINE TO FIT MULTIFILTRATE PRO MACHINE, VENOUS LINE TO FIT MULTIFILTRATE PRO MACHINE, SUBSTITUTE SYSTEM MULTIFILTRATE | RENAL SUPPLEMENTARY
3118 | 4216170100000 | ULTRA FILTER, FOR BACTERIA AND ENDOTOXIN RETENTION, TO BE USED WITH FRESENIUS HEMODIALYSIS MACHINES OR EQUIVALENT, FOR ONLINE PREPARATION OF DIALYSATE FOR HEMODIAFILTRATION | RENAL SUPPLEMENTARY
3119 | 4216170100200 | HEMOFILTRATION SET FOR PRISMA M100 SET (HOSPITAL) OR EQUIVALENT HIGH VOLUME: EACH SET ALLOWS ANY OR RENAL REPLACEMENT THERAPIES TO BE PERFORMED AT TIME: SCUF: SLOW CONTINUOUS ULTRAFILTRATION CVVH : CONTINUOUS VENOVENOUS HEMOFILTRATION CVVHD: CONTINUOUS VENOVENOUS HEMODIALYSIS CVVHDF: CONTINUOUS VENOVENOUS HEMODIAFILTRATION THIS SET CONSISTS OF: A FILTER MADE OF AN 69 MEMBRANE MEMBRANE SURFACE AREA 0.9 M2 HEMOSOL BE SOLUTION 2 LITERS FOR EVERY SET M 100 TO PROVIDE 6 BAGS OF HEMOSOL BO PRIMING COLLECTION BAG CONNECTED TO THE END OF ACCESS LINE A - 5 LITER EFFLUENT BAG WITH DRAINAGE PORT (SP 354) DIALYSATE INLET LINE EFFLUENT OUTLET LINE ARTERIAL LINE TO FIT PRISMA MACHINE VENOUS LINE TO FIT PRISMA MACHINE | RENAL SUPPLEMENTARY
3120 | 4216170100300 | HEMOFILTRATION SET, FOR MULTIFILTRATE KIT 3 CVVHD 600 FOR FRESENIUS MULTIFILTRATE MACHINES OR EQUIVALENT, ALLOW RENAL REPLACEMENT THERAPY CVVHD: CONTINUOUS VENO - VENOUS HEMODIALYSIS, INCLUDE: ULTRAFLUX AV 600 S HEMOFILTER, STEAM STERILIZED WITH 1.4 M2 SURFACE AREA, DIALYSATE SYSTEM WITH INTEGRATED HEATER BAG, HEPARIN SYRINGE 50 ML | RENAL SUPPLEMENTARY
3121 | 4216170100500 | BLOOD LINE FOR FRESENIUS MACHINE 2008/4008 OR EQUIVALENT DOUBLE NEEDLE CONSISTING OF: ARTERIAL LINE PVC MEDICAL GRADE ONE WITH: MALE LUER LOCK TO FIT WITH FISTULA NEEDLE INFUSION CANNULA WITH SPIKE AND PROTECTOR CAP LINE CLAMP INJECTION PORT PRESSURE MONITORING LINE WITH TRANSDUCER PROTECTOR PUMP SEGMENT LENGTH NOT LESS THAN 350 MM HEPARIN LINE POST PUMP ARTERIAL CHAMBER VENOUS LINE PVC MEDICAL GRADE ONE WITH: FEMALE LUER LOCK TO FIT WITH DIALYZER DRIP CHAMBER WITH FILTER LEVEL LINE PRESSURE MONITORING LINE WITH TRANSDUCER PROTECTOR INJECTION PORT LINE CLAMP MALE LUER LOCK TO FIT WITH FISTULA NEEDLE DRAINAGE BAG VENOUS BUBBLE TRAP 22 MM STERILIZATION METHOD:ETO OR STEAM OR GAMMA RADIATION BYPASS CONNECTOR DISPOSABLE STERILE | RENAL SUPPLEMENTARY
3122 | 4216170100600 | ULTRA FILTER, FOR RETENTION OF BACTERIA AND ENDOTOXIN IN HEMOFILTRATION AND HEMODIAFILTRATION TREATMENT, WITH GAMBRO AK 96 AND ARTIS HEMODIALYSIS MACHINES, U 9000 S OR EQUIVALENT, FILTER WITH SURFACE AREA 2.1 M 2, STERILIZATION BY STEAM OR GAMMA IRRADIATION, DISPOSABLE | RENAL SUPPLEMENTARY
3123 | 4216166100500 | HEMOFILTRATION SET FOR MULTIFILTRATE PRO KIT CI-CA 1000 HD COMPATIBLE WITH (FRESENIUS) OR EQUIVALENT EACH SET ALLOWS ANY OF FOLLOWING RENAL REPLACEMENT THERAPIES TO BE PERFORMED AT TIME: (SCUF) SLOW CONTINUOUS ULTRAFILTRATION (CVVH) CONTINUOUS VENOVENOUS HEMOFILTRATION (CVVHD) CONTINUOUS VENOVENOUS HEMODIALYSIS (CVVHDF) CONTINUOUS VENOVENOUS HEMODIAFILTRATION, THE SET IS COMPOSED OF: A FILTER MADE OF POLYSULFONE AV600S ULTRAFLUX MEMBRANE SURFACE AREA 1.8M2 CI-CA DIALYSATE K2 SOLUTION 4.5 LITER FOR EVERY KIT TO PROVIDE 4 BAGS OF CI-CA DIALYSATE K4 SOLUTION PRIMING COLLECTION BAG CONNECTED TO THE END OF ACCESS VENOUS LINE FILTRATE BAG 10 LITERS WITH 2 DRAINAGE BAGS IN EACH KIT DIALYSATE INLET LINE EFFLUENT OUTLET LINE ARTERIAL LINE TO FIT MULTIFILTRATE PRO MACHINE VENOUS LINE TO FIT MULTIFILTRATE PRO MACHINE SUBSTITUTE SYSTEM MULTIFILTRATE | RENAL SUPPLEMENTARY
3124 | 4216170100700 | HEMOFILTRATION SET FOR MULTIFILTRATE KIT 4 CVVHDF 600 FOR FRESENIUS MULTIFILTRATE MACHINES OR EQUIVALENT ALLOW RENAL REPLACEMENT THERAPY CVVHDF : CONTINUOUS VENO - VENOUS HEMODIAFILTRATION INCLUDE: ULTRAFLUX AV 600 S HEMOFILTE STEAM STERILIZED WITH 1.4 M2 SURFACE AREA SUBSTITUTE SYSTEM WITH INTEGRATED HEATER BAG DIALYSATE SYSTEM WITH INTEGRATED HEATER BAG HEPARIN SYRINGE 50 ML | RENAL SUPPLEMENTARY
3125 | 4216165910800 | CATHETER PERMANENT JUGULAR VEIN FOR ADULT CONSISTING OF: DUAL LUMEN EFFECTIVE LENGTH ROTATING POLYURETHANE AND CLEAR SILICONE EXTENSION TUBES TERMINATING WITH END CAPS (15.5 FR X 50 CM FROM TIP TO CUFF) GUIDEWIRE SHEATH DILATOR TUNNELING STYLET INTRODUCER NEEDLE AND 10 CC LUER LOCK SYRINGE SCALPEL DISPOSABLE STERILE | RENAL SUPPLEMENTARY
3126 | 4216165910700 | CATHETER PERMANENT FEMORAL VEIN DUAL LUMEN FOR ADULT CONSISTS OF: PERMANENT DUAL LUMEN CATHETER ATTACHED TO Y CONNECTOR WITH FEMALE LUER LOCK ADAPTER WITH DACRON FELT CUFF 14.5 FRENCH 28 CM FROM TIP TO CUFF SYMMETRIC-TIP FLOW RATES 300 ML/MT RECIRCULATION 5 % OR LESS J-STRAIGHT 0.038 INCH GUIDEWIRE SHEATH DILATOR TUNNELING STYLET INTRODUCER NEEDLE AND 10 CC LUER LOCK SYRINGE DISPOSABLE STERILE | RENAL SUPPLEMENTARY
3127 | 4216150402300 | ORGANIZER HOLDER, FOR EASE OF USE DURING APD AND CAPD (ONLY FOR FRESENIUS OR EQUIVALENT) | RENAL SUPPLEMENTARY
3128 | 4216150402200 | ORGANIZER, FOR EASE OF USE DURING APD AND CAPD (ONLY FOR FRESENIUS OR EQUIVALENT) | RENAL SUPPLEMENTARY
3129 | 4216150401900 | SET CAPD LUER LOCK TO CONNECT ICODEXTRIN (POLYGLUCOSE BAGS). | RENAL SUPPLEMENTARY
3130 | 4216150401800 | ADAPTER, LUER-LOCK, (APD) TO CONNECT ICODEXTRIN (POLYGLUCOSE BAGS) | RENAL SUPPLEMENTARY
3131 | 4216150301100 | CATHETER PERITONEAL DIALYSIS ADULT SILICONE DOUBLE CUFF SWAN NECK COILED 58 - 63 CM | RENAL SUPPLEMENTARY
3132 | 4216150301000 | CATHETER, HEMODIALYSIS KIT, 11.5 FRENCH X 15 CM, SHORT TERM, STRAIGHT | RENAL SUPPLEMENTARY
3133 | 4216150709100 | SOLUTION, BICARBONATE WITHOUT LACTATE, 3.86-4.25 %, 3 LITERS FOR APD, WITH CALCIUM 1.75 | RENAL SUPPLEMENTARY
3134 | 4216150300800 | EFFLUENT SAMPLING BAG FOR PERITONEAL SOLUTION, 2L | RENAL SUPPLEMENTARY
3135 | 4216165906800 | CATHETER HEMODIALYSIS SILICONE KIT 14.5 FRENCH X 42 CM TIP TO CUFF LONG TERM | RENAL SUPPLEMENTARY
3136 | 4216165907000 | CATHETER, HEMODIALYSIS, SILICONE, KIT, STRAIGHT 6 - 6.5 FRENCH X 7 - 9 CM, SHORT TERM | RENAL SUPPLEMENTARY
3137 | 4216165907600 | CATHETER, HEMODIALYSIS, SILICONE, KIT, 8 FRENCH X 24 - 26 CM, LONG TERM | RENAL SUPPLEMENTARY
3138 | 4216165910400 | CATHETER PERMANENT JUGULAR VEIN DUAL LUMEN FOR ADULT CONSISTS OF: PERMANENT DUAL LUMEN CATHETER ATTACHED TO Y CONNECTOR WITH FEMALE LUER LOCK ADAPTER WITH DACRON FELT CUFF 14.5 FRENCH 19CM FROM THE TIP TO CUFF SYMMETRIC-TIP FLOW RATES 300 ML/MT RECIRCULATION 5 % OR LESS J-STRAIGHT 0.038 INCH GUIDEWIRE SHEATH DILATOR TUNNELING STYLET INTRODUCER NEEDLE AND 10 CC LUER LOCK SYRINGE DISPOSABLE STERILE | RENAL SUPPLEMENTARY
3139 | 4216165910500 | CATHETER PERMANENT JUGULAR VEIN DUAL LUMEN FOR ADULT CONSISTS OF: PERMANENT DUAL LUMEN CATHETER ATTACHED TO Y CONNECTOR WITH FEMALE LUER LOCK ADAPTER WITH DACRON FELT CUFF 14.5 FRENCH 23 CM FROM TIP TO CUFF SYMMETRIC-TIP FLOW RATES 300 ML/MT RECIRCULATION 5 % OR LESS J-STRAIGHT 0.038 INCH GUIDEWIRE SHEATH DILATOR TUNNELING STYLET INTRODUCER NEEDLE AND 10 CC LUER LOCK SYRINGE DISPOSABLE STERILE | RENAL SUPPLEMENTARY
3140 | 4216165910600 | CATHETER PERMANENT FEMORAL VEIN DUAL LUMEN FOR ADULT CONSISTS OF: PERMANENT DUAL LUMEN CATHETER ATTACHED TO Y CONNECTOR WITH FEMALE LUER LOCK ADAPTER WITH DACRON FELT CUFF 15.5 FRENCH 50-55 CM FROM TIP TO CUFF SYMMETRIC-TIP FLOW RATES 300 ML/MT RECIRCULATION 5 % OR LESS J-STRAIGHT 0.038 INCH GUIDEWIRE SHEATH DILATOR TUNNELING STYLET INTRODUCER NEEDLE AND 10 CC LUER LOCK SYRINGE DISPOSABLE STERILE | RENAL SUPPLEMENTARY
3141 | 4216150200000 | BAG WARMER (USED FOR WARM SOLUTION) CAPD | RENAL SUPPLEMENTARY
3142 | 4216150402400 | ORGANIZER CLIP, FOR EASE OF USE DURING APD AND CAPD (ONLY FOR FRESENIUS OR EQUIVALENT) | RENAL SUPPLEMENTARY
3143 | 4216170100900 | HEMOFILTRATION SET FOR MULTIFILTRATE KIT 1 CVVH 400 (FRESENIUS) OR EQUIVALENT EACH SET ALLOWS ANY OF FOLLOWING RENAL REPLACEMENT THERAPIES TO BE PERFORMED AT TIME: (SCUF) SLOW CONTINUOUS ULTRAFILTRATION (CVVH) CONTINUOUS VENOVENOUS HEMOFILTRATION (CVVHD) CONTINUOUS VENOVENOUS HEMODIALYSIS (CVVHDF) CONTINUOUS VENOVENOUS HEMODIAFILTRATION. THE SET IS COMPOSED OF: A FILTER MADE OF POLYSULFONE AV400S ULTRAFLUX MEMBRANE SURFACE AREA 0.7 M2 MULIBIC SOLUTION 4.5 LITER FOR EVERY KIT 1 TO PROVIDE 2 BAGS OF MULTIBIC PRIMING COLLECTION BAG CONNECTED TO THE END OF ACCESS LINE FILTRATE BAG 10 LITERS WITH DRAINAGE PORT DIALYSATE INLET LINE EFFLUENT OUTLET LINE ARTERIAL LINE TO FIT MULTIFILTRATE MACHINE VENOUS LINE TO FIT MULTIFILTRATE MACHINE SUBSTITUTE SYSTEM MULTIFILTRATE | RENAL SUPPLEMENTARY
3144 | 4216170101500 | HEMOFILTRATION SET, FOR PRISMAFLEX M 100 SET OR EQUIVALENT, FOR PRISMAFLEX MACHINES, EACH SET ALLOWS ANY OR RENAL REPLACEMENT THERAPIES TO BE PERFORMED AT TIME: SCUF: SLOW CONTINUES ULTRAFILTRATION, CVVH: CONTINUOUS VENO - VENOUS HEMOFILTRATION, CVVHD: CONTINUOUS VENO - VENOUS HEMODIALYSIS, CVVHDF: CONTINUOUS VENO - VENOUS HEMODIAFILTRATION THE SET IS STERILIZED AND CONSIST OF: AN69 HF HOLLOW FIBER DIALYZER WITH MEMBRANE SURFACE AREA 0.9 M2, PRIMING COLLECTION BAG CONNECTED TO THE END OF BLOOD ACCESS LINE, 5 LITTER EFFLUENT BAG WITH DRAINING PORT (SP 354), DIALYSATE INLET LINE, EFFLUENT OUTLET LINE, ARTERIAL LINE TO FIT PRISMAFLEX MACHINE, VENOUS LINE TO FIT PRISMAFLEX MACHINE | RENAL SUPPLEMENTARY
3145 | 4216180000200 | SET, CRRT, PRISMAFLEX HF20 OR EQUIVALENT, FOR NEONATES, EACH SET ALLOWS ANY OR RENAL REPLACEMENT THERAPIES TO BE PERFORMED AT TIME: SCUF: SLOW CONTINUOUS ULTRAFILTRATION, CVVH: CONTINUOUS VENOVENOUS HEMOFILTRATION, CVVHD:CONTINUOUS VENOVENOUS HEMODIALYSIS, CVVHDF: CONTINUOUS VENOVENOUS HEMODIAFILTRATION, SET CONSIST OF PRECONNECTED LINES AND FILTER: A FILTER MADE PAES HOLLOW FIBER: POLYARYLETHERSULFONE, MEMBRANE SURFACE AREA 0.2 M 2, BLOOD VOLUME IN SET 60 ML, PRIMING COLLECTION BAG CONNECTED TO THE END OF ACCESS LINE, DIALYSATE INLET LINE, EFFLUENT OUTLET LINE, ARTERIAL LINE TO FIT PRISMA MACHINE, VENOUS LINE TO FIT PRISMA MACHINE | RENAL SUPPLEMENTARY
3146 | 4216180001800 | SET, 0.8 M 2, FOR CRRT MACHINE, FULLY PRE - CONNECTED OMNI SET INCLUDING (HEMOFILTER, BLOOD LINE, FILTRATE LINE, SUBSTITUTION LINE, DIALYSATE LINE, ULTRAFILTRATION BAG AND HEATING BAG) FOR EASY AND FASTEST SET, READY TO USE, AUTOMATIC AIR ELIMINATION UP TO 60 ML WITHOUT INTERFERENCE, 7 LITERS ULTRAFILTRATION BAG WITH DRAINAGE PORT (DOWN SIDE), BARCODED, ONE SET PROVIDES FULL FLEXIBILITY BY SUPPORTING ALL THERAPIES:, SCUF, CVVH, CVVHD, CVVHDF, PRE - POST, PRE/POST, POST/POST | RENAL SUPPLEMENTARY
3147 | 4216180001900 | SET, 1.2 M 2, FOR CRRT MACHINE, FULLY PRE - CONNECTED OMNI SET INCLUDING (HEMOFILTER, BLOOD LINE, FILTRATE LINE, SUBSTITUTION LINE, DIALYSATE LINE, ULTRAFILTRATION BAG AND HEATING BAG) FOR EASY AND FASTEST SET, READY TO USE, AUTOMATIC AIR ELIMINATION UP TO 60 ML WITHOUT INTERFERENCE, 7 LITERS ULTRAFILTRATION BAG WITH DRAINAGE PORT (DOWN SIDE), BARCODED, AUTOMATIC AIR ELIMINATION UP TO 60 ML WITHOUT INTERFERENCE | RENAL SUPPLEMENTARY
3148 | 4216180002000 | SET, 1.6 M 2, FOR CRRT MACHINE, FULLY PRE - CONNECTED OMNI SET INCLUDING (HEMOFILTER, BLOOD LINE, FILTRATE LINE, SUBSTITUTION LINE, DIALYSATE LINE, ULTRAFILTRATION BAG AND HEATING BAG) FOR EASY AND FASTEST SET, READY TO USE, AUTOMATIC AIR ELIMINATION UP TO 60 ML WITHOUT INTERFERENCE, 7 LITERS ULTRAFILTRATION BAG WITH DRAINAGE PORT (DOWN SIDE), BARCODED, ONE SET PROVIDES FULL FLEXIBILITY BY SUPPORTING ALL THERAPIES:, SCUF, CVVH, CVVHD, CVVHDF, PRE - POST, PRE/POST, POST/POST | RENAL SUPPLEMENTARY
3149 | 4216180002100 | SOLUTION FOR CRRT, CITRATE | RENAL SUPPLEMENTARY
3150 | 4216150710500 | SODIUM CITRATE 4% LOCKING SOLUTION FOR CENTRAL VENOUS DIALYSIS CATHETERS | RENAL SUPPLEMENTARY
3151 | 4216170200800 | ADULT CONTINUOUS RENAL REPLACEMENT THERAPY SESSION, CVVHDF, EACH SET ALLOWS ANY OF FOLLOWING RENAL REPLACEMENT THERAPIES TO BE PERFORMED AT TIME: (SCUF) SLOW CONTINUOUS ULTRAFILTRATION, (CVVH) CONTINUOUS VENOVENOUS HEMOFILTRATION, (CVVHD) CONTINUOUS VENOVENOUS HEMODIALYSIS, (CVVHDF) CONTINUOUS VENOVENOUS HEMODIAFILTRATION, THE SET IS COMPOSED OF: HIGH FLUX FILTER, MEMBRANE SURFACE AREA 1.0 - 1.6M2, SOLUTION WITH AVAILABILITY OF DIFFERENT CONCENTRATIONS K 0 MMOL/L, 1 MMOL/L, 2 MMOL/L, 3 MMOL/L, 4 MMOL/L WILL BE ON DEMAND, WITH DIFFERENT CALCIUM CONCENTRATIONS 1.25 MMOL/L, 1.5 MMOL/L, 1.75 MMOL/L WILL BE ON DEMAND, WITH GLUCOSE BASED OR GLUCOSE FREE WILL BE ON DEMAND, 4.5 OR 5.0 LITER FOR EVERY KIT TO PROVIDE 10 BAGS, PRIMING COLLECTION BAG CONNECTED TO THE END OF ACCESS VENOUS LINE, FILTRATE BAG 10 LITERS WITH 2 DRAINAGE BAGS IN EACH KIT, DIALYSATE INLET LINE, EFFLUENT OUTLET LINE. (1 EACH IS EQUIVALENT TO PK) | RENAL SUPPLEMENTARY
3152 | 4216150710600 | RENAL DIALYSIS (RD), WITH ADAPTER, PERITONEAL DIALYSIS FLUID, WITH 1.36 - 1.5%, DEXTROSE 2000 ML, FOR CAPD, CONTAINING THE FOLLOWING, NA 131 - 135 MMOL, CA 1.25 - 1.75 MMOL, MG 0.75 MMOL, CL 102 MMOL, LACTATE 35 - 38 MMOL /LITER, 2000 ML/PLASTIC BAG, BAGS ARE CONNECTED WITH STAY SAFE SYSTEM, WHICH SHOULD INCLUDE DISINFECTION CAP, STAY SAFE DISC ORGANIZER, AND ORGANIZER HOLDER FOR EACH PATIENT, TITANIUM, OR BIOFINE ADAPTER, CATHETER EXTENSION FOR EACH 450 BAGS FOR ADULT, AND FOR EACH 200 BAGS FOR PEDIATRICS, NOTE WHEN THE PRICE IS EQUAL, BIOFINE IS PREFERRED OVER PLASTIC, AS THE CONTENT OF THE BAGS, TUBES, AND BICARBONATE 25 - 40 MMOL/LITER IS PREFERRED OVER LACTATE | RENAL SUPPLEMENTARY
3153 | 4216150711400 | RENAL DIALYSIS (RD), WITH ADAPTER, PERITONEAL DIALYSIS FLUID, WITH 3.86 - 4.25%, DEXTROSE 2000 ML, FOR CAPD, CONTAINING THE FOLLOWING, NA 131 - 135 MMOL, CA 1.25 - 1.75 MMOL, MG 0.75 MMOL, CL 102 MMOL, LACTATE 35 - 38 MMOL /LITER, 2000 ML/PLASTIC BAG, BAGS ARE CONNECTED WITH STAY SAFE SYSTEM, WHICH SHOULD INCLUDE DISINFECTION CAP, STAY SAFE DISC ORGANIZER, AND ORGANIZER HOLDER FOR EACH PATIENT, TITANIUM, OR BIOFINE ADAPTER, CATHETER EXTENSION FOR EACH 450 BAGS FOR ADULT, AND FOR EACH 200 BAGS FOR PEDIATRICS, NOTE WHEN THE PRICE IS EQUAL, BIOFINE IS PREFERRED OVER PLASTIC, AS THE CONTENT OF THE BAGS, TUBES, AND BICARBONATE 25 - 40 MMOL/LITER IS PREFERRED OVER LACTATE | RENAL SUPPLEMENTARY
3154 | 4216150711700 | PERITONEAL DIALYSIS SET FOR SLEEP SAFE MACHINE+ DEXTROSE 1 - .36 - 1.5 % 3000 ML (RENAL DIALYSIS SOLUTION 3000 ML WITH DEXTROSE 1 - 36 1.5% FOR SLEEP SAFE CYCLER MACHINE) SHOULD INCLUDE APD SET ORGANIZER ORGANIZER HOLDER ORGANIZER CLIP PER PATIENT TITANIUM OR BIOFINE ADAPTER AND CATHETER EXTENSION PER 450 BAG FOR ADULT AND PER 200 FOR PEDIATRIC ONE SLEEP SAFE SET (LINES CASSETTE) APD. DRAINAGE BAG DISINFECTION CAP FOR ADULT PER 3 BAGS; AND FOR PEDIATRICS PER 2 BAGS NOTE WHEN THE PRICE IS EQUAL BIOFINE IS COVER PLASTIC AS THE CONTENT OF THE BAGS AND TUBES AND BICARBONATE 25 - 40 M MOL\LITRE IS PREFERRED OVER LACTATE) | RENAL SUPPLEMENTARY
3155 | 4216150711800 | PERITONEAL DIALYSIS SET FOR SLEEP SAFE MACHINE+ DEXTROSE 1.36 - 1.5 % 5000 ML (RENAL DIALYSIS SOLUTION 5000 ML WITH DEXTROSE 1.5% FOR SLEEP SAFE CYCLER MACHINE SHOULD INCLUDE APD SET ORGANIZER ORGANIZER HOLDER ORGANIZER CLIP PER PATIENT TITANIUM OR BIOFINE ADAPTER AND CATHETER EXTENSION PER 450 BAG FOR ADULT AND PER 200 FOR PEDIATRIC ONE SLEEP SAFE SET (LINES CASSETTE) APD. DRAINAGE BAG DISINFECTION CAP FOR ADULT PER 3 BAGS AND FOR PEDIATRICS PER 2 BAGS NOTE: WHEN THE PRICE IS EQUAL BIOFINE IS PREFERRED OVER PLASTIC AS THE CONTENT OF THE BAGS AND TUBES AND BICARBONATE 25 - 40 M MOL\LITRE IS PREFERRED OVER LACTATE) | RENAL SUPPLEMENTARY
3156 | 4216150711900 | PERITONEAL DIALYSIS SET FOR SLEEP SAFE MACHINE+ DEXTROSE 2.27 - 2.5 % 3000 ML (RENAL DIALYSIS SOLUTION 3000 ML WITH DEXTROSE 2.27 - 2.5% FOR SLEEP SAFE CYCLER MACHINE SHOULD INCLUDE APD SET ORGANIZER ORGANIZER HOLDER ORGANIZER CLIP PER PATIENT TITANIUM OR BIOFINE ADAPTER AND CATHETER EXTENSION PER 450 BAG FOR ADULT AND PER 200 FOR PEDIATRIC ONE SLEEP SAFE SET (LINES CASSETTE) APD. DRAINAGE BAG DISINFECTION CAP FOR ADULT PER 3 BAGS AND FOR PEDIATRICS PER 2 BAGS NOTE WHEN THE PRICE IS EQUAL BIOFINE IS PREFERRED OVER PLASTIC AS THE CONTENT OF THE BAGS AND TUBES AND BICARBONATE 25 - 40 M MOL\LITRE IS PREFERRED OVER LACTATE) | RENAL SUPPLEMENTARY
3157 | 4216150712000 | PERITONEAL DIALYSIS SET FOR SLEEP SAFE MACHINE+ DEXTROSE 2.27 - 2.5 % 5000 ML (RENAL DIALYSIS SOLUTION 5000 ML WITH DEXTROSE 2.3% FOR SLEEP SAFE CYCLER MACHINE SHOULD INCLUDE APD SET ORGANIZER ORGANIZER HOLDER ORGANIZER CLIP PER PATIENT TITANIUM OR BIOFINE ADAPTER AND CATHETER EXTENSION PER 450 BAG FOR ADULT AND PER 200 FOR PEDIATRIC ONE SLEEP SAFE SET (LINES CASSETTE) APD. DRAINAGE BAG DISINFECTION CAP FOR ADULT PER 3 BAGS AND FOR PEDIATRICS PER 2 BAGS NOTE WHEN THE PRICE IS EQUAL BIOFINE IS PREFERRED OVER PLASTIC AS THE CONTENT OF THE BAGS AND TUBES AND BICARBONATE 25 - 40 M MOL\LITER IS PREFERRED OVER LACTATE) | RENAL SUPPLEMENTARY
3158 | 4216150712100 | PERITONEAL DIALYSIS SET FOR SLEEP SAFE MACHINE+ DEXTROSE 4.25 % 3000 ML (RENAL DIALYSIS SOLUTION 3000 ML WITH DEXTROSE 4.25% FOR SLEEP SAFE CYCLER MACHINE SHOULD INCLUDE APD SET ORGANIZER ORGANIZER HOLDER ORGANIZER CLIP PER PATIENT TITANIUM OR BIOFINE ADAPTER AND CATHETER EXTENSION PER 450 BAG FOR ADULT AND PER 200 FOR PEDIATRIC ONE SLEEP SAFE SET (LINES CASSETTE) APD. DRAINAGE BAG DISINFECTION CAP FOR ADULT PER 3 BAGS AND FOR PEDIATRICS PER 2 BAGS NOTE WHEN THE PRICE IS EQUAL BIOFINE IS PREFERRED OVER PLASTIC AS THE CONTENT OF THE BAGS AND TUBES AND BICARBONATE 25 - 40 M MOL\LITRE IS PREFERRED OVER LACTATE) | RENAL SUPPLEMENTARY
3159 | 4216150711200 | RENAL DIALYSIS (RD), WITH ADAPTER, PERITONEAL DIALYSIS FLUID, WITH 2.3-2.5 %, DEXTROSE 2000 ML, FOR CAPD, CONTAINING THE FOLLOWING, NA 131-135 MMOL, CA 1.25-1.75 MMOL, MG 0.75 MMOL, CL 102 MMOL, LACTATE 35-38 MMOL /LITER, 2000 ML/PLASTIC BAG, BAGS ARE CONNECTED WITH STAY SAFE SYSTEM, WHICH SHOULD INCLUDE DISINFECTION CAP, STAY SAFE DISC ORGANIZER, AND ORGANIZER HOLDER FOR EACH PATIENT, TITANIUM, OR BIOFINE ADAPTER, CATHETER EXTENSION FOR EACH 450 BAGS FOR ADULT, AND FOR EACH 200 BAGS FOR PEDIATRICS, NOTE WHEN THE PRICE IS EQUAL, BIOFINE IS PREFERRED OVER PLASTIC, AS THE CONTENT OF THE BAGS, TUBES, AND BICARBONATE 25-40 MMOL/LITER IS PREFERRED OVER LACTATE | RENAL SUPPLEMENTARY
3160 | 4216170101000 | HEMOFILTRATION KIT FOR CONTINUOUS VENO - VENOUS HEMOFILTRATION FOR AQUARIUS PLATINUM MACHINE (CRRT) CONTAINS: ADULT STANDARD LINE SET FOR AQUARIUS MACHINE (EXTRACORPOREAL VOLUME= 100 ML) WITH HEATER BAG FOUR PRESSURE SENSORS VENOUS CHAMBER BLD CHAMBER AND DEGASSING CHAMBER ALL INTEGRATED PRECONNECTED AND SUITABLE TO USE FOR SCUF. CVVH CVVHD CVVHDF TPE AND HEMOPERFUSION LUER LOCK CONNECTION HEMOFILTER SURFACE AREA= 1.9 M 2 GLYCERINE FREE MAXIMUM TMP= 600 MMHG PRIMING VOLUME= 109 ML LUER UF PORTS SUITABLE FOR SCUF CVVH CVVHD CVVHDF MATERIAL POLYETHER SULFONE. E.T.O STERILIZED BICARBONATE SOLUTION (4 BAGS) | RENAL SUPPLEMENTARY
3161 | 4216170200500 | DRAIN - BAG FOR CRRT 5L | RENAL SUPPLEMENTARY
3162 | 4216150709800 | SOLUTION, BICARBONATE AND LACTATE, 1.36-1.5 %, 5 LITERS, WITH CALCIUM 1.25 | RENAL SUPPLEMENTARY
3163 | 4216150709400 | SOLUTION, BICARBONATE WITHOUT LACTATE, 2.27-2.5 %, 3 LITERS, WITH CALCIUM 1.25 | RENAL SUPPLEMENTARY
3164 | 4216170102200 | ULTRA HDF LINE, FOR HEMODIALYSIS, ARTISET GAMBRO OR EQUIVALENT, DISPOSABLE, STERILE | RENAL SUPPLEMENTARY
3165 | 4216170102400 | HEMOFILTRATION SESSION, FOR CONTINUOUS VENO-VENOUS HEMOFILTRATION FOR AQUARIUS PLATINUM MACHINE (CRRT), CONTAINS: ADULT STANDARD LINE SET FOR AQUARIUS MACHINE (EXTRACORPOREAL VOLUME=100ML) WITH HEATER BAG, FOUR PRESSURE SENSORS, VENOUS CHAMBER, BLD CHAMBER AND DEGASSING CHAMBER, ALL INTEGRATED, PRECONNECTED, AND SUITABLE TO USE FOR SCUF. CVVH, CVVHD, CVVHDF, TPE, AND HEMOPERFUSION, LUER LOCK CONNECTION, HEMOFILTER, SURFACE AREA= 1.2 M2, GLYCERINE FREE, MAXIMUM TMP= 600 MMHG, PRIMING VOLUME= 73 ML, LUER UF PORTS, SUITABLE FOR SCUF, CVVH, CVVHD, CVVHDF, MATERIAL, POLYETHER SULFONE, E.T.O STERILIZED, BICARBONATE SOLUTION (4 BAGS) | RENAL SUPPLEMENTARY
3166 | 4216170102600 | HEMOFILTRATION SET, FOR PEDIATRIC HEMODIALYSIS, DIAPACT MACHINE OR EQUIVALENT, (THERAPIES: CVVH, CVVHD, CVVHDF, HF, HD, HFD), THE SET CONSISTS OF: HEMOFILTER, ARTERIAL AND VENOUS LINES, DIALYSATE / SUBSTITUTION LINE, EFFLUENT / ULTRAFILTRATE LINE, COLLECTING AND HEATING BAG | RENAL SUPPLEMENTARY
3167 | 4216170102700 | HEMOFILTRATION SET, FOR ADULT HEMOFILTRATION HEMODIALYSIS, DIAPACT MACHINE OR EQUIVALENT, (THERAPIES: CVVH, CVVHD, CVVHFD, HF, HD, HFD), INCLUDES THE FOLLOWING: ARTERIAL LINE, VENOUS LINE, DIALYSATE / SUBSTITUTION LINE, EFFLUENT / ULTRAFILTRATE LINE, COLLECTING BAG | RENAL SUPPLEMENTARY
3168 | 4216170102800 | HEMOFILTRATION SESSION FOR PRISMAFLEX M 60 SET OR EQUIVALENT (HOSPAL) LOW VOLUME EACH SET ALLOWS ANY OR RENAL REPLACEMENT THERAPIES TO BE PERFORMED AT TIME: CSUF: SLOW CONTINUOUS ULTRAFILTRATION CVVH: CONTINUOUS VENOVENOUS HEMOFILTRATION CVVHD: CONTINUOUS VENOVENOUS HEMODIALYSIS CVVH: CONTINUOUS VENOVENOUS HEMODIALYSIS CVVHDF: CONTINUOUS VENOVENOUS HEMODIAFILTRATION THIS SET CONSISTS OF A FILTER MADE OF A 69 MEMBRANE MEMBRANE SURFACE AREA 0.6 M2 HEMOSOL BE SOLUTION 2 LITERS FOR EVERY SET RN 60 TO PROVIDE 2 BAGS OF HEMOSOL B0 PRIMING COLLECTION BAG CONNECTED TO THE END OF ACCESS LINE A- 5 LITER EFFLUENT BAG WITH DRAINAGE PORT (SP 354) DIALYSATE INLET LINE EFFLUENT OUTLET LINE ARTERIAL LINE TO FIT PRISMA MACHINE VENOUS LINE TO FIT PRISMA MACHINE | RENAL SUPPLEMENTARY
3169 | 4216170200400 | DRAIN - BAG FOR CRRT 10L, MALE CONNECTION | RENAL SUPPLEMENTARY
3170 | 4216170102900 | HEMOFILTRATION SET, FOR PRISMAFLEX TPE 2000 SET FOR PRISMAFLEX MACHINES OR EQUIVALENT, EACH SET ALLOWS THERAPEUTIC PLASMA EXCHANGE TO BE PERFORMED, THE SET IS STERILIZED AND CONSIST OF: POLYPROPYLENE HOLLOW FIBER PLASMA FILTER, BLOOD ACCESS LINE, BLOOD RETURN LINE, EFFLUENT OUTLET LINE, A REPLACEMENT SOLUTION LINE, A PRE BLOOD PUMP LINE, AN ANTICOAGULANT LINE | RENAL SUPPLEMENTARY
3171 | 4216170103100 | HEMOFILTER, FOR BACTERIA AND ENDOTOXIN RETENTION, TO BE USED WITH NIKKISO HEMODIALYSIS MACHINES OR EQUIVALENT, FOR ONLINE PREPARATION OF DIALYSATE FOR HEMODIAFILTRATION (SHOULD BE COMPATIBLE WITH EACH HOSPITAL STANDARD MACHINE) | RENAL SUPPLEMENTARY
3172 | 4216170103600 | PLASMA EXCHANGE SESSION KIT COMPATIBLE WITH FRESENIUS OR EQUIVALENT THE KIT INCLUDES: PLASMA FILTER STEAM-STERILIZED 0.6 M2 OR 0.3 M2 SURFACE AREA COMPATIBLE WITH FRESENIUS POLYSULFONE MEMBRANE OR EQUIVALENT PREASSEMBLED MULTIFILTRATE CASSETTE WITH ARTERIAL VENOUS AND FILTRATE SYSTEM SUBSTITUTE SYSTEM FOR MULTIFILTRATE WITH TWO INTEGRATED HEATER BAGS FILTRATE COLLECTION BAG WITH DRAINING 10 L COCK MALE LUER-LOCK CONNECTOR CONNECTION OF BAGS WITH SEPTUM TO HF TUBING SYSTEM DRESSING PACK NORMAL SALINE 0.09% SODIUM CHLORIDE 2 L. (1 EACH IS EQUIVALENT TO KIT) | RENAL SUPPLEMENTARY
3173 | 4216170103700 | PEDIATRIC CONTINUOUS RENAL REPLACEMENT THERAPY SESSION, CVVHDF, EACH SET ALLOWS ANY OF FOLLOWING RENAL REPLACEMENT THERAPIES TO BE PERFORMED AT TIME: (SCUF) SLOW CONTINUOUS ULTRAFILTRATION, (CVVH) CONTINUOUS VENOVENOUS HEMOFILTRATION, (CVVHD) CONTINUOUS VENOVENOUS HEMODIALYSIS, (CVVHDF) CONTINUOUS VENOVENOUS HEMODIAFILTRATION, THE SET IS COMPOSED OF: HIGH FLUX FILTER, MEMBRANE SURFACE AREA 0.5 - 0.9M2, SOLUTION WITH AVAILABILITY OF DIFFERENT CONCENTRATIONS K 0 MMOL/L, 1 MMOL/L, 2 MMOL/L, 3 MMOL/L, 4 MMOL/L WILL BE ON DEMAND, WITH DIFFERENT CALCIUM CONCENTRATIONS 1.25 MMOL/L, 1.5 MMOL/L, 1.75 MMOL/L WILL BE ON DEMAND, WITH GLUCOSE BASED OR GLUCOSE FREE WILL BE ON DEMAND, 4.5 OR 5.0 LITER FOR EVERY KIT TO PROVIDE 4 BAGS, PRIMING COLLECTION BAG CONNECTED TO THE END OF ACCESS VENOUS LINE, FILTRATE BAG 10 LITERS WITH 2 DRAINAGE BAGS IN EACH KIT, DIALYSATE INLET LINE, EFFLUENT OUTLET LINE. (1 EACH IS EQUIVALENT TO KIT) | RENAL SUPPLEMENTARY
3174 | 4216170103800 | HEMOFILTER, FOR BACTERIA AND ENDOTOXIN RETENTION, TO BE USED WITH B BRAUN HEMODIALYSIS MACHINES OR EQUIVALENT, FOR ONLINE PREPARATION OF DIALYSATE FOR HEMODIAFILTRATION | RENAL SUPPLEMENTARY
3175 | 4216170200300 | HEMOFILTRATION SET, FOR MULTIFILTRATE KIT 4 CVVHDF 600 (FRESENIUS) OR EQUIVALENT, EACH SET ALLOWS ANY OF FOLLOWING RENAL REPLACEMENT THERAPIES TO BE PERFORMED AT TIME: (SCUF) SLOW CONTINUOUS ULTRAFILTRATION, (CVVH) CONTINUOUS VENOVENOUS HEMOFILTRATION, (CVVHD) CONTINUOUS VENOVENOUS HEMODIALYSIS, (CVVHDF) CONTINUOUS VENOVENOUS HEMODIAFILTRATION,THE SET IS COMPOSED OF: A FILTER MADE OF POLYSULFONE AV600S ULTRAFLUX, MEMBRANE SURFACE AREA 1.4 M2, MULTIBIC SOLUTION 4.5 LITER FOR EVERY KIT TO PROVIDE 4 BAGS OF MULTIBIC, PRIMING COLLECTION BAG CONNECTED TO THE END OF ACCESS VENOUS LINE, FILTRATE BAG 10 LITERS WITH 2 DRAINAGE BAGS IN EACH KIT, DIALYSATE INLET LINE, EFFLUENT OUTLET LINE, ARTERIAL LINE TO FIT MULTIFILTRATE MACHINE, VENOUS LINE TO FIT MULTIFILTRATE MACHINE, SUBSTITUTE SYSTEM MULTIFILTRATE | RENAL SUPPLEMENTARY
3176 | 4216150709600 | SOLUTION, BICARBONATE WITHOUT LACTATE, 3.86-4.25 %, 3 LITERS FOR APD, WITH CALCIUM 1.25 | RENAL SUPPLEMENTARY
3177 | 4216170103000 | HEMOFILTRATION SET, FOR MULTIFILTRATE KIT, 16 MPS (MEMBRANE PLASMA SEPARATION) FRESENIUS OR EQUIVALENT, THE KIT INCLUDES: PLASMA FILTER, STEAM-STERILIZED 0.6 M2 SURFACE AREA, FRESENIUS PLASAMSULFONE MEMBRANE, PREASSEMBLED MULTIFILTRATE CASSETTE WITH ARTERIAL, VENOUS AND FILTRATE SYSTEM, SUBSTITUTE SYSTEM FOR MULTIFILTRATE WITH TWO INTEGRATED HEATER BAGS, FILTRATE COLLECTION BAG WITH DRAINING 10 L COCK, MALE LUER-LOCK CONNECTOR, CONNECTION OF BAGS WITH SEPTUM TO HF TUBING SYSTEM | RENAL SUPPLEMENTARY
3178 | 4216150712200 | PERITONEAL DIALYSIS SET FOR SLEEP SAFE MACHINE+ DEXTROSE 3.86 - 4.25 % 5000 ML (RENAL DIALYSIS SOLUTION 5000 ML WITH DEXTROSE 4.25% FOR SLEEP SAFE CYCLER MACHINE SHOULD INCLUDE APD SET ORGANIZER ORGANIZER HOLDER ORGANIZER CLIP PER PATIENT TITANIUM OR BIOFINE ADAPTER AND CATHETER EXTENSION PER 450 BAG FOR ADULT AND PER 200 FOR PEDIATRIC ONE SLEEP SAFE SET (LINES CASSETTE) APD. DRAINAGE BAG DISINFECTION CAP FOR ADULT PER 3 BAGS AND FOR PEDIATRICS PER 2 BAGS NOTE WHEN THE PRICE IS EQUAL BIOFINE IS PREFERRED OVER PLASTIC AS THE CONTENT OF THE BAGS AND TUBES AND BICARBONATE 25 - 40 M MOL\LITRE IS PREFERRED OVER LACTATE) | RENAL SUPPLEMENTARY
3179 | 4216165906600 | CATHETER HEMODIALYSIS SILICONE KIT 14.5 FR X 33 CM TIP TO CUFF LONG TERM | RENAL SUPPLEMENTARY
3180 | 4216165906500 | CATHETER HEMODIALYSIS SILICONE KIT 14.5FR X 28 CM TIP TO CUFF LONG TERM | RENAL SUPPLEMENTARY
3181 | 4216150707100 | SOLUTION, PERITONEAL DIALYSIS, LACTATE, DEXTROSE, FORMULATION, 3.86-4.25 %, 3000 ML, WITH CALCIUM 1.25 | RENAL SUPPLEMENTARY
3182 | 4216150706900 | SOLUTION, PERITONEAL DIALYSIS, LACTATE, DEXTROSE, FORMULATION, 3000 ML, 2.27- 2.5 %, WITH CALCIUM 1.25 | RENAL SUPPLEMENTARY
3183 | 4216150706700 | SOLUTION, PERITONEAL DIALYSIS, LACTATE, DEXTROSE, FORMULATION, 3000 ML, 1.36-1.5 %, WITH CALCIUM 1.25 | RENAL SUPPLEMENTARY
3184 | 4216150705300 | SOLUTION, DEXTROSE, FORMULATION, LACTATE, FOR CAPD, DOUBLE BAG, 2000 ML 3.86 - 4.25 % WITH CALCIUM 1.25 | RENAL SUPPLEMENTARY
3185 | 4216150705100 | SOLUTION, DEXTROSE, FORMULATION, LACTATE, FOR CAPD, DOUBLE BAG, 2000 ML 2.27 - 2.5 % WITH CALCIUM 1.25 | RENAL SUPPLEMENTARY
3186 | 4216150704900 | SOLUTION, DEXTROSE, FORMULATION, DIANEAL OR EQUIVALENT, 2000 ML, TWIN BAG, 1.36 - 1.5%, WITH CALCIUM 1.25 | RENAL SUPPLEMENTARY
3187 | 4216150707300 | SOLUTION, PERITONEAL DIALYSIS, LACTATE, DEXTROSE, FORMULATION, 5000 ML, 1.36- 1.5 %, WITH CALCIUM 1.25 | RENAL SUPPLEMENTARY
3188 | 4216150704600 | RENAL DIALYSIS (RD), (PERITONEAL DIALYSIS SET FOR HOME CHOICE MACHINE), CYCLE MACHINE, HOME CHOICE, CASSETTE LINE, 4 PRONGS, LUER LOCK, MINICAP, WITH POVIDONE, TITANIUM ADAPTER, TRANSFER SET, WITH TWIST CLAMP, THE DIALYSATE BAG, CONTAINS 2.27 - 1.5% DEXTROSE, 3000 ML, LOW CALCIUM | RENAL SUPPLEMENTARY
3189 | 4216150704000 | RENAL DIALYSIS (RD), (PERITONEAL DIALYSIS SET FOR HOME CHOICE MACHINE), CYCLE MACHINE, HOME CHOICE, CASSETTE LINE, 4 PRONGS, LUER LOCK, MINICAP, WITH POVIDONE, TITANIUM ADAPTER, TRANSFER SET, WITH TWIST CLAMP, THE DIALYSATE BAG, CONTAINS 1.36 - 1.5% DEXTROSE, 5000 ML, LOW CALCIUM | RENAL SUPPLEMENTARY
3190 | 4216150703900 | HEMODIALYSIS FLUID WARMER BAG WITH LINE ACCESSORY COMPATIBLE WITH NXSTAGE MACHINE OR EQUIVALENT, DISPOSABLE | RENAL SUPPLEMENTARY
3191 | 4216150703800 | RENAL DIALYSIS (RD), (PERITONEAL DIALYSIS SET FOR HOME CHOICE MACHINE), CYCLE MACHINE, HOME CHOICE, CASSETTE LINE, 4 PRONGS, LUER LOCK, MINICAP, WITH POVIDONE, TITANIUM ADAPTER, TRANSFER SET, WITH TWIST CLAMP, THE DIALYSATE BAG, CONTAINS 2.27 - 2.5% DEXTROSE, 5000 ML, LOW CALCIUM | RENAL SUPPLEMENTARY
3192 | 4216150703600 | RENAL DIALYSIS (RD), (PERITONEAL DIALYSIS SET FOR HOME CHOICE MACHINE), CYCLE MACHINE, HOME CHOICE, CASSETTE LINE, 4 PRONGS, LUER LOCK, MINICAP, WITH POVIDONE, TITANIUM ADAPTER, TRANSFER SET, WITH TWIST CLAMP, THE DIALYSATE BAG, CONTAINS 3.86 - 4.25% DEXTROSE, 5000 ML, LOW CALCIUM | RENAL SUPPLEMENTARY
3193 | 4216150701700 | ICODEXTRIN 7.5% 2 LITERS SINGLE BAG FOR A.P.D | RENAL SUPPLEMENTARY
3194 | 4216150701300 | SOLUTION, DEXTROSE, FORMULATION, LACTATE, FOR CAPD 2000 ML, 2.27 - 2.5 %, WITH CALCIUM 1.75 | RENAL SUPPLEMENTARY
3195 | 4216150704100 | RENAL DIALYSIS (RD), (PERITONEAL DIALYSIS SET FOR HOME CHOICE MACHINE), CYCLE MACHINE, HOME CHOICE, CASSETTE LINE, 4 PRONGS, LUER LOCK, MINICAP, WITH POVIDONE, TITANIUM ADAPTER, TRANSFER SET, WITH TWIST CLAMP, THE DIALYSATE BAG, CONTAINS 3.86 - 4.25% DEXTROSE, 3000 ML, LOW CALCIUM | RENAL SUPPLEMENTARY
3196 | 4216150701200 | SOLUTION, DEXTROSE, FORMULATION, LACTATE, FOR CAPD 2000 ML, 1.36 - 1.5 %, WITH CALCIUM 1.75 | RENAL SUPPLEMENTARY
3197 | 4216150707400 | SOLUTION, PERITONEAL DIALYSIS, LACTATE, DEXTROSE, FORMULATION, 5000 ML, 1.36- 1.5 %, WITH CALCIUM 1.75 | RENAL SUPPLEMENTARY
3198 | 4216150707600 | SOLUTION, PERITONEAL DIALYSIS, LACTATE, DEXTROSE, FORMULATION, 5000 ML, 2.27- 2.5 %, WITH CALCIUM 1.75 | RENAL SUPPLEMENTARY
3199 | 4216150709000 | SOLUTION, BICARBONATE AND LACTATE, 3.86-4.25 %, 2.5 LITERS FOR APD, WITH CALCIUM 1.25 | RENAL SUPPLEMENTARY
3200 | 4216150708900 | SOLUTION, BICARBONATE WITHOUT LACTATE, 2.27-2.5 %, 3 LITERS, WITH CALCIUM 1.75 | RENAL SUPPLEMENTARY
3201 | 4216150708800 | SOLUTION, BICARBONATE AND LACTATE, 2.27-2.5 %, 2.5 LITERS FOR APD, WITH CALCIUM 1.25 | RENAL SUPPLEMENTARY
3202 | 4216150708700 | SOLUTION, BICARBONATE WITHOUT LACTATE, 1.36-1.5 %, 3 LITERS, WITH CALCIUM 1.75 | RENAL SUPPLEMENTARY
3203 | 4216150708600 | SOLUTION, BICARBONATE AND LACTATE, 1.36-1.5 %, 2.5 LITERS, WITH CALCIUM 1.25 | RENAL SUPPLEMENTARY
3204 | 4216150708500 | SOLUTION BICARBONATE WITHOUT LACTATE CAPD, 3.8-4.25%, CA 1.75, 2L | RENAL SUPPLEMENTARY
3205 | 4216150707500 | SOLUTION, PERITONEAL DIALYSIS, LACTATE, DEXTROSE, FORMULATION, 5000 ML, 2.27- 2.5 %, WITH CALCIUM 1.25 | RENAL SUPPLEMENTARY
3206 | 4216150708400 | SOLUTION, BICARBONATE AND LACTATE, 3.86-4.25%, PH 7.4, 2 LITERS FOR CAPD, WITH CALCIUM 1.25 | RENAL SUPPLEMENTARY
3207 | 4216150708200 | SOLUTION, BICARBONATE AND LACTATE, 2.27-2.5 %, PH 7.4, 2 LITERS FOR CAPD, WITH CALCIUM 1.25 | RENAL SUPPLEMENTARY
3208 | 4216150708100 | SOLUTION BICARBONATE WITHOUT LACTATE CAPD, 1.36-1.5%, CA 1.75, 2L | RENAL SUPPLEMENTARY
3209 | 4216150708000 | SOLUTION, BICARBONATE WITHOUT LACTATE, 1.36-1.5 %, PH 7.4, 2 LITERS FOR CAPD, WITH CALCIUM 1.25 | RENAL SUPPLEMENTARY
3210 | 4216150707900 | ICODEXTRIN 7.5% 2 LITERS/BAG FOR C.A.P.D | RENAL SUPPLEMENTARY
3211 | 4216150707800 | SOLUTION, PERITONEAL DIALYSIS, LACTATE, DEXTROSE, FORMULATION, 3.8-4.25 %, 5000 ML, WITH CALCIUM 1.75 | RENAL SUPPLEMENTARY
3212 | 4216150707700 | SOLUTION, PERITONEAL DIALYSIS, LACTATE, DEXTROSE, FORMULATION, 3.8-4.25 %, 5000 ML, WITH CALCIUM 1.25 | RENAL SUPPLEMENTARY
3213 | 4216150708300 | SOLUTION BICARBONATE WITHOUT LACTATE CAPD, 2.27-2.5%, CA 1.75, 2L | RENAL SUPPLEMENTARY
3214 | 4216150402800 | DISINFECTANT CAP, WITH POVIDONE IODINE SOLUTION, USED TO LOCK PERITONEAL DIALYSIS CATHETER, AFTER PERITONEAL DIALYSIS PROCESS | RENAL SUPPLEMENTARY
3215 | 4216150701100 | SOLUTION, DEXTROSE, FORMULATION, LACTATE, FOR CAPD 2000 ML, 3.86 - 4.25 %, WITH CALCIUM 1.75 | RENAL SUPPLEMENTARY
3216 | 4216150700400 | SOLUTION PERITONEAL DIALYSIS TWIN BAG WITH 2.27 - 2.5% GLUCOSE 2000 ML FOR CAPD PATIENT VALIDATED ASYMMETRIC Y - SET CONNECTOLOGY WITH TITANIUM ADAPTER TECHNOLOGY THE COLOR CODED PULL RINGS ARE A STERILITY BARRIER AND CONTAIN RAISED DOTS ESPECIALLY DESIGNED FOR VISUALLY IMPAIRED PATIENTS THE TWIN BAG CONNECTOR IS RECESSED AND COMPLETELY PROTECTED BY AN EXTERNAL SURFACE THEREFORE MINIMIZING TOUCH CONTAMINATION THE TWIN BAG INJECTION SITE IS EASY TO DISINFECT AND TO MANIPULATE THE PATIENT TRANSFER SET CONTAMINATION AREA IS OUTSIDE THE FLUID PATH. COMPATIBLE WITH THE CURRENT APD SYSTEM HOME CHOICE PRO ALLOWING EASE OF SWITCH FROM CAPD TO APD HOME CHOICE PRO AND VICE VERSA | RENAL SUPPLEMENTARY
3217 | 4216150602000 | CATHETER, PERMANENT JUGULAR VEIN, FOR CHILDREN, CONSISTING OF: DUAL LUMEN SILICONE RUBBER CATHETER, AND CLEAR SILICONE EXTENSION TUBES TERMINATING WITH END CAPES, 10 CM FROM TIP TO CUFF (12.5 FR X 15 CM), GUIDEWIRE, SHEATH DILATOR, TUNNELING STYLET, INTRODUCER NEEDLE AND 10 CC LUER LOCK SYRINGE, SCALPEL, DISPOSABLE, STERILE | RENAL SUPPLEMENTARY
3218 | 4216150601900 | CATHETER, PERMANENT JUGULAR VEIN, FOR CHILDREN, CONSISTING OF: DUAL LUMEN SILICONE RUBBER CATHETER, AND CLEAR SILICONE EXTENSION TUBES TERMINATING WITH END CAPES, 13 CM FROM TIP TO CUFF (12.5 FR X 18 CM), GUIDEWIRE, SHEATH DILATOR, TUNNELING STYLET, INTRODUCER NEEDLE AND 10 CC LUER LOCK SYRINGE, SCALPEL, DISPOSABLE, STERILE | RENAL SUPPLEMENTARY
3219 | 4216150601800 | CATHETER, KIT, DUAL LUMEN, SHORT TERM, CURVED 8 FRENCH, 12 CM, STERILE, DISPOSABLE | RENAL SUPPLEMENTARY
3220 | 4216150601700 | CATHETER, HEMODIALYSIS AND APHERESIS, DUAL LUMEN, CATHETER KIT, STRAIGHT, SHORT TERM 11.5 FRENCH, 13.5 CM, STERILE | RENAL SUPPLEMENTARY
3221 | 4216150601400 | CATHETER, PERITONEAL DIALYSIS, PEDIATRIC, SILICONE, DOUBLE CUFF, COILED, 40-42 CM | RENAL SUPPLEMENTARY
3222 | 4216150601300 | CATHETER, PERITONEAL DIALYSIS, PEDIATRIC, SILICONE, DOUBLE CUFF, STRAIGHT, 31-33 CM | RENAL SUPPLEMENTARY
3223 | 4216150602100 | CATHETER, PERMANENT JUGULAR VEIN, FOR CHILDREN, CONSISTING OF: DUAL LUMEN SILICONE RUBBER CATHETER, AND CLEAR SILICONE EXTENSION TUBES TERMINATING WITH END CAPES, 11 CM FROM TIP TO CUFF (10 FR X 15 CM), GUIDEWIRE, SHEATH DILATOR, TUNNELING STYLET, INTRODUCER NEEDLE AND 10 CC LUER LOCK SYRINGE, SCALPEL, DISPOSABLE, STERILE | RENAL SUPPLEMENTARY
3224 | 4216150601200 | CATHETER, PERITONEAL DIALYSIS, PEDIATRIC, SILICONE, DOUBLE CUFF, SWAN NECK, STRAIGHT, 37-45CM | RENAL SUPPLEMENTARY
3225 | 4216150600900 | CATHETER, PERITONEAL DIALYSIS, ADULT, SILICONE, DOUBLE CUFF, SWAN NECK, STRAIGHT, 50-55 CM | RENAL SUPPLEMENTARY
3226 | 4216150600800 | CATHETER, PERITONEAL DIALYSIS, ADULT, SILICONE, DOUBLE CUFF, SWAN NECK, STRAIGHT, 58 - 63 CM | RENAL SUPPLEMENTARY
3227 | 4216150600700 | CATHETER, PERITONEAL DIALYSIS, ADULT, SILICONE, DOUBLE CUFF, SWAN NECK, STRAIGHT, 43 - 48 CM | RENAL SUPPLEMENTARY
3228 | 4216150600300 | CATHETER, PERITONEAL DIALYSIS, NEONATAL SIZE, PYROGEN FREE, CURVED EXTRA PERITONEAL PART WITH COILED END INTRAPERITONEAL PART, RADIO - OPAQUE, MEDICAL GRADE, SILICONE RUBBER CATHETER WITH TWO DACRON FELT CUFFS AND CONNECTOR WITH INSIDE DIAMETER 2.6 MM, OUTSIDE DIAMETER 4.9 MM, TOTAL LENGTH= 31 CM, INTRAPERITONEAL PART 6 - 7 CM LONG, DISPOSABLE, STERILE | RENAL SUPPLEMENTARY
3229 | 4216150500600 | APD DRAINAGE SET, CYCLER, NON-PYROGENIC FLUID PATH, 15 LITERS, DISPOSABLE, STERILE | RENAL SUPPLEMENTARY
3230 | 4216165906400 | CATHETER, HEMODIALYSIS, SILICONE, KIT, 14 FR X 23 CM TIP TO CUFF, LONG TERM | RENAL SUPPLEMENTARY
3231 | 4216150601100 | CATHETER, PERITONEAL DIALYSIS, PEDIATRIC, SILICONE, DOUBLE CUFF, SWAN NECK, STRAIGHT, 36 CM | RENAL SUPPLEMENTARY
3232 | 4216150700700 | RENAL DIALYSIS (RD), (PERITONEAL DIALYSIS SET FOR HOME CHOICE MACHINE), CYCLE MACHINE, HOME CHOICE, CASSETTE LINE, 4 PRONGS, LUER LOCK, MINICAP, WITH POVIDONE, TITANIUM ADAPTER, TRANSFER SET, WITH TWIST CLAMP, THE DIALYSATE BAG, CONTAINS 1.36 - 1.5% DEXTROSE, 3000 ML, LOW CALCIUM | RENAL SUPPLEMENTARY
3233 | 4216150602200 | CATHETER, PERMANENT JUGULAR VEIN, FOR CHILDREN, CONSISTING OF: DUAL LUMEN SILICONE RUBBER CATHETER, AND CLEAR SILICONE EXTENSION TUBES TERMINATING WITH END CAPES, 14 CM FROM TIP TO CUFF (10 FR X 18 CM), GUIDEWIRE, SHEATH DILATOR, TUNNELING STYLET, INTRODUCER NEEDLE AND 10 CC LUER LOCK SYRINGE, SCALPEL, DISPOSABLE, STERILE | RENAL SUPPLEMENTARY
3234 | 4216150602400 | CATHETER, FOR PERITONEAL DIALYSIS, 34 CM, PEDIATRIC, COILED, 2 CUFFS | RENAL SUPPLEMENTARY
3235 | 4216150604500 | CATHETER PERITONEAL DIALYSIS PEDIATRIC SILICONE DOUBLE CUFF SWAN NECK COILED TIP 40-42CM | RENAL SUPPLEMENTARY
3236 | 4216150604400 | CATHETER, PERITONEAL DIALYSIS, ADULT, SILICONE, DOUBLE CUFF, COILED, 64-70 CM | RENAL SUPPLEMENTARY
3237 | 4216150604300 | CATHETER, PERITONEAL DIALYSIS, 46 - 50 CM, ADULT, STRAIGHT, 2 CUFF | RENAL SUPPLEMENTARY
3238 | 4216150603800 | CATHETER, PERITONEAL DIALYSIS, 61 - 65 CM, ADULT, STRAIGHT, 2 CUFFS | RENAL SUPPLEMENTARY
3239 | 4216150603700 | CATHETER, PERITONEAL DIALYSIS, 56 - 60 CM, ADULT, STRAIGHT, 2 CUFFS | RENAL SUPPLEMENTARY
3240 | 4216150603600 | CATHETER, PERITONEAL DIALYSIS, 41 - 45CM, PEDIATRIC, STRAIGHT, 2 CUFFS | RENAL SUPPLEMENTARY
3241 | 4216150602300 | CATHETER, PERMANENT JUGULAR VEIN, FOR CHILDREN, CONSISTING OF: DUAL LUMEN SILICONE RUBBER CATHETER, AND CLEAR SILICONE EXTENSION TUBES TERMINATING WITH END CAPES, 15 CM FROM TIP TO CUFF (8 FR X 18 CM), GUIDEWIRE, SHEATH DILATOR, TUNNELING STYLET, INTRODUCER NEEDLE AND 10 CC LUER LOCK SYRINGE, SCALPEL, DISPOSABLE, STERILE | RENAL SUPPLEMENTARY
3242 | 4216150603500 | CATHETER, PERITONEAL DIALYSIS, 36-40 CM, PEDIATRIC, STRAIGHT, 2 CUFFS | RENAL SUPPLEMENTARY
3243 | 4216150603200 | CATHETER, PERITONEAL DIALYSIS, 31 - 32 CM, PEDIATRIC, STRAIGHT, 2 CUFFS | RENAL SUPPLEMENTARY
3244 | 4216150603100 | CATHETER, FOR PERITONEAL DIALYSIS, 57 CM, ADULT, COILED, 3 CUFFS | RENAL SUPPLEMENTARY
3245 | 4216150603000 | CATHETER, FOR PERITONEAL DIALYSIS, 57-59 CM, ADULT, COILED, 2 CUFFS | RENAL SUPPLEMENTARY
3246 | 4216150602900 | CATHETER, FOR PERITONEAL DIALYSIS, 43 CM, PEDIATRIC, COILED, 2 CUFFS | RENAL SUPPLEMENTARY
3247 | 4216150602800 | CATHETER, FOR PERITONEAL DIALYSIS, 42 CM, COILED, 2 CUFFS, PEDIATRIC | RENAL SUPPLEMENTARY
3248 | 4216150602700 | CATHETER, FOR PERITONEAL DIALYSIS, 38-39 CM, PEDIATRIC, COILED, 2 CUFFS | RENAL SUPPLEMENTARY
3249 | 4216150603400 | CATHETER, PERITONEAL DIALYSIS, 34-35 CM, PEDIATRIC, STRAIGHT, 2 CUFFS | RENAL SUPPLEMENTARY
3250 | 4216150712300 | SOLUTION PERITONEAL DIALYSIS TWIN BAG WITH 1.36 - 1.5% GLUCOSE 2000 ML FOR CAPD PATIENT INTEGRATED DISCONNECT SYSTEM VALIDATED ASYMMETRIC Y - SET CONNECTOLOGY WITH TITANIUM ADAPTER TECHNOLOGY THE COLOR CODED PULL RINGS ARE A STERILITY BARRIER AND CONTAIN RAISED DOTS ESPECIALLY DESIGNED FOR VISUALLY IMPAIRED PATIENTS THE TWIN BAG CONNECTOR IS RECESSED AND COMPLETELY PROTECTED BY AN EXTERNAL SURFACE THEREFORE MINIMIZING TOUCH CONTAMINATION THE TWIN BAG INJECTION SITE IS EASY TO DISINFECT AND TO MANIPULATE THE PATIENT TRANSFER SET CONTAMINATION AREA IS OUTSIDE THE FLUID PATH. COMPATIBLE WITH THE CURRENT APD SYSTEM HOMECHOICE PRO ALLOWING EASE OF SWITCH FROM CAPD TO APD HOMECHOICE PRO AND VICE VERSA | RENAL SUPPLEMENTARY
3251 | 4216165910900 | CATHETER SHORT-TERM JUGULAR VEIN FOR CHILDREN CONSISTING OF: DUAL LUMEN SILICONE RUBBER CATHETER AND CLEAR SILICONE EXTENSION TUBES TERMINATING WITH END CAPS (7 FR X 7 CM) GUIDEWIRE SHEATH DILATOR INTRODUCER NEEDLE AND 5 CC LUER LOCK SYRINGE DISPOSABLE STERILE | RENAL SUPPLEMENTARY
3252 | 4216150712500 | RENAL DIALYSIS (RD), CONTAINS PERACETIC SOLUTION 3%, HYDROGEN PEROXIDE, ACETIC ACID, ADJUVANTS, AND WATER, 5 LITERS | RENAL SUPPLEMENTARY
3253 | 4216165904200 | CATHETER, HEMODIALYSIS KIT, 13 FR X 20 CM, STRAIGHT, TRIPLE LUMEN | RENAL SUPPLEMENTARY
3254 | 4216163304100 | HEMOFILTRATION SET, FOR PRISMAFLEX M150 SET OR EQUIVALENT, FOR PRISMAFLEX MACHINES, EACH SET ALLOWS ANY OR RENAL REPLACEMENT THERAPIES TO BE PERFORMED AT TIME: SCUF: SLOW CONTINUES ULTRAFILTRATION, CVVH: CONTINUOUS VENO-VENOUS HEMOFILTRATION, CVVHD: CONTINUOUS VENO-VENOUS HEMODIALYSIS, CVVHDF: CONTINUOUS VENO-VENOUS HEMODIAFILTRATION THE SET IS STERILIZED AND CONSIST OF: AN69 HF HOLLOW FIBER DIALYZER WITH MEMBRANE SURFACE AREA 1.5 M2, PRIMING COLLECTION BAG CONNECTED TO THE END OF BLOOD ACCESS LINE, 5 LITTER EFFLUENT BAG WITH DRAINING PORT (SP 354), DIALYSATE INLET LINE, EFFLUENT OUTLET LINE, ARTERIAL LINE TO FIT PRISMAFLEX MACHINE, VENOUS LINE TO FIT PRISMAFLEX MACHINE | RENAL SUPPLEMENTARY
3255 | 4216165904300 | CATHETER, HEMODIALYSIS KIT, STRAIGHT, 8 FRENCH X 11 - 12 CM, SHORT TERM | RENAL SUPPLEMENTARY
3256 | 4216163302900 | DIALYZER, HIGH FLUX, HOLLOW FIBER, MEMBRANE MATERIAL: POLYSULFON AND ITS DERIVATIVES WITH MALE LUER LOCK FOR TUBING, SURFACE AREA 0.6 M 2, VIT. B 12 CLEARANCE AT Q.B. 200 ML/MN KEEPING BLOOD FLOW CONSTANT AT THIS RATE 30 ML/MN, ULTRAFILTRATION RATE BETWEEN 2 - 4 ML/HR/MMHG, NEGATIVE PRESSURE, STERILIZED BY STEAM OR BETA GAMMA RADIATION | RENAL SUPPLEMENTARY
3257 | 4216163302800 | DIALYZER HIGH FLUX HOLLOW FIBER MEMBRANE MATERIAL: POLYSULFON AND ITS DERIVATIVES SURFACE AREA 1.8 - 2.1 M 2 HIGH ULTRA FILTRATION COEFFICIENT 50 - 60 ML/HR/ 1 MMHG STERILIZED BY STEAM OR BETA GAMMA RADIATION | RENAL SUPPLEMENTARY
3258 | 4216165904500 | CATHETER, HEMODIALYSIS KIT, 9 FRENCH X 15 CM, SHORT TERM | RENAL SUPPLEMENTARY
3259 | 4216163301900 | DIALYZER HIGH FLUX HOLLOW FIBER MEMBRANE MATERIAL: POLYSULFON AND ITS DERIVATIVES SURFACE AREA 1.6 - 1.7 M 2 HIGH ULTRA FILTRATION COEFFICIENT 40 - 60 ML/HR/ 1 MM HG STERILIZED BY STEAM OR BETA GAMMA RADIATION | RENAL SUPPLEMENTARY
3260 | 4216165904100 | CATHETER, HEMODIALYSIS KIT, 13 FRENCH X 15 CM, CURVED, TRIPLE LUMEN, SHORT TERM | RENAL SUPPLEMENTARY
3261 | 4216165904800 | CATHETER, HEMODIALYSIS, SILICONE, KIT, 10 FRENCH X 21-25 CM (18 CM TIP TO CUFF), LONG TERM | RENAL SUPPLEMENTARY
3262 | 4216163301600 | DIALYZER, LOW FLUX, HOLLOW FIBER, MEMBRANE MATERIAL: POLYSULFON AND ITS DERIVATIVES, LOW ULTRA FILTRATION, WITH: MALE LUER LOCK FOR TUBING, SURFACE AREA 0.7 - 0.8 M 2, VIT. B 12 CLEARANCE AT Q B 200 ML/MN KEEPING BLOOD FLOW CONSTANT AT THIS RATE 30 ML/MN, ULTRAFILTRATION RATE BETWEEN 8 - 10 ML/HOUR/MM HG, STERILIZED BY STEAM OR BETA GAMMA RADIATION | RENAL SUPPLEMENTARY
3263 | 4216163301500 | DIALYZER HIGH FLUX WITH ANTI-THROMBOGENIC HOLLOW FIBER MEMBRANE MATERIAL: HEPARIN: AN 69 STE MEMBRANE SURFACE AREA 1.65 M HIGH ULTRA = FILTRATION COEFFICIENT 50 ML/HR/MMHG STERILIZATION BY STEAM OR GAMMA RADIATION | RENAL SUPPLEMENTARY
3264 | 4216163301400 | DIALYZER LOW FLUX HOLLOW FIBER MEDIUM ULTRA FILTRATION MEMBRANE MATERIAL: POLYSULFON AND ITS DERIVATIVES WITH: MALE LUER LOCK FOR TUBING SURFACE AREA 1.0 - 1.2 M 2 VIT. B 12 CLEARANCE AT Q.B. 200 ML/MN KEEPING BLOOD FLOW CONSTANT AT THIS RATE 45 ML/MN ULTRAFILTRATION RATE BETWEEN 8 - 10 ML/HR/MM HG NEGATIVE PRESSURE STERILIZED BY STEAM OR BETA GAMMA RADIATION | RENAL SUPPLEMENTARY
3265 | 4216163301300 | DIALYZER HIGH FLUX HOLLOW FIBER MEMBRANE MATERIAL: POLYSULFON AND ITS DERIVATIVES SURFACE AREA 1.3 - 1.4 M 2 HIGH ULTRA FILTRATION COEFFICIENT 40 ML/HR/ 1 MM HG STERILIZED BY STEAM OR BETA GAMMA RADIATION | RENAL SUPPLEMENTARY
3266 | 4216163301200 | DIALYZER, LOW FLUX, HOLLOW FIBER, HIGH ULTRA FILTRATION, MEMBRANE MATERIAL: POLYSULFON AND ITS DERIVATIVES WITH: MALE LUER LOCK FOR TUBING, SURFACE AREA BETWEEN 1.5 - 1.6 M 2, VIT. B 12 CLEARANCE AT Q.B. 200 ML/MN KEEPING BLOOD FLOW CONSTANT AT THIS RATE 50 ML/MN, ULTRAFILTRATION RATE BETWEEN 15 - 20 ML/HR/MMHG, NEGATIVE PRESSURE, STERILIZED BY STEAM OR BETA GAMMA RADIATION | RENAL SUPPLEMENTARY
3267 | 4216163301100 | DIALYZER, LOW FLUX, HOLLOW FIBER, HIGH ULTRA FILTRATION, MEMBRANE MATERIAL: POLYSULFON AND ITS DERIVATIVES WITH: MALE LUER LOCK FOR TUBING, SURFACE AREA BETWEEN 1.3 - 1.4 M 2, VIT. B 12 CLEARANCE AT Q.B. 200 ML/MN KEEPING BLOOD FLOW CONSTANT AT THIS RATE 50 ML/MN, ULTRAFILTRATION RATE BETWEEN 10 - 15 ML/HR/MM HG, NEGATIVE PRESSURE, STERILIZED BY STEAM OR BETA GAMMA RADIATION | RENAL SUPPLEMENTARY
3268 | 4216160800900 | RENOSOL 16 =FF8 POWDER TO MAKE ACID CONCENTRATE | RENAL SUPPLEMENTARY
3269 | 4216163301700 | DIALYZER, HIGH FLUX, WITH ANTI-THROMBOGENIC, HOLLOW FIBER, MEMBRANE MATERIAL: HEPARIN: AN69 ST MEMBRANE , SURFACE AREA 1.35 M, HIGH ULTRAFILTRATION COEFFICIENT 40 ML/HR/MMHG, STERILIZATION BY STEAM OR GAMMA RADIATION | RENAL SUPPLEMENTARY
3270 | 4216163300500 | DIALYZER, HIGH FLUX, LOW EFFECTIVE SURFACE AREA, 0.2 M2 STERILIZED BY STEAM OR BETA GAMMA RADIATION | RENAL SUPPLEMENTARY
3271 | 4216163400000 | CLEAN CART C, (PURIFICATION CARTRIDGE CONTAINING 32 GM OF CITRIC ACID MONOHYDRATE POWDER THAT ENABLES ON - LINE (CLOSE CIRCUIT) OF CITRIC ACID SOLUTION, FOR MACHINE DECALCIFICATION/DISINFECTION) | RENAL SUPPLEMENTARY
3272 | 4216163500700 | BICARBONATE CARTRIDGE, 650 GM, WELL SEALED, EASILY FIXED HORIZONTALLY TO THE PORT THROUGH TWO LIP, SEALS FOR FRESENIUS 5008 HEMODIALYSIS MACHINE AND FRESENIUS 4008 CLASSIC HEMODIALYSIS MACHINE OR EQUIVALENT | RENAL SUPPLEMENTARY
3273 | 4216165903400 | CATHETER, HEMODIALYSIS KIT, 10 FR X 12 CM, SHORT TERM | RENAL SUPPLEMENTARY
3274 | 4216165903300 | CATHETER, FOR PERITONEAL DIALYSIS, 32 CM, PEDIATRIC, COILED, 2 CUFFS | RENAL SUPPLEMENTARY
3275 | 4216165903200 | CATHETER, FOR PERITONEAL DIALYSIS, 25-30 CM, STRAIGHT, 2 CUFFS, PEDIATRIC | RENAL SUPPLEMENTARY
3276 | 4216165903100 | CATHETERIZATION SET FOR HEMODIALYSIS, TWO-LUMEN, SHORT TERM, 14 FRENCH X 20 CM, WITH BLUE FLEXTIP, CURVED CATHETER FOR HIGH VOLUME INFUSIONS, STERILE | RENAL SUPPLEMENTARY
3277 | 4216165903000 | CATHETER KIT, TRIPLE - LUMEN, ACUTE HIGH PRESSURE, 12 FR (4.0 MM) X 20 CM, CURVED EXTENSIONS, STERILE | RENAL SUPPLEMENTARY
3278 | 4216165902900 | TUBE EXTENSION, FOR PERITONEAL DIALYSIS CATHETER, COMPATIBLE WITH BAXTER MACHINE OR EQUIVALENT | RENAL SUPPLEMENTARY
3279 | 4216165902800 | HEMODIALYSIS CATHETER SHORT TERM FEMORAL, STRAIGHT, SHAFT 12 F, 20 CM | RENAL SUPPLEMENTARY
3280 | 4216163400100 | CLEAN CART A, (PURIFICATION CARTRIDGE CONTAINING 13 GM OF ANHYDROUS SODIUM CARBONATE POWDER, FOR MACHINE CLEANING/DISINFECTION) | RENAL SUPPLEMENTARY
3281 | 4216165902700 | HEMODIALYSIS CATHETER INTERNAL JUGULAR, SHORT TERM, CURVED SHAFT, 12 F, 15 CM | RENAL SUPPLEMENTARY
3282 | 4216163501800 | BICARBONATE CARTRIDGE, 900 GM, WELL SEALED, EASILY FIXED HORIZONTALLY TO THE PORT THROUGH TWO LIP, COMPATIBLE WITH FRESENIUS 5008 OR 6008 HEMODIALYSIS MACHINE OR EQUIVALENT | RENAL SUPPLEMENTARY
3283 | 4216163501700 | BICARBONATE CARTRIDGE, 750 GM, WELL SEALED, EASILY FIXED HORIZONTALLY TO THE PORT THROUGH TWO LIP, COMPATIBLE WITH FRESENIUS 4008S OR 4008 CLASSIC HEMODIALYSIS MACHINE OR EQUIVALENT | RENAL SUPPLEMENTARY
3284 | 4216163501400 | BICARBONATE CARTRIDGE AND SODIUM CHLORIDE CARTRIDGE, FOR PREPARATION OF DIALYSIS FLUID, COMPATIBLE WITH GAMBRO AK 200 OR EQUIVALENT, ULTRA HEMODIALYSIS MACHINE, BOTH CARTRIDGES ARE PACKED TOGETHER IN POLYETHYLENE BAG AND CONSIST OF ONE SODIUM BICARBONATE 720 GM CARTRIDGE | RENAL SUPPLEMENTARY
3285 | 4216163501300 | MOBILE HEMODIALYSIS CARTRIDGE FOR PEDIATRIC WITH INJECTION PORT COMPATIBLE FOR NXSTAGE MACHINE OR EQUIVALENT | RENAL SUPPLEMENTARY
3286 | 4216163501000 | BICARBONATE CARTRIDGE, 750 GM, WELL SEALED, EASILY PERFORATED AND FITTED WITH FRESENIUS HEMODIALYSIS MACHINE, MODEL 4008 S OR EQUIVALENT | RENAL SUPPLEMENTARY
3287 | 4216163500900 | BICARBONATE CARTRIDGE, 650 GM, WELL SEALED, EASILY PERFORATED AND IT SHOULD BE FITTED WITH FILTERS IN BOTH ENDS, AND FITTED WITH GAMBRO AND B BRAUN AND OTHER HEMODIALYSIS MACHINES OR EQUIVALENT | RENAL SUPPLEMENTARY
3288 | 4216163500800 | BICARBONATE CARTRIDGE, 650 GM, WELL SEALED, EASILY PERFORATED AND FITTED WITH FRESENIUS HEMODIALYSIS MACHINE 4008 S OR EQUIVALENT | RENAL SUPPLEMENTARY
3289 | 4216165901400 | RD HEMODIALYSIS, ACID CONCENTRATE, FOR BICARBONATE DIALYSIS FORMULA (FF2), AFTER DILUTING 1 LITER CONCENTRATE WITH 34 LITERS OF WATER, THE FOLLOWING CONCENTRATIONS OF IONS/LITER ARE OBTAINED: NA 103 MMOL, ACETATE 2.97 CA 1.5 MMOL, CL 108 MMOL, MG 0.5 MMOL, DEXTROSE 1.1 GM/L MMOL, K 1 MMOL, WITH AN OSMOLARITY OF 223 MOSM/L, 5 LITERS/PLASTIC CONTAINER | RENAL SUPPLEMENTARY
3290 | 4216165903600 | CATHETER, HEMODIALYSIS KIT, 11.5 FRENCH X 15 CM, SHORT TERM, CURVED | RENAL SUPPLEMENTARY
3291 | 4216163201000 | RENAL DIALYSIS (RD) (PERITONEAL DIALYSIS SET FOR HOME CHOICE MACHINE) CYCLE MACHINE HOME CHOICE CASSETTE LINE 4 PRONGS LUER LOCK MINICAP WITH POVIDONE TITANIUM ADAPTER TRANSFER SET WITH TWIST CLAMP THE DIALYSATE BAG CONTAINS 2.27-2.5 % DEXTROSE 3000 ML LOW CALCIUM | RENAL SUPPLEMENTARY
3292 | 4216163200400 | PRISMA M 60 SET OR PRISMAFLEX M 60 SET WITHOUT SOLUTIONS | RENAL SUPPLEMENTARY
3293 | 4216165904900 | CATHETER, HEMODIALYSIS, SILICONE, KIT, 10 FRENCH X 24-28 CM (20 CM TIP TO CUFF), LONG TERM | RENAL SUPPLEMENTARY
3294 | 4216160805400 | RD HEMODIALYSIS, ACID CONCENTRATE, FOR BICARBONATE DIALYSIS FORMULA (FF3), AFTER DILUTING 1 LITER CONCENTRATE WITH 34 LITERS OF WATER, THE FOLLOWING CONCENTRATIONS OF IONS/LITER ARE OBTAINED: NA 103 MMOL, K 2 MMOL, CA 1.25 MMOL, MG 0.5 MMOL, CL 108.5 MMOL, ACETATE 2.97 MMOL, DEXTROSE 1.1 GM/L WITH AN OSMOLARITY OF 223 MOSM/L, 5 LITERS/PLASTIC CONTAINER | RENAL SUPPLEMENTARY
3295 | 4216165905000 | CATHETER, HEMODIALYSIS, KIT, 11.5 FRENCH X 24 CM, STRAIGHT, SHORT TERM | RENAL SUPPLEMENTARY
3296 | 4216160805500 | RD HEMODIALYSIS, ACID CONCENTRATE FOR BICARBONATE DIALYSIS, IN DILUTION (1:44), GIVES THE FOLLOWING CONCENTRATIONS: IN MMOL /G 971 L, DEXTROSE 1.1 G/L, NA 100, K 2.00, CA 1.5 MG 0.375, CL 105.75, ACETATE 2.00, TOTAL OSMOLARITY = 212.00 MOSM/L IN 5 LITERS | RENAL SUPPLEMENTARY
3297 | 4216160805700 | RD HEMODIALYSIS, ACID CONCENTRATE, FOR BICARBONATE DIALYSIS, IN DILUTION (1:44) GIVES THE FOLLOWING CONCENTRATIONS: IN MMOL/1 L, NA 100, CA 1.5, MG 0.375, CL 105.75, POTASSIUM 1 MMOL/L, ACETATE 2.00, DEXTROSE 1.1 GM/L, TOTAL OSMOLARITY = 217.00 MOSM /L IN 5 LITERS | RENAL SUPPLEMENTARY
3298 | 4216160805800 | RD HEMODIALYSIS, ACID CONCENTRATE, FOR BICARBONATE DIALYSIS, AFTER DILUTING 1 LITER CONCENTRATION WITH 34 LITERS OF WATER, THE FOLLOWING CONCENTRATION OF IONS/LITER ARE OBTAINED, DEXTROSE 1.1 G/L SODIUM 103 MMOL, POTASSIUM 3 MMOL, CALCIUM 1.75 MMOL, CHLORIDE 109 MMOL, ACETATE 2.97 MMOL, MAGNESIUM 0.5 MMOL, WITH AN OSMOLARITY OF 223 MOSM/L IN 5 LITERS/GALLON | RENAL SUPPLEMENTARY
3299 | 4216160805900 | RENAL DIALYSIS (RD), HEMODIALYSIS, ACID CONCENTRATE FOR BICARBONATE DIALYSIS, IN DILUTION (1:34), GIVES THE FOLLOWING CONCENTRATIONS: IN MMOL/L, NA 103, K 2.00, CA 1.5, MG 0.5 ACETATE 2.97, CL 109, DEXTROSE 1.1 GM/L, TOTAL OSMOLARITY = 225 MOSM/L IN 5 LITERS CONTAINER | RENAL SUPPLEMENTARY
3300 | 4216160805300 | RD HEMODIALYSIS, ACID CONCENTRATE, K 2.0 MMOL, CA 1.75 MMOL, MG 0.5 MMOL, DEXTROSE 1.0 GM/L, 5 LITERS/PLASTIC CONTAINER | RENAL SUPPLEMENTARY
3301 | 4216160806200 | SOLUTION, HEMODIALYSIS, MACHINE, DISINFECTANT, COMPATIBLE WITH FRESENIUS MACHINE OR EQUIVALENT, HEAT DISINFECTION, 4 - 5 LITERS, CONTAINER | RENAL SUPPLEMENTARY
3302 | 4216160806800 | BICARBONATE CARTRIDGE AND SODIUM CHLORIDE CARTRIDGE, FOR PREPARATION OF DIALYSIS FLUID,COMPATIBLE WITH GAMBRO AK 200 OR EQUIVALENT, ULTRA HEMODIALYSIS MACHINE, BOTH CARTRIDGES ARE PACKED TOGETHER IN POLYETHYLENE BAG AND CONSIST OF ONE SODIUM BICARBONATE 1200 GM CARTRIDGE | RENAL SUPPLEMENTARY
3303 | 4216161503000 | DIALYZER, HIGH FLUX, SURFACE AREA 0.9M² STERILIZED BY STEAM OR BETA GAMMA RADIATION | RENAL SUPPLEMENTARY
3304 | 4216161000200 | EXTERNAL DRAINAGE LINE FOR HEMODIALYSIS MOBILE MACHINE, LENGTH NOT LESS THAN 3M | RENAL SUPPLEMENTARY
3305 | 4216161500700 | DIALYZER, LOW FLUX, HOLLOW FIBER, HIGH ULTRAFILTRATION: MEMBRANE MATERIAL: POLYSULFON AND ITS DERIVATIVES WITH MALE LUER LOCK FOR TUBING, SURFACE AREA 1.7 - 1.8 M 2, VIT. B 12 CLEARANCE AT Q.B 200 ML/MIN KEEPING BLOOD FLOW CONSTANT AT THIS RATE 50 ML/MIN, ULTRAFILTRATION RATE BETWEEN 15 - 20 ML/HR/MMHG NEGATIVE PRESSURE, STERILIZED BY STEAM OR BETA GAMMA RADIATION | RENAL SUPPLEMENTARY
3306 | 4216165905500 | CATHETER HEMODIALYSIS SILICONE KIT 12.5 FRENCH X 23 - 27 CM TIP TO CUFF LONG TERM | RENAL SUPPLEMENTARY
3307 | 4216165905300 | CATHETER, HEMODIALYSIS, SILICONE, KIT, 12.5 FRENCH X 24-28 CM (19 CM TIP TO CUFF), LONG TERM | RENAL SUPPLEMENTARY
3308 | 4216161501000 | PRE - CONNECTED, PLASMA SET, WITH FILTER, 0.5 M 2, OMNI OR EQUIVALENT | RENAL SUPPLEMENTARY
3309 | 4216160806300 | SOLUTION, SODIUM BICARBONATE CONCENTRATED, NON - PYROGENIC, SODIUM BICARBONATE CONCENTRATED SOLUTION, FOR USE IN CONJUNCTION WITH ACID CONCENTRATE, NOT TO BE INTENDED FOR USE BY INTRAVENOUS INFUSION, SODIUM 967 MEQ/L, BICARBONATE 967 MEQ/L, CHEMICAL COMPOSITION: EACH LITER CONTAINS SODIUM BICARBONATE, 81.25 G/L, 5 LITER/GALLON | RENAL SUPPLEMENTARY
3310 | 4216163200500 | BAG EFFLUENT WITH DRAINAGE PORT COMPATIBLE WITH PRISMA FLEX MACHINE OR EQUIVALENT, 5 LITER | RENAL SUPPLEMENTARY
3311 | 4216160805200 | HEMODIALYSIS, BICARBONATE, 3-138-005 OR EQUIVALENT, K 3.0, CA 1.0, NONPYROGENIC, ACID CONCENTRATE, FF-33 | RENAL SUPPLEMENTARY
3312 | 4216160803400 | RD HEMODIALYSIS, ACID CONCENTRATE, K 1.0 MMOL, CA 1.75 MMOL, MG 0.5 MMOL, DEXTROSE 1.0 GM/L, 5 LITERS/PLASTIC CONTAINER | RENAL SUPPLEMENTARY
3313 | 4216163200300 | PRISMA M 100 SET OR PRISMAFLEX M 100 SET WITHOUT SOLUTIONS | RENAL SUPPLEMENTARY
3314 | 4216162200200 | SOLUTION, HEMODIALYSIS, MACHINE, DISINFECTANT, COMPATIBLE WITH FRESENIUS MACHINE OR EQUIVALENT, COLD DISINFECTION, 4 - 5 LITERS, CONTAINER | RENAL SUPPLEMENTARY
3315 | 4216162000000 | BLOOD LINE TUBING SET FOR HOSPITAL INTEGRA MACHINE OR EQUIVALENT ARTERIAL LINE: PVC MEDICAL GRADE 1 CONSISTING OF: INFUSION CANNULA WITH SPIKE END AND PROTECTOR CAP FISTULA CONNECTOR (MALE LUER LOCK TO FIT WITH FISTULA NEEDLE) LINE CLAMP ARTERIAL PRESSURE CHAMBER WITH INFUSION LINE PUMP SEGMENTED BMM HEPARIN LINE 235 MM INJECTION PORT HEMOGLOBIN CHAMBER FOR THE HEMOSCAN FEMALE LUER LOCK TO FIT WITH DIALYZER VENOUS LINE: PVC MEDICAL GRADE 1 CONSISTING: FEMALE LUER LOCK TO FIT WITH DIALYZER DRIP CHAMBER HAVING ID. 17 M 2 WITH FILTER LEVEL CONTROL LINE PRESSURE MONITORING LINE WITH TRANSDUCER PROTECTOR INJECTION PORT LINE CLAMP MALE LUER LOCK TO FIT WITH FISTULA NEEDLE DRAINAGE BAG BYPASS CONNECTOR STERILIZATION METHOD ETO OR STEAM OR GAMMA RADIATION | RENAL SUPPLEMENTARY
3316 | 4216161800900 | NEONATAL CONTINUOUS RENAL REPLACEMENT THERAPY SESSION, CVVHDF, EACH SET ALLOWS ANY OF FOLLOWING RENAL REPLACEMENT THERAPIES TO BE PERFORMED AT TIME: (SCUF) SLOW CONTINUOUS ULTRAFILTRATION, (CVVH) CONTINUOUS VENOVENOUS HEMOFILTRATION, (CVVHD) CONTINUOUS VENOVENOUS HEMODIALYSIS, (CVVHDF) CONTINUOUS VENOVENOUS HEMODIAFILTRATION, THE SET IS COMPOSED OF: HIGH FLUX FILTER, MEMBRANE SURFACE AREA 0.2 - 0.3M2, SOLUTION WITH AVAILABILITY OF DIFFERENT CONCENTRATIONS K 0 MMOL/L, 1 MMOL/L, 2 MMOL/L, 3 MMOL/L, 4 MMOL/L WILL BE ON DEMAND, WITH DIFFERENT CALCIUM CONCENTRATIONS 1.25 MMOL/L, 1.5 MMOL/L, 1.75 MMOL/L WILL BE ON DEMAND, WITH GLUCOSE BASED OR GLUCOSE FREE WILL BE ON DEMAND, 4.5 OR 5.0 LITER FOR EVERY KIT TO PROVIDE 3 BAGS, PRIMING COLLECTION BAG CONNECTED TO THE END OF ACCESS VENOUS LINE, FILTRATE BAG 4 LITERS WITH 2 DRAINAGE BAGS IN EACH KIT, DIALYSATE INLET LINE, EFFLUENT OUTLET LINE | RENAL SUPPLEMENTARY
3317 | 4216150712400 | SOLUTION PERITONEAL DIALYSIS TWIN BAG WITH 3.86 - 4.25% GLUCOSE 2000 ML FOR CAPD PATIENT VALIDATED ASYMMETRIC Y - SET CONNECTOLOGY WITH TITANIUM ADAPTER TECHNOLOGY THE COLOR CODED PULL RINGS ARE A STERILITY BARRIER AND CONTAIN RAISED DOTS ESPECIALLY DESIGNED FOR VISUALLY IMPAIRED PATIENTS THE TWIN BAG CONNECTOR IS RECESSED AND COMPLETELY PROTECTED BY AN EXTERNAL SURFACE THEREFORE MINIMIZING TOUCH CONTAMINATION. THE TWIN BAG INJECTION SITE IS EASY TO DISINFECT AND TO MANIPULATE. THE PATIENT TRANSFER SET CONTAMINATION AREA IS OUTSIDE THE FLUID PATH COMPATIBLE WITH THE CURRENT APD SYSTEM HOME CHOICE PRO ALLOWING EASE OF SWITCH FROM CAPD TO APD HOME CHOICE PRO AND VICE VERSA | RENAL SUPPLEMENTARY
3318 | 4216161800800 | HEMODIALYSIS SUBSTITUTION LINE COMPATIBLE WITH NIKKISO DIALYSIS MACHINE OR EQUIVALENT WITH LENGTH OF APPROXIMATELY 1 METER PUMP SEGMENT 8 MM WITH LENGTH OF APPROXIMATELY 23 CM FOR ON-LINE HDF/HF WITH PRE/POST-DILUTION SUBSTITUTION LINE FOR ON-LINE PRIMING CONNECTION LINE TO SALINE BAG AND RECIRCULATION CONNECTOR | RENAL SUPPLEMENTARY
3319 | 4216161800700 | BLOOD LINE PEDIATRIC FOR NIKKISO DIALYSIS MACHINE OR EQUIVALENT DOUBLE LUMEN PRIMING LOW VOLUME LESS THAN 100ML CONSISTING OF ARTERIAL LINE PVC MEDICAL GRADE ONE WITH MALE LUER LOCK TO FIT WITH FISTULA NEEDLE OR CATHETER SPIKE LINE CLAMP INJECTION PORT CONNECTION PORT FOR IV SET ARTERY PRESSURE MONITORING LINE WITH TRANSDUCER CONNECTOR WITH FILTER PUMP SEGMENT 8 MM HEPARIN LINE FEMALE LUER LOCK TO FIT WITH DIALYZER VENOUS LINE PVC MEDICAL GRADE ONE WITH FEMALE LUER LOCK TO FIT WITH DIALYZER INJECTION PORT DRIP CHAMBER WITH FILTER LEVEL CONTROL LINE PRESSURE MONITORING LINE WITH TRANSDUCER LINE CLAMP MALE LUER LOCK TO FIT WITH FISTULA NEEDLE OR CATHETER BYPASS CONNECTOR DRAIN BAG WITH FEMALE CONNECTOR CAPACITY 2L STERILIZATION METHOD:STEAM OR GAMMA RADIATION DISPOSABLE STERILE. (1 EACH IS EQUIVALENT TO SET) | RENAL SUPPLEMENTARY
3320 | 4216160804100 | RD HEMODIALYSIS, ACID CONCENTRATE, FOR BICARBONATE DIALYSIS, IN DILUTION (1:44), GIVES THE FOLLOWING CONCENTRATIONS: IN MMOL / 1L, NA 100, K 2.00, CA 1.75, MG 0.375, CL 106.25, ACETATE 2.00, DEXTROSE 1.1GM/L, TOTAL OSMOLARITY = 218.00 MOSM / L IN 5 LITERS | RENAL SUPPLEMENTARY
3321 | 4216161800600 | BLOOD LINE ADULT FOR NIKKISO DIALYSIS MACHINE OR EQUIVALENT DOUBLE NEEDLE PRIMING VOLUME 143 ML CONSISTING OF ARTERIAL LINE PVC MEDICAL GRADE ONE WITH MALE LUER LOCK TO FIT WITH FISTULA NEEDLE OR CATHETER LINE CLAMP INJECTION PORTARTERY CHAMBER CONNECTED WITH ONLINE PORT CONNECTOR INFUSION PORT ARTERY PRESSURE MONITORING LINE WITH TRANSDUCER Y-ADAPTER FOR PRIMING LINE CONNECTOR CAP PUMP SEGMENT 8 MM HEPARIN LINE CHAMBER PRE FILTER PRESSURE MONITORING LINE WITH TRANSDUCER FOR TMP PRE ONLINE PORT FEMALE LUER LOCK TO FIT WITH DIALYZER VENOUS LINE PVC MEDICAL GRADE ONE WITH INJECTION PORT DRIP CHAMBER WITH FILTER LEVEL CONTROL LINE PRESSURE MONITORING LINE WITH TRANSDUCER LINE CLAMP MALE LUER LOCK TO FIT WITH FISTULA NEEDLE OR CATHETER BYPASS CONNECTOR STERILIZATION METHOD:STEAM OR GAMMA RADIATION DISPOSABLE STERILE. (1 EACH IS EQUIVALENT TO SET) | RENAL SUPPLEMENTARY
3322 | 4216161800300 | BLOOD SET ALL IN ONE FOR FRESENIUS MACHINE 6008 ADULT LOW VOLUME L-R WITH POST-DILUTION PORT INTEGRATED INFUSION PORT SINGLE-DOUBLE-NEEDLE CHAMBER PRE-DILUTION PORT VENOUS CHAMBER AIR-FREE PRESSURE MEASUREMENT (PRE-FILTER) AIR-FREE PRESSURE MEASUREMENT (ARTERIAL) AIR-FREE PRESSURE MEASUREMENT (VENOUS). WITH FILLING MAX VOLUME OF 128 ML (AV) PUMP SEGMENT 71 MM. (1 EACH IS EQUIVALENT TO SET) | RENAL SUPPLEMENTARY
3323 | 4216161800200 | BLOOD SET ALL IN ONE FOR FRESENIUS MACHINE 6008 PEDIATRIC LOW VOLUME BVM-R WITH POST-DILUTION PORT INTEGRATED INFUSION PORT SINGLE-D OUBLE-NEEDLE CHAMBER PRE-DILUTION PORT VENOUS CHAMBER AIR-FREE PRESSURE MEASUREMENT (PRE-FILTER) AIR-FREE PRESSURE MEASUREMENT (ARTERIAL) AIR-FREE PRESSURE MEASUREMENT (VENOUS). WITH FILLING MAX VOLUME OF 83 ML FOR AV PUMP SEGMENT 71 MM. (1 EACH IS EQUIVALENT TO SET) | RENAL SUPPLEMENTARY
3324 | 4216160802000 | BICARBONATE CARTRIDGE, 750 GM APPROXIMATELY, WELL SEALED, EASILY PERFORATED AND IT SHOULD BE FITTED WITH FILTERS IN BOTH ENDS, AND FITTED WITH GAMBRO AND B BRAUN OR EQUIVALENT AND OTHER HEMODIALYSIS MACHINES | RENAL SUPPLEMENTARY
3325 | 4216160803100 | SOLUTION BICARBONATE FOR (CRRT) K4 CALCIUM FREE 5000ML | RENAL SUPPLEMENTARY
3326 | 4216160803200 | SOLUTION BICARBONATE FOR (CRRT) K2 CALCIUM FREE 5000ML | RENAL SUPPLEMENTARY
3327 | 4216161800000 | BLOOD LINE TUBING SET, FOR GAMBRO AK200, ARTIS, ULTRA MACHINE OR EQUIVALENT, ARTERIAL DOUBLE NEEDLE, ADULT SIZE, CONSISTING OF: PUMP SEGMENT I.D. 7.9 MM, PRIMING VOLUME 147 MM, DRIP CHAMBER DIAMETER 22 MM, CROSSBAR ON THE ARTERIAL PUMP SEGMENT, ARTERIAL PRESSURE SENSOR AND CONNECTOR, VENOUS PRESSURE SENSOR AND CONNECTOR, WITH DRAINAGE (PRIMING) BAG, STERILIZATION METHOD: ETO OR STEAM OR GAMMA RADIATION, DISPOSABLE, STERILE | RENAL SUPPLEMENTARY
3328 | 4216161505200 | DIALYZER, LOW FLUX, SURFACE AREA 2.1M² | RENAL SUPPLEMENTARY
3329 | 4216161800400 | BLOOD SET ALL IN ONE FOR FRESENIUS MACHINE 6008 ADULT LOW VOLUME BVM L-R WITH POST-DILUTION PORT INTEGRATED INFUSION PORT SINGLE-DOUBLE-NEEDLE CHAMBER PRE-DILUTION PORT VENOUS CHAMBER AIR-FREE PRESSURE MEASUREMENT (PRE-FILTER) AIR-FREE PRESSURE MEASUREMENT (ARTERIAL) AIR-FREE PRESSURE MEASUREMENT (VENOUS). WITH FILLING MAX VOLUME OF135 ML (AV) PUMP SEGMENT 71 MM. (1 EACH IS EQUIVALENT TO SET) | RENAL SUPPLEMENTARY
3330 | 4216161501100 | PRE - CONNECTED, PLASMA SET, WITH FILTER, 0.7 M 2, OMNI OR EQUIVALENT | RENAL SUPPLEMENTARY
3331 | 4216165903700 | CATHETER, HEMODIALYSIS KIT, 12.5 FR X 15 CM, LONG TERM, FOR PEDIATRIC PATIENTS | RENAL SUPPLEMENTARY
3332 | 4216161501500 | MULTIFILTRATE, CRRT/SCUF SET, PEDIATRIC, ARTERIAL AND VENOUS BLOOD LINES, BLOOD VOLUME 54 ML, AND PEDIATRIC DIALYSATE/SUBSTITUTE AND FILTRATE SYSTEMS PACKED AS A SET WITH HEMOFILTER, STEAM - STERILIZED, 0.2 M 2 SURFACE AREA, FRESENIUS MEMBRANE OR EQUIVALENT, VOLUME 18 ML | RENAL SUPPLEMENTARY
3333 | 4216160100800 | IMMUNOADSORPTION (IA) KIT : THIS KIT CONSIST OF TUBING SET AND SOLUTIONS TO OPERATE AN IA APPARATUS, WHICH CONSIST OF TWO PARTS, PRIMARY PART: THAT IS USED TO SEPARATE PLASMA FROM BLOOD COMPONENTS, THIS PRIMARY MACHINE DIRECTS THE DESIRED PLASMA VOLUME TO BE TREATED TO THE SECONDARY MACHINE AND COLLECTS FROM THE SECONDARY MACHINE THE TREATED PLASMA AT THE SAME TIME (CONTINUOUS PROCESS), SECONDARY PART WHICH USED TO: ALTERNATIVELY DEAL WITH TWO ADSORBERS AT THE SAME TIME, DIRECTS BACK RECEIVING PLASMA TO THE PRIMARY MACHINE THROUGH ONE OF TWO IMMUNOADSORBERS WHERE THE ELIMINATION OF THE ANTIBODIES AND IMMUNO COMPLEXES TAKES PLACE, GENERATE AND PREPARE THE SECOND IMMUNOADSORBER DURING THE ELIMINATION PROCESS | RENAL SUPPLEMENTARY
3334 | 4216160100300 | BLOOD LINE FOR DIALOG SINGLE PUMP CONSISTING OF ARTERIAL LINE PVC MEDICAL GRADE WITH COLOR CODED LUER LOCK CONNECTORS AND PROTECTING CAPS FROSTED SOFT PVC PUMP SEGMENT HEPARIN LINE ARTERIAL PRESSURE TRANSDUCER CLAMPS VENOUS LINE PVC MEDICAL GRADE WITH COLOR CODED LUER LOCK CONNECTORS AND PROTECTING CAPS VENOUS BUBBLE CATCHER WITH VENOUS PRESSURE TRANSDUCER AND INJECTION PORT SEPARATE IN LINE INJECTION PORT WITH 2000 ML COLLECTION BAG AND CLAMPS DRAINAGE BAG BY PASS CONNECTOR STERILIZATION METHOD ETO OR STEAM OR GAMMA RADIATION DISPOSABLE STERILE | RENAL SUPPLEMENTARY
3335 | 4216160100200 | BLOOD LINE FOR FRESENIUS MACHINE 2008/4008 OR EQUIVALENT DOUBLE NEEDLE CONSISTING OF ARTERIAL LINE PVC MEDICAL GRADE ONE WITH: MALE LUER LOCK TO FIT WITH FISTULA NEEDLE INFUSION CANNULA WITH SPIKE AND PROTECTOR CAP LINE CLAMP INJECTION PORT PRESSURE MONITORING LINE WITH TRANSDUCER PROTECTOR PUMP SEGMENT LENGTH NOT LESS THAN 350 MM HEPARIN LINE POST PUMP ARTERIAL CHAMBER VENOUS LINE PVC MEDICAL GRADE ONE WITH: FEMALE LUER LOCK TO FIT WITH DIALYZER DRIP CHAMBER WITH FILTER LEVEL LINE PRESSURE MONITORING LINE WITH TRANSDUCER PROTECTOR INJECTION PORT LINE CLAMP DRAINAGE BAG MALE LUER LOCK TO FIT WITH FISTULA NEEDLE BYPASS CONNECTOR VENOUS BUBBLE TRAP 30 MM STERILIZATION METHOD: ETO OR STEAM OR GAMMA RADIATION DISPOSABLE STERILE | RENAL SUPPLEMENTARY
3336 | 4216165906200 | CATHETER, HEMODIALYSIS, SILICONE, KIT, 14.5 FRENCH X 23 CM TIP TO CUFF, LONG TERM | RENAL SUPPLEMENTARY
3337 | 4216165906300 | CATHETER, HEMODIALYSIS, SILICONE, KIT, 14.5 FRENCH X 35 CM TIP TO CUFF, LONG TERM | RENAL SUPPLEMENTARY
3338 | 4216151500000 | ADAPTER, TITANIUM, LOCKING, TO CONNECT BETWEEN THE INNER AND OUTER CATHETER, REMAIN PERMANENT | RENAL SUPPLEMENTARY
3339 | 4216150719700 | SOLUTION, BICARBONATE WITHOUT LACTATE, 1.36-1.5 %, 3 LITERS, WITH CALCIUM 1.25 | RENAL SUPPLEMENTARY
3340 | 4216150719600 | SOLUTION BICARBONATE WITH LACTATE 1.36-1.5 % PH 7.4 2 LITERS FOR CAPD WITH CALCIUM 1.25 | RENAL SUPPLEMENTARY
3341 | 4216150719500 | SOLUTION BICARBONATE AND LACTATE 3.86-4.25 % 5 LITERS FOR APD WITH CALCIUM 1.25 | RENAL SUPPLEMENTARY
3342 | 4216150719400 | SOLUTION BICARBONATE AND LACTATE 2.27-2.5 % 5 LITERS WITH CALCIUM 1.25 | RENAL SUPPLEMENTARY
3343 | 4216150719300 | SOLUTION BICARBONATE WITHOUT LACTATE CAPD, 3.8-4.25%, CA 1.25, 2L | RENAL SUPPLEMENTARY
3344 | 4216150713600 | RD HEMODIALYSIS, ACID CONCENTRATE, K 3.0 MMOL, CA 1.5 MMOL, MG 0.5 MMOL, DEXTROSE 1.0 GM/L, 5 LITERS/PLASTIC CONTAINER | RENAL SUPPLEMENTARY
3345 | 4216160101600 | TUBING, BLOOD SYSTEM, FOR HEMODIALYSIS, COMPATIBLE WITH ARTIS SET GAMBRO OR EQUIVALENT, DISPOSABLE, STERILE | RENAL SUPPLEMENTARY
3346 | 4216150713700 | RD HEMODIALYSIS, ACID CONCENTRATE, K 0 MMOL, CA 1.75 MMOL, MG 0.5 MMOL, DEXTROSE 1.0 GM/L, 5 LITERS/PLASTIC CONTAINER | RENAL SUPPLEMENTARY
3347 | 4216150719200 | SOLUTION BICARBONATE WITHOUT LACTATE CAPD, 2.27-2.5%, CA 1.25, 2L | RENAL SUPPLEMENTARY
3348 | 4216150715600 | WEIGHING SCALE, FOR CAPD FLUID | RENAL SUPPLEMENTARY
3349 | 4216150715700 | PERITONEAL DIALYSIS, PEDIATRIC SYSTEM, SAFE LOCK SYSTEM (INCLUDING DRAINAGE SET), BALANCING IN 5 ML INCREMENTS | RENAL SUPPLEMENTARY
3350 | 4216150719000 | RD HEMODIALYSIS, ACID CONCENTRATE, K 3.0 MMOL, CA 1.25 MMOL, MG 0.5 MMOL, DEXTROSE 1.0 GM/L, 5 LITERS/PLASTIC CONTAINER | RENAL SUPPLEMENTARY
3351 | 4216150715800 | CONNECTION SHIELD FOR PERITONEAL DIALYSIS | RENAL SUPPLEMENTARY
3352 | 4216150718900 | RD HEMODIALYSIS, ACID CONCENTRATE, K 1.0 MMOL, CA 1.25 MMOL, MG 0.5 MMOL, DEXTROSE 1.0 GM/L, 5 LITERS/PLASTIC CONTAINER | RENAL SUPPLEMENTARY
3353 | 4216150718800 | RD HEMODIALYSIS, ACID CONCENTRATE, K 0 MMOL, CA 1.25 MMOL, MG 0.5 MMOL, DEXTROSE 1.0 GM/L, 5 LITERS/PLASTIC CONTAINER | RENAL SUPPLEMENTARY
3354 | 4216150718700 | MOBILE HEMODIALYSIS SESSION, INCLUDING DIALYZER OF HIGH FLUX WITH AVAILABILITY OF DIFFERENT SIZE STARTING FROM (0.2M², 0.3M² 0.7M², 1.3M², 1.6M²), THE SIZE WILL BE ON DEMAND AND DIALYSIS BLOOD LINE ADULT OR PEDIATRIC ON DEMAND, AS ORDERED FROM SECTOR (SHOULD BE COMPATIBLE WITH EACH HOSPITAL STANDARD MACHINE AND DIALYSIS SOLUTIONS WITH AVAILABILITY OF DIFFERENT CONCENTRATIONS K 0 MMOL/L, 1 MMOL/L, 2 MMOL/L, 3 MMOL/L, 4 MMOL/L WILL BE ON DEMAND, WITH DIFFERENT CA CONCENTRATIONS 1.25 MMOL/L, 1.5 MMOL/L, 1.75 MMOL/L WILL BE ON DEMAND, WITH GLUCOSE BASED OR GLUCOSE FREE WILL BE ON DEMAND, AND AV FISTULA NEEDLE WITH AVAILABILITY OF DIFFERENT SIZE G15, G16 WILL BE ON DEMAND, ON AND OFF DRESSING PACK, WARMER BAG WITH LINE ACCESSORY, DRAIN LINE EXTENSION, THE SESSION NOT LESS THAN 44L OF DIALYSATE SOLUTION ON DEMAND. (1 EACH IS EQUIVALENT TO PK) | RENAL SUPPLEMENTARY
3355 | 4216150718600 | HOME HEMODIALYSIS SESSION, INCLUDING DIALYZER OF HIGH FLUX WITH AVAILABILITY OF DIFFERENT SIZE STARTING FROM (0.2M², 0.3M² 0.7M², 1.3M², 1.6M²), THE SIZE WILL BE ON DEMAND AND DIALYSIS BLOOD LINE ADULT OR PEDIATRIC ON DEMAND, AS ORDERED FROM SECTOR (SHOULD BE COMPATIBLE WITH HOME DIALYSIS MACHINE AND DIALYSATE SOLUTIONS WITH AVAILABILITY OF DIFFERENT CONCENTRATIONS K 0 MMOL/L, 1 MMOL/L, 2 MMOL/L, 3 MMOL/L, 4 MMOL/L WILL BE ON DEMAND, WITH DIFFERENT CA CONCENTRATIONS 1.25 MMOL/L, 1.5 MMOL/L, 1.75 MMOL/L WILL BE ON DEMAND, WITH GLUCOSE BASED OR GLUCOSE FREE WILL BE ON DEMAND, AND AV FISTULA NEEDLE WITH AVAILABILITY OF DIFFERENT SIZE G15, G16 WILL BE ON DEMAND, ON AND OFF DRESSING PACK, WARMER BAG WITH LINE ACCESSORY, DRAIN LINE EXTENSION, THE SESSION NOT LESS THAN 45 OF DIALYSATE SOLUTION ON DEMAND.(( THE COMPANY PROVIDING SESSION AT HOME MUST HAVE REGISTRATION WITH MINISTRY OF COMMERCE )) (1 EACH IS EQUIVALENT TO PK) | RENAL SUPPLEMENTARY
3356 | 4216150718400 | RD HEMODIALYSIS, ACID CONCENTRATE, K 0 MMOL, CA 1.5 MMOL, MG 0.5 MMOL, DEXTROSE 1.0 GM/L, 5 LITERS/PLASTIC CONTAINER | RENAL SUPPLEMENTARY
3357 | 4216150715900 | HEMODIALYSIS SESSION INCLUDING DIALYZER OF HIGH FLUX WITH AVAILABILITY OF DIFFERENT SIZE STARTING FROM (0.2M² 0.3M² 0.5M² 0.6M² 0.8M² 0.9M² 1.1M² 1.2M² 1.3M² 1.5M² 1.7M² 1.9M² 2.1M² 2.3M² 2.5M²) THE SIZE WILL BE ON DEMAND AND DIALYSIS BLOOD LINE ADULT OR PEDIATRIC ON DEMAND AS ORDERED FROM SECTOR (SHOULD BE COMPATIBLE WITH EACH HOSPITAL STANDARD MACHINE AND BICARBONATE CARTRIDGE (SHOULD BE COMPATIBLE WITH EACH HOSPITAL STANDARD MACHINE) AND DIALYSIS SOLUTIONS WITH AVAILABILITY OF DIFFERENT CONCENTRATIONS K 0 1 2 3 4 WILL BE ON DEMAND WITH DIFFERENT CA CONCENTRATIONS 1.25% 1.5 % 1.75 % WILL BE ON DEMAND WITH GLUCOSE BASED OR GLUCOSE FREE WILL BE ON DEMAND AND AV FISTULA NEEDLE WITH AVAILABILITY OF DIFFERENT SIZE G14 G15 G16 G17 WILL BE ON DEMAND. (1 EACH IS EQUIVALENT TO PK) | RENAL SUPPLEMENTARY
3358 | 4216150716000 | HEMODIALYSIS SESSION INCLUDING DIALYZER OF LOW FLUX WITH AVAILABILITY OF DIFFERENT SIZE STARTING FROM (0.2M² 0.3M² 0.5M² 0.6M² 0.8M² 0.9M² 1.1M² 1.2M² 1.3M² 1.5M² 1.7M² 1.9M² 2.1M² 2.3M² 2.5M²) THE SIZE WILL BE ON DEMAND AND DIALYSIS BLOOD LINE ADULT OR PEDIATRIC ON DEMAND AS ORDERED FROM SECTOR SHOULD BE COMPATIBLE WITH EACH HOSPITAL STANDARD MACHINE AND BICARBONATE CARTRIDGE (SHOULD BE COMPATIBLE WITH EACH HOSPITAL STANDARD MACHINE) AND DIALYSIS SOLUTIONS WITH AVAILABILITY OF DIFFERENT CONCENTRATIONS K 0 1 2 3 4 WILL BE ON DEMAND WITH DIFFERENT CA CONCENTRATIONS 1.25% 1.5 % 1.75 % WILL BE ON DEMAND WITH GLUCOSE BASED OR GLUCOSE FREE WILL BE ON DEMAND AND AV FISTULA NEEDLE WITH AVAILABILITY OF DIFFERENT SIZE G14 G15 G16 G17 WILL BE ON DEMAND. (1 EACH IS EQUIVALENT TO PK) | RENAL SUPPLEMENTARY
3359 | 4216150713900 | PLASMA EXCHANGE KITS, CONSISTING OF BLOOD LINE AND BLOOD FILTER, PEDIATRIC | RENAL SUPPLEMENTARY
3360 | 4216160101800 | KIT, CICA OR EQUIVALENT, CONSISTING OF BLOOD LINE AND BLOOD FILTER, ADULT | RENAL SUPPLEMENTARY
3361 | 4216160101700 | BLOOD LINE ARTERIAL AND VENOUS SET, DOUBLE NEEDLE, WITH 22 MM DRIP CHAMBER, FOR PEDIATRIC, COMPATIBLE WITH FRESENIUS HEMODIALYSIS MACHINE MODEL 5008 OR EQUIVALENT | RENAL SUPPLEMENTARY
3362 | 4216150713000 | SOLUTION, POTASSIUM 0, WITH CALCIUM 1.25-1.5, FOR MOBILE HEMODIALYSIS AND CRRT, INTRAVENOUS USE ONLY, 5000 ML | RENAL SUPPLEMENTARY
3363 | 4216180300000 | HEMOFILTRATION SET, FOR MULTIFILTRATE KIT 8 CVVHDF 1000, COMPATIBLE WITH (FRESENIUS) OR EQUIVALENT, EACH SET ALLOWS ANY OF FOLLOWING RENAL REPLACEMENT THERAPIES TO BE PERFORMED AT TIME: (SCUF) SLOW CONTINUOUS ULTRAFILTRATION, (CVVH) CONTINUOUS VENOVENOUS HEMOFILTRATION, (CVVHD) CONTINUOUS VENOVENOUS HEMODIALYSIS, (CVVHDF) CONTINUOUS VENOVENOUS HEMODIAFILTRATION, THE SET IS COMPOSED OF: A FILTER MADE OF POLYSULFONE AV600S ULTRAFLUX, MEMBRANE SURFACE AREA 1.8 M2, PRIMING COLLECTION BAG CONNECTED TO THE END OF ACCESS VENOUS LINE, FILTRATE BAG 10 LITERS WITH 2 DRAINAGE BAGS IN EACH KIT, DIALYSATE INLET LINE, EFFLUENT OUTLET LINE, ARTERIAL LINE TO FIT MULTIFILTRATE MACHINE, VENOUS LINE TO FIT MULTIFILTRATE MACHINE, SUBSTITUTE SYSTEM MULTIFILTRATE | RENAL SUPPLEMENTARY
3364 | 4216160102000 | BLOOD LINE, COMPATIBLE WITH B BRAUN DIALYSIS MACHINE OR EQUIVALENT, HD, SECURE BLOOD PUMP, 600 ML, CONSISTING OF ARTERIAL LINE, PVC MEDICAL GRADE ONE WITH MALE LUER LOCK TO FIT WITH FISTULA NEEDLE, INFUSION CANNULA WITH SPIKE AND CONNECTOR CAP, LINE CLAMP, INJECTION PORT, PUMP SEGMENT LENGTH 30 MM I.D. 6 MM, HEPARIN LINE, FEMALE LUER LOCK TO FIT WITH DIALYZER VENOUS LINE, PVC MEDICAL GRADE ONE WITH, INJECTION PORT, DRIP CHAMBER WITH FILTER, LEVEL CONTROL LINE, PRESSURE MONITORING LINE WITH TRANSDUCER, LINE CLAMP, MALE LUER LOCK TO FIT WITH FISTULA NEEDLE, DRAINAGE BAG, BYPASS CONNECTOR, STERILIZATION METHOD: ETO OR STEAM OR GAMMA RADIATION, DISPOSABLE, STERILE | RENAL SUPPLEMENTARY
3365 | 4216160800800 | RENOSOL 17 =FF19 POWDER TO MAKE ACID CONCENTRATE FF19 | RENAL SUPPLEMENTARY
3366 | 4216150713300 | SOLUTION, POTASSIUM 4, WITH CALCIUM 1.25-1.5, FOR MOBILE HEMODIALYSIS AND CRRT, INTRAVENOUS USE ONLY, 5000 ML | RENAL SUPPLEMENTARY
3367 | 4216160800700 | RENOSOL 14 =FF7 POWDER TO MAKE ACID CONCENTRATE SAME FF7 FORMULA | RENAL SUPPLEMENTARY
3368 | 4216150713100 | SOLUTION, POTASSIUM 3, WITH CALCIUM 1.25-1.5, FOR MOBILE HEMODIALYSIS AND CRRT, INTRAVENOUS USE ONLY, 5000 ML | RENAL SUPPLEMENTARY
3369 | 4216165906100 | CATHETER, HEMODIALYSIS, SILICONE, KIT, 14.5 FRENCH X 19 CM TIP TO CUFF, LONG TERM | RENAL SUPPLEMENTARY
3370 | 4216150713400 | SOLUTION, POTASSIUM 2, WITH CALCIUM 1.25-1.5, FOR MOBILE HEMODIALYSIS AND CRRT, INTRAVENOUS USE ONLY, 5000 ML | RENAL SUPPLEMENTARY
3371 | 4216160102500 | IMMUNOADSORBERS: THIS IS WHERE THE ELIMINATION OF IMMUNOGLOBULINS TAKES PLACE THE ADSORBER SHOULD HAVE THE FOLLOWING SPECIFICATIONS CAPACITY: IT SHOULD BE SPECIFIED IN BINDING CAPACITY TO IGG VALUES - SHALL BE PROVIDED FOR MAXIMUM BINDING CAPACITY (IN VITRO DATA) PER IMMUNOADSORBER FOR AVERAGED BINDING CAPACITY IN ONE IMMUNOADSORPTION THERAPY SESSION (IN VIVO DATA CALCULATED FOR ONE TREATED PLASMA VOLUME) SPECIFICITY: SPECIFICITY ACCORDING TO THE DIFFERENT IG CLASSES AND IGG SUBCLASSES SHALL BE PROVIDED IN% REMAINING AMOUNT FROM THE INITIAL VALUE (STATED AS 100%) VALUE SHALL BE GIVEN: FOR MAXIMUM BINDING (IN VITRO DATA) PER IMMUNOADSORBER FOR AVERAGED BINDING IN ONE IMMUNOADSORPTION THERAPY SESSION (IN VIVO DATA CALCULATED FOR ONE TREATED PLASMA VOLUME) UNSPECIFIC BINDING OF PLASMA PROTEINS SHALL BE SPECIFIED BY WHOLE PLASMA PROTEIN DATA AND FIBRINOGEN RESPECTIVELY VALUES SHALL BE PROVIDED AS BINDING IN% REMOVAL FROM INITIAL VALUE (100% VALUE SHALL BE GIVEN) OF THE RESPECTIVE PROTEIN TO ENSURE A MINIMAL LOSS OF THE OTHER PLASMA PROTEINS THAN IMMUNOGLOBULINS BUT TO ACCOUNT FOR UNAVOIDABLE UNSPECIFIC BINDING AND PLASMA LOSS. THE OVERALL REMOVAL RATE FOR FIBRINOGEN WITHIN ONE IMMUNOADSORPTION SESSION (CALCULATED FOR ONE TREATED PLASMA VOLUME) PREFERABLY BE LESS THAN 35% STORAGE CONDITIONS: STORAGE CONDITIONS AND MEASURES TO ASSURE CORRECTS STORAGE SHOULD BE SPECIFIED THE PACKING MUST INCLUDE INDICATORS REFLECTS THE STATUS OF IMMUNOADSORBERS (DAMAGE MARKERS) TO AVOID TRANSPORTATION AND STORAGE MISHANDLING (HEAT AND FREEZE MARKERS) SHELF LIFE OF ADSORBER SHOULD BE AT LEAST ONE YEAR SPECIFIED TO CAPACITY AND STERILITY IMMUNOADSORBER SHOULD BE REUSABLE GUARANTEED FOR A MINIMUM OF = 23 TREATMENT DAYS THE PRESERVATION SOLUTION SHOULD NOT CONTAIN ANY TOXIC MATERIAL KNOWN TO BE ACCUMULATING IN A PATIENT | RENAL SUPPLEMENTARY
3372 | 4216160102400 | PRISMATHERM OR EQUIVALENT, EXTENSION LINE (SP 420), FOR PRISMA AND PRISMAFLEX MACHINES, STERILE WITH CAPS | RENAL SUPPLEMENTARY
3373 | 4216160102300 | HEMODIALYSIS, BLOOD LINES, PEDIATRIC, COMPATIBLE WITH DIALOG OR EQUIVALENT | RENAL SUPPLEMENTARY
3374 | 4216150712900 | CASSETTE, AUTOMATED PERITONEAL DIALYSIS, 4 PRONGS, STERILE | RENAL SUPPLEMENTARY
3375 | 4216150712700 | MEDIUM CUT, OFF MEMBRANE, 2.0 M2, COMBINING A UNIQUE ASYMMETRIC 3-LAYER STRUCTURE, WITH AN INCREASED NOMINAL PORE SIZE, ALONG THE MEMBRANE’S INNER LAYER, COMPATIBLE WITH STANDARD HD MACHINES WITHOUT THE NEED OF ULTRAPURE FLUIDS, STERILIZATION BY STEAM | RENAL SUPPLEMENTARY
3376 | 4216160102100 | BLOOD LINE FOR DIALOG HDF OR EQUIVALENT CONSISTING OF: ARTERIAL LINE PVC MEDICAL GRADE WITH COLOR CAPS FROSTED PVC PUMP SEGMENT 8 X 12 X 330 MM HEPARIN LINE CLAMPS ARTERIAL DOUBLE CATCHER AND PRESSURE MEASURING CONNECTION BETWEEN BLOOD PUMP AND DIALYZER VENOUS LINE PVC MEDICAL GRADE WITH COLOR CODED LUER LOCK CONNECTORS AND PROTECTING CAPS VENOUS DOUBLE CATCHER WITH VENOUS PRESSURE TRANSDUCER AND INJECTION PORT SEP IN LINE INJECTION PORT WITH 200 ML COLLECTION BAG AND CLAMPS SUBSTITUTION LINE PVC MEDICAL GRADE WITH 3 SPIKES PROTECTING CAPS AND CLAMPS PUMP SEGMENT FROSTED PVC 4 X 8 X 330 MM DRAINAGE BAG BYPASS CONNECTOR STERILIZATION METHOD:ETO OR STEAM OR GAMMA RADIATION DISPOSABLE STERILE | RENAL SUPPLEMENTARY
3377 | 4216150712600 | MEDIUM CUT OFF MEMBRANE, 1.7 M2, COMBINING A UNIQUE ASYMMETRIC 3-LAYER STRUCTURE, WITH AN INCREASED NOMINAL PORE SIZE, ALONG THE MEMBRANE’S INNER LAYER, COMPATIBLE WITH STANDARD HD MACHINES WITHOUT THE NEED OF ULTRAPURE FLUIDS, STERILIZATION BY STEAM | RENAL SUPPLEMENTARY
3378 | 4216160102600 | MOBILE HEMODIALYSIS CARTRIDGE FOR ADULT WITH INJECTION PORT, COMPATIBLE FOR NXSTAGE MACHINE OR EQUIVALENT | RENAL SUPPLEMENTARY
3379 | 4220341031200 | TRIPLE LOOPS BALLOON FOR ABDOMINAL POST STENT DILATATION LOW PROFILE ASSORTED SIZES AS PER HOSPITAL REQUEST | INTERVENTIONAL RADIOLOGY AND CARDIAC CATHETERIZATION
3380 | 4220341032300 | ENDOVENOUS LASER TREATMENT KIT STERILE CONSIST OF :1- LASER FIBER CATHETER .2- COMPATIBLE PERCUTANEOUS CATHETER INTRODUCER COMPLETE SET (ONE LASER UNIT WITH NECESSARY ACCESSORIES (LASER CARRYING CASE 3 X SAFETY GLASSES OPERATION MANUAL FOOTSWITCH MAIN LEADS REMOTE INTERLOCK CONNECTOR LASER WARNING SIGNS) MUST BE PROVIDED FREE OF CHARGE FOR EVERY CENTER). | INTERVENTIONAL RADIOLOGY AND CARDIAC CATHETERIZATION
3381 | 4220341026800 | STENT PERIPHERAL DRUG ELUTING SELF-EXPANDABLE ASSORTED SIZES AS PER HOSPITAL REQUEST | INTERVENTIONAL RADIOLOGY AND CARDIAC CATHETERIZATION
3382 | 4220341028300 | SCORING BALLOON FOR PERIPHERAL ANGIOPLASTY ASSORTED SIZES AS PER HOSPITAL REQUEST | INTERVENTIONAL RADIOLOGY AND CARDIAC CATHETERIZATION
3383 | 4220341030700 | IMPLANTABLE PORT KIT RADIO TRANSLUCENT/MRI COMPATIBLE WITH ATTACHABLE SILICONE CATHETER ASSORTED SIZES AS PER HOSPITAL REQUEST | INTERVENTIONAL RADIOLOGY AND CARDIAC CATHETERIZATION
3384 | 4220341030500 | ADHESIVE CLOSURE SYSTEM FOR SUPERFICIAL VEIN THERAPIES | INTERVENTIONAL RADIOLOGY AND CARDIAC CATHETERIZATION
3385 | 4220341029400 | BALLOON PERIPHERAL ANGIOPLASTY NON-COMPLIANT 0.035 IN WIRE COMPATIBILITY DISPOSABLE STERILE ASSORTED SIZES BALLOON DIAMETER AND LENGTH AS PER HOSPITAL REQUEST | INTERVENTIONAL RADIOLOGY AND CARDIAC CATHETERIZATION
3386 | 4220341028200 | BALLOON, ANGIOPLASTY, DRUG-ELUTING, FOR USE WITH AV FISTULAS, DUAL LUMEN, ASSORTED SIZES, BALLOON DIAMETER AND LENGTH AS PER HOSPITAL REQUEST | INTERVENTIONAL RADIOLOGY AND CARDIAC CATHETERIZATION
3387 | 4220341028100 | BALLOON, ANGIOPLASTY, DRUG-ELUTING, BELOW KNEE, DISPOSABLE, STERILE, 0.018 IN COMPATIBLE GUIDEWIRE, ASSORTED SIZES, BALLOON DIAMETER AND LENGTH AS PER HOSPITAL REQUEST | INTERVENTIONAL RADIOLOGY AND CARDIAC CATHETERIZATION
3388 | 4220341028000 | BALLOON, ANGIOPLASTY, DRUG-ELUTING, BELOW KNEE, DISPOSABLE, STERILE, 0.014 IN COMPATIBLE GUIDEWIRE, ASSORTED SIZES, BALLOON DIAMETER AND LENGTH AS PER HOSPITAL REQUEST | INTERVENTIONAL RADIOLOGY AND CARDIAC CATHETERIZATION
3389 | 4229490907100 | INFLATION DEVICE INFLATES UP TO 40 ATM, 25 CC CAPACITY, COMPLETE WITH PRESSURE GAUGE AND CLEARLY PRINTED PRESSURE GAUGE. | INTERVENTIONAL RADIOLOGY AND CARDIAC CATHETERIZATION
3390 | 4220341026900 | STENT PERIPHERAL SELF-EXPANDABLE VASCULAR SPECIFIC FOR POPLITEAL ARTERIES AND OVER-THE-JOINTS FRACTURE KINK AND CRUSH RESISTANT ASSORTED SIZES STENT DIAMETER AND LENGTH AS PER HOSPITAL REQUEST | INTERVENTIONAL RADIOLOGY AND CARDIAC CATHETERIZATION
3391 | 4220341027600 | CUTTING BALLOON FOR PERIPHERAL ANGIOPLASTY HYDROPHILIC COATED SOFT LASER CUT BLADE MOUNTED LONGITUDINALLY AT PROXIMAL SHAFT ASSORTED SIZES AS PER HOSPITAL REQUEST | INTERVENTIONAL RADIOLOGY AND CARDIAC CATHETERIZATION
3392 | 4220341030900 | STENT PERIPHERAL BALLOON EXPANDABLE COVERED HEPARIN COATED ASSORTED SIZES AS PER HOSPITAL REQUEST | INTERVENTIONAL RADIOLOGY AND CARDIAC CATHETERIZATION
3393 | 4220341026400 | STENT PERIPHERAL COVERED SELF-EXPANDABLE FLARED STENT ASSORTED SIZES AS PER HOSPITAL REQUEST | INTERVENTIONAL RADIOLOGY AND CARDIAC CATHETERIZATION
3394 | 4229601104600 | EMBOLIZATION COIL DETACHABLE NON-FIBERED COIL MRI COMPATIBLE ELECTRICAL DETACHMENT MECHANISM PRE- LOADED COIL/DELIVERY SYSTEM 0.035IN DELIVERY SYSTEM ASSORTED CONFIGURATIONS-DIAMETER-LENGTH AS PER HOSPITAL REQUEST STERILE DETACHMENT DEVICE MUST BE PROVIDED FREE OF CHARGE WITH EVERY THREE COILS PURCHASED | INTERVENTIONAL RADIOLOGY AND CARDIAC CATHETERIZATION
3395 | 4220341025700 | STENT, ESOPHAGEAL, UNCOVERED, SELF-EXPANDABLE, LOW PROFILE, ASSORTED SIZES, STENT DIAMETER AND LENGTH AS PER HOSPITAL REQUEST | INTERVENTIONAL RADIOLOGY AND CARDIAC CATHETERIZATION
3396 | 4220341020000 | DILATOR FOR VASCULAR AND NON-VASCULAR DILATATION HYDROPHILIC 0.035IN GUIDEWIRE COMPATIBLE DISPOSABLE STERILE ASSORTED SIZES AS PER HOSPITAL REQUEST | INTERVENTIONAL RADIOLOGY AND CARDIAC CATHETERIZATION
3397 | 4220341019300 | INTRODUCER SHEATH SET METALLIC KINK-RESISTANT SHEATH SIZE: 5 TO 10 FR SHEATH LENGTH: 7 TO 13 CM DISPOSABLE STERILE | INTERVENTIONAL RADIOLOGY AND CARDIAC CATHETERIZATION
3398 | 4220341019100 | INTRODUCER SHEATH SET METALLIC KINK-RESISTANT SHEATH SIZE: 5 TO 11 FR SHEATH LENGTH: 55 TO 100 CM DISPOSABLE STERILE | INTERVENTIONAL RADIOLOGY AND CARDIAC CATHETERIZATION
3399 | 4220341018900 | PERCUTANEOUS ACCESS / INTRODUCER SET NON-VASCULAR USED TO FACILITATE PLACEMENT OF 0.035/0.038IN DIAMETER GUIDEWIRE FOR IR PROCEDURES SHEATH SIZE: 6 - 7 FR RADIOPAQUE SHEATH 21G TO 22G X 15-20 CM ECHOGENIC CHIBA NEEDLE 0.018IN GUIDEWIRE DISPOSABLE STERILE | INTERVENTIONAL RADIOLOGY AND CARDIAC CATHETERIZATION
3400 | 4220341018700 | VASCULAR CLOSURE SYSTEM MECHANICAL CLOSURE NITINOL CLIP CIRCUMFERENTIAL (PROVIDES 360 DEGREES TISSUE APPOSITION) SET INCLUDES: CLIP APPLIER 6FR EXCHANGE SHEATH 6FR DILATOR 0.038IN 50 CM J-TIP GUIDEWIRE FOR VASCULAR CLOSURE OF 5-8F VASCULAR ACCESS SITE | INTERVENTIONAL RADIOLOGY AND CARDIAC CATHETERIZATION
3401 | 4220341018600 | VASCULAR CLOSURE DEVICE FOR FEMORAL ARTERIAL PUNCTURE HEMOSTASIS USE OF AN EXTRAVASCULAR SEALANT WHICH ACTIVELY ADHERES TO THE ARTERY FOR SECURE MECHANICAL CLOSURE THE DEVICE/KIT INCLUDES: BALLOON CATHETER WITH INTEGRATED SEALANT AND 10ML LOCKING SYRINGE DISPOSABLE STERILE | INTERVENTIONAL RADIOLOGY AND CARDIAC CATHETERIZATION
3402 | 4220341020500 | VACUUM ASSISTED BREAST BIOPSY NEEDLE / DEVICE 14G X 10 TO 14 CM INCLUDES APPROPRIATE COAXIAL CANNULA AND NECESSARY ACCESSORIES (SHEATH PUSHING SPACER) (VACUUM DEVICE AND APPROPRIATE ADAPTER MUST BE PROVIDED FREE OF CHARGE FOR EVERY CENTER) DISPOSABLE STERILE TRAINING AND CERTIFICATION ON USING THE SYSTEM MUST BE PROVIDED BY THE VENDOR AT EACH ORDERING CENTER | INTERVENTIONAL RADIOLOGY AND CARDIAC CATHETERIZATION
3403 | 4220341020600 | VACUUM ASSISTED BREAST BIOPSY NEEDLE / DEVICE 10G X 10 TO 14 CM INCLUDES APPROPRIATE COAXIAL CANNULA AND NECESSARY ACCESSORIES (SHEATH PUSHING SPACER) (VACUUM DEVICE AND APPROPRIATE ADAPTER MUST BE PROVIDED FREE OF CHARGE FOR EVERY CENTER) DISPOSABLE STERILE TRAINING AND CERTIFICATION ON USING THE SYSTEM MUST BE PROVIDED BY THE VENDOR AT EACH ORDERING CENTER | INTERVENTIONAL RADIOLOGY AND CARDIAC CATHETERIZATION
3404 | 4220341020700 | VACUUM ASSISTED BREAST BIOPSY MRI NEEDLE/DEVICE, 7 - 10G, ACCORDING CENTER REQUEST, SINGLE INSERTION WITH 360 MULTIPLE SAMPLING, HALF AND FULL SAMPLE WITH THE SAME NEEDLE, INCLUDES APPROPRIATE COAXIAL CANNULA AND NECESSARY ACCESSORIES (CANISTER, TUBING, MARKER, INTRODUCER SET(TROCAR, VISILOC OBTURATOR, CANNULA, NEEDLE GUIDE BLOCK, MRI VACUUM TUBE EXTENSION), DISPOSABLE, STERILE, (VACUUM DEVICE AND APPROPRIATE ADAPTERS MUST BE PROVIDED FREE OF CHARGE FOR EVERY ORDERING CENTER), TRAINING AND CERTIFICATION ON USING THE SYSTEM MUST BE PROVIDED BY THE VENDOR AT EACH ORDERING CENTER | INTERVENTIONAL RADIOLOGY AND CARDIAC CATHETERIZATION
3405 | 4220341021200 | PICC (PERIPHERALLY INSERTED CENTRAL CATHETER) CATHETER SET POWER INJECTABLE EQUIPPED WITH PRELOADED MAGNET TRACKING REAL-TIME CATHETER TIP DIRECTION AND ORIENTATION STERILE DISPOSABLE 6FR TRIPLE LUMEN THE PICC TIP TRACKING AND CONFIRMATION SYSTEM MUST BE PROVIDED TO EACH ORDERING CENTER TRAINING AND CERTIFICATION BY THE VENDOR MUST BE PROVIDED TO EACH CENTER | INTERVENTIONAL RADIOLOGY AND CARDIAC CATHETERIZATION
3406 | 4220341021300 | CENTRAL VENOUS CATHETER SET HIKMAN DUAL LUMEN RADIOPAQUE SILICON CONSTRUCTION DISPOSABLE STERILE ASSORTED SIZES AS PER HOSPITAL REQUEST | INTERVENTIONAL RADIOLOGY AND CARDIAC CATHETERIZATION
3407 | 4220341021400 | PICC (PERIPHERALLY INSERTED CENTRAL CATHETER) CATHETER SET POWER INJECTABLE EQUIPPED WITH PRELOADED MAGNET TRACKING REAL-TIME CATHETER TIP DIRECTION AND ORIENTATION STERILE DISPOSABLE 4 TO 5FR SINGLE AND DUAL LUMEN THE PICC TIP TRACKING AND CONFIRMATION SYSTEM MUST BE PROVIDED TO EACH ORDERING CENTER TRAINING AND CERTIFICATION BY THE VENDOR MUST BE PROVIDED TO EACH CENTER | INTERVENTIONAL RADIOLOGY AND CARDIAC CATHETERIZATION
3408 | 4220341021500 | PICC (PERIPHERALLY INSERTED CENTRAL CATHETER) CATHETER SET POWER INJECTABLE EQUIPPED WITH PRELOADED MAGNET TRACKING REAL-TIME CATHETER TIP DIRECTION AND ORIENTATION STERILE DISPOSABLE 3 FR SINGLE LUMEN THE PICC TIP TRACKING AND CONFIRMATION SYSTEM MUST BE PROVIDED TO EACH ORDERING CENTER TRAINING AND CERTIFICATION BY THE VENDOR MUST BE PROVIDED TO EACH CENTER | INTERVENTIONAL RADIOLOGY AND CARDIAC CATHETERIZATION
3409 | 4220341021700 | MICRO CATHETER, DUAL LUMEN, COMBINED RAPID EXCHANGE AND OVER-THE-WIRE PLATFORMS, SHAFT LENGTH: 130-150 CM, TO FACILITATE PLACEMENT AND EXCHANGE OF GUIDEWIRES DURING INTERVENTIONAL PROCEDURES | INTERVENTIONAL RADIOLOGY AND CARDIAC CATHETERIZATION
3410 | 4220341021800 | MICROCATHETER SPIRAL CATHETER MULTILAYER SHAFT CONSTRUCTION FOR CORONARY AND PERIPHERAL ARTERIAL VASCULATURE FLEXIBLE AND TAPERED TIP USED TO FACILITATE ROTATIONAL CROSS OF LONG SEVERELY CALCIFIED LESIONS SHAFT LENGTH 135-150 CM COMPATIBLE WITH 0.014 INCH GUIDEWIRE ASSORTED SIZES AND LENGTHS AS PER HOSPITAL REQUEST | INTERVENTIONAL RADIOLOGY AND CARDIAC CATHETERIZATION
3411 | 4220341022200 | MICROCATHETER FOR NEUROVASCULAR 0.021 IN MICROCATHETER SYSTEM ASSORTED TIP SHAPES ONE OR TWO DISTAL MARKERS CATHETER LENGTH NOT LESS THAN 150 CM DISPOSABLE STERILE | INTERVENTIONAL RADIOLOGY AND CARDIAC CATHETERIZATION
3412 | 4220341017900 | DRAINAGE CATHETER PERCUTANEOUS MULTIPURPOSE DRAINAGE CATHETER SET HYDROPHILIC 10-10.5FR LOCKING PIGTAIL STIFFENING CANNULA STAINLESS STEEL TROCAR STYLET CATHETER LENGTH NOT MORE THAN 35 CM DISPOSABLE STERILE | INTERVENTIONAL RADIOLOGY AND CARDIAC CATHETERIZATION
3413 | 4220341022400 | MICROCATHETER AND GUIDEWIRE (0.018IN) KIT: FIBERED BRAIDED MICROCATHETER TOTAL LENGTH: 115 TO 135 CM DISTAL LENGTH 10-20CM INNER DIAMETER NOT LESS THAN 2.7 FR HIGH FLOW WITH MAXIMUM NOT LESS THAN PRESSURE 800 PSI INCLUDES: TORQUE DEVICE GUIDEWIRE INTRODUCER DISPOSABLE STERILE THE CATHETER LENGTH SHOULD BE DECIDED BY RECEIVING CENTER BEFORE DELIVERY | INTERVENTIONAL RADIOLOGY AND CARDIAC CATHETERIZATION
3414 | 4229610008300 | BALLOON GUIDE CATHETER FOR NEURO INTERVENTION ASSORTED SIZES AS PER HOSPITAL REQUEST | INTERVENTIONAL RADIOLOGY AND CARDIAC CATHETERIZATION
3415 | 4220341022800 | INFUSION CATHETER INFUSION LENGTH: 5 TO 50CM 4 TO 5FR WITHOUT GUIDEWIRE DISPOSABLE STERILE | INTERVENTIONAL RADIOLOGY AND CARDIAC CATHETERIZATION
3416 | 4220341023300 | SUPPORT CATHETER FOR PERIPHERAL INTERVENTIONS HYDROPHILIC COATED INTEGRATED RADIOPAQUE MARKERS BRAIDED CONSTRUCTION DISPOSABLE STERILE ASSORTED SIZES AS PER HOSPITAL REQUEST | INTERVENTIONAL RADIOLOGY AND CARDIAC CATHETERIZATION
3417 | 4229492100600 | COIL PUSHER, ASSORTED SIZES AS PER HOSPITAL REQUEST, DISPOSABLE, STERILE | INTERVENTIONAL RADIOLOGY AND CARDIAC CATHETERIZATION
3418 | 4229601104700 | EMBOLIZATION COIL DETACHABLE NON-FIBERED COIL MRI COMPATIBLE ELECTRICAL DETACHMENT MECHANISM PRE- LOADED COIL/DELIVERY SYSTEM 0.018IN DELIVERY SYSTEM ASSORTED CONFIGURATIONS-DIAMETER-LENGTH AS PER HOSPITAL REQUEST STERILE DETACHMENT DEVICE MUST BE PROVIDED FREE OF CHARGE WITH EVERY THREE COILS PURCHASED | INTERVENTIONAL RADIOLOGY AND CARDIAC CATHETERIZATION
3419 | 4220341020400 | VACUUM ASSISTED BREAST BIOPSY NEEDLE / DEVICE 12G X 10 TO 14 CM INCLUDES APPROPRIATE COAXIAL CANNULA AND NECESSARY ACCESSORIES (SHEATH PUSHING SPACER) (VACUUM DEVICE AND APPROPRIATE ADAPTER MUST BE PROVIDED FREE OF CHARGE FOR EVERY CENTER) DISPOSABLE STERILE TRAINING AND CERTIFICATION ON USING THE SYSTEM MUST BE PROVIDED BY THE VENDOR AT EACH ORDERING CENTER | INTERVENTIONAL RADIOLOGY AND CARDIAC CATHETERIZATION
3420 | 4220341024600 | GUIDEWIRE EXTRA STIFF PROXIMAL SHAFT WITH PTFE COATING HYDROPHILIC COATED TIP NOT LESS THAN 18 CM STRAIGHT/ANGLED TIP 0.014IN 0.018IN 0.035IN ASSORTED LENGTHS DISPOSABLE STERILE | INTERVENTIONAL RADIOLOGY AND CARDIAC CATHETERIZATION
3421 | 4220341025400 | STENT PERIPHERAL COVERED TIPS ENDOPROSTHESIS SELF-EXPANDABLE ASSORTED SIZES AS PER HOSPITAL REQUEST | INTERVENTIONAL RADIOLOGY AND CARDIAC CATHETERIZATION
3422 | 4229591116100 | STENT, PERIPHERAL, COVERED, BALLOON-EXPANDABLE, ASSORTED SIZES, STENT DIAMETER AND LENGTH AS PER HOSPITAL REQUEST | INTERVENTIONAL RADIOLOGY AND CARDIAC CATHETERIZATION
3423 | 4229591115900 | STENT, PERIPHERAL, BALLOON-EXPANDABLE, ASSORTED SIZES, STENT DIAMETER AND LENGTH AS PER HOSPITAL REQUEST | INTERVENTIONAL RADIOLOGY AND CARDIAC CATHETERIZATION
3424 | 4220341025500 | STENT PERIPHERAL SELF-EXPANDABLE BILIARY ASSORTED SIZES AS PER HOSPITAL REQUEST | INTERVENTIONAL RADIOLOGY AND CARDIAC CATHETERIZATION
3425 | 4220341026000 | STENT PERIPHERAL DRUG ELUTING BALLOON-EXPANDABLE ASSORTED SIZES AS PER HOSPITAL REQUEST | INTERVENTIONAL RADIOLOGY AND CARDIAC CATHETERIZATION
3426 | 4220341020300 | TRANSLUMINAL BILIARY BIOPSY FORCEPS SET DISPOSABLE STERILE | INTERVENTIONAL RADIOLOGY AND CARDIAC CATHETERIZATION
3427 | 4220341013800 | EMBOLIZATION VASCULAR PLUG/DEVICE NITINOL OR TITANIUM LOW PROFILE SIZES FROM 10 TO 22 MM COMPATIBLEWITH CATHETERS FROM 0.038 INCH AND LARGER STERILE | INTERVENTIONAL RADIOLOGY AND CARDIAC CATHETERIZATION
3428 | 4220341017800 | DRAINAGE CATHETER PERCUTANEOUS MULTIPURPOSE DRAINAGE CATHETER SET HYDROPHILIC 12 FR LOCKING PIGTAIL STIFFENING CANNULA STAINLESS STEEL TROCAR STYLET CATHETER LENGTH NOT MORE THAN 35 CM DISPOSABLE STERILE | INTERVENTIONAL RADIOLOGY AND CARDIAC CATHETERIZATION
3429 | 4220340410600 | GUIDEWIRE BENTSON PTFE COATED 0.035IN LENGTH 145 - 180 CM DISPOSABLE STERILE | INTERVENTIONAL RADIOLOGY AND CARDIAC CATHETERIZATION
3430 | 4220340410700 | GUIDEWIRE ROSEN PTFE COATED 0.035IN 145 - 180 CM DISPOSABLE STERILE | INTERVENTIONAL RADIOLOGY AND CARDIAC CATHETERIZATION
3431 | 4220340418800 | GUIDEWIRE, PERIPHERAL INTERVENTION, HIGH TIP LOAD FOR CTO CASES, 0.018IN, J-TIP OR STRAIGHT, ASSORTED RANGE AND SIZES AS PER HOSPITAL REQUEST | INTERVENTIONAL RADIOLOGY AND CARDIAC CATHETERIZATION
3432 | 4229553900000 | BALLOON INSIDE BALLOON CATHETER ASSORTED SIZES AS PER HOSPITAL REQUEST" | INTERVENTIONAL RADIOLOGY AND CARDIAC CATHETERIZATION
3433 | 4220340435900 | GUIDEWIRE BENTSON PTFE COATED 0.035IN LENGTH NOT LESS THAN 250 CM DISPOSABLE STERILE | INTERVENTIONAL RADIOLOGY AND CARDIAC CATHETERIZATION
3434 | 4220340436200 | GUIDEWIRE ROSEN PTFE COATED 0.035IN LENGTH NOT LESS THAN 250 CM DISPOSABLE STERILE | INTERVENTIONAL RADIOLOGY AND CARDIAC CATHETERIZATION
3435 | 4220340442200 | GUIDEWIRE, CORONARY PTCA, HIGH TIP LOAD FOR CTO CASES, 0.014IN, J-TIP OR STRAIGHT, ASSORTED RANGE AND SIZES AS PER HOSPITAL REQUEST | INTERVENTIONAL RADIOLOGY AND CARDIAC CATHETERIZATION
3436 | 4220340442400 | GUIDEWIRE STAINLESS STEEL HYDROPHILIC COATED 0.010IN LENGTH NOT MORE THAN 130 CM DISPOSABLE STERILE | INTERVENTIONAL RADIOLOGY AND CARDIAC CATHETERIZATION
3437 | 4220340513400 | CUTTING BALLOON FOR CORONARY ANGIOPLASTY HYDROPHILIC COATED SOFT LASER CUT BLADE MOUNTED LONGITUDINALLY AT PROXIMAL SHAFT ASSORTED SIZES AS PER HOSPITAL REQUEST | INTERVENTIONAL RADIOLOGY AND CARDIAC CATHETERIZATION
3438 | 4220340580400 | BALLOON, PERIPHERAL, ANGIOPLASTY, SEMI-COMPLIANT, 0.035 IN WIRE COMPATIBILITY, DISPOSABLE, STERILE, ASSORTED SIZES, BALLOON DIAMETER AND LENGTH AS PER HOSPITAL REQUEST | INTERVENTIONAL RADIOLOGY AND CARDIAC CATHETERIZATION
3439 | 4220340409200 | EXTENSION FOR PTCA GUIDEWIRE 145CM - 165CM DISPOSABLE STERILE | INTERVENTIONAL RADIOLOGY AND CARDIAC CATHETERIZATION
3440 | 4220340580500 | BALLOON, PERIPHERAL, ANGIOPLASTY, SEMI-COMPLIANT, 0.018 IN WIRE COMPATIBILITY, DISPOSABLE, STERILE, ASSORTED SIZES, BALLOON DIAMETER AND LENGTH AS PER HOSPITAL REQUEST | INTERVENTIONAL RADIOLOGY AND CARDIAC CATHETERIZATION
3441 | 4220340580700 | BALLOON, PERIPHERAL, ANGIOPLASTY, NON-COMPLIANT, LARGE DIAMETER FOR LARGE VESSELS, DISPOSABLE, STERILE, ASSORTED SIZES, BALLOON DIAMETER AND LENGTH AS PER HOSPITAL REQUEST | INTERVENTIONAL RADIOLOGY AND CARDIAC CATHETERIZATION
3442 | 4220340580800 | BALLOON PERIPHERAL ANGIOPLASTY NON-COMPLIANT 0.014 IN WIRE COMPATIBILITY DISPOSABLE STERILE ASSORTED SIZES BALLOON DIAMETER AND LENGTH AS PER HOSPITAL REQUEST | INTERVENTIONAL RADIOLOGY AND CARDIAC CATHETERIZATION
3443 | 4220340581100 | BALLOON, PERIPHERAL, ANGIOPLASTY, NON-COMPLIANT, ULTRA HIGH RATED BURST PRESSURE UP TO 40ATM, DISPOSABLE, STERILE, ASSORTED SIZES, BALLOON DIAMETER AND LENGTH AS PER HOSPITAL REQUEST | INTERVENTIONAL RADIOLOGY AND CARDIAC CATHETERIZATION
3444 | 4220340702300 | INJECTOR SYRINGE ANGIOGRAPHIC 150 ML WITH ASPIRATION TUBE COMPATIBLE WITH MEDRAD MARK V. PROVIS OR EQUIVALENT DISPOSABLE STERILE | INTERVENTIONAL RADIOLOGY AND CARDIAC CATHETERIZATION
3445 | 4220341000100 | MECHANICAL ROTATING DILATOR SHEATH FOR LASER LEAD EXTRACTION FOR CARDIAC ELECTROPHYSIOLOGY ASSORTED SIZES AND LENGTHS AS PER HOSPITAL REQUEST | INTERVENTIONAL RADIOLOGY AND CARDIAC CATHETERIZATION
3446 | 4220341005700 | RENAL DENERVATION CATHETER TO TREAT UNCONTROLLED HYPERTENSION PATIENTS | INTERVENTIONAL RADIOLOGY AND CARDIAC CATHETERIZATION
3447 | 4220341006300 | CARDIAC CATHETERIZATION PACK (PEDIATRIC), ADVANCE, STERILE, CONTAINS: BACK TABLE COVER 60IN X 94IN ABSORBENT TOWEL 17INX20IN (43X51 CM ) REINFORCED SURGICAL GOWN XL ; GAUZE SWABS 4 X 4 12 PLY, NXRD LIGHT HANDLE COVER STERILE (GREEN) MOSQUITO FORCEPS 5IN STRAIGHT SCALPEL BLADE # 11 WITH HANDLE BLUE ; FEMORAL ANGIOGRAPHY SHEET 98IN X 145IN ; ABSORBENT UTILITY DRAPE 30IN X 30IN ; HAND TOWEL, OR CLOTH BLUE 44X60 CM ; TEGADERM DRESSING 10X12CM ; SYRINGE 5ML L/S SYRINGE 5ML L/L SYRINGE 10ML L/L SYRINGE 20ML L/L SYRINGE 10 CC L/S MEDICATION LABEL CUSTOMIZED FLUSH LIDOCAINE CONTRAST HEPARIN ADENOSINE NEEDLE 21G X 1.5IN (3.5 CM/35MM) GREEN NEEDLE 19G X 1.5IN (3.8CM) BEIGE ; NEEDLE 23G X 1.0IN (3.0CM) BLUE TOWEL CLAMPS BOWL 1000 CC (SPONGE) RING BASINS, 6000CC ; TRAY, HALF DEEP 14 X 25 X 5 CM BOWL 250 CC (SPONGE) SYRINGE 2ML L/S ; OPERATING SCISSORS BL/SH 5IN STRAIGHT ; PITCHER 1200CC ; 3 WAY STOPCOCK WITH EXTENSION NEEDLE HOLDER 5IN ; NC - 20 COUNT FM W/MAG RED (STD) ; KIDNEY BASIN 700CC (REGULAR) ; BACK TABLE COVER 30IN X 36IN (FOLDED) SYRINGE 30CC L/L FL | INTERVENTIONAL RADIOLOGY AND CARDIAC CATHETERIZATION
3448 | 4220341006400 | "CARDIAC CATHETERIZATION PACK (ADULT) ADVANCE STERILE CONTAINS: BACK TABLE COVER 60IN X 75IN (152X190CM) BACK TABLE COVER 30IN X 3 6IN (FOLDED)ABSORBENT TOWEL 17IN X 20IN (43X51 CM) REINFORCED SURGICAL GOWN XL FEMORAL ANGIO DRAPE (RADIAL) W/TWO WINDOWS 99IN X 130IN RUBBER BANDS SCALPEL BLADE # 11 WITH HANDLE BLUE BOWL 1000 CC (SPONGE) BOWL 250 CC (SPONGE) RING BASINS 6000CC ABSORBENT UTILITY DRAPE 30IN X 30IN TUBE HOLDER W/VELCRO 10IN ADHESIVE TEGADERM DRESSING 10X12CMLARGE DRAPE 60INX100IN W/OUT REINF. MOSQUITO FORCEPS 5IN CURVED MOSQUITO FORCEPS 5IN STRAIGHT PITCHER 1200CCKIDNEY BASIN 700CC (REGULAR)OPERATING SCISSORS BL/SH 5IN STRAIGHT TOWEL CLAMPS GAUZE SWABS 4 X 4 12 PLY NXRD SPLASH STOP WASTE COLLECTION BOWL W/SOLIDIFIER HAND TOWEL OR CLOTH BLUE 44X60 CM NC - 20 COUNT FM W/MAG RED (STD)GALIPOT 60 CC GALIPOT 60 CC GALLIPOT 120MLSYRINGE 10ML L/L SYRINGE 10ML L/L SYRINGE 10ML L/L SYRINGE 3ML L/L SYRINGE 10ML L/L NEEDLE 19G X 1.5IN (3.8CM) BEIGE NEEDLE 21G X 1.5IN (3.5 CM/35X) | INTERVENTIONAL RADIOLOGY AND CARDIAC CATHETERIZATION
3449 | 4220341006500 | ELECTROPHYSIOLOGY PACK1 BACK TABLE COVER 60IN X 75IN 1 BACK TABLE COVER 60IN X 75IN (FOLDED) 1 FEMORAL ANGIOGRAPHY SHEET 76IN X 124I N3 UTILITY DRAPE 30IN X 30IN ; 1 MOSQUITO FORCEPS 5IN STRAIGHT ; 3 GALLIPOT 120ML ; 1 HAND TOWEL OR CLOTH BLUE 44X60 CM ; 1 KIDNEY BASIN 700CC (REGULAR) ; 1 SCALPEL BLADE # 11 WITH HANDLE BLUE ; 1 OPERATING SCISSORS BL/SH 5IN STRAIGHT ; 1 NC - 20 COUNT FM W/ ADH RED ; 1 BOWL 1000 CC (SP ONGE) ; 1 NEEDLE 19G X 1.5IN (3.8CM) BEIGE ; 1 NEEDLE 23G X 1.0IN (3.0CM) BLUE ; 1 SPLASH STOP WASTE COLLECTION BOWL W/SOLIDIFIER ; 1 NEEDLE 21G X 1.5IN (3.5 CM/35MM) GREEN 30 GAUZE SWABS 4 X 4 12 PLY NXRD5 SYRINGE 10ML L/L1 SYRINGE 3ML L/L1 NEEDLE HOLDER 5IN ; 2 TOWEL CLAMPS ; 9 MEDICATION LABEL CUTOMIZED ; 2 FLUSH ; 2 CONTRAST ; 1 HEPARINISED / SALINE ; 1 FLUORO C = OVER 30IN X 30IN ; 3 FLUORO COVER 50INX50IN ; 2 INTRODUCER NEEDLE 18G X 2.75IN (7CM) W/ WINGS 1 SYRINGE 10ML MED LT BLUE MEDALLION | INTERVENTIONAL RADIOLOGY AND CARDIAC CATHETERIZATION
3450 | 4220341006600 | PACEMAKER PACK 2 BACK TABLE COVER 60IN X 90IN1 CSR OUTER WRAP 25INX25IN1 ABSORBENT TOWEL 17INX20IN (43X51CM) 1 STANDARD SURGICAL GOWN XL1 P.P.M DRAPE 74IN X 124IN (FULL INCISE) W/OVAL FENESTRATION2 UTILITY DRAPE 30IN X 30IN1 SYRINGE 60ML 2OZ CATHETER TIP1 DISPOSABLE SCALPEL BLADE WITH HANDLE # 15 BLUE1 TIP CLEANER1 CAUTERY PENCIL WITH HOLSTER - STD (BLUE PUSH BUTTON 10FT CABLE) 1 TRAY HALF D EEP 14 X 25 X 5 CM8 SYRINGE 10ML L/L1 PITCHER 1200CC1 NEEDLE 21G X 1.5IN (3.5 CM/35MM) GREEN1 NEEDLE 19G X 1.5IN (3.8CM) BEIGE1 NEED LE 23G X 1.0IN (3.0CM) BLUE3 BOWL 250 CC (SPONGE) 5 GAUZE SWAPS 18 X 18 4 PLY XRD PRE-WASHED2 FLUORO COVER 32IN DIA WITH 23.5IN DEPTH 1 RING BASINS 6000CC1 SHORTSTOP1 DRESSING PRIMAPORE 15X8 CM25 GAUZE SWABS 4 X 4 32PLY XRD20 STERI STRIP 6 X 100MM 10STRIPS/ENV AND 5 STRIPS/SHEET2 TOWEL CLAMPS2 KIDNEY BASIN 700CC (REGULAR) 2 ADHESIVE LARGE DRAPE 60IN X 76IN W/OUT REINF.12 MEDICATION LABEL CUTOMIZ ED2 CONTRAST3 LOCAL4 FLUSH3 BLANK | INTERVENTIONAL RADIOLOGY AND CARDIAC CATHETERIZATION
3451 | 4220340580600 | BALLOON, PERIPHERAL, ANGIOPLASTY, SEMI-COMPLIANT, 0.014 IN WIRE COMPATIBILITY, DISPOSABLE, STERILE, ASSORTED SIZES, BALLOON DIAMETER AND LENGTH AS PER HOSPITAL REQUEST | INTERVENTIONAL RADIOLOGY AND CARDIAC CATHETERIZATION
3452 | 4220340406900 | GUIDEWIRE FOR NEURO INTERVENTION HYDROPHILIC COATING COILED TIP COIL TIP LENGTH NOT LESS THAN 8 CM 0.010IN X 300CM DISPOSABLE STERILE | INTERVENTIONAL RADIOLOGY AND CARDIAC CATHETERIZATION
3453 | 4220340321500 | PERICARDIOCENTESIS KIT TO REMOVE FLUIDS FROM PERICARDIUM DISPOSABLE STERILE | INTERVENTIONAL RADIOLOGY AND CARDIAC CATHETERIZATION
3454 | 4220340305100 | TRANSSEPTAL NEEDLE FOR CARDIAC CATHETERIZATION ASSORTED SIZES AS PER HOSPITAL REQUEST | INTERVENTIONAL RADIOLOGY AND CARDIAC CATHETERIZATION
3455 | 4218172600100 | DEFIBRILLATOR PAD SIZE ADULT AND PEDIATRIC ON DEMAND COMPATIBLE CORPULS MACHINE | INTERVENTIONAL RADIOLOGY AND CARDIAC CATHETERIZATION
3456 | 4218172600400 | DEFIBRILLATOR PAD SIZE ADULT AND PEDIATRIC ON DEMAND COMPATIBLE INNOMED MACHINE | INTERVENTIONAL RADIOLOGY AND CARDIAC CATHETERIZATION
3457 | 4218172601100 | DEFIBRILLATOR PAD SIZE ADULT AND PEDIATRIC ON DEMAND COMPATIBLE NIHON KOHDEN MACHINE | INTERVENTIONAL RADIOLOGY AND CARDIAC CATHETERIZATION
3458 | 4218172601200 | DEFIBRILLATOR PAD SIZE ADULT AND PEDIATRIC ON DEMAND COMPATIBLE PHILIPS MACHINE | INTERVENTIONAL RADIOLOGY AND CARDIAC CATHETERIZATION
3459 | 4218172601300 | DEFIBRILLATOR PAD SIZE ADULT AND PEDIATRIC ON DEMAND COMPATIBLE PHYSIO CONTROL MACHINE | INTERVENTIONAL RADIOLOGY AND CARDIAC CATHETERIZATION
3460 | 4229430000000 | VACUUM ASSISTED BREAST BIOPSY MRI NEEDLE 9G X 14 - 16 CM X 20 MM INCLUDES: CANISTER INTRODUCER AND MARKER DISPOSABLE STERILE. | INTERVENTIONAL RADIOLOGY AND CARDIAC CATHETERIZATION
3461 | 4229430000100 | VACUUM ASSISTED BREAST BIOPSY MRI NEEDLE 9G X 14 - 16 CM X 12 MM INCLUDES: CANISTER INTRODUCER AND MARKER DISPOSABLE STERILE. | INTERVENTIONAL RADIOLOGY AND CARDIAC CATHETERIZATION
3462 | 4229430000200 | VACUUM ASSISTED BREAST BIOPSY STEREOTACTIC/ULTRASOUND NEEDLE 9G X 11 - 14 CM X 20 MM INCLUDES: CANISTER INTRODUCER AND MARKER DISPOSABLE STERILE. | INTERVENTIONAL RADIOLOGY AND CARDIAC CATHETERIZATION
3463 | 4229430000300 | VACUUM ASSISTED BREAST BIOPSY STEREOTACTIC/ULTRASOUND NEEDLE 9G X 11 - 14 CM X 12 MM INCLUDES: CANISTER INTRODUCER AND MARKER DISPOSABLE STERILE. | INTERVENTIONAL RADIOLOGY AND CARDIAC CATHETERIZATION
3464 | 4229430000400 | VACUUM ASSISTED BREAST BIOPSY STEREOTACTIC/ULTRASOUND NEEDLE 12 - 14G X 11 - 14 CM X 20 MM INCLUDES: CANISTER INTRODUCER AND MARKER DISPOSABLE STERILE. | INTERVENTIONAL RADIOLOGY AND CARDIAC CATHETERIZATION
3465 | 4218172601600 | DEFIBRILLATOR PAD SIZE ADULT AND PEDIATRIC ON DEMAND COMPATIBLE SCHILLER MEDICAL MACHINE | INTERVENTIONAL RADIOLOGY AND CARDIAC CATHETERIZATION
3466 | 4229580903300 | RADIOFREQUENCY MICRO ABLATION CATHETER FOR CARDIAC ELECTROPHYSIOLOGY IRRIGATED TIP ASSORTED SIZES AS PER HOSPITAL REQUEST | INTERVENTIONAL RADIOLOGY AND CARDIAC CATHETERIZATION
3467 | 4229440300000 | LEADLESS TRANSCATHETER PACEMAKER DEVICE FOR CARDIAC ELECTROPHYSIOLOGY MRI COMPATIBLE | INTERVENTIONAL RADIOLOGY AND CARDIAC CATHETERIZATION
3468 | 4229440300100 | TRANSCATHETER TRICUSPID VALVE REPAIR SYSTEM | INTERVENTIONAL RADIOLOGY AND CARDIAC CATHETERIZATION
3469 | 4229440300200 | TRANSCATHETER PULMONARY VALVE SYSTEM BALLOON-EXPANDABLE ASSORTED SIZES AS PER HOSPITAL REQUEST | INTERVENTIONAL RADIOLOGY AND CARDIAC CATHETERIZATION
3470 | 4229440300400 | TRANSCATHETER AORTIC VALVE IMPLANT, ASSORTED SIZES AS PER CUSTOMER REQUEST | INTERVENTIONAL RADIOLOGY AND CARDIAC CATHETERIZATION
3471 | 4229440300500 | TRANSCATHETER MITRAL VALVE IMPLANT, ASSORTED SIZES AS PER CUSTOMER REQUEST | INTERVENTIONAL RADIOLOGY AND CARDIAC CATHETERIZATION
3472 | 4229350000000 | IRRIGATION TUBE FOR CARDIAC ELECTROPHYSIOLOGY IRRIGATION CATHETER | INTERVENTIONAL RADIOLOGY AND CARDIAC CATHETERIZATION
3473 | 4213170105400 | "TRAY SPECIAL PROCEDURE ""ANGIO SET"" OR PACK INCLUDING: (1) 18GA NEEDLE ; (1) ABSORBENT PAD ; (1) NEEDLE COUNTER ; (1) NEEDLE BLUE 25GA X 1.5 ; (1) NEEDLE GREEN 21GA X 1.5 ; (1) NEEDLE BLACK 22GA X 1.5 ; (2) BOWL 250CC ; (1) BOWL 500CC ; (1) FLOW SWITCH ; (1) BACK TABLE COVER ; (2) ABSORBENT TOWEL ; (1) BACK TABLE COVER FOLDED ; (1) FEMORAL ANGIOGRAPHY DRAPE ; (1) FLUORO COVER SIZE X-LARGE ; (4) HUCK TOWELS ; (1) FLUORO COVER SIZE LARGE ; (1) ABSORBENT UTILITY DRAPE ; (4) OR CLOTH TOWEL BLUE ; (1) SCREEN COVER ; (40) GAUZE SWABS 4 INCH X4 INCH 16 PLY NXRD ; (5) SYRINGE 20ML L/L ; (5) GLASS SYRINGE 10ML YELLOW COLORED ; (1) GLASS SYRINGE 10ML RED COLORED ; (5) GLASS SYRINGE 3ML BLUE COLORED ; (1) INTRODUCER NEEDLE 18G X 7CM ; (1) NEEDLE COUNTER FOAM MAGNETIC 20 COUNT RED ; (1) MEDICATION LABEL SHEET ; (1) BLUNT FILL NEEDLE WITH FILTER ; (4) TOWEL CLAMPS ; (1) SCALPEL BLADE #11 ; (1) MOSQUITO FORCEPS 5 INCH STRAIGHT ; (1) MOSQUITO FORCEPS 5 INCH CURVED ; (10 OPERATING SCISSOR BI/SH 5 IN | INTERVENTIONAL RADIOLOGY AND CARDIAC CATHETERIZATION
3474 | 4229474005500 | INTERVENTION RADIOLOGY KIT BACK TABLE COVER 60X76, GALLIPOT 60CC, SCALPEL, FEMORAL ANGIOGRAPHY DRAPE, EXTRA LARGE GOWN X 3, 2 X BOWL 500ML, 1 LITER BOWL | INTERVENTIONAL RADIOLOGY AND CARDIAC CATHETERIZATION
3475 | 4229474100000 | INTRAVASCULAR CORONARY ULTRASOUND CATHETER ASSORTED SIZES AS PER HOSPITAL REQUEST | INTERVENTIONAL RADIOLOGY AND CARDIAC CATHETERIZATION
3476 | 4214271704300 | CATHETER ANGIOGRAPHIC KUMPE 5FR X 40 - 50 CM LENGTH WITH 0.038 INCH GUIDEWIRE DISPOSABLE STERILE | INTERVENTIONAL RADIOLOGY AND CARDIAC CATHETERIZATION
3477 | 4220341034000 | CAROTID SHUNT, OUTLYING WITH T-PORT, DEPTH MARKINGS 1 CM, COLOR-CODED, SAFETY BALLOON, SIZE 8 TO 9F, 31 CM LONG ACCORDING TO CENTER REQUEST, DISPOSABLE, STERILE | INTERVENTIONAL RADIOLOGY AND CARDIAC CATHETERIZATION
3478 | 4220341007100 | BIOPSY - CENTESIS PACK CONTAINS: STERILE, DISPOSABLE. 1X LIDOCAINE 2% 20ML MD (PLASTIC), 1X BANDAGE 3/4 IN X 3 IN SHEER, 1X SYRINGE 10CC L/L, 1X SYRINGE 20CC L/L, 1X NEEDLE: 25X1 1/2 (SAFETY NEEDLE), 1X WRAP, 1X POLY 30X30, 1X CHLORAPREP 3ML TINTED/ORANGE, 1X RULER 6 IN, 1X DRAPE 22X22 W/3.5 IN FENESTRATED AND RIPLINE, 1X TRAY 3 COMPARTMENT, 1X SHORTSTOP, 1X SCALPEL # 11 SAFETY, 1X NEEDLE 18X1 1/2 S AFETY, 1X TOWEL ABS, 1X LIDOCAINE LABEL 0.5X1.75, 10X SPONGE GAUZE 4X4 12 PLY | INTERVENTIONAL RADIOLOGY AND CARDIAC CATHETERIZATION
3479 | 4229591107500 | STENT, PERIPHERAL, SELF-EXPANDABLE, ASSORTED SIZES, STENT DIAMETER AND LENGTH AS PER HOSPITAL REQUEST | INTERVENTIONAL RADIOLOGY AND CARDIAC CATHETERIZATION
3480 | 4220341007200 | ENDOVENOUS VARICOSE VEIN PACK, STERILE, CONTAINS :1 BACK TABLE COVER, REINFORCED 150X 225 CM.5 ABSORBENT TOWELS.1 SURGICAL GOWN, F A BRIC-REINFORCED, LARGE.1 SURGICAL GOWN, FABRIC-REINFORCED, X-LARGE.4 UTILITY DRAPES.5 STERILE ULTRASOUND GEL SACHET 20 GM EACH1 IMP ERVIOUS STOCKINET, LARGE.2 DRAPE TAPE STRIPS, 10 X 50 CM.1 IMPERVIOUS U DRAPE, 150 X 175 CM.1 HEAVY DUTY U-DRAPE, 220 X 275 CM.1 TOP BAR DRAPE, 250 X 150 CM, WITH TUBE HOLDER, AND HEAVY ABSORBENT MATERIAL.2 MAYO STAND COVER 1 ULTRASOUND PROP COVER2 STERILE ULTRASO UND GEL SACHET 20 GM EACH. | INTERVENTIONAL RADIOLOGY AND CARDIAC CATHETERIZATION
3481 | 4220341007500 | UNI - EXTREMITY VASCULAR PACK, STERILE, CONTAINS : THE MATERIAL OF THE DRAPE, GOWNS AND COVERS MUST BE WATERPROOF ; 1 BACK TABLE COVER, REINFORCED 150X 225 CM ; 3 ABSORBENT TOWELS ; 1 SURGICAL GOWN, IMPERVIOUS, LARGE ; 1 SURGICAL GOWN, IMPERVIOUS, X-LARGE ; 4 UTILITY DRAPES ; 1 IMPERVIOUS STOCKINET, LARGE ; 1 IMPERVIOUS U DRAPE, 150 X 175 CM ; 1 HEAVY DUTY U-DRAPE, 220 X 275 CM ; 1 TOP BAR DRAPE, 250 X 150 CM, WITH TUBE HOLDER, AND HEAVY ABSORBENT MATERIAL ; 2 DRAPE TAPE STRIPS, 10 X 50 CM ; 1 SUTURE BAG ; 1 NEEDLE COUNTER MAGNETIC - FOAM ; 1 CAUTERY PENCIL1 TIP CLEANER ; 1 SHARP TRANSFER TRAY ; 1 MAYO STAND COVER | INTERVENTIONAL RADIOLOGY AND CARDIAC CATHETERIZATION
3482 | 4220341011100 | EMBOLIZATION COIL FOR NEUROVASCULAR EMBOLIZATION DETACHABLE ELECTRICAL DETACHMENT CABLELESS DETACHMENT SYSTEM STERILE COILED D = IAMETER: 18 MM ASSORTED LENGTHS (ELECTRICAL DETACHMENT UNIT MUST BE DELIVERED TO EVERY HOSPITAL SITE) | INTERVENTIONAL RADIOLOGY AND CARDIAC CATHETERIZATION
3483 | 4220341011200 | EMBOLIZATION COIL FOR NEUROVASCULAR EMBOLIZATION DETACHABLE ELECTRICAL DETACHMENT CABLELESS DETACHMENT SYSTEM STERILE COILED D = IAMETER: 16 MM ASSORTED LENGTHS (ELECTRICAL DETACHMENT UNIT MUST BE DELIVERED TO EVERY HOSPITAL SITE) | INTERVENTIONAL RADIOLOGY AND CARDIAC CATHETERIZATION
3484 | 4220341011300 | EMBOLIZATION COIL FOR NEUROVASCULAR EMBOLIZATION DETACHABLE ELECTRICAL DETACHMENT CABLELESS DETACHMENT SYSTEM STERILE COILED D = IAMETER: 15 MM ASSORTED LENGTHS (ELECTRICAL DETACHMENT UNIT MUST BE DELIVERED TO EVERY HOSPITAL SITE) | INTERVENTIONAL RADIOLOGY AND CARDIAC CATHETERIZATION
3485 | 4220341011400 | EMBOLIZATION COIL FOR NEUROVASCULAR EMBOLIZATION DETACHABLE ELECTRICAL DETACHMENT CABLELESS DETACHMENT SYSTEM STERILE COILED D = IAMETER: 2.5 MM ASSORTED LENGTHS (ELECTRICAL DETACHMENT UNIT MUST BE DELIVERED TO EVERY HOSPITAL SITE) | INTERVENTIONAL RADIOLOGY AND CARDIAC CATHETERIZATION
3486 | 4220341011500 | EMBOLIZATION COIL FOR NEUROVASCULAR EMBOLIZATION DETACHABLE ELECTRICAL DETACHMENT CABLELESS DETACHMENT SYSTEM STERILE COILED D = IAMETER: 1.5 MM ASSORTED LENGTHS (ELECTRICAL DETACHMENT UNIT MUST BE DELIVERED TO EVERY HOSPITAL SITE) | INTERVENTIONAL RADIOLOGY AND CARDIAC CATHETERIZATION
3487 | 4220341011600 | EMBOLIZATION COIL FOR NEUROVASCULAR EMBOLIZATION DETACHABLE ELECTRICAL DETACHMENT CABLELESS DETACHMENT SYSTEM STERILE COILED D = IAMETER: 1 MM ASSORTED LENGTHS (ELECTRICAL DETACHMENT UNIT MUST BE DELIVERED TO EVERY HOSPITAL SITE) | INTERVENTIONAL RADIOLOGY AND CARDIAC CATHETERIZATION
3488 | 4220341011700 | MICROCATHETER FOR NEUROVASCULAR PROCEDURES STRAIGHT TIP TWO MARKERS DETACHABLE TIP COMPATIBLE WITH LIQUID EMBOLIC MATERIAL DISPOSABLE STERILE | INTERVENTIONAL RADIOLOGY AND CARDIAC CATHETERIZATION
3489 | 4220341012700 | SUCTION CATHETER FOR THE REMOVAL OF EMBOLI AND THROMBI FROM CORONARY AND PERIPHERAL VESSELS ASSORTED CATHETER SIZES AND LENGTHS MACHINE MUST BE PROVIDED TO EACH CENTER STERILE DISPOSABLE | INTERVENTIONAL RADIOLOGY AND CARDIAC CATHETERIZATION
3490 | 4220341012800 | ASPIRATION CATHETER FOR CORONARY ARTERIES DISTAL RADIOPAQUE LARGE LUMEN TO FACILITATE QUICK ASPIRATION ASSORTED SIZES AS PER HOSPITAL REQUEST DISPOSABLE STERILE | INTERVENTIONAL RADIOLOGY AND CARDIAC CATHETERIZATION
3491 | 4220341013000 | PERCUTANEOUS THROMBOLYTIC DEVICE KIT ROTATOR DRIVE UNIT STERILE DISPOSABLE | INTERVENTIONAL RADIOLOGY AND CARDIAC CATHETERIZATION
3492 | 4220341011000 | EMBOLIZATION COIL FOR NEUROVASCULAR EMBOLIZATION DETACHABLE ELECTRICAL DETACHMENT CABLELESS DETACHMENT SYSTEM STERILE COILED D = IAMETER: 20 MM ASSORTED LENGTHS (ELECTRICAL DETACHMENT UNIT MUST BE DELIVERED TO EVERY HOSPITAL SITE) | INTERVENTIONAL RADIOLOGY AND CARDIAC CATHETERIZATION
3493 | 4220341013600 | MECHANICAL THROMBECTOMY SYSTEM SET INCLUDES: GUIDEWIRE STERILE DRAPES COLLECTING BAG SIZE: 8FR ASSORTED CATHETER LENGTHS STERILE DISPOSABLE THE MEDICAL DRIVE SYSTEM (INCLUDING THE MOTOR CONTROL UNIT FOOT SWITCH AND TRANSPORT CASE) TO EVERY ORDERING CENTER | INTERVENTIONAL RADIOLOGY AND CARDIAC CATHETERIZATION
3494 | 4220341013900 | EMBOLIZATION VASCULAR PLUG/DEVICE NITINOL OR TITANIUM LOW PROFILE SIZES FROM 4 TO 8 MM COMPATIBLEWITH CATHETERS FROM 0.038 INCH AND LARGER STERILE | INTERVENTIONAL RADIOLOGY AND CARDIAC CATHETERIZATION
3495 | 4229580903700 | RADIOFREQUENCY ABLATION CATHETER FOR CARDIAC ELECTROPHYSIOLOGY IRRIGATED TIP WITH CONTACT FORCE ASSORTED SIZES AS PER HOSPITAL R = EQUEST | INTERVENTIONAL RADIOLOGY AND CARDIAC CATHETERIZATION
3496 | 4220341014100 | CHEMOEMBOLIZATION PARTICLES ROUND MICROSPHERES CALIBRATED PRE-FILLED IN 2-3 ML SYRINGE STERILE WIDE RANGE OF SIZES AS PER HOSPITAL REQUEST | INTERVENTIONAL RADIOLOGY AND CARDIAC CATHETERIZATION
3497 | 4220341014500 | CHEMOEMBOLIZATION PARTICLES CALIBRATED SPHERICAL HYDROPHILIC MICROSPHERES WIDE RANGE OF SIZES AS PER HOSPITAL REQUEST | INTERVENTIONAL RADIOLOGY AND CARDIAC CATHETERIZATION
3498 | 4218172601800 | DEFIBRILLATOR PAD SIZE ADULT AND PEDIATRIC ON DEMAND COMPATIBLE ZOLL MACHINE | INTERVENTIONAL RADIOLOGY AND CARDIAC CATHETERIZATION
3499 | 4229590608500 | STENT, ESOPHAGEAL, COVERED, SELF-EXPANDABLE, LOW PROFILE, ASSORTED SIZES, STENT DIAMETER AND LENGTH AS PER HOSPITAL REQUEST | INTERVENTIONAL RADIOLOGY AND CARDIAC CATHETERIZATION
3500 | 4220341015300 | EMBOLIZATION COIL, DETACHABLE, FIBERED COIL, MRI COMPATIBLE, MECHANICAL DETACHMENT MECHANISM, PRE- LOADED COIL/DELIVERY SYSTEM, 0.018IN DELIVERY SYSTEM, ASSORTED CONFIGURATIONS-DIAMETER-LENGTH AS PER HOSPITAL REQUEST, STERILE, DETACHMENT DEVICE MUST BE PROVIDED FREE OF CHARGE WITH EVERY THREE COILS PURCHASED | INTERVENTIONAL RADIOLOGY AND CARDIAC CATHETERIZATION
3501 | 4220341016900 | EMBOLIZATION COIL, DETACHABLE, FIBERED COIL, MRI COMPATIBLE, MECHANICAL DETACHMENT MECHANISM, PRE- LOADED COIL/DELIVERY SYSTEM, 0.035IN DELIVERY SYSTEM, ASSORTED CONFIGURATIONS-DIAMETER-LENGTH AS PER HOSPITAL REQUEST, STERILE, DETACHMENT DEVICE MUST BE PROVIDED FREE OF CHARGE WITH EVERY THREE COILS PURCHASED | INTERVENTIONAL RADIOLOGY AND CARDIAC CATHETERIZATION
3502 | 4220341017600 | DRAINAGE CATHETER PERCUTANEOUS MULTIPURPOSE DRAINAGE CATHETER SET HYDROPHILIC 16 FR LOCKING PIGTAIL STIFFENING CANNULA STAINLESS STEEL TROCAR STYLET CATHETER LENGTH NOT MORE THAN 35 CM DISPOSABLE STERILE | INTERVENTIONAL RADIOLOGY AND CARDIAC CATHETERIZATION
3503 | 4220341017700 | DRAINAGE CATHETER PERCUTANEOUS MULTIPURPOSE DRAINAGE CATHETER SET HYDROPHILIC 14 FR LOCKING PIGTAIL STIFFENING CANNULA STAINLESS STEEL TROCAR STYLET CATHETER LENGTH NOT MORE THAN 35 CM DISPOSABLE STERILE | INTERVENTIONAL RADIOLOGY AND CARDIAC CATHETERIZATION
3504 | 4220341013700 | MECHANICAL THROMBECTOMY SYSTEM SET INCLUDES: GUIDEWIRE STERILE DRAPES COLLECTING BAG SIZE: 6FR ASSORTED CATHETER LENGTHS STERILE DISPOSABLE THE MEDICAL DRIVE SYSTEM (INCLUDING THE MOTOR CONTROL UNIT FOOT SWITCH AND TRANSPORT CASE) TO EVERY ORDERING CENTER | INTERVENTIONAL RADIOLOGY AND CARDIAC CATHETERIZATION
3505 | 4220341010900 | EMBOLIZATION COIL FOR NEUROVASCULAR EMBOLIZATION DETACHABLE ELECTRICAL DETACHMENT CABLELESS DETACHMENT SYSTEM STERILE COILED D = IAMETER: 2 MM ASSORTED LENGTHS (ELECTRICAL DETACHMENT UNIT MUST BE DELIVERED TO EVERY HOSPITAL SITE) | INTERVENTIONAL RADIOLOGY AND CARDIAC CATHETERIZATION
3506 | 4220341010800 | EMBOLIZATION COIL FOR NEUROVASCULAR EMBOLIZATION DETACHABLE ELECTRICAL DETACHMENT CABLELESS DETACHMENT SYSTEM STERILE COILED D = IAMETER: 3 MM ASSORTED LENGTHS (ELECTRICAL DETACHMENT UNIT MUST BE DELIVERED TO EVERY HOSPITAL SITE) | INTERVENTIONAL RADIOLOGY AND CARDIAC CATHETERIZATION
3507 | 4220341010700 | EMBOLIZATION COIL FOR NEUROVASCULAR EMBOLIZATION DETACHABLE ELECTRICAL DETACHMENT CABLELESS DETACHMENT SYSTEM STERILE COILED D = IAMETER: 4 MM ASSORTED LENGTHS (ELECTRICAL DETACHMENT UNIT MUST BE DELIVERED TO EVERY HOSPITAL SITE) | INTERVENTIONAL RADIOLOGY AND CARDIAC CATHETERIZATION
3508 | 4220341007600 | PERM CATH PACK, STERILE, CONTAINS :THE MATERIAL OF THE DRAPE, GOWNS AND COVERS MUST BE WATERPROOF.1 BACK TABLE COVER, REINFORCED 15 0X 225 CM.3 ABSORBENT TOWELS.1 SURGICAL GOWN, IMPERVIOUS, LARGE.1 SURGICAL GOWN, IMPERVIOUS, X-LARGE.1 C ARM COVER1 U-SURGICAL DRAPE .1 SURGICAL BAR DRAPE, WITH TAPE AND ABC.1 DRAPE TAPE STRIPS, 10 X 50 CM.1 SAFETY SHARP TRANSFER TRAY1 SUTURE BAG.1 MAYO STAND COVER | INTERVENTIONAL RADIOLOGY AND CARDIAC CATHETERIZATION
3509 | 4220341007700 | AV FISTULA PACK, STERILE, CONTAINS: THE MATERIAL OF THE DRAPE, GOWNS AND COVERS MUST BE WATERPROOF.1 BACK TABLE COVER, REINFORCED 1 50 X 225 CM. 3 ABSORBENT TOWELS. 1 SURGICAL GOWN, IMPERVIOUS, LARGE. 1 SURGICAL GOWN, IMPERVIOUS, X-LARGE.1 ARM BOARD COVER REINFORCED FABRIC WITH PLASTIC.4 UTILITY DRAPE.1 IMPERVIOUS STOCKINET, SMALL.1 DRAPE TAPE STRIPS, 10 X 50 CM.1 (T) HAND DRAPE, HEAVY DUTY FABRIC WITH TUBE HOLDER, HIGH ABSORBENT FABRIC REINFORCEMENT AND COMFORTABLE FENESTRATION.1 SUTURE BAG.1 NEEDLE COUNTER MAGNETIC - FOAM.1 CAUTERY PENCIL1 TIP CLEANER.1 SHARP TRANSFER TRAY1 MAYO STAND COVER | INTERVENTIONAL RADIOLOGY AND CARDIAC CATHETERIZATION
3510 | 4220341007900 | SKIN PREPARATION PACK, STERILE, CONTAINS: STERILE WRAP THREE COMPARTMENT TRY (TWO OF THEM REMOVABLE) .PAIR WRAPPED LATEX-FREE GLOVES .TWO COTTON TIPPED APPLICATORS .TWO WHITE ABSORBENT TOWELS TWO BLUE BLOTTING TOWELS SIX SMALL WINGED GRIP SPONGES THREE SPONGE STICKS ALCOHOL BASE STERILIZATION SOLUTION / CHLOROHEXIDINE. 3.7 OZ. 110 ML BOTTLE OF POVIDONE-IOSINE SCRUB SOLUTION (0.75% AVAILABLE IO DINE) 89 ML BOTTLE OF POVIDONE IODINE PAINT SOLUTION (1% AVAILABLE IODINE) | INTERVENTIONAL RADIOLOGY AND CARDIAC CATHETERIZATION
3511 | 4220341008000 | CARDIAC CATHETERIZATION PACK (PEDIATRIC), BASIC, STERILE, CONTAINS : DRAPE ANGIO AND COVER BACK TABLE FF .COVER BACK TABLE 44 X 78 ( TRANSPARENT) BAG BAND (RADIATION SHIELD COVER) .BAG BAND 36 X 20 X 2 (1.1 COVER) .PLASTIC TRAY (BASIN) .BIG BOWL 1000 ML X 2, AND SMALL BOWL 500 ML X 2 .POUCH STERILIZER. TRAY PREP 9 X 5 X 1.PREP PVP LIQUID (CHLOROHEXIDINE).PREP. SPONGE 6 W/HANDLE X 4.DRAPE UTILITY X 4 .SCALPEL # 11 AND SCISSORS .FORCEPS, MOSQUITO (CURVE) AND KELLY (STRAIGHT) .ALCOHOL BASE STERILIZATION SOLUTION 20 -30 ML .PERCUTANEOUS NEEDLE 21 X 5.0 CM AND 21 X 2.5 CM. STERILE GAUZE 4 X 4 CM (30 PCS) .GOWN X 3 (X LARGE) AND FLURO PLASTIC DRAPE X 2 .ANGIO PRESSURE LINE 24 X 3 PORTS .HIGH PRESSURE LINE 1200 PSI X 50 CM ARTERIAL PUNCTURE NEEDLE G# 21 X 5 CM .MANIFOLD (2 PORTS, RIGHT HAND, INCLUDE ONE PRESSURE LINE AND ON FLUSHING LINE) ABSORBENT LINEN 50X50 X 5 FLURO COVER X4 . 3WAY STOP COCK WITH 200CM EXTENSION X 2. SYRINGES 20CC X1. SYRINGE 10CC X1. SYRINGES 5CC X4. SYRINGES 2CC X2 | INTERVENTIONAL RADIOLOGY AND CARDIAC CATHETERIZATION
3512 | 4220341008100 | "CARDIAC CATHETERIZATION PACK (ADULT) BASIC STERILE CONTAINS: THE MATERIAL OF THE DRAPE AND COVER MUST BE WATERPROOF 1 X 4 PORTS RIGHT HAND MANIFOLD INCLUDES ONE PRESSURE LINE ONE SALINE LINE ONE CONTRAST MEDIA LINE ; CHLOROHEXIDINE ARTERY FORCEPS ; 1 X 18 GAUGE 7 CM ; INTRODUCER NEEDLE ; 1 X BOWL 6000ML ; 1 X BOWL 500 ML ; 2 X BOWL 250ML ; 2 X KIDNEY TRAY 1000ML ; 6 X SYRINGE L/L 10CC ; 1 X SYRINGE L/L 20CC ; 1 X NEEDLE 16G ; 1 X NEEDLE 21G ; 1 X NEEDLE 24G ; 1 X CONTROL SYRINGE 10ML L/L ; 6 X ABSORBENT LINEN 50X50 ; 5 X DRAPE 75X 75 ; 6 X SPONGE STICKS ; (1 EACH) X STERILE STICKERS (LABEL) ; 20 X GAUZE ; 1 X SCISSORS ; 1 X 11 BLADES SCALPEL ; 1 X LARGE GOWN ; 1 X EXTRA LARGE GOWN ; 2 X TOWEL CLIPS ; 6 X HAND TOWEL PAPER ; 3 X LARGE SPONGE STICKS ; 3 X FLUOROSCOPE COVER ; 1 X LEAD SCREEN COVER ; 1 X HIGH PRESSURE (LINE 1200 PSI) 50 CM ; 1 X FEMORAL ANGIO DRAPE 2 HOLES 290 220 CM ; 20 GAUZE SWABS 4 X 4 CM ; 1 X MODESTY DRAPE 65 X 45 C M ; 3 X BOWLS (1 X LITER 1 X 500 CC AND 1 | INTERVENTIONAL RADIOLOGY AND CARDIAC CATHETERIZATION
3513 | 4220341008200 | "ANGIOGRAPHY PACK STERILE CONTAINS: THE MATERIAL OF THE DRAPE AND COVER MUST BE WATERPROOF 1 X CSR OUTER COVER 45INX45IN 1 X BACK TABLE COVER 60IN X 75IN 7 X PCS ABSORBENT TOWEL 3 XL REINFORCED GOWN 1 X CUSTOM FEMORAL AND RADIAL ANGIOGRAPHY DRAPE W/ TWO WINDOWS 88IN X 138IN 1 X NEEDLE 18G X 1.5IN 1 X NEEDLE 23G X 1.18IN 1 X NEEDLE 21G X 3.5CM 1 X VASCULAR ACCESS SELDINGER NEEDLE 18G X 7CM 1 X SCALPEL BLADE # 11 1 X OPERATING SCISSORS BLUNT/SHARP 5IN STRAIGHT 1 X MOSQUITO FORCEPS 5IN STRAIGHT 1 X NEEDLE COUNTER 20 CT FOAM MAGNETIC 20 X GAUZE SWABS 4 X 4 16 PLY WITHOUT X-RAY DETECTABLE 4 X SPONGE STICK 6IN BLUE 2 X PLASTIC TOWEL CLAMP 1 X COVER 90 X50 CM SHEET 1 X TRANS PARENT COVER 51X79IN SHEET 1 X SCREEN COVER 2 X FLUORO COVER LARGE GREEN 2 X TEGADERM 6 X7CM 1 X GALLIPOT 60ML 1 X HALF DEEP TRAY 5.4 X 9.72 X 2IN 2 X BOWL 1000CC 2 X BOWEL 500 CC 1 X RING BASIN 6000 CC 1 X HIGH PRESSURE (LINE 1200 PSI) 150 CM ULTRASOUND PROBE COVER AND JEL" | INTERVENTIONAL RADIOLOGY AND CARDIAC CATHETERIZATION
3514 | 4220341009000 | FLOW DIVERTER DEVICE SYSTEM FOR NEUROINTERVENTIONAL PROCEDURES SELF EXPANDABLE WITH MARKERS FOR TREATMENT OF SACCULAR OR FUSIFORM INTRACRANIAL ANEURYSMS DISPOSABLE STERILE SIZE: 6 - 8 MM ASSORTED LENGTHS AS PER HOSPITAL REQUEST | INTERVENTIONAL RADIOLOGY AND CARDIAC CATHETERIZATION
3515 | 4220341009100 | FLOW DIVERTER DEVICE SYSTEM FOR NEUROINTERVENTIONAL PROCEDURES SELF EXPANDABLE WITH MARKERS FOR TREATMENT OF SACCULAR OR FUSIFORM INTRACRANIAL ANEURYSMS DISPOSABLE STERILE SIZE: 5 MM ASSORTED LENGTHS AS PER HOSPITAL REQUEST | INTERVENTIONAL RADIOLOGY AND CARDIAC CATHETERIZATION
3516 | 4220341009200 | FLOW DIVERTER DEVICE SYSTEM FOR NEUROINTERVENTIONAL PROCEDURES SELF EXPANDABLE WITH MARKERS FOR TREATMENT OF SACCULAR OR FUSIFORM INTRACRANIAL ANEURYSMS DISPOSABLE STERILE SIZE: 4 MM ASSORTED LENGTHS AS PER HOSPITAL REQUEST | INTERVENTIONAL RADIOLOGY AND CARDIAC CATHETERIZATION
3517 | 4220341009300 | FLOW DIVERTER DEVICE SYSTEM FOR NEUROINTERVENTIONAL PROCEDURES SELF EXPANDABLE WITH MARKERS FOR TREATMENT OF SACCULAR OR FUSIFORM INTRACRANIAL ANEURYSMS DISPOSABLE STERILE SIZE: 2 - 3.75 MM ASSORTED LENGTHS AS PER HOSPITAL REQUEST | INTERVENTIONAL RADIOLOGY AND CARDIAC CATHETERIZATION
3518 | 4220341009400 | EMBOLIC PROTECTION DEVICE FOR NEUROINTERVENTIONAL PROCEDURES DOUBLE-OCCLUSION BALLOON SYSTEM DISPOSABLE STERILE | INTERVENTIONAL RADIOLOGY AND CARDIAC CATHETERIZATION
3519 | 4220341009500 | EMBOLIC PROTECTION DEVICE / FILTER FOR NEUROINTERVENTIONAL PROCEDURES COMPATIBLE WITH 0.014IN - 0.018IN GUIDEWIRE DISPOSABLE STERILE. ASSORTED FILTER SIZES AND LENGTHS AS PER HOSPITAL REQUEST | INTERVENTIONAL RADIOLOGY AND CARDIAC CATHETERIZATION
3520 | 4220341009600 | LIQUID EMBOLIC SYSTEM FOR THE EMBOLIZATION OF ARTERIOVENOUS MALFORMATIONS (AVMS) NON-ADHESIVE. ( MIXER MUST BE PROVIDED FREE OF CH = ARGE TO EVERY CENTER PLUS SUPPORT AND TRAINING) | INTERVENTIONAL RADIOLOGY AND CARDIAC CATHETERIZATION
3521 | 4220341009700 | EMBOLIZATION COIL FOR NEUROVASCULAR EMBOLIZATION DETACHABLE ELECTRICAL DETACHMENT CABLELESS DETACHMENT SYSTEM STERILE COILED D = IAMETER: 14 MM ASSORTED LENGTHS (ELECTRICAL DETACHMENT UNIT MUST BE DELIVERED TO EVERY HOSPITAL SITE) | INTERVENTIONAL RADIOLOGY AND CARDIAC CATHETERIZATION
3522 | 4220341009800 | EMBOLIZATION COIL FOR NEUROVASCULAR EMBOLIZATION DETACHABLE ELECTRICAL DETACHMENT CABLELESS DETACHMENT SYSTEM STERILE COILED D = IAMETER: 13 MM ASSORTED LENGTHS (ELECTRICAL DETACHMENT UNIT MUST BE DELIVERED TO EVERY HOSPITAL SITE) | INTERVENTIONAL RADIOLOGY AND CARDIAC CATHETERIZATION
3523 | 4220341009900 | EMBOLIZATION COIL FOR NEUROVASCULAR EMBOLIZATION DETACHABLE ELECTRICAL DETACHMENT CABLELESS DETACHMENT SYSTEM STERILE COILED D = IAMETER: 12 MM ASSORTED LENGTHS (ELECTRICAL DETACHMENT UNIT MUST BE DELIVERED TO EVERY HOSPITAL SITE) | INTERVENTIONAL RADIOLOGY AND CARDIAC CATHETERIZATION
3524 | 4220341010000 | EMBOLIZATION COIL FOR NEUROVASCULAR EMBOLIZATION DETACHABLE ELECTRICAL DETACHMENT CABLELESS DETACHMENT SYSTEM STERILE COILED D = IAMETER: 11 MM ASSORTED LENGTHS (ELECTRICAL DETACHMENT UNIT MUST BE DELIVERED TO EVERY HOSPITAL SITE) | INTERVENTIONAL RADIOLOGY AND CARDIAC CATHETERIZATION
3525 | 4220341010100 | EMBOLIZATION COIL FOR NEUROVASCULAR EMBOLIZATION DETACHABLE ELECTRICAL DETACHMENT CABLELESS DETACHMENT SYSTEM STERILE COILED D = IAMETER: 10 MM ASSORTED LENGTHS (ELECTRICAL DETACHMENT UNIT MUST BE DELIVERED TO EVERY HOSPITAL SITE) | INTERVENTIONAL RADIOLOGY AND CARDIAC CATHETERIZATION
3526 | 4220341010200 | EMBOLIZATION COIL FOR NEUROVASCULAR EMBOLIZATION DETACHABLE ELECTRICAL DETACHMENT CABLELESS DETACHMENT SYSTEM STERILE COILED D = IAMETER: 9 MM ASSORTED LENGTHS (ELECTRICAL DETACHMENT UNIT MUST BE DELIVERED TO EVERY HOSPITAL SITE) | INTERVENTIONAL RADIOLOGY AND CARDIAC CATHETERIZATION
3527 | 4220341010300 | EMBOLIZATION COIL FOR NEUROVASCULAR EMBOLIZATION DETACHABLE ELECTRICAL DETACHMENT CABLELESS DETACHMENT SYSTEM STERILE COILED D = IAMETER: 8 MM ASSORTED LENGTHS (ELECTRICAL DETACHMENT UNIT MUST BE DELIVERED TO EVERY HOSPITAL SITE) | INTERVENTIONAL RADIOLOGY AND CARDIAC CATHETERIZATION
3528 | 4220341010400 | EMBOLIZATION COIL FOR NEUROVASCULAR EMBOLIZATION DETACHABLE ELECTRICAL DETACHMENT CABLELESS DETACHMENT SYSTEM STERILE COILED D = IAMETER: 7 MM ASSORTED LENGTHS (ELECTRICAL DETACHMENT UNIT MUST BE DELIVERED TO EVERY HOSPITAL SITE) | INTERVENTIONAL RADIOLOGY AND CARDIAC CATHETERIZATION
3529 | 4220341010500 | EMBOLIZATION COIL FOR NEUROVASCULAR EMBOLIZATION DETACHABLE ELECTRICAL DETACHMENT CABLELESS DETACHMENT SYSTEM STERILE COILED D = IAMETER: 6 MM ASSORTED LENGTHS (ELECTRICAL DETACHMENT UNIT MUST BE DELIVERED TO EVERY HOSPITAL SITE) | INTERVENTIONAL RADIOLOGY AND CARDIAC CATHETERIZATION
3530 | 4220341010600 | EMBOLIZATION COIL FOR NEUROVASCULAR EMBOLIZATION DETACHABLE ELECTRICAL DETACHMENT CABLELESS DETACHMENT SYSTEM STERILE COILED D = IAMETER: 5 MM ASSORTED LENGTHS (ELECTRICAL DETACHMENT UNIT MUST BE DELIVERED TO EVERY HOSPITAL SITE) | INTERVENTIONAL RADIOLOGY AND CARDIAC CATHETERIZATION
3531 | 4220341007400 | BI - EXTREMITY VASCULAR PACK, STERILE, CONTAINS : THE MATERIAL OF THE DRAPE, GOWNS AND COVERS MUST BE WATERPROOF ; 1 BACK TABLE COVER, REINFORCED 150X 225 CM ; 3 ABSORBENT TOWELS ; 1 SURGICAL GOWN, IMPERVIOUS, LARGE ; 1 SURGICAL GOWN, IMPERVIOUS, X-LARGE ; 4 UTILITY DRAPES ; 2 IMPERVIOUS STOCKINETTE, LARGE ; 4 DRAPE TAPE STRIPS, 10 X 50 CM ; 1 BI-LATERAL UNDER LEG PERINEAL DRAPE1 TOP BAR DRAPE, 250 X 150 CM, WITH TUBE HOLDER, AND HEAVY ABSORBENT MATERIAL, WITH ABC ; 1 SUTURE BAG ; 1 NEEDLE COUNTER MAGNETIC - FOAM ; 1 CAUTERY PENCIL ; 1 TIP CLEANER ; 1 SHARP TRANSFER TRAY ; 1 MAYO STAND COVER | INTERVENTIONAL RADIOLOGY AND CARDIAC CATHETERIZATION
3532 | 4220341050900 | MULTI USE SYRINGE FOR CATH LAB CORONARY INJECTOR STERILE | INTERVENTIONAL RADIOLOGY AND CARDIAC CATHETERIZATION
3533 | 4220341030000 | BALLOON PERIPHERAL ANGIOPLASTY NON-COMPLIANT 0.018 IN WIRE COMPATIBILITY DISPOSABLE STERILE ASSORTED SIZES BALLOON DIAMETER AND LENGTH AS PER HOSPITAL REQUEST | INTERVENTIONAL RADIOLOGY AND CARDIAC CATHETERIZATION
3534 | 4220341051200 | 3 WAY MANIFOLD: RIGHT ON HANDLE WITH 15CM TUBING EXTENSION AND ROTATING LUER PRESSURE MONITORING LINE TRANSPARENT 72 INCH FLUID ADMINISTRATION SET CONTRAST LINE LARGE BORE VENTED AND 12 CC CONTROL SYRINGE RING PLUNGE | INTERVENTIONAL RADIOLOGY AND CARDIAC CATHETERIZATION
3535 | 4229517115700 | FEMORAL BALLOON BANDAGE, POCKET DRESSING, FOR CARDIAC ELECTROPHYSIOLOGY | INTERVENTIONAL RADIOLOGY AND CARDIAC CATHETERIZATION
3536 | 4229517116000 | INTRODUCER SHEATH SET RADIOPAQUE TIP STRAIGHT OR CURVED LENGTH 25 - 45 CM ASSORTED SIZES AS PER HOSPITAL REQUEST | INTERVENTIONAL RADIOLOGY AND CARDIAC CATHETERIZATION
3537 | 4229517116100 | RADIOFREQUENCY ABLATION NEEDLE, INTERNALLY COOLED ELECTRODE, WITH ADJUSTABLE EXPOSURE LENGTHS, ASSORTED SIZES AS PER HOSPITAL REQUEST | INTERVENTIONAL RADIOLOGY AND CARDIAC CATHETERIZATION
3538 | 4229517116200 | EPICARDIAL SCREW IN LEAD, BIPOLAR, FOR CARDIAC ELECTROPHYSIOLOGY, ASSORTED LENGTH | INTERVENTIONAL RADIOLOGY AND CARDIAC CATHETERIZATION
3539 | 4229517116300 | CUSTOMIZED PICC PACK: THE MATERIAL OF THE COVER MUST BE ABSORBENT/WATERPROOF; CONTAINS (1) BACK TABLE COVER ; (1) CSR OVER WRAP ; (2) ABSORBENT TOWEL ; (2) SURGICAL GOWN X-LARGE; (2) SUTURE BAG ; (1) PICC DRAPE ; (1) UNDER PAD 60CM X 90CM; (4) OR CLOTH TOWEL BLUE ; (2) UTILITY DRAPES; (1) MEDICATION LABEL SHEET; (1) OPERATING SCISSOR BI/SH 5’’ STRAIGHT ; (2) FLUORO COVER ; (1) NEEDLE 18GX1.5’’ PINK ; (12) GAUZESWAPS 4’’ X4’’ NXRD; (2) MOSQUITO FORCEPS 5’’ STRAIGHT ; (1) NEEDLE 25G X1.5’’ ORANGE; (1) TOURNISTRIP TOURNIQUET 17’’, (1) NEEDLE 25GX5/8’’ ORANGE; (1) SYRINGE 5ML L/L; (1) SPONGE BOWEL 500CC; (1) KIDNEY BASIN 700CC; (1) BOWEL 250CC ; (1) PLACENTA BASIN: (3) BOWEL 500CC; (1) PROBE COVER. | INTERVENTIONAL RADIOLOGY AND CARDIAC CATHETERIZATION
3540 | 4229517116400 | LASER CATHETER, FOR CORONARY CATHETERIZATION, DISPOSABLE, STERILE, ASSORTED SIZES AS PER HOSPITAL REQUEST | INTERVENTIONAL RADIOLOGY AND CARDIAC CATHETERIZATION
3541 | 4229517116500 | CUSTOMIZED ANGIOGRAPHY PACK:THE MATERIAL OF THE COVER MUST BE ABSORBENT / WATERPROOF; CONTAINS (1) BACK TABLE COVER, (1) FOLDED BACK TABLE COVER , (4) ABSORBENT TOWEL; (2) SURGICAL GOWN X-LARGE; (4) OR CLOTH TOWEL BLUE; (3) FLUORO COVER; (1) BAND BAG; (2) HUCK TOWEL; (1) MANIFOLD 2 PORTS RIGHT HANDS ON; (2) SYRINGES 10 ML; (1) NEEDLE 18G X 1.5’’ PINK; (4) BOWEL 250CC; (4) ABSORBENT UTILITY DRAPES; (1) MEDICATION LABEL SHEET; (1) PRESSURE MONITORING RED LINE ADULT 72”; (1) 3WAY STOPCOCK RA OFF; (1) NEEDLE 25G X 1.5’’ ORANGE; (1) MAYO HEAGER NEEDLE HOLDER 5’’; (1) OPERATING SCISSOR BI/SH 5’’ STRAIGHT ; (1) MOSQUITO FORCEPS 5’’ CURVED; (1) NEEDLE 21GX1.5’’ GREEN; (1) SYRINGE 1ML ; (1) SYRINGE 3ML ; (1) FLOW SWITCH; (1) INTRODUCER NEEDLE 18G X 7CM WITH WINGS; (2) SYRINGES 20 ML; (2) SYRINGES MEDALLION LIGHT BLUE; (1) SHORTSTOP; (1) SYRINGE 10 ML MEDALLION RED; (1) SAFETY SCALPEL BLADE 11; (2) NON ADHERENT DRESSING PAD 10 X 10 CM; (1) LIGHT HANDLE COVER ; (6) TOWEL CLAMPS ; (30) GAUZE SWAPS 4’’ X4’’ 16 PLY NXRD; (1) KIDNEY BASIN; (3) BOWEL 500CC; (1) BOWL 2500CC; (1) BOWEL 2500 CC FOR GUIDE WIRES; (1) MEDIUM PLATFORM TRAY; (1) FEMORAL AND RADIAL DRAPE. | INTERVENTIONAL RADIOLOGY AND CARDIAC CATHETERIZATION
3542 | 4229517116600 | NEEDLE ASPIRATION PACK INCLUDING : (1)BACK TABLE COVER" 60 X 75" , (1) NEEDLE COUNTER -20 COUNT FM W/ MAG RED , (10) GAUZE SWAPS 4 X 4, 12 PLY, NXRD , (1) CAMERA SLEEVE 5.5 " X 97 " , (1) NEEDLE 25GA X 0.5" , (1) NEEDLE 18GA X 1.5" (3.8CM) | INTERVENTIONAL RADIOLOGY AND CARDIAC CATHETERIZATION
3543 | 4229517116700 | MECHANICAL THROMBECTOMY SYSTEM SET, INCLUDES: GUIDEWIRE, STERILE DRAPES, COLLECTING BAG, SIZE: 10FR, ASSORTED CATHETER LENGTHS, STERILE, DISPOSABLE, THE MEDICAL DRIVE SYSTEM (INCLUDING THE MOTOR, CONTROL UNIT, FOOT SWITCH AND TRANSPORT CASE) TO EVERY ORDERING CENTER | INTERVENTIONAL RADIOLOGY AND CARDIAC CATHETERIZATION
3544 | 4220342400500 | PERIPHERAL VASCULAR CLOSURE DEVICE 5 FR - 8 FR | INTERVENTIONAL RADIOLOGY AND CARDIAC CATHETERIZATION
3545 | 4220342600000 | TORQUE DEVICE COMPATIBLE WITH GUIDEWIRES BETWEEN 0.010 INCH AND 0.038 INCH DISPOSABLE STERILE | INTERVENTIONAL RADIOLOGY AND CARDIAC CATHETERIZATION
3546 | 4220342800200 | VALVE, HEMOSTATIC, 3 - WAYS FOR PTCA, INNER LUMEN DIAMETER > 3 MM, WITH TORQUE DEVICE AND INTRODUCER NEEDLE, DISPOSABLE, STERILE | INTERVENTIONAL RADIOLOGY AND CARDIAC CATHETERIZATION
3547 | 4220343001400 | DIAGNOSTIC CATHETER FOR CARDIAC ELECTROPHYSIOLOGY CORONARY SINUS ( CS ) DEFLECTABLE TIP ASSORTED SIZES AND CURVES AS PER HOSPITAL REQUEST | INTERVENTIONAL RADIOLOGY AND CARDIAC CATHETERIZATION
3548 | 4220343001500 | DIAGNOSTIC CATHETER FOR CARDIAC ELECTROPHYSIOLOGY QUADRIPOLAR ASSORTED SIZES AND CURVES AS PER HOSPITAL REQUEST | INTERVENTIONAL RADIOLOGY AND CARDIAC CATHETERIZATION
3549 | 4220343002700 | 3D MAPPING CATHETER FOR CARDIAC ELECTROPHYSIOLOGY ENABLED SENSOR HIGH DENSITY ASSORTED SIZES AS PER HOSPITAL REQUEST | INTERVENTIONAL RADIOLOGY AND CARDIAC CATHETERIZATION
3550 | 4220343359500 | CATHETER, CORONARY, DIAGNOSTIC ANGIOGRAPHIC, HIGH FLOW, ASSORTED FRENCH SIZE-LENGTH-TIP SHAPES AS PER HOSPITAL REQUEST, DISPOSABLE, STERILE | INTERVENTIONAL RADIOLOGY AND CARDIAC CATHETERIZATION
3551 | 4220343359700 | CATHETER, DIAGNOSTIC ANGIOGRAPHIC, ASSORTED FRENCH SIZE-LENGTH-TIP SHAPES AS PER HOSPITAL REQUEST, DISPOSABLE, STERILE | INTERVENTIONAL RADIOLOGY AND CARDIAC CATHETERIZATION
3552 | 4220343359800 | CATHETER, DIAGNOSTIC ANGIOGRAPHIC, HYDROPHILIC TIP COATING, ASSORTED FRENCH SIZE-LENGTH-TIP SHAPES AS PER HOSPITAL REQUEST, DISPOSABLE, STERILE | INTERVENTIONAL RADIOLOGY AND CARDIAC CATHETERIZATION
3553 | 4220343359900 | CATHETER, DIAGNOSTIC ANGIOGRAPHIC, 100% HYDROPHILIC, ASSORTED FRENCH SIZE-LENGTH-TIP SHAPES AS PER HOSPITAL REQUEST, DISPOSABLE, STERILE | INTERVENTIONAL RADIOLOGY AND CARDIAC CATHETERIZATION
3554 | 4220343360000 | CATHETER, DIAGNOSTIC ANGIOGRAPHIC, FLUSH CATHETER, ASSORTED FRENCH SIZE-LENGTH-TIP SHAPES AS PER HOSPITAL REQUEST, DISPOSABLE, STERILE | INTERVENTIONAL RADIOLOGY AND CARDIAC CATHETERIZATION
3555 | 4220343360100 | CATHETER, DIAGNOSTIC ANGIOGRAPHIC, SIZING/MEASURING CATHETER MARKED WITH RADIOPAQUE MARKERS (FOR MEASURING THE LENGTH OF BLOOD VESSELS), WITH SIDE HOLES, ASSORTED FRENCH SIZE-LENGTH-TIP SHAPES AS PER HOSPITAL REQUEST, DISPOSABLE, STERILE | INTERVENTIONAL RADIOLOGY AND CARDIAC CATHETERIZATION
3556 | 4220344700200 | MATCHED FLUID THERAPY KIT TO PROTECT CARDIAC PATIENT AGAINST CONTRAST INDUCED NEPHROPATHY, THE KIT CONTAINS: ONE INFUSION SET, ONE COLLECTION SET, ONE EXTENSION SET) COMPATIBLE WITH RENAL GUARD CLOSED LOOP FLUID MANAGEMENT CONSOLE DISPOSABLE, STERILE. ONE RENAL GUARD CONSOLE WILL BE PROVIDED FREE OF CHARGE WITH EACH 100 ORDERED SETS | INTERVENTIONAL RADIOLOGY AND CARDIAC CATHETERIZATION
3557 | 4220344701000 | CUFFED PLEURAL DRAINAGE CATHETER KIT FOR CHRONIC USE USING NEGATIVE PRESSURE TECHNOLOGY | INTERVENTIONAL RADIOLOGY AND CARDIAC CATHETERIZATION
3558 | 4220344701400 | CLOSE SYSTEM DISPOSAL BAG FOR SALINE AND CONTRAST THAT USING DURING INTERVENTIONAL PROCEDURES | INTERVENTIONAL RADIOLOGY AND CARDIAC CATHETERIZATION
3559 | 4220344701800 | DISTAL ACCESS CATHETER FOR NEURO INTERVENTION 5-6 FR LENGTH NOT LESS THAN 110 CM | INTERVENTIONAL RADIOLOGY AND CARDIAC CATHETERIZATION
3560 | 4220344701900 | STEERABLE INTRODUCER SHEATH FOR CARDIAC ELECTROPHYSIOLOGY WITH TIP MARKER 8 - 9 FRENCH ASSORTED SIZES AS PER HOSPITAL REQUEST | INTERVENTIONAL RADIOLOGY AND CARDIAC CATHETERIZATION
3561 | 4220344702100 | GUIDING SHEATH NYLON SHAFT REINFORCED WITH STAINLESS STEEL COIL DISTAL HYDROPHILIC COATING SOFT TIP WITH RADIOPAQUE MARKER SECURE HEMOSTASIS ANTI KINKING ASSORTED SIZES AND SHAPES AS PER HOSPITAL REQUEST | INTERVENTIONAL RADIOLOGY AND CARDIAC CATHETERIZATION
3562 | 4229517115600 | BRIDGE OCCLUSION BALLOON, FOR LASER LEAD EXTRACTION, FOR CARDIAC ELECTROPHYSIOLOGY, DISPOSABLE, STERILE | INTERVENTIONAL RADIOLOGY AND CARDIAC CATHETERIZATION
3563 | 4220344702600 | INTRAVASCULAR ULTRASOUND CATHETER FOR PERIPHERAL ASSORTED SIZES AS PER HOSPITAL REQUEST | INTERVENTIONAL RADIOLOGY AND CARDIAC CATHETERIZATION
3564 | 4229517115500 | ADHESIVE HOLTER PATCH, FOR LONG TERM ECG MONITORING, SINGLE OR MULTI CHANNELS, SINGLE USE, FOR CARDIAC ELECTROPHYSIOLOGY | INTERVENTIONAL RADIOLOGY AND CARDIAC CATHETERIZATION
3565 | 4229517115300 | RADIOFREQUENCY ABLATION CATHETER, FOR VARICOSE VEIN TREATMENT, COMPATIBLE WITH 5 - 7 FR INTRODUCER SHEATH, ASSORTED CATHETER AND HEA TING LENGTHS AS PER HOSPITAL REQUEST | INTERVENTIONAL RADIOLOGY AND CARDIAC CATHETERIZATION
3566 | 4220341108600 | GUIDEWIRE ULTRA SUPER STIFF HEAVY DUTY 0.035IN-0.038IN ASSORTED LENGTHS DISPOSABLE STERILE | INTERVENTIONAL RADIOLOGY AND CARDIAC CATHETERIZATION
3567 | 4220341109000 | GUIDEWIRE FOR FRACTIONAL FLOW RESERVE ( FFR ) PRESSURE WIRE FOR MEASUREMENTS DISPOSABLE STERILE | INTERVENTIONAL RADIOLOGY AND CARDIAC CATHETERIZATION
3568 | 4220341109300 | INTRODUCER SHEATH SET NON METALLIC 10-14 FR LENGTH NOT MORE THAN 15 CM DISPOSABLE STERILE | INTERVENTIONAL RADIOLOGY AND CARDIAC CATHETERIZATION
3569 | 4220341109400 | INTRODUCER SHEATH FOR TRANSRADIAL / PEDIATRICTAPERED HYDROPHILIC COATED ASSORTED SIZES AND LENGTHS AS PER HOSPITAL REQUEST | INTERVENTIONAL RADIOLOGY AND CARDIAC CATHETERIZATION
3570 | 4220341109500 | CATHETER, CORONARY, GUIDING, SHEATHLESS, ASSORTED FRENCH SIZE-LENGTH-TIP SHAPES AS PER HOSPITAL REQUEST, DISPOSABLE, STERILE | INTERVENTIONAL RADIOLOGY AND CARDIAC CATHETERIZATION
3571 | 4220341111200 | CATHETER, CORONARY, GUIDING, ASSORTED FRENCH SIZE-LENGTH-TIP SHAPES AS PER HOSPITAL REQUEST, DISPOSABLE, STERILE | INTERVENTIONAL RADIOLOGY AND CARDIAC CATHETERIZATION
3572 | 4220341113000 | DIAGNOSTIC CATHETER HIGH FLOW JR4 SPECIAL 5.2 FRENCH DISPOSABLE STERILE | INTERVENTIONAL RADIOLOGY AND CARDIAC CATHETERIZATION
3573 | 4220341114100 | ANGIOGRAPHIC BALLOON CATHETER BERMAN OR EQUIVALENT ASSORTED SIZES | INTERVENTIONAL RADIOLOGY AND CARDIAC CATHETERIZATION
3574 | 4220341114300 | FORCEPS FOR CARDIAC BIOPSY ASSORTED SIZES AS PER HOSPITAL REQUEST | INTERVENTIONAL RADIOLOGY AND CARDIAC CATHETERIZATION
3575 | 4220341114400 | OPTICAL COHERENCE TOMOGRAPHY CATHETER | INTERVENTIONAL RADIOLOGY AND CARDIAC CATHETERIZATION
3576 | 4220341114500 | TEMPORARY PACING CATHETER WITH BALLOON ASSORTED SIZES AS PER HOSPITAL REQUEST | INTERVENTIONAL RADIOLOGY AND CARDIAC CATHETERIZATION
3577 | 4220341114600 | TEMPORARY PACING CATHETER WITHOUT BALLOON ASSORTED SIZES AS PER HOSPITAL REQUEST | INTERVENTIONAL RADIOLOGY AND CARDIAC CATHETERIZATION
3578 | 4220341114800 | VALVULOPLASTY BALLOON CATHETER KIT FOR MITRAL STENOSIS ASSORTED SIZES AS PER HOSPITAL REQUEST | INTERVENTIONAL RADIOLOGY AND CARDIAC CATHETERIZATION
3579 | 4220341114900 | STENT, PERIPHERAL, COVERED, SELF-EXPANDABLE, ASSORTED SIZES, STENT DIAMETER AND LENGTH AS PER HOSPITAL REQUEST | INTERVENTIONAL RADIOLOGY AND CARDIAC CATHETERIZATION
3580 | 4220341115300 | ANTIMICROBIAL ENVELOP FOR CARDIAC ELECTROPHYSIOLOGY FOR DEVICES IMPLANTATIONS ABSORBABLE ASSORTED SIZES AS PER HOSPITAL REQUEST | INTERVENTIONAL RADIOLOGY AND CARDIAC CATHETERIZATION
3581 | 4220341115400 | CLOSURE DEVICE FOR LEFT ATRIAL APPENDAGE ASSORTED SIZES AS PER HOSPITAL REQUEST | INTERVENTIONAL RADIOLOGY AND CARDIAC CATHETERIZATION
3582 | 4220341115500 | LASER LEAD LOCKING DEVICE FOR CARDIAC ELECTROPHYSIOLOGY ASSORTED SIZES AS PER HOSPITAL REQUEST | INTERVENTIONAL RADIOLOGY AND CARDIAC CATHETERIZATION
3583 | 4220341115700 | FREEZING TIP ABLATION CATHETER FOR CARDIAC ELECTROPHYSIOLOGY ASSORTED SIZES AS PER HOSPITAL REQUEST | INTERVENTIONAL RADIOLOGY AND CARDIAC CATHETERIZATION
3584 | 4220341115800 | RADIOFREQUENCY ABLATION CATHETER FOR CARDIAC ELECTROPHYSIOLOGY IRRIGATED TIP ASSORTED SIZES AS PER HOSPITAL REQUEST | INTERVENTIONAL RADIOLOGY AND CARDIAC CATHETERIZATION
3585 | 4220341116400 | IMPLANTABLE LOOP RECORDER FOR ELECTROPHYSIOLOGY WITH ADVANCED ATRIAL FIBRILLATION DIAGNOSTICS | INTERVENTIONAL RADIOLOGY AND CARDIAC CATHETERIZATION
3586 | 4220341403200 | IVC FILTER (INFERIOR VENA CAVA) FOR FEMORAL/JUGULAR APPROACH AS PER HOSPITAL REQUEST RETRIEVABLE MRI SAFE | INTERVENTIONAL RADIOLOGY AND CARDIAC CATHETERIZATION
3587 | 4220341601100 | 3D MAPPING AF KIT INCLUDING: 1) NAVIGATION IRRIGATED CATHETER UNI-DIRECTIONAL BI- DIRECTIONAL. ASSORTED CURVES. 2) 3D MAPPING PATCH. 3) 3D MAPPING CATHETER UP TO 22 PINS DEFLECTABLE TIP. (TYPES WILL BE SPECIFIED BY END USER UPON DELIVERY ENOUGH CONNECTORS COMPATIBLE WITH CATHETER IN EVERY CASE MUST BE PROVIDED FREE OF CHARGE) DISPOSABLE STERILE. | INTERVENTIONAL RADIOLOGY AND CARDIAC CATHETERIZATION
3588 | 4220341601300 | RADIOFREQUENCY ABLATION CATHETER FOR CARDIAC ELECTROPHYSIOLOGY IRRIGATED TIP ENABLED SENSOR ASSORTED SIZES AS PER HOSPITAL REQUEST | INTERVENTIONAL RADIOLOGY AND CARDIAC CATHETERIZATION
3589 | 4220341604700 | LEFT BUNDLE/HIS DELIVERY SYSTEM FOR CARDIAC ELECTROPHYSIOLOGY ASSORTED SIZES AS PER HOSPITAL REQUEST | INTERVENTIONAL RADIOLOGY AND CARDIAC CATHETERIZATION
3590 | 4229517114800 | CUSTOMIZED CARDIAC CATHETERIZATION PACK FOR ADULT STERILE CONTAINS: 1X NEEDLE 18G X 3.8CM HYPO PIMK 1 X NEEDLE 25G X 5/8” HYPO ORANGE 2 X GALLIPOT 60ML 4 X SWAB GAUZE 10 X 10CM 12PLY 5 PACK 3 X COVER FLUORO MEDIUM BLUE 2 X COVER EQUIPMENT 76(OPENING) X 91CM 1 X TRAY HALF DEEP 24.5 X 13.5CM 3 X BOWL SPONGE 500ML 1 X SCISSORS DHARP/BLUNT 13CM 1 X FLUID COLLECTION DEVICE 4 X OR TOWEL BLUE 2 X SYRINGE 10ML L/S 1 X NEEDLE COUNTER 2 X GOWN SMS X LARGE 4 X GREEN LABEL PRINTED “FLUSH” 3 X BLUE LABEL PRINTED “ABCIXIMAD” 1 BLUE LABEL PRINTED “VENOUS” 1 X RED LABEL PRINTED “ARTERIAL” 1 X WHITE LABEL PRINTED “CONTRAST” 1 X NEEDLE 22G X 4CM HYPO BLACK 1 X FORCEPS ARTERY MOSQUITO STRAIGHT 1 X NEEDLE 18G X 7CM (70MM) INTRODUCER 1 X GUIDEWIRE (0.89MM) 6 X TOWEL PAPER 57 X 33 1 X COVER PLASTIC 160 X 230CM CLEAR 2 X COVER TROLLEY 140 X 210CM BLUE 2 X BOWL RING BLUE 6000ML 1 X SCALPEL NO.11 RETRACTABLE 1 X FORCEPS ARTERY MOSQUITO CURVED 4 X SYRINGE 10ML L/L 1 SYRINGE 3ML L/L 1 X COVER LIGHT HANDLE 1 X DRAPE RADIAL 345 X 240CM 4F 2W 3 PLY 3 X GREEN LABEL PRINTED “VERAPAMIL” 2 X BLUE LABEL PRINTED “LIDOCAINE” 2 X RED LABEL PRINTED “LEVOPHED” 2 X PURPLE LABEL PRINTED “HEPARIN” / | INTERVENTIONAL RADIOLOGY AND CARDIAC CATHETERIZATION
3591 | 4229517114900 | RADIOFREQUENCY ABLATION NEEDLE, FOR TREATMENT OF BENIGN THYROID NODULES, INTERNALLY COOLED ELECTRODE, NEEDLE LENGTH 7 - 10 CM WITH DIFFERENT EXPOSURE LENGTHS, ASSORTED SIZES AS PER HOSPITAL REQUEST | INTERVENTIONAL RADIOLOGY AND CARDIAC CATHETERIZATION
3592 | 4229517115000 | DUAL SHEATH RETRIEVAL SNARE KIT KIT INCLUDES: SNARE CATHETER ACCESS SHEATH DILATOR | INTERVENTIONAL RADIOLOGY AND CARDIAC CATHETERIZATION
3593 | 4229517115400 | BONE LESION BIOPSY TRAY, INCLUDES: ACCESS NEEDLE AND BIOPSY NEEDLE , ASSORTED GAUGE SIZES AND LENGTH, COMPATIBLE WITH AUTOMATIC DRILL | INTERVENTIONAL RADIOLOGY AND CARDIAC CATHETERIZATION
3594 | 4220341108400 | RADIAL ARTERY COMPRESSION DEVICE, VARIOUS SIZES | INTERVENTIONAL RADIOLOGY AND CARDIAC CATHETERIZATION
3595 | 4220344703000 | NEURO MICRO GUIDEWIRE MADE OF STAINLESS STEEL HYDROPHILIC COATED 0.008 INCH ASSORTED TIP SHAPES AND LENGTHS AS PER HOSPITAL REQUEST | INTERVENTIONAL RADIOLOGY AND CARDIAC CATHETERIZATION
3596 | 4220344703400 | GUIDEWIRE FOR NEURO VASCULAR HYBRID NITINOL AND STAINLESS STEEL TAPERED DISTAL DIAMETER 0.008 INCH AND PROXIMAL DIAMETER 0.012 INCH LENGTH NOT LESS THAN 200 CM | INTERVENTIONAL RADIOLOGY AND CARDIAC CATHETERIZATION
3597 | 4220344711800 | INTRAVASCULAR LITHOTRIPSY CATHETER FOR VASCULAR CALCIFICATION ASSORTED SIZES GENERATOR TO BE PROVIDED FREE OF CHARGE TO THE RECEIVING CENTERS. | INTERVENTIONAL RADIOLOGY AND CARDIAC CATHETERIZATION
3598 | 4220344712300 | TUMOR ABLATION PROBE USED FOR IRREVERSIBLE ELECTROPORATION ASSORTED SIZES AS PER HOSPITAL REQUEST | INTERVENTIONAL RADIOLOGY AND CARDIAC CATHETERIZATION
3599 | 4220344712400 | MICROWAVE TISSUE ABLATION PROBE DIFFERENT SIZES COMPATIBLE WITH MACHINES AVAILABLE IN HOSPITALS | INTERVENTIONAL RADIOLOGY AND CARDIAC CATHETERIZATION
3600 | 4220344712600 | CAROTID STENT SELF-EXPANDABLE DUAL-LAYER BRAIDED CLOSED CELL ASSORTED SIZES AS PER HOSPITAL REQUEST | INTERVENTIONAL RADIOLOGY AND CARDIAC CATHETERIZATION
3601 | 4220344714400 | DETACHABLE FRAMINGCOILS WITH LOOP FILLING SHAPE ASSORTED SIZES AS PER HOSPITAL REQUEST | INTERVENTIONAL RADIOLOGY AND CARDIAC CATHETERIZATION
3602 | 4220344714700 | CRYOABLATION PROBE DIFFERENT ANGLES AND LENGTHS COMPATIBLE WITH MACHINES USED BY DIFFERENT CENTERS | INTERVENTIONAL RADIOLOGY AND CARDIAC CATHETERIZATION
3603 | 4220344715300 | STENT FOR NEUROVASCULAR INTRACRANIAL FOR ATHEROSCLEROSIS TREATMENT NITINOL SELF-EXPANDABLE BRAIDED PARTIALLY RESHEATHABLE ASSORTED SIZES AS PER HOSPITAL REQUEST | INTERVENTIONAL RADIOLOGY AND CARDIAC CATHETERIZATION
3604 | 4220344715400 | FEMORAL CLOSURE DEVICE ABSORBABLE SEALS LARGE ACCESS MORE THAN 20FR | INTERVENTIONAL RADIOLOGY AND CARDIAC CATHETERIZATION
3605 | 4220344715700 | ABDOMINAL AORTO UNIILIAC STENT GRAFT SUPRARENAL FIXATION SELF EXPANDABLE POLYESTER OR EPTFE ASSORTED SIZES AS PER HOSPITAL REQUEST | INTERVENTIONAL RADIOLOGY AND CARDIAC CATHETERIZATION
3606 | 4220344715900 | MAIN BODY ABDOMINAL AORTIC STENT GRAFT SUPRARENAL FIXATION SELF EXPANDABLE POLYESTER OR EPTFE ASSORTED SIZES AS PER HOSPITAL REQUEST | INTERVENTIONAL RADIOLOGY AND CARDIAC CATHETERIZATION
3607 | 4220344716300 | STENT, VENOUS, SELF-EXPANDABLE, ASSORTED SIZES, STENT DIAMETER AND LENGTH AS PER HOSPITAL REQUEST | INTERVENTIONAL RADIOLOGY AND CARDIAC CATHETERIZATION
3608 | 4220344717000 | MICRO CATHETER FOR PERIPHERAL 2.0 - 2.8 FR WITH PRE-LOADED GUIDEWIRE HYDROPHILIC COATING COMPATIBLE WITH DSMO/CHEMO/ALCOHOL/RADIOACTIVE MATERIAL ASSORTED LENGTHS AS PER HOSPITAL REQUEST | INTERVENTIONAL RADIOLOGY AND CARDIAC CATHETERIZATION
3609 | 4220344717100 | MICRO VASCULAR PLUG ACCEPT MICRO CATHETERS FROM 0.021 INCH AND LARGER COMPATIBLE DIAGNOSTIC CATHETER ASSORTED SIZES AS PER HOSPITAL REQUEST | INTERVENTIONAL RADIOLOGY AND CARDIAC CATHETERIZATION
3610 | 4220344718400 | COMPLIANT OCCLUSION BALLOON CATHETER NEUROVASCULAR SINGLE/DUAL LUMEN HYDROPHILIC COATING USE WITH DMSO AND LIQUID EMBOLIC AGENTS ASSORTED SIZES AS PER HOSPITAL REQUEST | INTERVENTIONAL RADIOLOGY AND CARDIAC CATHETERIZATION
3611 | 4220344719900 | INTRA AORTIC BALLOON ASSORTED SIZES CAPACITY ASSORTED ACCORDING TO CENTER REQUEST SHEATH AND SHEATH LESS WITH INSERTION KIT COMPATIBLE WITH THE CURRENT HOSPITALS MACHINES DISPOSABLE STERILE | INTERVENTIONAL RADIOLOGY AND CARDIAC CATHETERIZATION
3612 | 4220344720100 | CATHETER, DIAGNOSTIC ANGIOGRAPHIC, FOR RIGHT AND LEFT CORONARY ANGIOGRAPHY THROUGH RADIAL/BRACHIAL APPROACH ASSORTED SIZES | INTERVENTIONAL RADIOLOGY AND CARDIAC CATHETERIZATION
3613 | 4220344720200 | PTA BALLOON WITH NITINOL CONSTRAINING CAGE TO MINIMIZE VESSEL TRAUMA DISPOSABLE STERILE ASSORTED SIZES AS PER HOSPITAL REQUEST | INTERVENTIONAL RADIOLOGY AND CARDIAC CATHETERIZATION
3614 | 4220344720300 | BALLOON CATHETER FOR VALVULOPLASTY FOR TREATMENT OF AORTIC VALVE STENOSIS DIAMETER 5X TO 35X | INTERVENTIONAL RADIOLOGY AND CARDIAC CATHETERIZATION
3615 | 4220345200100 | DELIVERY MICROCATHETER DESIGNED TO DELIVER REVASCULARIZATION DEVICE COMPATIBLE WITH CONTINEUOS ASPIRATION CATHETER | INTERVENTIONAL RADIOLOGY AND CARDIAC CATHETERIZATION
3616 | 4220345204300 | ENDOVENOUS SYSTEM KIT ACOUSTIC PULSE OR MECHANICAL THROMBOLYSIS INFUSION CATHETER WITH MULTIPLE PORTS TO TREAT PULMONARY EMBOLISMS | INTERVENTIONAL RADIOLOGY AND CARDIAC CATHETERIZATION
3617 | 4220350000700 | IMPLANTABLE PACEMAKER, WITH BLUETOOTH/WIRELESS TECHNOLOGY, SINGLE PACEMAKER; 1-MAXIMUM BATTERY LIFE REQUIRED; 2- PROGRAMMERS /SOFTWARE UPGRADE AND ENOUGH PRINTING PAPERS MUST BE PROVIDED FREE OF CHARGE TO ALL CENTERS; 3- TECHNICAL AND EDUCATIONAL SUPPORT SHOULD BE PROVIDED TO THE HOSPITAL STAFF IN ALL CENTERS WITH EXPERT TEAM (CERTIFIED); 4- COMPLETE SYSTEM WITH (RA AND RV LEADS, INTRODUCER SHEATHS AND SURGICAL CABLES); 5-FULLY MRI COMPATIBLE | INTERVENTIONAL RADIOLOGY AND CARDIAC CATHETERIZATION
3618 | 4220350500700 | SUBCUTANEOUS OR EXTRAVASCULAR IMPLANTABLE CARDIAC DEFIBRILLATOR FOR CARDIAC ELECTROPHYSIOLOGY WITH ALL NEEDED ACCESSORIES | INTERVENTIONAL RADIOLOGY AND CARDIAC CATHETERIZATION
3619 | 4220350800000 | LEAD CUTTER FOR LASER LEAD EXTRACTION FOR CARDIAC ELECTROPHYSIOLOGY DISPOSABLE STERILE | INTERVENTIONAL RADIOLOGY AND CARDIAC CATHETERIZATION
3620 | 4220350900000 | LEFT BUNDLE/HIS PACING LEAD, FOR CARDIAC ELECTROPHYSIOLOGY, ASSORTED SIZES AS PER HOSPITAL REQUEST | INTERVENTIONAL RADIOLOGY AND CARDIAC CATHETERIZATION
3621 | 4220351000000 | LEAD LOCKING DEVICE ACCESSORY KIT FOR LASER LEAD EXTRACTION FOR CARDIAC ELECTROPHYSIOLOGY DISPOSABLE STERILE | INTERVENTIONAL RADIOLOGY AND CARDIAC CATHETERIZATION
3622 | 4229541407900 | PICC LINE PACK, COMPLETE TRAY SPECIAL FOR PICC LINES PROCEDURES INCLUDING: (1) BACK TABLE COVER; (1) ABSORBENT TOWEL; (1) SURGICAL GOWN LARGE; (1) PICC DRAPE; (1) LARGE DRAPE 53 INCH X77 INCH ; (4) UTILITY DRAPE30 INCH X30 INCH ; (2) BOWL 250CC ; (1) FLUORO COVER LARGE ; (1) BLUNT FILL NEEDLE W/FILTER ; (1) NEEDLE 25G X 1.5 INCH ORANGE ; (1) OPERATING SCISSOR BI/SH 5 INCH STRAIGHT ; (2) SYRINGE 10CC L/L ; (2) HUCK TOWELS; (1) SHORTSTOP; (15) GAUZE SWABS 4 INCH X4 INCH 12 PLY NXRD ; (1) MEDIUM PLATFORM TRAY | INTERVENTIONAL RADIOLOGY AND CARDIAC CATHETERIZATION
3623 | 4216163400200 | PERMACATH PACK, COMPLETE TRAY FOR PERMACATH PROCEDURES, INCLUDING ; (1) BACK TABLE ; (2) ABSORBENT TOWEL ; (1) SURGICAL GOWN L. SIZE ; (1) SURGICAL GOWN X.L. SIZE ; (1) FEMORAL ANGIO DRAPE ; (4) SYRINGES 20CC ; (1) SYRINGE 10CC YELLOW ; (1) SYRINGE 5CC L/L ; (1) FLOW SWITCH ; (30) GAUZE SWABS 4 IN X4 IN 16 PLY NRXD ; (3) OR CLOTH ; (4) UTILITY DRAPES 15 IN X 26 IN ; (1) NEEDLE COUNTER 20 CT. FM W/MAGNETIC RED ; (1) FLUORO COVER BIG ; (2) TOWEL CLAMPS ; (1) SPINAL NEEDLE 22GA X 3.5 INCH ; (1) NEEDLE 25G X1.5 IN ORANGE ; (1) NEEDLE 21G X 1.5 IN GREEN ; (1) BLUNT FILL NEEDLE W/FILTER ; (1) BOWL 250CC ; (1) BOWL 500CC ; (1) SCALPEL BLADE #11 ; (1) MOSQUITO FORCEPS 5 IN CURVED ; (1) OPERATING SCISSORS BI/SH 5 INCH STRAIGHT ; (1) NEEDLE HOLDER 6 IN STRAIGHT ; (1) TISSUE FORCEPS 1X2 TEETH STRAIGHT 5 INCH ; (1) LARGE DRAPE | INTERVENTIONAL RADIOLOGY AND CARDIAC CATHETERIZATION
3624 | 4220344711700 | INTRAVASCULAR LITHOTRIPSY CATHETER FOR CORONARY CALCIUM ASSORTED SIZES AS PER HOSPITAL REQUEST. ENERATOR TO BE PROVIDED FREE OF CHARGE TO THE RECEIVING CENTERS. | INTERVENTIONAL RADIOLOGY AND CARDIAC CATHETERIZATION
3625 | 4220344703100 | NEURO MICRO GUIDEWIRE MADE OF STAINLESS STEEL HYDROPHILIC COATED 0.014 INCH ASSORTED TIP SHAPES NOT LESS THAN 300 CM | INTERVENTIONAL RADIOLOGY AND CARDIAC CATHETERIZATION
3626 | 4220344711400 | VACUUM ASSISTED BIOPSY NEEDLE COMPATIBLE WITH MAMMOTOME ELITE ASSORTED SIZES AS PER HOSPITAL REQUEST DISPOSABLE STERILE | INTERVENTIONAL RADIOLOGY AND CARDIAC CATHETERIZATION
3627 | 4220344711100 | BREAST TISSUE MARKER CERAMIC PRELOADED IN GLUCAN CARRIER | INTERVENTIONAL RADIOLOGY AND CARDIAC CATHETERIZATION
3628 | 4220344703500 | GUIDEWIRE FOR NEURO VASCULAR HYBRID NITINOL AND STAINLESS STEEL DISTAL DIAMETER 0.012 INCH AND PROXIMAL DIAMETER 0.014 INCH LENGTH NOT LESS THAN 200 CM | INTERVENTIONAL RADIOLOGY AND CARDIAC CATHETERIZATION
3629 | 4220344703600 | GUIDEWIRE FOR NEURO VASCULAR HYBRID NITINOL AND STAINLESS STEEL DISTAL DIAMETER 0.010 INCH AND PROXIMAL DIAMETER 0.010 INCH LENGTH NOT LESS THAN 300 CM | INTERVENTIONAL RADIOLOGY AND CARDIAC CATHETERIZATION
3630 | 4220344704100 | LONG INTRODUCING SHEATH 45 - 90 CM WITH REMOVABLE HEMOSTATIC VALVE ASSORTED SIZES AS PER HOSPITAL REQUEST | INTERVENTIONAL RADIOLOGY AND CARDIAC CATHETERIZATION
3631 | 4220344704200 | INTRASACCULAR FLOW DISRUPTOR DEVICE NEUROVASCULAR SINGLE LAYER NITINOL ASSORTED SIZES/SHAPES AS PER HOSPITAL REQUEST. DETACHMENT DEVICE SHOULD BE PROVIDED WITH EACH DEVICE | INTERVENTIONAL RADIOLOGY AND CARDIAC CATHETERIZATION
3632 | 4220344705200 | MICROCATHETER TORQUEABLE NITINOL 0.021 - 0.027 IN COMPATIBLE WITH GLUE DMSO ALCOHOL AND CHEMOTHERAPY USED WITH POWER INJECTION UP TO 1200 PSI PRELOADED MICROWIRE ASSORTED SIZES AS PER HOSPITAL REQUEST | INTERVENTIONAL RADIOLOGY AND CARDIAC CATHETERIZATION
3633 | 4220344705500 | GUIDEWIRE STEERABLE SHAPEABLE TIP NITINOL DIAMOND CUT 0.014 - 0.016 IN ASSORTED SIZES AS PER HOSPITAL REQUEST | INTERVENTIONAL RADIOLOGY AND CARDIAC CATHETERIZATION
3634 | 4220344705600 | GUIDEWIRE PERIPHERAL STAINLESS STEEL HYDROPHILIC COATING SHAPEABLE TIP 0.014/ 0.018 INCH ASSORTED TIP LOADS / LENGTHS AS PER HOSPITAL REQUEST | INTERVENTIONAL RADIOLOGY AND CARDIAC CATHETERIZATION
3635 | 4220344705700 | MICROCATHETER FOR NEUROVASCULAR COMPATIBLE WITH INTRASACCULAR FLOW DISRUPTOR NITINOL DEVICE ASSORTED SIZES AS PER HOSPITAL REQUEST | INTERVENTIONAL RADIOLOGY AND CARDIAC CATHETERIZATION
3636 | 4220341051000 | SINGLE USE INJECTOR INCLUDES MANIFOLD AND HIGH PRESSURE TUBE EXTENSION FOR CATH LAB CORONARY INJECTOR STERILE | INTERVENTIONAL RADIOLOGY AND CARDIAC CATHETERIZATION
3637 | 4220344706300 | CATHETER, BALLOON WEDGE-PRESSURE, ASSORTED SIZES, DISPOSABLE, STERILE | INTERVENTIONAL RADIOLOGY AND CARDIAC CATHETERIZATION
3638 | 4220344706400 | EXTRA COMPLIANT OCCLUSION BALLOON CATHETER NEUROVASCULAR 4 MM SINGLE/DUAL LUMEN HYDROPHILIC COATING USE WITH DMSO AND LIQUID EMBOLIC AGENTS ASSORTED SIZES AS PER HOSPITAL REQUEST | INTERVENTIONAL RADIOLOGY AND CARDIAC CATHETERIZATION
3639 | 4220344706800 | LONG GUIDING SHEATH FOR NEURO VASCULAR ROUNDED FLEXIBLE DISTAL TIP INNER DIAMETER NOT LESS THAN 0.088 INCH ASSORTED LENGTHS AS PER HOSPITAL REQUEST | INTERVENTIONAL RADIOLOGY AND CARDIAC CATHETERIZATION
3640 | 4220344706900 | DELIVERY ASSIST CATHETER FOR NEURO INTERVENTION BULB TOTAL LENGTH NOT LESS THAN 150 CM | INTERVENTIONAL RADIOLOGY AND CARDIAC CATHETERIZATION
3641 | 4220344707000 | MICROCATHETER FOR NEUROVASCULAR 0.027 IN MICROCATHETER SYSTEM STRAIGHT TIP CATHETER LENGTH NOT LESS THAN 130 CM DISPOSABLE STERILE | INTERVENTIONAL RADIOLOGY AND CARDIAC CATHETERIZATION
3642 | 4220344707400 | GUIDING CATHETER FOR NEUROINTERVENTIONAL PROCEDURES HYDROPHILIC COATING 5 FRENCH ASSORTED SHAPES AND LENGTHS AS PER HOSPITAL REQUEST | INTERVENTIONAL RADIOLOGY AND CARDIAC CATHETERIZATION
3643 | 4220344707500 | NEURO CATHETER SIZE 5 AND 6F WITH INNER DIAMETER 0.040 - 0.042 INCH LENGTH NOT LESS THAN 105 CM ASSORTED SHAPES AS PER HOSPITAL REQUEST | INTERVENTIONAL RADIOLOGY AND CARDIAC CATHETERIZATION
3644 | 4220344707900 | DISPOSABLE KIT FOR CO2 INJECTOR SYSTEM COMPATIBLE WITH DIFFERENT AUTOMATIC CO2 INJECTION MACHINES | INTERVENTIONAL RADIOLOGY AND CARDIAC CATHETERIZATION
3645 | 4220344708000 | MICROCATHETER FOR NEUROVASCULAR 0.017 IN MICROCATHETER SYSTEM STRAIGHT TIP TWO GOLD DISTAL MARKERS CATHETER LENGTH NOT LESS THAN 150 CM DISPOSABLE STERILE | INTERVENTIONAL RADIOLOGY AND CARDIAC CATHETERIZATION
3646 | 4220344708100 | PEEL AWAY INTRODUCER SET 3-5 FR X 5 - 7.5 CM 21 - 22G NEEDLE NITINOL GUIDEWIRE ASSORTED SIZES AS PER HOSPITAL REQUEST | INTERVENTIONAL RADIOLOGY AND CARDIAC CATHETERIZATION
3647 | 4220344708600 | NEURO VASCULAR CLOT UNIVERSAL ASPIRATION TUBE WITH CLAMP 300 CM FOR STROKE TREATMENT | INTERVENTIONAL RADIOLOGY AND CARDIAC CATHETERIZATION
3648 | 4220344708700 | NEURO VASCULAR CLOT UNIVERSAL ASPIRATION SUCTION JAR FOR STROKE TREATMENT | INTERVENTIONAL RADIOLOGY AND CARDIAC CATHETERIZATION
3649 | 4220344708800 | NEURO VASCULAR CLOT UNIVERSAL LINER SET WITH CLOT FINDER SPECIMEN CUP (FILTER FOR STROKE TREATMENT) | INTERVENTIONAL RADIOLOGY AND CARDIAC CATHETERIZATION
3650 | 4220344708900 | REVASCULARIZATION DEVICE FOR NEURO VASCULAR HAS VISIBLE PROXIMAL AND DISTAL RADIOPAQUE MARKERS ASSORTED SIZES COMPATIBLE WITH 0.021 - 0.027 INCH MICROCATHETER STERILE | INTERVENTIONAL RADIOLOGY AND CARDIAC CATHETERIZATION
3651 | 4220344709000 | REPERFUSION CATHETER FOR NEURO VASCULATURES INNER DIAMETER NOT MORE THAN 0.072 CATHETER LENGTH NOT LESS THAN 120 CM | INTERVENTIONAL RADIOLOGY AND CARDIAC CATHETERIZATION
3652 | 4220344709200 | REPERFUSION CATHETER FOR NEURO VASCULATURES INNER DIAMETER NOT MORE THAN 0.062 CATHETER LENGTH NOT LESS THAN 120 CM | INTERVENTIONAL RADIOLOGY AND CARDIAC CATHETERIZATION
3653 | 4220344710100 | CATHETER SYSTEM USING INSIDE OUT ACCESS METHOD FOR CHRONICALLY OCCLUDED CENTRAL VEINS | INTERVENTIONAL RADIOLOGY AND CARDIAC CATHETERIZATION
3654 | 4220344710200 | PEDIATRIC PICC LINE COMPLETE KIT CUFFED SINGLE OR DOUBLE LUMEN ASSORTED SIZES AS PER HOSPITAL REQUEST | INTERVENTIONAL RADIOLOGY AND CARDIAC CATHETERIZATION
3655 | 4220344711200 | BREAST TISSUE MARKER RAPID COLLAGEN EXPANSION ANCHORS | INTERVENTIONAL RADIOLOGY AND CARDIAC CATHETERIZATION
3656 | 4220341108300 | Y-CONNECTOR BLEED BACK CONTROL VALVE SET , IT HAS INTRODUCER NEEDLE COMPATIBLE WITH WIRE SIZE 0.014, AND TORQUE DEVICE, THE DEVICE HAS 2 SEALS ONE FOR CLAMP AND ONE FOR BLEED BACK CONTROL, STERILE. | INTERVENTIONAL RADIOLOGY AND CARDIAC CATHETERIZATION
3657 | 4220344706100 | DIAGNOSTIC CATHETER FOR CARDIAC ELECTROPHYSIOLOGY CORONARY SINUS ( CS ) NON DEFLECTABLE TIP ASSORTED SIZES AND CURVES AS PER HOSPITAL REQUEST | INTERVENTIONAL RADIOLOGY AND CARDIAC CATHETERIZATION
3658 | 4220341107700 | SNARE KIT SINGLE LOOP EACH KIT MUST INCLUDE: SNARE SNARE GUIDING CATHETER SNARE INTRODUCER DEVICE AND TORQUE DEVICE DISPOSABLE STERILE ASSORTED SIZES AND LENGTHS AS PER HOSPITAL REQUEST | INTERVENTIONAL RADIOLOGY AND CARDIAC CATHETERIZATION
3659 | 4220341064600 | STENT PEDIATRIC COVERED FOR AORTIC COARCTATION STERILE ASSORTED SIZES AS PER HOSPITAL REQUEST | INTERVENTIONAL RADIOLOGY AND CARDIAC CATHETERIZATION
3660 | 4220341064700 | STENT PEDIATRIC UNCOVERED UNMOUNTED FOR AORTIC COARCTATION STERILE ASSORTED SIZES AS PER HOSPITAL REQUEST | INTERVENTIONAL RADIOLOGY AND CARDIAC CATHETERIZATION
3661 | 4220341064800 | CARDIAC ASSIST CATHETER HEART PUMP CATHETER GENERATES BLOOD FLOW FROM LEFT VENTRICLE TO THE AORTA COMPLETE KIT | INTERVENTIONAL RADIOLOGY AND CARDIAC CATHETERIZATION
3662 | 4220341064900 | CLOSURE DEVICE FOR PARAVALVULAR LEAK ASSORTED SIZES AS PER HOSPITAL REQUEST | INTERVENTIONAL RADIOLOGY AND CARDIAC CATHETERIZATION
3663 | 4220341065000 | TRANSCATHETER MITRAL VALVE REPAIR SYSTEM | INTERVENTIONAL RADIOLOGY AND CARDIAC CATHETERIZATION
3664 | 4220341065900 | INTRACARDIAC ULTRASOUND CATHETER ASSORTED SIZES AS PER HOSPITAL REQUEST | INTERVENTIONAL RADIOLOGY AND CARDIAC CATHETERIZATION
3665 | 4220341066100 | HOME MONITORING SYSTEM FOR CARDIAC ELECTROPHYSIOLOGY DEVICES COMPATIBLE WITH PACEMAKER AND ICD | INTERVENTIONAL RADIOLOGY AND CARDIAC CATHETERIZATION
3666 | 4220341066200 | LASER LEAD EXTRACTION SHEATH KIT FOR CARDIAC ELECTROPHYSIOLOGY ASSORTED SIZES AS PER HOSPITAL REQUEST | INTERVENTIONAL RADIOLOGY AND CARDIAC CATHETERIZATION
3667 | 4220341066400 | LV LEAD DELIVERY SYSTEM FOR CARDIAC ELECTROPHYSIOLOGY ASSORTED SIZES AS PER HOSPITAL REQUEST | INTERVENTIONAL RADIOLOGY AND CARDIAC CATHETERIZATION
3668 | 4220341066600 | INTRODUCER SHEATHS PEEL AWAY ASSORTED SIZES AS PER HOSPITAL REQUEST | INTERVENTIONAL RADIOLOGY AND CARDIAC CATHETERIZATION
3669 | 4220341067200 | CRYO BALLOON ABLATION CATHETER FOR CARDIAC ELECTROPHYSIOLOGY WITH ALL NEEDED ACCESSORIES ASSORTED SIZES AS PER HOSPITAL REQUEST | INTERVENTIONAL RADIOLOGY AND CARDIAC CATHETERIZATION
3670 | 4220341067300 | RADIOFREQUENCY ABLATION CATHETER FOR CARDIAC ELECTROPHYSIOLOGY NON IRRIGATED TIP ASSORTED SIZES AS PER HOSPITAL REQUEST | INTERVENTIONAL RADIOLOGY AND CARDIAC CATHETERIZATION
3671 | 4220341067500 | DIAGNOSTIC CATHETER FOR CARDIAC ELECTROPHYSIOLOGY DUO DECAPOLAR ASSORTED SIZES AND CURVES AS PER HOSPITAL REQUEST | INTERVENTIONAL RADIOLOGY AND CARDIAC CATHETERIZATION
3672 | 4220341067700 | RADIOFREQUENCY ABLATION CATHETER FOR CARDIAC ELECTROPHYSIOLOGY CLOSED LOOP COOLING TIP ASSORTED SIZES AS PER HOSPITAL REQUEST | INTERVENTIONAL RADIOLOGY AND CARDIAC CATHETERIZATION
3673 | 4220341064400 | COVERED STENT FOR CORONARY ASSORTED SIZES AS PER HOSPITAL REQUEST | INTERVENTIONAL RADIOLOGY AND CARDIAC CATHETERIZATION
3674 | 4220341067800 | 3D MAPPING CATHETER FOR CARDIAC ELECTROPHYSIOLOGY WITHOUT ENABLED SENSOR HIGH DENSITY ASSORTED SIZES AS PER HOSPITAL REQUEST | INTERVENTIONAL RADIOLOGY AND CARDIAC CATHETERIZATION
3675 | 4220341068000 | SURFACE ELECTRODE FOR CARDIAC ELECTROPHYSIOLOGY 3D MAPPING COMPATIBLE WITH ENSITE MACHINE | INTERVENTIONAL RADIOLOGY AND CARDIAC CATHETERIZATION
3676 | 4220341068100 | 3D MAPPING CATHETER FOR CARDIAC ELECTROPHYSIOLOGY TO COLLECT POINTS ASSORTED SIZES AS PER HOSPITAL REQUEST | INTERVENTIONAL RADIOLOGY AND CARDIAC CATHETERIZATION
3677 | 4220341068200 | IMPLANTABLE PACEMAKER SINGLE CHAMBER ; 1- PROGRAMMERS/SOFTWARE UPGRADE AND ENOUGH PRINTING PAPERS MUST BE PROVIDED FREE OF CHARGE TO ALL CENTERS ; 2- TECHNICAL AND EDUCATIONAL SUPPORT SHOULD BE PROVIDED TO THE HOSPITAL STAFF IN ALL CENTERS WITH EXPERT TEAM (CERTIFIED) ; 3- COMPLETE SYSTEM WITH ( RV LEADS INTRODUCER SHEATHS AND SURGICAL CABLES) ; 4-FULLY MRI COMPATIBLE | INTERVENTIONAL RADIOLOGY AND CARDIAC CATHETERIZATION
3678 | 4220341068300 | IMPLANTABLE PACEMAKER DUAL CHAMBER ; 1- PROGRAMMERS/SOFTWARE UPGRADE AND ENOUGH PRINTING PAPERS MUST BE PROVIDED FREE OF CHARGE TO ALL CENTERS ; 2- TECHNICAL AND EDUCATIONAL SUPPORT SHOULD BE PROVIDED TO THE HOSPITAL STAFF IN ALL CENTERS WITH EXPERT TEAM (CERTIFIED) ; 3- COMPLETE SYSTEM WITH (RA AND RV LEADS INTRODUCER SHEATHS AND SURGICAL CABLES) ; 4-FULLY MRI COMPATIBLE | INTERVENTIONAL RADIOLOGY AND CARDIAC CATHETERIZATION
3679 | 4220341068400 | CARDIAC RESYNCHRONIZATION PACEMAKER CRT-P 1- PROGRAMMERS/SOFTWARE UPGRADE AND ENOUGH PRINTING PAPERS MUST BE PROVIDED FREE OF CHARGE TO ALL CENTERS; 2- TECHNICAL AND EDUCATIONAL SUPPORT SHOULD BE PROVIDED TO THE HOSPITAL STAFF IN ALL CENTERS WITH EXPERT TEAM (CERTIFIED) 3- COMPLETE SYSTEM WITH RA AND RV AND LV LEADS (LV LEAD QUADRIC POLAR OR BIPOLAR DEPEND ON DEMAND) INTRODUCER SHEATHS DELIVERY SYSTEM FOR LV LEAD AND SURGICAL CABLES AND VENOGRAM BALLOON 4-FULLY MRI COMPATIBLE | INTERVENTIONAL RADIOLOGY AND CARDIAC CATHETERIZATION
3680 | 4220341068500 | IMPLANTABLE CARDIOVERSION DEFIBRILLATION ICD SINGLE CHAMBER 1- PROGRAMMERS/SOFTWARE UPGRADE AND ENOUGH PRINTING PA PERS MUST BE PR = OVIDED FREE OF CHARGE TO ALL CENTERS 2- TECHNICAL AND EDUCATIONAL SUPPORT SHOULD BE PROVIDED TO THE HOSPITAL STAFF IN A LL CENTERS WITH EXPERT TEAM (CERTIFIED) 3- COMPLETE SYSTEM WITH ( RV LEADS INTRODUCER SHEATHS AND SURGICAL CABLES) 4- DEVICES WITH DF 1 ALSO TO BE PROVIDED FOR PULSE GENERATOR CHANGES OF OLD IMPLANTS AS PER THE REQUEST OF THE CENTER 5-FULLY MRI COMPATIBLE | INTERVENTIONAL RADIOLOGY AND CARDIAC CATHETERIZATION
3681 | 4220341068600 | IMPLANTABLE CARDIOVERSION DEFIBRILLATION ICD DUAL CHAMBER 1- PROGRAMMERS/SOFTWARE UPGRADE AND ENOUGH PRINTING PA PERS MUST BE PROV = IDED FREE OF CHARGE TO ALL CENTERS 2- TECHNICAL AND EDUCATIONAL SUPPORT SHOULD BE PROVIDED TO THE HOSPITAL STAFF IN A LL CENTERS WITH EXPERT TEAM (CERTIFIED) 3- COMPLETE SYSTEM WITH (RA AND RV LEADS INTRODUCER SHEATHS AND SURGICAL CABLES) 4- DEVICES WITH DF 1 ALSO TO BE PROVIDED FOR PULSE GENERATOR CHANGES OF OLD IMPLANTS AS PER THE REQUEST OF THE CENTER 5-FULLY MRI COMPATIBLE | INTERVENTIONAL RADIOLOGY AND CARDIAC CATHETERIZATION
3682 | 4220341068700 | CARDIAC RESYNCHRONIZATION THERAPY ICD CRT-D : 1- PROGRAMMERS/SOFTWARE UPGRADE AND ENOUGH PRINTING PAPERS MUST BE PROVIDED FREE OF CHARGE TO ALL CENTERS ; 2- TECHNICAL AND EDUCATIONAL SUPPORT SHOULD BE PROVIDED TO THE HOSPITAL STAFF IN ALL CENTERS WITH EXPERT TEAM (CERTIFIED) ; 3- COMPLETE SYSTEM WITH RA AND RV AND LV LEADS (LV LEAD QUADRIC POLAR OR BIPOLAR DEPEND ON DEMAND) INTRODUCER SHEATHS DELIVERY SYSTEM FOR LV LEAD AND SURGICAL CABLES AND VENOGRAM BALLOON ; 4- DEVICES WITH DF 1 ALSO TO BE PROVIDED FOR PULSE GENERATOR CHANGES OF OLD IMPLANTS AS PER THE REQUEST OF THE CENTER | INTERVENTIONAL RADIOLOGY AND CARDIAC CATHETERIZATION
3683 | 4220341082000 | RADIATION PROTECTION DRAPE FOR LEFT SUBCLAVIAN ACCESS DURING PACEMAKER PROCEDURES 95% REDUCTION LEAD FREE DISPOSABLE STERILE | INTERVENTIONAL RADIOLOGY AND CARDIAC CATHETERIZATION
3684 | 4220341082100 | RADIATION PROTECTION DRAPE FOR FEMORAL ACCESS 95% REDUCTION LEAD FREE DISPOSABLE STERILE | INTERVENTIONAL RADIOLOGY AND CARDIAC CATHETERIZATION
3685 | 4220341083000 | MICROCATHETER FOR NEUROVASCULAR 0.0165 - 0.017 IN MICROCATHETER SYSTEM ASSORTED TIP SHAPES TWO DISTAL MARKERS CATHETER LENGTH NOT LESS THAN 150 CM DISPOSABLE STERILE | INTERVENTIONAL RADIOLOGY AND CARDIAC CATHETERIZATION
3686 | 4220341083300 | GUIDING CATHETER GUIDING COAXIAL DESIGN FOR NEUROINTERVENTIONAL PROCEDURES STRAIGHT HYDROPHILIC COATING 6 - 8FR 90 - 125 CM D = ISPOSABLE STERILE | INTERVENTIONAL RADIOLOGY AND CARDIAC CATHETERIZATION
3687 | 4220341083400 | GUIDING CATHETER GUIDING COAXIAL DESIGN FOR NEUROINTERVENTIONAL PROCEDURES ANGLED HYDROPHILIC COATING 6 - 8FR 90 - 125 CM DIS = POSABLE STERILE | INTERVENTIONAL RADIOLOGY AND CARDIAC CATHETERIZATION
3688 | 4220341085800 | GUIDEWIRE FOR NEURO INTERVENTION FOR SUPER-SELECTIVE CATHETERIZATION HYDROPHILIC COATING FLOPPY COILED TIP COIL TIP LENGTH NOT LESS THAN 15 CM 0.010IN X 200 -220 CM DISPOSABLE STERILE | INTERVENTIONAL RADIOLOGY AND CARDIAC CATHETERIZATION
3689 | 4220341067900 | SURFACE ELECTRODE FOR CARDIAC ELECTROPHYSIOLOGY 3D MAPPING COMPATIBLE WITH CARTO MACHINE | INTERVENTIONAL RADIOLOGY AND CARDIAC CATHETERIZATION
3690 | 4220341086200 | GUIDEWIRE NITINOL 100% HYDROPHILIC COATED POLYURETHANE COATED STIFF SHAFT STRAIGHT/ANGLED TIP NOT LESS THAN 250 CM DISPOSABLE STERILE | INTERVENTIONAL RADIOLOGY AND CARDIAC CATHETERIZATION
3691 | 4220341064300 | STENT CORONARY BARE METAL LOW PROFILE EXCELLENT FLEXIBILITY AND DELIVERABILITY THIN STRUTS HIGH RADIAL FORCE MINIMAL LATE DIAMETER LOSS TWO MARKERS MUST HAVE LARGE DIAMETERS OF 4.5X AND 5.00X WITHIN THE SIZES RANGE ASSORTED SIZES AS PER HOSPITAL REQUEST | INTERVENTIONAL RADIOLOGY AND CARDIAC CATHETERIZATION
3692 | 4220341064100 | CORONARY BALLOON CATHETER FOR CTO VERY SMALL DIAMETER AND LOW CROSSING PROFILE ASSORTED SIZES AS PER HOSPITAL REQUEST | INTERVENTIONAL RADIOLOGY AND CARDIAC CATHETERIZATION
3693 | 4220341054900 | GUIDEWIRE FOR RADIOFREQUENCY SEPTAL PERFORATION DISPOSABLE STERILE | INTERVENTIONAL RADIOLOGY AND CARDIAC CATHETERIZATION
3694 | 4220341055300 | GUIDEWIRE FOR TAVI PROCEDURES PRESHAPED 0.035IN ASSORTED LENGTHS | INTERVENTIONAL RADIOLOGY AND CARDIAC CATHETERIZATION
3695 | 4220341055400 | GUIDEWIRE, CORONARY PTCA, INTERMEDIATE TIP LOAD, 0.014IN, J-TIP OR STRAIGHT, ASSORTED RANGE AND SIZES AS PER HOSPITAL REQUEST | INTERVENTIONAL RADIOLOGY AND CARDIAC CATHETERIZATION
3696 | 4220341054000 | CLOSURE DEVICE FOR MULTIFENESTRATED ATRIAL SEPTAL DEFECT (ASD) ASSORTED SIZES AS PER HOSPITAL REQUEST | INTERVENTIONAL RADIOLOGY AND CARDIAC CATHETERIZATION
3697 | 4220341053800 | CLOSURE DEVICE FOR ASD OCCLUDER ASSORTED SIZES AS PER HOSPITAL REQUEST | INTERVENTIONAL RADIOLOGY AND CARDIAC CATHETERIZATION
3698 | 4220341053700 | VSD COIL OCCLUSION SYSTEM ASSORTED SIZES AS PER HOSPITAL REQUEST | INTERVENTIONAL RADIOLOGY AND CARDIAC CATHETERIZATION
3699 | 4220341053600 | CLOSURE DEVICE FOR VSD OCCLUDER ASSORTED SIZES AS PER HOSPITAL REQUEST | INTERVENTIONAL RADIOLOGY AND CARDIAC CATHETERIZATION
3700 | 4220341053300 | CLOSURE DEVICE FOR PDA OCCLUDER ASSORTED SIZES AS PER HOSPITAL REQUEST | INTERVENTIONAL RADIOLOGY AND CARDIAC CATHETERIZATION
3701 | 4220341055500 | GUIDEWIRE, CORONARY PTCA, WORKHORSE/FLOPPY, 0.014IN, J-TIP OR STRAIGHT, ASSORTED RANGE AND SIZES AS PER HOSPITAL REQUEST | INTERVENTIONAL RADIOLOGY AND CARDIAC CATHETERIZATION
3702 | 4220341055600 | INTRODUCER SHEATH FOR TRANSSEPTAL PUNCTURE ASSORTED SIZES AS PER HOSPITAL REQUEST | INTERVENTIONAL RADIOLOGY AND CARDIAC CATHETERIZATION
3703 | 4220341053200 | DELIVERY SYSTEM FOR CLOSURE DEFECTS DEVICE 45 ANGLE CURVE ASSORTED SIZES AS PER HOSPITAL REQUEST | INTERVENTIONAL RADIOLOGY AND CARDIAC CATHETERIZATION
3704 | 4220341053100 | DELIVERY SYSTEM FOR CLOSURE DEFECTS DEVICE 180 ANGLE CURVE ASSORTED SIZES AS PER HOSPITAL REQUEST | INTERVENTIONAL RADIOLOGY AND CARDIAC CATHETERIZATION
3705 | 4220341053000 | CLOSURE DEVICE FOR PFO OCCLUDER ASSORTED SIZES AS PER HOSPITAL REQUEST | INTERVENTIONAL RADIOLOGY AND CARDIAC CATHETERIZATION
3706 | 4220341052700 | SIZING BALLOON FOR ATRIAL SEPTAL DEFECT (ASD) STERILE ASSORTED SIZED AS PER HOSPITAL REQUEST | INTERVENTIONAL RADIOLOGY AND CARDIAC CATHETERIZATION
3707 | 4220341064200 | STENT CORONARY DRUG ELUTING THIN STRUTS WITH HIGH RADIAL FORCE NON THROMBOGENIC NON INFLAMMTORY ENHANCED VISIBILITY HIGH FLEXIBILITY WITH THE LATEST TECHNOLOGY ASSORTED SIZES AS PER HOSPITAL REQUEST | INTERVENTIONAL RADIOLOGY AND CARDIAC CATHETERIZATION
3708 | 4220341055800 | INTRODUCER SHEATH SET RADIOPAQUE TIP STRAIGHT OR CURVED 50-90 CM ASSORTED SIZES AS PER HOSPITAL REQUEST | INTERVENTIONAL RADIOLOGY AND CARDIAC CATHETERIZATION
3709 | 4220341056000 | INTRODUCER SHEATH FOR TAVI LONG HYDROPHILIC COATED ASSORTED SIZES AND LENGTHS AS PER HOSPITAL REQUEST | INTERVENTIONAL RADIOLOGY AND CARDIAC CATHETERIZATION
3710 | 4220341052100 | SYRINGE - CORONARY CONTROL SYRINGE 12CC – USED TO INJECT CONTRAST DURING DIAGNOSTIC AND INTERVENTION PROCEDURE, SYRINGE SHOULD BE WITH A RING PLUNGER AND A RING GRIP | INTERVENTIONAL RADIOLOGY AND CARDIAC CATHETERIZATION
3711 | 4220341051900 | CATHETER ARTERIAL STRAIGHT INTIMA 18G - 20G NEEDLE 8-10 CM RADIAL WITH COMPATIBLE GUIDEWIRE DISPOSABLE STERILE | INTERVENTIONAL RADIOLOGY AND CARDIAC CATHETERIZATION
3712 | 4220341051800 | CATHETER ARTERIAL STRAIGHT INTIMA 22G - 24G NEEDLE 5-7 CM RADIAL WITH COMPATIBLE GUIDEWIRE DISPOSABLE STERILE | INTERVENTIONAL RADIOLOGY AND CARDIAC CATHETERIZATION
3713 | 4220341056100 | INTRODUCERS SHEATH SET NON METALLIC NOT RADIOPAQUE TIP DISPOSABLE STERILE ASSORTED SIZES AS PER HOSPITAL REQUEST | INTERVENTIONAL RADIOLOGY AND CARDIAC CATHETERIZATION
3714 | 4220341056200 | INTRODUCER SHEATH FOR CARDIAC BIOPSY FORCEPS ASSORTED SIZES AS PER HOSPITAL REQUEST | INTERVENTIONAL RADIOLOGY AND CARDIAC CATHETERIZATION
3715 | 4220341108100 | PDA COIL OCCLUSION SYSTEM ASSORTED SIZES AS PER HOSPITAL REQUEST | INTERVENTIONAL RADIOLOGY AND CARDIAC CATHETERIZATION
3716 | 4220341062600 | CORONARY MICROCATHETER FOR ANTEGRADE/RETROGRADE PERCUTANEOUS CORONARY INTERVENTION, ASSORTED SIZES AS PER HOSPITAL REQUEST | INTERVENTIONAL RADIOLOGY AND CARDIAC CATHETERIZATION
3717 | 4220341063100 | BALLOON CATHETER DILATATION PEDIATRIC LOW PROFILE ASSORTED SIZES AS PER HOSPITAL REQUEST | INTERVENTIONAL RADIOLOGY AND CARDIAC CATHETERIZATION
3718 | 4220341063300 | BALLOON SEPTOSTOMY CATHETER ASSORTED SIZES AS PER HOSPITAL REQUEST | INTERVENTIONAL RADIOLOGY AND CARDIAC CATHETERIZATION
3719 | 4220341063500 | SCORING BALLOON FOR CORONARY ANGIOPLASTY ASSORTED SIZES AS PER HOSPITAL REQUEST | INTERVENTIONAL RADIOLOGY AND CARDIAC CATHETERIZATION
3720 | 4220341063800 | CORONARY BALLOON CATHETER SEMI-COMPLIANT LOW CROSSING PROFILE ASSORTED SIZES AS PER HOSPITAL REQUEST | INTERVENTIONAL RADIOLOGY AND CARDIAC CATHETERIZATION
3721 | 4220341063900 | CORONARY BALLOON CATHETER NON COMPLIANT HIGH PRESSURE LOW CROSSING PROFILE ASSORTED SIZES AS PER HOSPITAL REQUEST | INTERVENTIONAL RADIOLOGY AND CARDIAC CATHETERIZATION
3722 | 4220341064000 | BALLOON, CORONARY ANGIOPLASTY, DRUG ELUTING, RAPID EXCHANGE WITH TWO MARKERS, 0.014 IN WIRE COMPATIBLE | INTERVENTIONAL RADIOLOGY AND CARDIAC CATHETERIZATION
3723 | 4220341052600 | INFLATION DEVICE KIT CONTAINS: INFLATION SYRINGE WITH SHORT TUBE, 3-WAYS STOPCOCK, INTRODUCER NEEDLE COMPATIBLE WITH 0.014IN PCI WIRE, 1 -2 TORQUE, (WITH BLEED BACK CONTROL VALVE), STEERING HANDLE, UP TO 30 ATM INFLATION CAPABILITY AND QUICK LOCKING MECHANISM, DISPOSABLE, STERILE | INTERVENTIONAL RADIOLOGY AND CARDIAC CATHETERIZATION
3724 | 4220341086300 | GUIDEWIRE NITINOL 100% HYDROPHILIC COATED POLYURETHANE COATED STANDARD/FLEXIBLE SHAFT STRAIGHT/ANGLED TIP NOT LESS THAN 250 CM DISPOSABLE STERILE | INTERVENTIONAL RADIOLOGY AND CARDIAC CATHETERIZATION
3725 | 4220341054300 | EXTENSION DEVICE FOR GUIDE CATHETER, RAPID EXCHANGE, ASSORTED SIZES AS PER HOSPITAL REQUEST | INTERVENTIONAL RADIOLOGY AND CARDIAC CATHETERIZATION
3726 | 4220341086600 | ULTRASOUND PROBE AND CABLE COVER KIT, STERILE, DISPOSABLE, KIT CONTAINS: 13-16 CM X 130-200 CM (WIDTH X LENGTH) ULTRASOUND PROBE COVER, TWO RUBBER BANDS/STRAPS AND 20ML STERILE GEL PACK | INTERVENTIONAL RADIOLOGY AND CARDIAC CATHETERIZATION
3727 | 4220341107600 | SNARE KIT TRIPLE LOOPS EACH KIT MUST INCLUDE: SNARE SNARE GUIDING CATHETER SNARE INTRODUCER DEVICE AND TORQUE DEVICE DISPOSABLE STERILE ASSORTED SIZES AND LENGTHS AS PER HOSPITAL REQUEST | INTERVENTIONAL RADIOLOGY AND CARDIAC CATHETERIZATION
3728 | 4220341107500 | CLOSURE DEVICE FOR PDA WITH DELIVERY SYSTEM ASSORTED SIZES AS PER HOSPITAL REQUEST | INTERVENTIONAL RADIOLOGY AND CARDIAC CATHETERIZATION
3729 | 4220341106900 | PRESSURE MONITORING LINE, 60 CM LONG, PEDIATRIC, WITH MALE AND FEMALE ENDS, NON COMPLIANT, DISPOSABLE, STERILE | INTERVENTIONAL RADIOLOGY AND CARDIAC CATHETERIZATION
3730 | 4220341099400 | INTRODUCER SHEATH SET FOR ABDOMINAL AORTIC ANEURYSM STENTING HYDROPHILIC COATED LENGTH NOT LESS THAN 30 CM ASSORTED SIZES AS PER HOSPITAL REQUEST | INTERVENTIONAL RADIOLOGY AND CARDIAC CATHETERIZATION
3731 | 4220341099100 | AORTIC DISSECTION STENT IN VARIOUS LENGTHS AND DIAMETERS (QUARTER AND HALF SIZES INCLUDED) | INTERVENTIONAL RADIOLOGY AND CARDIAC CATHETERIZATION
3732 | 4220341098900 | COPE NEPHRO-URETEROSTOMY STENT SET ULTRATHANE MATERIAL (NOT SILICONE) INCLUDES ONE FLEXIBLE CATHETER INTRODUCTION STIFFENING CANNULA ACCEPTS 0.035IN GUIDEWIRE STERILE ASSORTED SIZES AS PER HOSPITAL REQUEST | INTERVENTIONAL RADIOLOGY AND CARDIAC CATHETERIZATION
3733 | 4220341093200 | MICROCATHETER FIBERED BRAIDED MICROCATHETER TOTAL LENGTH 100- 150 CM OUTER DIAMETER 2.4 - 2.8 FR MAXIMUM PRESSURE NOT MORE THAN 900 PSI DISPOSABLE STERILE | INTERVENTIONAL RADIOLOGY AND CARDIAC CATHETERIZATION
3734 | 4220341098600 | GUIDEWIRE STANDARD STAINLESS STEEL PTFE-COATED STRAIGHT/J-SHAPED SOFT ATRAUMATIC FLOPPY TIP SIZE 0.035IN ASSORTED LENGTHS DISPOSABLE STERILE | INTERVENTIONAL RADIOLOGY AND CARDIAC CATHETERIZATION
3735 | 4220341098000 | GUIDEWIRE MANDRIL NITINOL PLATINUM COIL TIP 0.018IN LENGTH 40 - 130 CM DISPOSABLE STERILE | INTERVENTIONAL RADIOLOGY AND CARDIAC CATHETERIZATION
3736 | 4220341097900 | GUIDEWIRE STEERABLE HYDROPHILIC COATING ON DISTAL SEGMENT PTFE COATING ON PROXIMAL SEGMENT STAINLESS STEEL CORE 0.014IN - 0.018IN LENGTH NOT LESS THAN 140 CM DISPOSABLE STERILE | INTERVENTIONAL RADIOLOGY AND CARDIAC CATHETERIZATION
3737 | 4220341093800 | GUIDING SHEATH GUIDING COAXIAL DESIGN HYDROPHILIC COATING SOFT TIP DISPOSABLE STERILE. ASSORTED SIZES AND SHAPES AS PER HOSPITAL REQUEST | INTERVENTIONAL RADIOLOGY AND CARDIAC CATHETERIZATION
3738 | 4220341093500 | GUIDING CATHETER GUIDING COAXIAL DESIGN RENAL DOUBLE VISCERAL HYDROPHILIC COATING DISPOSABLE STERILE ASSORTED SIZES AS PER HOSPITAL REQUEST | INTERVENTIONAL RADIOLOGY AND CARDIAC CATHETERIZATION
3739 | 4220341051500 | DEFIBRILLATION PADS ADULT AND PEDIATRIC RADIOLUCENT PACING AND ECG ELECTRODES PADS DISPOSABLE | INTERVENTIONAL RADIOLOGY AND CARDIAC CATHETERIZATION
3740 | 4220341086400 | GUIDEWIRE NITINOL 100% HYDROPHILIC COATED POLYURETHANE COATED STANDARD/FLEXIBLE SHAFT STRAIGHT/ANGLED TIP 145 - 180 CM DISPOSABLE STERILE | INTERVENTIONAL RADIOLOGY AND CARDIAC CATHETERIZATION
3741 | 4220341098400 | GUIDEWIRE AMPLATZ SUPER STIFF STRAIGHT OR J-SHAPED SOFT ATRAUMATIC FLOPPY TIP 0.035IN/0.038IN ASSORTED LENGTHS DISPOSABLE STERILE | INTERVENTIONAL RADIOLOGY AND CARDIAC CATHETERIZATION
3742 | 4220341051400 | HEAD CAP FOR RADIATION PROTECTION DISPOSABLE | INTERVENTIONAL RADIOLOGY AND CARDIAC CATHETERIZATION
3743 | 4220341101600 | STENT STENT GRAFT ENDOVASCULAR FOR ABDOMINAL OR THORACIC AORTIC ANEURYSM STERILE ASSORTED SIZES AS PER HOSPITAL REQUEST | INTERVENTIONAL RADIOLOGY AND CARDIAC CATHETERIZATION
3744 | 4220341087500 | EMBOLIZATION COIL PUSHABLE 0.035IN - 0.038 INCH DELIVERY SYSTEM ASSORTED DIAMETER AND LENGTH AS PER HOSPITAL REQUEST STERILE | INTERVENTIONAL RADIOLOGY AND CARDIAC CATHETERIZATION
3745 | 4220341087000 | EMBOLIZATION PARTICLES ROUND MICROSPHERES BIOCOMPATIBLE PRE-FILLED IN 1 - 2 ML SYRINGE STERILE WIDE RANGE OF SIZES AS PER HOSPITAL REQUEST | INTERVENTIONAL RADIOLOGY AND CARDIAC CATHETERIZATION
3746 | 4220341087100 | EMBOLIZATION PARTICLES POLYVINYL ALCOHOL (PVA) 50 - 1200 MICRON / 2 ML STERILE | INTERVENTIONAL RADIOLOGY AND CARDIAC CATHETERIZATION
3747 | 4220341091100 | NEEDLE RADIOFREQUENCY ABLATION (RFA) DIFFERENT SIZES AND TIP SHAPES INCLUDING GROUNDING PADS DISPOSABLE STERILE THE RFA SYSTEM AND ALL ACCESSORIES MUST BE DELIVERED TO EACH ORDERING CENTER | INTERVENTIONAL RADIOLOGY AND CARDIAC CATHETERIZATION
3748 | 4220341087600 | EMBOLIZATION COIL, PUSHABLE, 0.018IN DELIVERY SYSTEM, ASSORTED DIAMETER AND LENGTH AS PER HOSPITAL REQUEST, STERILE | INTERVENTIONAL RADIOLOGY AND CARDIAC CATHETERIZATION
3749 | 4220341088700 | DRAINAGE CATHETER PERCUTANEOUS MULTIPURPOSE DRAINAGE CATHETER SET HYDROPHILIC 8-8.5 FR LOCKING PIGTAIL STIFFENING CANNULA STAINLESS STEEL TROCAR STYLET CATHETER LENGTH NOT MORE THAN 35 CM DISPOSABLE STERILE | INTERVENTIONAL RADIOLOGY AND CARDIAC CATHETERIZATION
3750 | 4220341088800 | DRAINAGE CATHETER PERCUTANEOUS MULTIPURPOSE DRAINAGE CATHETER SET HYDROPHILIC 5 - 6 FR LOCKING PIGTAIL STIFFENING CANNULA STAINLESS STEEL TROCAR STYLET CATHETER LENGTH NOT MORE THAN 35 CM DISPOSABLE STERILE | INTERVENTIONAL RADIOLOGY AND CARDIAC CATHETERIZATION
3751 | 4220341089800 | PEDAL ACCESS PUNCTURE SET FOR RETROGRADE INFRAPOPLITEAL APPROACH SET CONTAINS: 0.018 INCH GUIDEWIRE 21G ECHOGENIC PUNCTURE NEEDLE MICROPUNCTURE INTRODUCER HEMOSTASIS VALVE DISPOSABLE STERILE | INTERVENTIONAL RADIOLOGY AND CARDIAC CATHETERIZATION
3752 | 4220341090000 | INTRODUCER SHEATH SET METALLIC KINK-RESISTANT SHEATH SIZE: 5 TO 10 FR SHEATH LENGTH: 20 TO 50 CM DISPOSABLE STERILE | INTERVENTIONAL RADIOLOGY AND CARDIAC CATHETERIZATION
3753 | 4220341090200 | BIOPSY SET, TRANS-JUGULAR INTRAHEPATIC, GUIDING CANNULA AND SHEATH, BIOPSY NEEDLE, CHECK FLOW VALVE ADAPTER, STRAIGHT CATHETER AND M ULTIPURPOSE CATHETER, DISPOSABLE, STERILE | INTERVENTIONAL RADIOLOGY AND CARDIAC CATHETERIZATION
3754 | 4220341090300 | TRANSJUGULAR INTRAHEPATIC PORTO-SYSTEMIC SHUNT (TIPSS) SET DISPOSABLE STERILE | INTERVENTIONAL RADIOLOGY AND CARDIAC CATHETERIZATION
3755 | 4220341090700 | BREAST TISSUE MARKER METALLIC CLIP 17G - 18G ASSORTED SHAPES AND LENGTHS MRI COMPATIBLE DISPOSABLE STERILE | INTERVENTIONAL RADIOLOGY AND CARDIAC CATHETERIZATION
3756 | 4220341090400 | MICRO PUNCTURE INTRODUCER SET FOR 0.035IN GUIDEWIRE ACCESS ACCESS NEEDLE: 21 OR 22G 4-9 CM LENGTH GUIDEWIRE 0.018IN 40 - 50 CM LONG COAXIAL INTRODUCER CATHETER 4 -5 FR X 9-15 CM DISPOSABLE STERILE | INTERVENTIONAL RADIOLOGY AND CARDIAC CATHETERIZATION
3757 | 4220341086800 | ATHERECTOMY DEVICE SET, PLAQUE EXCISION, FOR PREDOMINANTLY CALCIFIED LESIONS, RAPID EXCHANGE SYSTEM, LOW PROFILE CATHETER 0.014IN GUIDEWIRE, NO FLOW RESTRICTION DURING CUTTING PASS, DISPOSABLE, STERILE | INTERVENTIONAL RADIOLOGY AND CARDIAC CATHETERIZATION
3758 | 4229180400400 | DEVICE, CIRCUMCISION, PLASTIC, SIZE: 1.4 CM, DISPOSABLE, STERILE | GENERAL CONSUMABLES (GENERAL SURGICAL SUPPLIES) SUPPLEMENTARY
3759 | 4213220512600 | DOUBLE GLOVES, SURGICAL, LATEX FREE, POWDER FREE, HYPOALLERGENIC, SIZE 8 (PAIR IS EQUIVALENT TO PAIR OF 2) | GENERAL CONSUMABLES (GENERAL SURGICAL SUPPLIES) SUPPLEMENTARY
3760 | 4229590315600 | STENT, URETHRAL, POST HYPOSPADIAS, 10 FRENCH X 10-12 CM, STERILE | GENERAL CONSUMABLES (GENERAL SURGICAL SUPPLIES) SUPPLEMENTARY
3761 | 4213220512500 | DOUBLE GLOVES, SURGICAL, LATEX FREE, POWDER FREE, HYPOALLERGENIC, SIZE 7.5 (PAIR IS EQUIVALENT TO PAIR OF 2) | GENERAL CONSUMABLES (GENERAL SURGICAL SUPPLIES) SUPPLEMENTARY
3762 | 4229180400300 | DEVICE, CIRCUMCISION, PLASTIC, SIZE: 1.1 CM, DISPOSABLE, STERILE | GENERAL CONSUMABLES (GENERAL SURGICAL SUPPLIES) SUPPLEMENTARY
3763 | 4229260401600 | DILATOR SET, URETHRAL, S-SHAPE, 8FR - 20FR, STERILE, DISPOSABLE | GENERAL CONSUMABLES (GENERAL SURGICAL SUPPLIES) SUPPLEMENTARY
3764 | 4213170102100 | PACK UPPER EXTREMITY : CONTENTS : 1 BACK TABLE COVER REINFORCED 140X190 CM ; 1 MAYO STAND COVER REINFORCED 75X145 CM ; 1 HAND TABLE DRAPE REINFORCED ABSORBING FLUID 120X120CM ; 1 UTILITY BAG ; 1 SPLIT DRAPE 150X180CM U SHAPED SPLIT 12X60 CM WITH ADHESIVE TAPE ; 2 ADHESIVE TAPE 10 X 50 CM ; 1 WHOLE BODY DRAPE 300X195 CM FENESTRATED ELASTIC FENESTRATION WITH TUBE HOLDER ; 1 NEEDLE COUNTER ; 1 IMPERVIOUS STOCKINETTE MEDIUM SIZED ; SURGICAL GOWN XL SIZE. 1 ; SURGICAL GOWN L SIZE. 1 ; ABSORBENT TOWEL 2 INCH (ACCORDING TO THE ATTACHED FABRIC SPECIFICATION). | GENERAL CONSUMABLES (GENERAL SURGICAL SUPPLIES) SUPPLEMENTARY
3765 | 4229180500300 | LIGATURE, UMBILICAL, NEONATE, COTTON, FOR TYING THE UMBILICAL STUMP DURING UMBILICAL CATHETER INSERTION | GENERAL CONSUMABLES (GENERAL SURGICAL SUPPLIES) SUPPLEMENTARY
3766 | 4214150201300 | APPLICATOR, SPRAY, FLEXIBLE, FOR LAPAROSCOPIC PROCEDURES, FOR HEMOSTATIC POWDER, 14 CM (+/- 2 CM), DISPOSABLE, STERILE | GENERAL CONSUMABLES (GENERAL SURGICAL SUPPLIES) SUPPLEMENTARY
3767 | 4229180500200 | CLAMP, UMBILICAL, BABY, STERILE, DISPOSABLE | GENERAL CONSUMABLES (GENERAL SURGICAL SUPPLIES) SUPPLEMENTARY
3768 | 4219181000400 | PAD, ATTACHMENT, FOR COROMETRICS FETAL SCALP, ELECTRODE CABLE | GENERAL CONSUMABLES (GENERAL SURGICAL SUPPLIES) SUPPLEMENTARY
3769 | 4229180400700 | DEVICE, CIRCUMCISION, PLASTIC, SIZE: 1.7 CM, DISPOSABLE, STERILE | GENERAL CONSUMABLES (GENERAL SURGICAL SUPPLIES) SUPPLEMENTARY
3770 | 4214150201400 | APPLICATOR, SPRAY, FLEXIBLE, FOR LAPAROSCOPIC PROCEDURES, FOR HEMOSTATIC POWDER, 38 CM (+/- 2 CM), DISPOSABLE, STERILE | GENERAL CONSUMABLES (GENERAL SURGICAL SUPPLIES) SUPPLEMENTARY
3771 | 4229590316300 | STENT, URETERAL, SINGLE LOOP, SIZE 7 FR, LENGTH 70-90 CM, STERILE | GENERAL CONSUMABLES (GENERAL SURGICAL SUPPLIES) SUPPLEMENTARY
3772 | 4229590316200 | STENT, URETERAL, SINGLE LOOP, SIZE 6 FR, LENGTH 70-90 CM, STERILE | GENERAL CONSUMABLES (GENERAL SURGICAL SUPPLIES) SUPPLEMENTARY
3773 | 4213170102000 | PACK CRANIOTOMY : CONTENTS : 1 BACK TABLE COVER REINFORCED 140X190 CM ; 1 MAYO STAND COVER REINFORCED 75X145 CM; 4 UTILITY DRAPES WITH ADHESIVE TAPE 75X50 CM ; 1 REINFORCED CRANIOTOMY DRAPE 230 X 290 CM WITH FLUID COLLECTION POUCH WITH SUCTION PORT/S AND TUBE HOLDER ; 2 DRAPES 150X150 CM WITH ADHESIVE TAPE ; 1 NEEDLE COUNTER ; 1 UTILITY BAG AND 2 ADHESIVE TAPE 10 X 50 CM; DISPOSABLE MEDICAL MARKER PEN ; 1 SURGICAL GOWN XL SIZE ; 1 SURGICAL GOWN L SIZE ; 2 ABSORBENT TOWEL 2 INCH (ACCORDING TO THE ATTACHED FABRIC SPECIFICATION) | GENERAL CONSUMABLES (GENERAL SURGICAL SUPPLIES) SUPPLEMENTARY
3774 | 4229180400500 | DEVICE, CIRCUMCISION, PLASTIC, SIZE: 1.5 CM, DISPOSABLE, STERILE | GENERAL CONSUMABLES (GENERAL SURGICAL SUPPLIES) SUPPLEMENTARY
3775 | 4229180400200 | DEVICE, CIRCUMCISION, PLASTIC, SIZE: 1.3 CM, DISPOSABLE, STERILE | GENERAL CONSUMABLES (GENERAL SURGICAL SUPPLIES) SUPPLEMENTARY
3776 | 4214310110700 | TIP, STRAIGHT, MACROTIP, 23 KHZ, SHOULD BE COMPATIBLE WITH HOSPITAL MACHINE | GENERAL CONSUMABLES (GENERAL SURGICAL SUPPLIES) SUPPLEMENTARY
3777 | 4213220512400 | DOUBLE GLOVES, SURGICAL, LATEX FREE, POWDER FREE, HYPOALLERGENIC, SIZE 7 (PAIR IS EQUIVALENT TO PAIR OF 2) | GENERAL CONSUMABLES (GENERAL SURGICAL SUPPLIES) SUPPLEMENTARY
3778 | 4213170105800 | DRAPE WITH ADHESIVE SINGLE HOLE, APERTURE, DIAMETER SIZE 5-7 CM, FABRIC REINFORCEMENT, OVERALL LENGTH 105 X 115 CM (+/- 5 CM ), DISPOSABLE, STERILE | GENERAL CONSUMABLES (GENERAL SURGICAL SUPPLIES) SUPPLEMENTARY
3779 | 4229610007200 | TUBING, MANIFOLD, 36 KHZ, SHOULD BE COMPATIBLE WITH HOSPITAL MACHINE | GENERAL CONSUMABLES (GENERAL SURGICAL SUPPLIES) SUPPLEMENTARY
3780 | 4213170104000 | DRAPE, CRANIOTOMY, WITH TRINGALED POUCH, SURGICAL 220-240 X NOT LESS THAN 295 CM, DISPOSABLE, STERILE | GENERAL CONSUMABLES (GENERAL SURGICAL SUPPLIES) SUPPLEMENTARY
3781 | 4213170103000 | PAD, MAGNETIC FOR INSTRUMENT, SIZE: 25 CM X 40 CM (+/-5CM) DISPOSABLE, STERILE | GENERAL CONSUMABLES (GENERAL SURGICAL SUPPLIES) SUPPLEMENTARY
3782 | 4213170102900 | PACK SPINAL SURGERY : CONTENT : 1 BACK TABLE COVER REINFORCED 140X190 CM, 2 MAYO STAND COVER REINFORCED 75X145 CM, 4 UTILITY DRAPES WITH ADHESIVE TAPE 75X50 CM, 1 IMPERVIOUS U SHAPED DRAPE 150 X 175 CM, 1 HEAVY DUTY REINFORCED U-SHAPED DRAPE 220 X 275 CM, 1 TOP BAR DRAPE 250 X 150 CM WITH TUBE HOLDER AND HEAVY ABSORBENT MATERIAL, , 1 UTILITY BAG AND 1 NEEDLE COUNTER . 1 SURGICAL GOWN XL SIZE. 1 SURGICAL GOWN L SIZE. 2 ABSORBENT TOWEL. (ACCORDING TO THE ATTACHED FABRIC SPECIFICATION ). | GENERAL CONSUMABLES (GENERAL SURGICAL SUPPLIES) SUPPLEMENTARY
3783 | 4213170102800 | SURGICAL TABLE SHEET : NON WOVEN, WITH SUPER ABSORBENT LAYER RUNS ENTIRE LENGTH OF SHEET, HEAVY DUTY, HEAVY ABSORBENT (NOT LESS THAN 3 LITER) CAN BEAR PATIENT WEIGHT DURING SHIFTING OF PATIENT FROM OR TABLE TO TROLLEY. SIZE 250X150CM, NON -STERILE, INDIVIDUALLY PACKED | GENERAL CONSUMABLES (GENERAL SURGICAL SUPPLIES) SUPPLEMENTARY
3784 | 4213170102600 | PACK HIP : CONTENTS : 1 BACK TABLE COVER REINFORCED 140X190 CM ; 1 MAYO STAND COVER REINFORCED 75X145 CM ; 1 DRAPE REINFORCED 120X120CM ; 4 UTILITY DRAPES WITH ADHESIVE TAPE 75X50 CM ; 1 IMPERVIOUS U SHAPED DRAPE 150 X 175 CM ; 1 HEAVY DUTY REINFORCED 150X180CM U SHAPED SPLIT DRAPE WITH ADHESIVE TAPE 18X80 CM ; 5 ADHESIVE TAPE 10X50 CM ; 1 WHOLE BODY DRAPE 300X195 CM FENESTRATED ELASTIC FENESTRATION WITH TUBE HOLDER WITH 2 FLUID COLLECTION POUCH ON RT AND L T SIDES WITH SUCTION PORTS ; 1 NEEDLE COUNTER ; 1 IMPERVIOUS STOCKINET LARGE SIZED ; 1 UTILITY BAG ; 1 HAND TABLE DRAPE REINFORCED 120X120CM ; 4 UTILITY DRAPES WITH ADHESIVE TAPE 75X50 CM ; 1 HEAVY DUTY REINFORCED150X180CM U SHAPED ; SURGICAL GOWN XL SIZE. 1 ; SURGICAL GOWN L SIZE. 1 ; ABSORBENT TOWEL 2 INCH (ACCORDING TO THE ATTACHED FABRIC SPECIFICATION). | GENERAL CONSUMABLES (GENERAL SURGICAL SUPPLIES) SUPPLEMENTARY
3785 | 4213170102500 | PACK PEDIATRIC ENT : CONTENTS : 1 BACK TABLE COVER REINFORCED 140X190 CM ; 1 MAYO STAND COVER REINFORCED 75X145 CM ; UTILITY DRAPES WITH ADHESIVE TAPE 75X50 CM ; 1 NEEDLE COUNTER ; 1 HEAD DRAPE DOUBLE LAYER 130X90 CM WITH ADHESIVE TAPE ; 1 ENT SPLIT SHEET 80X120 CM WITH 5X45 CM SPLIT OPENING WITH ADHESIVE TAPE AND TUBE HOLDER ; 1 UTILITY BAG ; SURGICAL GOWN XL SIZE. 1 ; SURGICAL GOWN L SIZE. 1 ; ABSORBENT TOWEL 2 INCH (ACCORDING TO THE ATTACHED FABRIC SPECIFICATION) | GENERAL CONSUMABLES (GENERAL SURGICAL SUPPLIES) SUPPLEMENTARY
3786 | 4213170102400 | PACK LOWER EXTREMITY : CONTENTS : 1 BACK TABLE COVER REINFORCED 140X190 CM ; 1 MAYO STAND COVER REINFORCED 75X145 CM ; 1 EXTRA DRAPE REINFORCED 120X120CM ; 1 UTILITY BAG ;1 SPLIT DRAPE 150X180 CM U SHAPED SPLIT REINFORCED WITH ADHESIVE TAPE 18X80 CM ; 5 ADHESIVE TAPE 10X50 CM ; 1 WHOLE BODY DRAPE 300X195 CM FENESTRATED ELASTIC FENESTRATION WITH TUBE HOLDER WITH FLUID COLLECTION POUCH WITH SUCTION PORT/S ; 1 NEEDLE COUNTER AND 1 IMPERVIOUS STOCKINETTE LARGE SIZE ; SURGICAL GOWN XL SIZE. 1 ; SURGICAL GOWN L SIZE. 1 ; ABSORBENT TOWEL 2 INCH (ACCORDING TO THE ATTACHED FABRIC SPECIFICATION) | GENERAL CONSUMABLES (GENERAL SURGICAL SUPPLIES) SUPPLEMENTARY
3787 | 4229290300200 | COUNTER, FOR NEEDLE, MAGNETIC, TO SECURE NEEDLES PLACEMENT, RETENTION AND COUNT AFTER USE IN SURGERY, CLEAR TOP, SINGLE BLACK MAGNETIC SWITH BOX LOCKS, COUNT/CAPACITY (10/10), DISPOSABLE, STERILE | GENERAL CONSUMABLES (GENERAL SURGICAL SUPPLIES) SUPPLEMENTARY
3788 | 4213170102300 | PACK ARTHROSCOPY : CONTENTS : 1 BACK TABLE COVER REINFORCED 140X190 CM ; 1 MAYO STAND COVER REINFORCED 75X145 CM ; 1 EXTRA DRAPE REINFORCED 120X120CM ; 1 UTILITY BAG ; 1 SPLIT REINFORCED DRAPE 150X180CM U SHAPED SPLIT 18X80 CM WITH ADHESIVE TAPE ; 1 IMPERVIOUS U SHAPED DRAPE 150 X 175 CM ; 5 ADHESIVE TAPE 10 X 50 CM ; 1 WHOLE BODY DRAPE T SHAPED 255 X 285 X180 CM FENESTRATED WITH CONTROL FABRIC REINFORCEMENT ELASTIC FENESTRATION WITH TUBE HOLDER ; 1 FLUID COLLECTION POUCH ; 1 NEEDLE COUNTER ; 1 IMPERVIOUS STOCKINETTE LARGE SIZED AND 1 EASY APPLICABLE CAMERA CABLE COVER(RING SHAPED) ; 1 SURGICAL GOWN XL SIZE ; 1 SURGICAL GOWN L SIZE ; 2 ABSORBENT TOWEL (ACCORDING TO THE ATTACHED FABRIC SPECIFICATION) | GENERAL CONSUMABLES (GENERAL SURGICAL SUPPLIES) SUPPLEMENTARY
3789 | 4229290300000 | BOOT, RUBBER SHOT, FOR SUTURE, DESIGNED TO FACILITATE THE GRASPING AND TAGGING OF SUTURE, FIRMLY HOLDS THE FINEST SUTURE, WITHOUT DAMAGE, DOES NOT SLIP, RADIOPAQUE, PACKAGE IN CONVENIENT FOAM CARTRIDGE, WITH PEEL OFF ADHESIVE BACKING, ONE CARTRIDGE PER PACKAGE, STERILE | GENERAL CONSUMABLES (GENERAL SURGICAL SUPPLIES) SUPPLEMENTARY
3790 | 4229590303000 | SET, STENT, SILICONE COATED, DOUBLE URETERAL, OPEN ENDED, TAPERED TIP, WITH HOLES IN THE BODY, WITHOUT GUIDEWIRE, AND WITH LOCKABLE PUSHER RADIO-OPAQUE, SIZE: CH 6.0, 24 CM, DISPOSABLE, STERILE | GENERAL CONSUMABLES (GENERAL SURGICAL SUPPLIES) SUPPLEMENTARY
3791 | 4213170106200 | DRAPE, SURGICAL, INCISE, ADHESIVE, SIZE: 15 X 26 CM (+/- 2 CM), DISPOSABLE, STERILE | GENERAL CONSUMABLES (GENERAL SURGICAL SUPPLIES) SUPPLEMENTARY
3792 | 4214310110800 | TIP, CURVED, EXTENDED, MICROTIP, LONG, 36 KHZ, SHOULD BE COMPATIBLE WITH HOSPITAL MACHINE | GENERAL CONSUMABLES (GENERAL SURGICAL SUPPLIES) SUPPLEMENTARY
3793 | 4214310111000 | TIP, CURVED, EXTENDED, PRECISION TIP, 36 KHZ, SHOULD BE COMPATIBLE WITH HOSPITAL MACHINE | GENERAL CONSUMABLES (GENERAL SURGICAL SUPPLIES) SUPPLEMENTARY
3794 | 4214310111100 | BALLOON FOR CERVICAL RIPENING, WITH 18 FRENCH CATHETER, 40-45 CM LENGTH, DOUBLE BALLOON 80 ML VOLUME EACH, | GENERAL CONSUMABLES (GENERAL SURGICAL SUPPLIES) SUPPLEMENTARY
3795 | 4213220512200 | DOUBLE GLOVES, SURGICAL, LATEX FREE, POWDER FREE, HYPOALLERGENIC, SIZE 6 (PAIR IS EQUIVALENT TO PAIR OF 2) | GENERAL CONSUMABLES (GENERAL SURGICAL SUPPLIES) SUPPLEMENTARY
3796 | 4213220512300 | DOUBLE GLOVES, SURGICAL, LATEX FREE, POWDER FREE, HYPOALLERGENIC, SIZE 6.5 (PAIR IS EQUIVALENT TO PAIR OF 2) | GENERAL CONSUMABLES (GENERAL SURGICAL SUPPLIES) SUPPLEMENTARY
3797 | 4229180400100 | DEVICE, CIRCUMCISION, PLASTIC, SIZE: 1.2 CM, DISPOSABLE, STERILE | GENERAL CONSUMABLES (GENERAL SURGICAL SUPPLIES) SUPPLEMENTARY
3798 | 4229590302900 | SET, STENT, SILICONE COATED, DOUBLE URETERAL, OPEN ENDED, TAPERED TIP, WITH HOLES IN THE BODY, WITHOUT GUIDEWIRE, AND WITH LOCKABLE PUSHER RADIO-OPAQUE, SIZE: CH 6.0, 22 CM, DISPOSABLE, STERILE | GENERAL CONSUMABLES (GENERAL SURGICAL SUPPLIES) SUPPLEMENTARY
3799 | 4213220513000 | GLOVES, SURGICAL, NON-POWDERED, MICRO THIN, PEEL PACK, SIZE: 8.5, INDIVIDUALLY WRAPPED IN INNER PACK, DISPOSABLE, STERILE | GENERAL CONSUMABLES (GENERAL SURGICAL SUPPLIES) SUPPLEMENTARY
3800 | 4229590302700 | SET, STENT, INDWELLING, POLYURETHANE, DOUBLE URETERAL PIGTAIL STENT, OPEN ENDED, TAPERED TIP, WITH HOLES IN THE BODY, WITHOUT GUIDEWIRE, AND WITH LOCKABLE PUSHER RADIO-OPAQUE, SIZE: CH 6, 28 CM, DISPOSABLE, STERILE | GENERAL CONSUMABLES (GENERAL SURGICAL SUPPLIES) SUPPLEMENTARY
3801 | 4229580903100 | TIP, CURVED, EXTENDED, STANDARD TIP, 36 KHZ, SHOULD BE COMPATIBLE WITH HOSPITAL MACHINE | GENERAL CONSUMABLES (GENERAL SURGICAL SUPPLIES) SUPPLEMENTARY
3802 | 4213160800900 | SCRUB SUIT (SHIRT AND PANTS) FOR FEMALE, SIZES XL, WITH COMFORT FIT DESIGN AND SHORT SLEEVES ROUND SHAPE COLLAR WITH BACK NECK SNAP BUTTONS, TIES AROUND THE WASTE, RESISTANCE TO MICROBIAL PENETRATION DRY, RESISTANCE TO TENSILE AND BURST WET AND DRY, CLEAN (NON-STERILE), SHOULD BE FLAME RESISTANCE, BLUE COLOR, NOT SEE THROUGH MATERIALS, SINGLE PACK, SINGLE USE | GENERAL CONSUMABLES (GENERAL SURGICAL SUPPLIES) SUPPLEMENTARY
3803 | 4213160800800 | SCRUB SUIT (SHIRT AND PANTS) FOR FEMALE, SIZES LARGE, WITH COMFORT FIT DESIGN AND SHORT SLEEVES ROUND SHAPE COLLAR WITH BACK NECK SNAP BUTTONS, TIES AROUND THE WASTE, RESISTANCE TO MICROBIAL PENETRATION DRY, RESISTANCE TO TENSILE AND BURST WET AND DRY, CLEAN (NON-STERILE), SHOULD BEFLAME RESISTANCE, BLUE COLOR, NOT SEE THROUGH MATERIALS, SINGLE PACK, SINGLE USE | GENERAL CONSUMABLES (GENERAL SURGICAL SUPPLIES) SUPPLEMENTARY
3804 | 4213160800700 | SCRUB SUIT (SHIRT AND PANTS) FOR FEMALE, SIZES MEDIUM, WITH COMFORT FIT DESIGN AND SHORT SLEEVES ROUND SHAPE COLLAR WITH BACK NECK SNAP BUTTONS, TIES AROUND THE WASTE, RESISTANCE TO MICROBIAL PENETRATION DRY, RESISTANCE TO TENSILE AND BURST WET AND DRY, CLEAN (NON-STERILE), SHOULD BEFLAME RESISTANCE, BLUE COLOR, NOT SEE THROUGH MATERIALS, SINGLE PACK, SINGLE USE | GENERAL CONSUMABLES (GENERAL SURGICAL SUPPLIES) SUPPLEMENTARY
3805 | 4213160800600 | SCRUB SUIT (SHIRT AND PANTS) FOR FEMALE, SIZES XXXL, WITH COMFORT FIT DESIGN AND SHORT SLEEVES ROUND SHAPE COLLAR WITH BACK NECK SNAP BUTTONS, TIES AROUND THE WASTE, RESISTANCE TO MICROBIAL PENETRATION DRY, RESISTANCE TO TENSILE AND BURST WET AND DRY, CLEAN (NON-STERILE), SHOULD BEFLAME RESISTANCE, BLUE COLOR, NOT SEE THROUGH MATERIALS, SINGLE PACK, SINGLE USE | GENERAL CONSUMABLES (GENERAL SURGICAL SUPPLIES) SUPPLEMENTARY
3806 | 4213160800500 | SCRUB SUIT (SHIRT AND PANTS) FOR FEMALE, SIZES SMALL, WITH COMFORT FIT DESIGN AND SHORT SLEEVES ROUND SHAPE COLLAR WITH BACK NECK SNAP BUTTONS, TIES AROUND THE WASTE, RESISTANCE TO MICROBIAL PENETRATION DRY, RESISTANCE TO TENSILE AND BURST WET AND DRY, CLEAN (NON-STERILE), SHOULD BEFLAME RESISTANCE, BLUE COLOR, NOT SEE THROUGH MATERIALS, SINGLE PACK, SINGLE USE | GENERAL CONSUMABLES (GENERAL SURGICAL SUPPLIES) SUPPLEMENTARY
3807 | 4213160800400 | SCRUB SUIT (SHIRT AND PANTS) FOR MALE, SIZES XXX- LARGE, WITH COMFORT FIT DESIGN AND SHORT SLEEVES, V SHAPE COLLAR, TIES AROUND THE WASTE, AND HIGH RESISTANCE TO MICROBIAL PENETRATION DRY, AND CAN REPLACE LAMINAR AIR FLOW (COTTON/ POLYESTER ) RESISTANCE TO TENSILE AND BURST WET AND DRY, CLEAN (NON-STERILE), SHOULD BEFLAME RESISTANCE, BLUE COLOR, NOT SEE THROUGH MATERIALS, SINGLE PACK, SINGLE USE | GENERAL CONSUMABLES (GENERAL SURGICAL SUPPLIES) SUPPLEMENTARY
3808 | 4213160800300 | SCRUB SUIT (SHIRT AND PANTS) FOR MALE, SIZES XX- LARGE, WITH COMFORT FIT DESIGN AND SHORT SLEEVES, V SHAPE COLLAR, TIES AROUND THE WASTE, AND HIGH RESISTANCE TO MICROBIAL PENETRATION DRY, AND CAN REPLACE LAMINAR AIR FLOW (COTTON/ POLYESTER ) RESISTANCE TO TENSILE AND BURST WET AND DRY, CLEAN (NON-STERILE), SHOULD BEFLAME RESISTANCE, BLUE COLOR, NOT SEE THROUGH MATERIALS, SINGLE PACK, SINGLE USE | GENERAL CONSUMABLES (GENERAL SURGICAL SUPPLIES) SUPPLEMENTARY
3809 | 4213160800200 | SCRUB SUIT (SHIRT AND PANTS) FOR MALE, SIZES X- LARGE, WITH COMFORT FIT DESIGN AND SHORT SLEEVES, V SHAPE COLLAR, TIES AROUND THE WASTE, AND HIGH RESISTANCE TO MICROBIAL PENETRATION DRY, AND CAN REPLACE LAMINAR AIR FLOW (COTTON/ POLYESTER ) RESISTANCE TO TENSILE AND BURST WET AND DRY, CLEAN (NON-STERILE), SHOULD BEFLAME RESISTANCE, BLUE COLOR, NOT SEE THROUGH MATERIALS, SINGLE PACK, SINGLE USE | GENERAL CONSUMABLES (GENERAL SURGICAL SUPPLIES) SUPPLEMENTARY
3810 | 4213170106300 | DRAPE, SURGICAL, INCISE, ADHESIVE, SIZE: 30 X 26 CM (+/- 2 CM), DISPOSABLE, STERILE | GENERAL CONSUMABLES (GENERAL SURGICAL SUPPLIES) SUPPLEMENTARY
3811 | 4213160800000 | SCRUB SUIT (SHIRT AND PANTS) FOR MALE, SIZES MEDIUM WITH COMFORT FIT DESIGN AND SHORT SLEEVES, V SHAPE COLLAR, TIES AROUND THE WASTE, AND HIGH RESISTANCE TO MICROBIAL PENETRATION DRY, AND CAN REPLACE LAMINAR AIR FLOW (COTTON/ POLYESTER ) RESISTANCE TO TENSILE AND BURST WET AND DRY, CLEAN (NON-STERILE), SHOULD BEFLAME RESISTANCE, BLUE COLOR, NOT SEE THROUGH MATERIALS, SINGLE PACK, SINGLE USE | GENERAL CONSUMABLES (GENERAL SURGICAL SUPPLIES) SUPPLEMENTARY
3812 | 4213160701600 | JACKET, WARM-UP, KNIT CUFF COLLAR, MULTI LAYER, LATEX FREE, BLUE, X-LARGE, DISPOSABLE | GENERAL CONSUMABLES (GENERAL SURGICAL SUPPLIES) SUPPLEMENTARY
3813 | 4229580903000 | TIP, CURVED, EXTENDED, MICROTIP, 36 KHZ, SHOULD BE COMPATIBLE WITH HOSPITAL MACHINE | GENERAL CONSUMABLES (GENERAL SURGICAL SUPPLIES) SUPPLEMENTARY
3814 | 4214000065200 | SET, SHEATH, URETERAL ACCESS, 12/14 FRENCH, 45 CM (+/- 2CM) | GENERAL CONSUMABLES (GENERAL SURGICAL SUPPLIES) SUPPLEMENTARY
3815 | 4214000065100 | SET, SHEATH, URETERAL ACCESS, 12/14 FRENCH, 35 CM (+/- 2CM) | GENERAL CONSUMABLES (GENERAL SURGICAL SUPPLIES) SUPPLEMENTARY
3816 | 4214000065000 | SHEATH, RENAL, O.D. 34 FR (11.5 MM) I.D. 30 FR (10.1 MM) 17 CM LENGTH, FOR PERCUTANEOUS EXTRACTION OF KIDNEY STONE, STERILE | GENERAL CONSUMABLES (GENERAL SURGICAL SUPPLIES) SUPPLEMENTARY
3817 | 4229230700300 | WRENCH, TORQUE, STERILE TIP, 36 KHZ, SHOULD BE COMPATIBLE WITH HOSPITAL MACHINE | GENERAL CONSUMABLES (GENERAL SURGICAL SUPPLIES) SUPPLEMENTARY
3818 | 4229230700200 | Y TUBE, FOR ENDO, V PUMP, FOR GAS INSUFFLATION AND REGULATION, DISPOSABLE | GENERAL CONSUMABLES (GENERAL SURGICAL SUPPLIES) SUPPLEMENTARY
3819 | 4229580500000 | CATHETER, UTERINE BALLOON FOR ENDOMETRIAL THERMAL ABLATION, AVERAGE 4 TO 6 MM, SILICONE, FOR CLOSED AUTOMATED ENDOMETRIAL THERMAL ABLATION SYS TEM, (GENERATOR/SYSTEM TO BE PROVIDED WITH AN ORDER OF 30 BALLOONS FREE OF CHARGE), DISPOSABLE, STERILE | GENERAL CONSUMABLES (GENERAL SURGICAL SUPPLIES) SUPPLEMENTARY
3820 | 4229580200400 | ABLATION TISSUE PROSTATE THERAPY SYSTEM, WITH STERILE CABLE AND TUBING, STERILE SYRINGE, STERILE SPIKE ADAPTOR, AND 50ML STERILE WATER VIAL | GENERAL CONSUMABLES (GENERAL SURGICAL SUPPLIES) SUPPLEMENTARY
3821 | 4229580200000 | TUBING, MANIFOLD, 23 KHZ, SHOULD BE COMPATIBLE WITH HOSPITAL MACHINE | GENERAL CONSUMABLES (GENERAL SURGICAL SUPPLIES) SUPPLEMENTARY
3822 | 4229230700100 | WRENCH, TORQUE, STERILE TIP, 23 KHZ, SHOULD BE COMPATIBLE WITH HOSPITAL MACHINE | GENERAL CONSUMABLES (GENERAL SURGICAL SUPPLIES) SUPPLEMENTARY
3823 | 4213160701500 | JACKET, WARM-UP, KNIT CUFF COLLAR, MULTI LAYER, LATEX FREE, BLUE, SMALL, DISPOSABLE | GENERAL CONSUMABLES (GENERAL SURGICAL SUPPLIES) SUPPLEMENTARY
3824 | 4213160701400 | JACKET, WARM-UP, KNIT CUFF COLLAR, MULTI LAYER, LATEX FREE, BLUE, MEDIUM, DISPOSABLE | GENERAL CONSUMABLES (GENERAL SURGICAL SUPPLIES) SUPPLEMENTARY
3825 | 4213160701300 | JACKET, WARM-UP, KNIT CUFF COLLAR, MULTI LAYER, LATEX FREE, BLUE, LARGE, DISPOSABLE | GENERAL CONSUMABLES (GENERAL SURGICAL SUPPLIES) SUPPLEMENTARY
3826 | 4213160801000 | SCRUB SUIT (SHIRT AND PANTS) FOR FEMALE, SIZES XXL, WITH COMFORT FIT DESIGN AND SHORT SLEEVES ROUND SHAPE COLLAR WITH BACK NECK SNAP BUTTONS, TIES AROUND THE WASTE, RESISTANCE TO MICROBIAL PENETRATION DRY, RESISTANCE TO TENSILE AND BURST WET AND DRY, CLEAN (NON-STERILE), SHOULD BE FLAME RESISTANCE, BLUE COLOR, NOT SEE THROUGH MATERIALS, SINGLE PACK, SINGLE USE | GENERAL CONSUMABLES (GENERAL SURGICAL SUPPLIES) SUPPLEMENTARY
3827 | 4229590302800 | SET, STENT, SILICONE COATED, DOUBLE URETERAL, OPEN ENDED, TAPERED TIP, WITH HOLES IN THE BODY, WITHOUT GUIDEWIRE, AND WITH LOCKABLE PUSHER RADIO-OPAQUE, SIZE: CH 6.0, 20 CM, DISPOSABLE, STERILE | GENERAL CONSUMABLES (GENERAL SURGICAL SUPPLIES) SUPPLEMENTARY
3828 | 4229580903200 | TIP, STRAIGHT, EXTENDED, MICROTIP, 36 KHZ, SHOULD BE COMPATIBLE WITH HOSPITAL MACHINE | GENERAL CONSUMABLES (GENERAL SURGICAL SUPPLIES) SUPPLEMENTARY
3829 | 4213170100100 | ACK U-SHAPED (BREAST / CHEST) : CONTENTS: 1 BACK TABLE COVER REINFORCED 140X190 CM; 1 MAYO STAND COVER REINFORCED 75X145 CM ; 4 UTILITY DRAPES WITH ADHESIVE TAPE 75X50 CM ; 2 EXTRA DRAPES 125 X 100 CM WITH ADHESIVE TAPE ; 1 NEEDLE COUNTER ; 2 ADHESIVE TAPE 10 X 50 CM, 1 ; 1 BAR SHEET 270 X 155 CM WITH ISO-SEAL POSITIONING TAPE AND PE 75X50 CM ; 1 BREAST / CHEST U-DRAPE 195 X 300CM WITH 20 X 55 CM SPLIT WITH ISO-SEAL POSITIONING TAPE AND FABRIC REINFORCEMENT AND TUBE HOLDERS ; 1 BAR SHEET 270 X 155 CM WITH ISO-SEAL POSITIONING TAPE ; 1 UTILITY BAG ; 1SURGICAL GOWN XL SIZE ; 1SURGICAL GOWN L SIZE ; ABSORBENT TOWEL 2IN (ACCORDING TO THE ATTACHED FABRIC SPECIFICATION) | GENERAL CONSUMABLES (GENERAL SURGICAL SUPPLIES) SUPPLEMENTARY
3830 | 4229590302500 | SET, STENT, INDWELLING POLYURETHANE, DOUBLE URETERAL PIGTAIL STENT, OPEN ENDED, TAPERED TIP, WITH HOLES IN THE BODY, WITH COMPATIBLE GUIDEWIRE, AND LOCKABLE PUSHER RADIO-OPAQUE, , SIZE: CH 4.7 - 5.0, 20 CM, DISPOSABLE, STERILE | GENERAL CONSUMABLES (GENERAL SURGICAL SUPPLIES) SUPPLEMENTARY
3831 | 4229590301300 | STENT, URETHRAL, POST HYPOSPADIAS, 8 FRENCH X 10-12 CM, STERILE | GENERAL CONSUMABLES (GENERAL SURGICAL SUPPLIES) SUPPLEMENTARY
3832 | 4213220512700 | DOUBLE GLOVES, SURGICAL, LATEX FREE, POWDER FREE, HYPOALLERGENIC, SIZE 8.5 (PAIR IS EQUIVALENT TO PAIR OF 2) | GENERAL CONSUMABLES (GENERAL SURGICAL SUPPLIES) SUPPLEMENTARY
3833 | 4213220512800 | GLOVES, SURGICAL, NON-POWDERED, MICRO THIN, PEEL PACK, SIZE: 6, INDIVIDUALLY WRAPPED IN INNER PACK, DISPOSABLE, STERILE, ONE (1) EACH = ONE (1) PAIR | GENERAL CONSUMABLES (GENERAL SURGICAL SUPPLIES) SUPPLEMENTARY
3834 | 4213220512900 | GLOVES, SURGICAL, NON-POWDERED, MICRO THIN, PEEL PACK, SIZE: 8, INDIVIDUALLY WRAPPED IN INNER PACK, DISPOSABLE, STERILE | GENERAL CONSUMABLES (GENERAL SURGICAL SUPPLIES) SUPPLEMENTARY
3835 | 4229160706400 | INSTRUMENT, CURETTE WITH SCRAPER, MOLDED FROM A HIGH-STIFFNESS, LENGTH 14 CM (+/-2), STERILE, DISPOSABLE | GENERAL CONSUMABLES (GENERAL SURGICAL SUPPLIES) SUPPLEMENTARY
3836 | 4213170101900 | PACK SURGICAL EYE ( OPHTHALMOLOGY ) : CONTENTS : 1 BACK TABLE COVER REINFORCED 140X190 CM 40X65 CM ; 1 MAYO STAND COVER REINFORCED 75X145 CM ; 1 NEEDLE COUNTER ; 1 FULL BODY OPHTHALMIC DRAPE 180 X290 WITH 5 X 4 CM EYE FENESTRATION;10 WEEKSEL (K- SPONGE) ; 1 UTILITY BAG AND MEDICATION LABELS ; 1 DEXAMETHAZONE (WHITE) 1 GENTAMYCINE (WHITE) 1 MICHOL (WHITE) 1 AVASTINE INJECTION (WHITE) ; SURGICAL GOWN XL SIZE. 1 ; SURGICAL GOWN L SIZE. 1 ; ABSORBENT TOWEL 2 INCH (ACCORDING TO THE ATTACHED FABRIC SPECIFICATION) | GENERAL CONSUMABLES (GENERAL SURGICAL SUPPLIES) SUPPLEMENTARY
3837 | 4213170101800 | PACK ADULT ENT : CONTENTS: 1 BACK TABLE COVER REINFORCED 140X190 CM ; 1 MAYO STAND COVER REINFORCED 75X145 CM ; 4 UTILITY DRAPES WITH ADHESIVE TAPE 75X50 CM ; 1 UTILITY BAG ; 1 HEAD DRAPE DOUBLE LAYER 130X90 CM WITH ADHESIVE TAPE; 1 ENT SPLIT SHEET 80X200 CM WITH 7 X 55 CM SPLIT OPENING WITH ADHESIVE TAPE AND TUBE HOLDER; 2 ADHESIVE TAPE 10 X 50 CM AND 1 NEEDLE COUNTER ; 1 SURGICAL GOWN XL SIZE ; 1 SURGICAL GOWN L SIZE ; 2 ABSORBENT TOWEL (ACCORDING TO THE ATTACHED FABRIC SPECIFICATION) | GENERAL CONSUMABLES (GENERAL SURGICAL SUPPLIES) SUPPLEMENTARY
3838 | 4229160703000 | CURETTE, SKIN, 5 MM, DISPOSABLE, STERILE | GENERAL CONSUMABLES (GENERAL SURGICAL SUPPLIES) SUPPLEMENTARY
3839 | 4229160702900 | CURETTE, SKIN, 4 MM, DISPOSABLE, STERILE | GENERAL CONSUMABLES (GENERAL SURGICAL SUPPLIES) SUPPLEMENTARY
3840 | 4229250201100 | HEADBAND, SURGICAL, FOR COOLING, NON-STERILE, DISPOSABLE | GENERAL CONSUMABLES (GENERAL SURGICAL SUPPLIES) SUPPLEMENTARY
3841 | 4213170101700 | PACK CESAREAN SECTION CONTENTS : 1 BACK TABLE COVER REINFORCED 140X 190 CM ; 1 MAYO STAND COVER REINFORCED 75X145 CM ; 4 UTILITY DRAPES WITH ADHESIVE TAPE 75X50 CM; 1 UTILITY BAG ; 1 WHOLE BODY DRAPE T SHAPED 255 X300 X190 CM FENESTRATED WITH CONTROL FABRIC REINFORCEMENT 30 X30 CM WITH TUBE HOLDER ON BOTH SIDES WITH FLUID COLLECTION POUCH WITH SUCTION PORT/S ; 1 NEEDLE COUNTER; 2 ADHESIVE TAPE 10 X 50 CM ; 2 UMBILICAL CORD CLAMP ; 1 BABY BLANKET 80 X75 CM ; 1 PLACENTA BASIN AND 1 NASAL SUCTION BULB SYRINGE ; 1 SURGICAL GOWN XL SIZE ; 1 SURGICAL GOWN L SIZE ; 2 ABSORBENT TOWEL 2INCH (ACCORDING TO THE ATTACHED FABRIC SPECIFICATION) | GENERAL CONSUMABLES (GENERAL SURGICAL SUPPLIES) SUPPLEMENTARY
3842 | 4229250200900 | HANDPIECE, FOR ARGON, CUTTING AND COAGULATION, 3.5-4 M CORD, | GENERAL CONSUMABLES (GENERAL SURGICAL SUPPLIES) SUPPLEMENTARY
3843 | 4229250200800 | HANDPIECE, BLUE, FOR USE WITH OPEN ULTRASONIC DEVICES GENERATORS, REUSABLE | GENERAL CONSUMABLES (GENERAL SURGICAL SUPPLIES) SUPPLEMENTARY
3844 | 4213170101600 | PACK DELIVERY : CONTENTS : 1 BACK TABLE COVER REINFORCED 140X190 CM ; 1 MAYO STAND COVER REINFORCED 75X145 CM ; 2 LEGGING 110X75 CM ; 1 UTILITY BAG ;1 UNDER BUTTOCK DRAPE 85 X105 CM REINFORCED WITH POUCH WITH SUCTION PORT/S ; 1 IMPERVIOUS U SHAPED DRAPE 150 X 175 CM ; 1 PERINEAL DRAPE 100 X100 CM WITH TRIANGULAR FENESTRATION 25X25X25 CM ; 1 NEEDLE COUNTER ; 2 UMBILICAL CORD CLAMPS ; 1 BABY BLANKET 80 X75 CM ; 2 ADHESIVE TAPE 10 X 50 CM ; 1 PLACENTA BASIN AND 1 NASAL SUCTION BULB SYRINGE ; SURGICAL GOWN XL SIZE. 1 ; SURGICAL GOWN L SIZE. 1 ; ABSORBENT TOWEL 2 INCH (ACCORDING TO THE ATTACHED FABRIC SPECIFICATION) | GENERAL CONSUMABLES (GENERAL SURGICAL SUPPLIES) SUPPLEMENTARY
3845 | 4213170101500 | PACK ENDO-UROLOGIC : CONTENTS : 1 BACK TABLE COVER REINFORCED 140X190 CM ; 1 MAYO STAND COVER REINFORCED 75X145 CM ; 1 REINFORCED PERINEAL DRAPE SPECIALIZED FOR ENDOUROLOGICAL OPERATIONS 75 X180 CM FENESTRATED 12 X12X12 CM WITH FLUID COLLECTION POUCH WITH SUCTION PORT/S AND TUBE HOLDER IN BOTH SIDES ; 2 ADHESIVE TAPE 10 X 50 CM ; 1 UPPER DRAPE 110 X 170 CM ; 2 LEGGING 110 X 75 CM ; 1 EASY APPLICABLE CAMERA CABLE COVER ; SURGICAL GOWN XL SIZE. 1 ; SURGICAL GOWN L SIZE. 1 ; ABSORBENT TOWEL 2 INCH (ACCORDING TO THE ATTACHED FABRIC SPECIFICATION) | GENERAL CONSUMABLES (GENERAL SURGICAL SUPPLIES) SUPPLEMENTARY
3846 | 4213170101300 | PACK HEMORRHOIDECTOMY : CONTENTS : 1 BACK TABLE COVER REINFORCED 140 X 190 CM ; 1 MAYO STAND COVER, REINFORCED 75X145 CM ; 1 UTILITY TOP DRAPE WITH TUBE HOLDER 100X80 CM ; 1 UTILITY BAG ; 2 LEGGING 110 X 75 CM ; 1 UNDER BUTTOCK DRAPE REINFORCED WITH ADHESIVE TAPE 80 X 105 CM ; SURGICAL GOWN XL SIZE. 1 ; SURGICAL GOWN L SIZE. 1 ; ABSORBENT TOWEL 2 INCH (ACCORDING TO THE ATTACHED FABRIC SPECIFICATION), 1 PLASTIC POUCH | GENERAL CONSUMABLES (GENERAL SURGICAL SUPPLIES) SUPPLEMENTARY
3847 | 4213170101200 | PACK ULTRA MAJOR SURGICAL : CONTENTS: 1 BACK TABLE COVER REINFORCED 140 X 190 CM ; 1 MAYO STAND COVER REINFORCED 75X145 CM ; 4 UTILITY DRAPES WITH ADHESIVE TAPE 75X50 CM ; 1 UTILITY BAG ; 1 WHOLE BODY DRAPE T SHAPED 255 X 285 X180 CM FENESTRATED WITH CONTROL FABRIC REINFORCEMENT 30 X 30CM WITH TUBE HOLDER ; 1 LOWER DRAPE REINFORCED 125 X 170CM WITH ADHESIVE TAPE ; 2 LEGGING 110 X 75 CM 2 ADHESIVE TAPE 10 X 50 CM ; 1 NEEDLE COUNTER ; SURGICAL GOWN XL SIZE. 1 ; SURGICAL GOWN L SIZE. 1 ; ABSORBENT TOWEL 2 INCH (ACCORDING TO THE ATTACHED FABRIC SPECIFICATION) | GENERAL CONSUMABLES (GENERAL SURGICAL SUPPLIES) SUPPLEMENTARY
3848 | 4213170101100 | PACK LAPAROSCOPIC CHOLECYSTECTOMY : CONTENTS: 1 BACK TABLE COVER REINFORCED 140 X 190 CM ; 1 MAYO STAND COVER REINFORCED 75 X145 CM ; 4 UTILITY DRAPES WITH ADHESIVE TAPE 75X50 CM ; 1 UTILITY BAG ; 1 WHOLE BODY DRAPE T SHAPED 255 X 285 X180 CM FENESTRATED WITH CONTROL FABRIC REINFORCEMENT 30 X 30CM ; 1 LOWER DRAPE REINFORCED 125 X 170CM WITH ADHESIVE TAPE WITH TUBE HOLDER ; 1 EASY APPLICABLE CAMERA CABLE COVER(RING SHAPED) ; 2 ADHESIVE TAPE 10 X 50 CM AND LAPAROSCOPIC INSTRUMENTS POUCH WITH ADHESIVE CAPABILITY TO BE FIXED TO DRAPE; SURGICAL GOWN XL SIZE. 1 ; SURGICAL GOWN L SIZE. 1 ; ABSORBENT TOWEL 2 INCH (ACCORDING TO THE ATTACHED FABRIC SPECIFICATION) | GENERAL CONSUMABLES (GENERAL SURGICAL SUPPLIES) SUPPLEMENTARY
3849 | 4213170101000 | PACK MINOR SURGERY : CONTENTS: 1 BACK TABLE COVER REINFORCED 100 X 100 CM ; 4 UTILITY DRAPES WITH ADHESIVE TAPE 75X50 CM ; 1 UTILITY BAG (ACCORDING TO THE ATTACHED FABRIC SPECIFICATION) | GENERAL CONSUMABLES (GENERAL SURGICAL SUPPLIES) SUPPLEMENTARY
3850 | 4213170100900 | PACK ULTRA UNIVERSAL : CONTENTS : BACK TABLE COVER REINFORCED 140X 190 CM 1 MAYO STAND COVER REINFORCED 75X145 CM 4 UTILITY DRAPES WITH ADHESIVE TAPE 75X50 CM 1 UTILITY BAG 1 UPPER PART DRAPE REINFORCED WITH ADHESIVE TAPE 125 X150 CM WITH TUBE HOLDER 1 LOWER DRAPE REINFORCED 125 X 170CM WITH ADHESIVE TAPE WITH TUBE HOLDER 2 SIDE DRAPE REINFORCED 120 X80CM WITH ADHESIVE TAPE 2 EXTRA DRAPES 125 X 100 CM WITH ADHESIVE TAPE 1 NEEDLE COUNTER AND. 2 ADHESIVE TAPE 10 X 50 CM. . SURGICAL GOWN XL SIZE. 1 SURGICAL GOWN L SIZE. 2 ABSORBENT TOWEL. (ACCORDING TO THE ATTACHED FABRIC SPECIFICATION) | GENERAL CONSUMABLES (GENERAL SURGICAL SUPPLIES) SUPPLEMENTARY
3851 | 4213170100700 | DRAPE, STERILE-ALL PURPOSE MAKING STERILE FIELD FOR ANY PROCEDURE, WITH STICKY CENTRAL HOLE 10 X 10 CM ( +/- 2 CM ), SIZES 50 X 60 CM ( +/- 5 CM) , STICKY ON THE UPPER EDGE, DISPOSABLE, STERILE, INDIVIDUAL PACKAGING | GENERAL CONSUMABLES (GENERAL SURGICAL SUPPLIES) SUPPLEMENTARY
3852 | 4213170100600 | DRAPE, FENESTRATED, FABRIC REINFORCEMENT, 4 X 12 INCH ( +/- 1 INCH ), DISPOSABLE, STERILE | GENERAL CONSUMABLES (GENERAL SURGICAL SUPPLIES) SUPPLEMENTARY
3853 | 4213170100500 | DRAPE, SHEET, LAPAROSCOPY, FABRIC REINFORCEMENT, 104 X 75 X 120 INCH ( +/- 2 INCH), DISPOSABLE, STERILE | GENERAL CONSUMABLES (GENERAL SURGICAL SUPPLIES) SUPPLEMENTARY
3854 | 4213170100400 | DRAPE, FABRIC REINFORCEMENT, 76 X 75 INCH (+/- 5 INCH), DISPOSABLE, STERILE | GENERAL CONSUMABLES (GENERAL SURGICAL SUPPLIES) SUPPLEMENTARY
3855 | 4228200100000 | TIP CLEANSER, ELECTRO SURGICAL FOR CLEANING THE TIP OF DIATHERMY, X-RAY DETECTABLE, SIZE 2 INCH X 2 INCH, ONE SIDE STICKY, DISPOSABLE, STERILE | GENERAL CONSUMABLES (GENERAL SURGICAL SUPPLIES) SUPPLEMENTARY
3856 | 4213160800100 | SCRUB SUIT (SHIRT AND PANTS) FOR MALE, SIZES LARGE, WITH COMFORT FIT DESIGN AND SHORT SLEEVES, V SHAPE COLLAR, TIES AROUND THE WASTE, AND HIGH RESISTANCE TO MICROBIAL PENETRATION DRY, AND CAN REPLACE LAMINAR AIR FLOW (COTTON/ POLYESTER ) RESISTANCE TO TENSILE AND BURST WET AND DRY, CLEAN (NON-STERILE), SHOULD BEFLAME RESISTANCE, BLUE COLOR, NOT SEE THROUGH MATERIALS, SINGLE PACK, SINGLE USE | GENERAL CONSUMABLES (GENERAL SURGICAL SUPPLIES) SUPPLEMENTARY
3857 | 4213170114000 | DRAPE, SURGICAL, INCISE, ANTIMICROBIAL, ADHESIVE, SIZE: 60 X 45 CM (+/- 5 CM), STERILE | GENERAL CONSUMABLES (GENERAL SURGICAL SUPPLIES) SUPPLEMENTARY
3858 | 4229161302200 | BLADE SCALPEL CARBON / STAINLESS STEEL SIZE: 11 G DISPOSABLE STERILE | GENERAL CONSUMABLES (GENERAL SURGICAL SUPPLIES) SUPPLEMENTARY
3859 | 4229180002900 | INSTRUMENT, FORCEPS, KOCHER, STRAIGHT, MOLDED FROM A HIGH-STIFFNESS, LENGTH 16 CM (+/-2), STERILE, DISPOSABLE | GENERAL CONSUMABLES (GENERAL SURGICAL SUPPLIES) SUPPLEMENTARY
3860 | 4229180002800 | INSTRUMENT, FORCEPS, KELLY, STRAIGHT, MOLDED FROM A HIGH-STIFFNESS, LENGTH 14 CM (+/-2), STERILE, DISPOSABLE | GENERAL CONSUMABLES (GENERAL SURGICAL SUPPLIES) SUPPLEMENTARY
3861 | 4229180002700 | INSTRUMENT, FORCEPS, IRIS, NON-TOOTHED, MOLDED FROM A HIGH-STIFFNESS, LENGTH 12 CM (+/-2), STERILE, DISPOSABLE | GENERAL CONSUMABLES (GENERAL SURGICAL SUPPLIES) SUPPLEMENTARY
3862 | 4229180002600 | INSTRUMENT, FORCEPS, HALSTED MOSQUITO, STRAIGHT, MOLDED FROM A HIGH-STIFFNESS, 12 CM LENGTH (+/-2), STERILE, DISPOSABLE | GENERAL CONSUMABLES (GENERAL SURGICAL SUPPLIES) SUPPLEMENTARY
3863 | 4229180002500 | INSTRUMENT, FORCEPS, DISSECTING, MOLDED FROM A HIGH-STIFFNESS, LENGTH 14 CM (+/-2), STERILE, DISPOSABLE | GENERAL CONSUMABLES (GENERAL SURGICAL SUPPLIES) SUPPLEMENTARY
3864 | 4229180002400 | INSTRUMENT, FORCEPS, ADSON, NON-TOOTHED, MOLDED FROM A HIGH-STIFFNESS, LENGTH 12 CM (+/-2), STERILE, DISPOSABLE | GENERAL CONSUMABLES (GENERAL SURGICAL SUPPLIES) SUPPLEMENTARY
3865 | 4213220508500 | GLOVES, SURGICAL, LATEX, NON-POWDERED, PEEL PACK, PAIR, SIZE: 7.5, INDIVIDUALLY WRAPPED IN INNER PACK, DISPOSABLE, STERILE ; ONE (1) EACH = ONE (1) PAIR | GENERAL CONSUMABLES (GENERAL SURGICAL SUPPLIES) SUPPLEMENTARY
3866 | 4213220510000 | GLOVES, SURGICAL, NON LATEX, NON-POWDERED, PEEL PACK, PAIR, SIZE: 7.5, INDIVIDUALLY WRAPPED IN INNER PACK, DISPOSABLE, STERILE ; ONE (1) EACH = ONE (1) PAIR | GENERAL CONSUMABLES (GENERAL SURGICAL SUPPLIES) SUPPLEMENTARY
3867 | 4213220510100 | GLOVES, SURGICAL, NON LATEX, NON-POWDERED, PEEL PACK, PAIR, SIZE: 8, INDIVIDUALLY WRAPPED IN INNER PACK, DISPOSABLE, STERILE ; ONE (1) EACH = ONE (1) PAIR | GENERAL CONSUMABLES (GENERAL SURGICAL SUPPLIES) SUPPLEMENTARY
3868 | 4213220510200 | GLOVES, SURGICAL, LATEX, NON-POWDERED, PEEL PACK, PAIR, SIZE: 6, INDIVIDUALLY WRAPPED IN INNER PACK, DISPOSABLE, STERILE ; ONE (1) EACH = ONE (1) PAIR | GENERAL CONSUMABLES (GENERAL SURGICAL SUPPLIES) SUPPLEMENTARY
3869 | 4213220507400 | GLOVES, SURGICAL, LATEX, NON-POWDERED, PEEL PACK, PAIR, SIZE: 5.5, INDIVIDUALLY WRAPPED IN INNER PACK, DISPOSABLE, STERILE ; ONE (1) EACH = ONE (1) PAIR | GENERAL CONSUMABLES (GENERAL SURGICAL SUPPLIES) SUPPLEMENTARY
3870 | 4213170402800 | TOWEL OPERATING ROOM LATEX SAFE PREWASHED AND DELINTED S.U.D WITH TAIL 40 X 65 CM ( +/- 2 CM ) PACK OF 10 DISPOSABLE STERILE | GENERAL CONSUMABLES (GENERAL SURGICAL SUPPLIES) SUPPLEMENTARY
3871 | 4213170402700 | TOWEL OPERATING ROOM LATEX SAFE PREWASHED AND DELINTED S.U.D WITH TAIL 50 X 65 CM ( +/- 5 CM ) PACK OF 10 DISPOSABLE STERILE | GENERAL CONSUMABLES (GENERAL SURGICAL SUPPLIES) SUPPLEMENTARY
3872 | 4213170402600 | DRAPE, NON-ABSORBENT, WITH ADHESIVE TAPE, SIZE 70 X 50 CM (+/- 5 CM), DISPOSABLE, STERILE | GENERAL CONSUMABLES (GENERAL SURGICAL SUPPLIES) SUPPLEMENTARY
3873 | 4213170204900 | SURGICAL GOWN, DOUBLE WRAPPED, BLUE COLOR, EXCELLENT MICROBIAL BARRIER, ANTISTATIC, BREATHABLE FABRIC, FLUID REPELLENT, LIGHT WEIGHT MATERIAL , RESISTANT TO TEARING, COMFORTABLE, LONG SLEEVES WITH CLOSING OF 7 CM ELASTIC STOCKINET CUFF, DISPOSABLE, STERILE, SMALL SIZE WITH TWO ABSORBENT TOWEL | GENERAL CONSUMABLES (GENERAL SURGICAL SUPPLIES) SUPPLEMENTARY
3874 | 4213170204800 | SURGICAL GOWN, DOUBLE WRAPPED, BLUE COLOR, EXCELLENT MICROBIAL BARRIER, ANTISTATIC, BREATHABLE FABRIC, FLUID REPELLENT, LIGHT WEIGHT MATERIAL , RESISTANT TO TEARING, COMFORTABLE, LONG SLEEVES WITH CLOSING OF 7 CM ELASTIC STOCKINET CUFF, DISPOSABLE, STERILE, MEDIUM SIZE WITH TWO ABSORBENT TOWEL | GENERAL CONSUMABLES (GENERAL SURGICAL SUPPLIES) SUPPLEMENTARY
3875 | 4213170204200 | SURGICAL GOWN, DOUBLE WRAPPED, BLUE COLOR, ZONED-IMPERVIOUS REINFORCED FROM CHEST TO DOWN ABDOMINAL AND ARMS TILL ELBOW, EXCELLENT MICROBIAL BARRIER, ANTISTATIC, BREATHABLE FABRIC, FLUID REPELLENT, LIGHT WEIGHT MATERIAL , RESISTANT TO TEARING, COMFORTABLE, LONG SLEEVES WITH CLOSING OF 7 CM ELASTIC STOCKINET CUFF, DISPOSABLE, STERILE, LARGE SIZE WITH TWO ABSORBENT TOWEL | GENERAL CONSUMABLES (GENERAL SURGICAL SUPPLIES) SUPPLEMENTARY
3876 | 4213220507500 | GLOVES, SURGICAL, LATEX, THICK WALL, NON-POWDERED, BROWN COLOR, FOR ORTHOPEDIC PROCEDURE, HYPOALLERGENIC, PEEL PACK, SIZE: 6.5, PACKING: INDIVIDUALLY WRAPPED IN INNER PACK, 50 PAIRS / BOX, DISPOSABLE, STERILE ; ONE (1) EACH = ONE (1) PAIR | GENERAL CONSUMABLES (GENERAL SURGICAL SUPPLIES) SUPPLEMENTARY
3877 | 4213220507600 | GLOVES, SURGICAL, NON - POWDERED MICRO THIN PEEL PACK SIZE: 6.5 INDIVIDUALLY WRAPPED IN INNER PACK DISPOSABLE STERILE ; ONE (1) EACH = ONE (1) PAIR | GENERAL CONSUMABLES (GENERAL SURGICAL SUPPLIES) SUPPLEMENTARY
3878 | 4213220507700 | GLOVES, SURGICAL, NON - POWDERED MICRO THIN PEEL PACK SIZE: 7.0 INDIVIDUALLY WRAPPED IN INNER PACK DISPOSABLE STERILE ; ONE (1) EACH = ONE (1) PAIR | GENERAL CONSUMABLES (GENERAL SURGICAL SUPPLIES) SUPPLEMENTARY
3879 | 4213220508200 | GLOVES, SURGICAL, NON-POWDERED, MADE FROM POLYISOPRENE, LATEX-FREE, HYPOALLERGENIC, PEEL PACK, SIZE: 7, INDIVIDUALLY WRAPPED IN INNER PACK, DISPOSABLE, STERILE ; ONE (1) PACKET = ONE (1) PAIR | GENERAL CONSUMABLES (GENERAL SURGICAL SUPPLIES) SUPPLEMENTARY
3880 | 4213220508300 | GLOVES, SURGICAL, NON-POWDERED, MADE FROM POLYISOPRENE, LATEX-FREE, HYPOALLERGENIC, PEEL PACK, SIZE: 7.5, INDIVIDUALLY WRAPPED IN INNER PACK, DISPOSABLE, STERILE ; ONE (1) PACKET = ONE (1) PAIR | GENERAL CONSUMABLES (GENERAL SURGICAL SUPPLIES) SUPPLEMENTARY
3881 | 4213170204100 | SURGICAL GOWN, DOUBLE WRAPPED, BLUE COLOR, ZONED-IMPERVIOUS REINFORCED FROM CHEST TO DOWN ABDOMINAL AND ARMS TILL ELBOW, EXCELLENT MICROBIAL BARRIER, ANTISTATIC, BREATHABLE FABRIC, FLUID REPELLENT, LIGHT WEIGHT MATERIAL , RESISTANT TO TEARING, COMFORTABLE, LONG SLEEVES WITH CLOSING OF 7 CM ELASTIC STOCKINET CUFF, DISPOSABLE, STERILE, X- LARGE SIZE WITH TWO ABSORBENT TOWEL | GENERAL CONSUMABLES (GENERAL SURGICAL SUPPLIES) SUPPLEMENTARY
3882 | 4213170204000 | SURGICAL GOWN, DOUBLE WRAPPED, BLUE COLOR, ZONED-IMPERVIOUS REINFORCED FROM CHEST TO DOWN ABDOMINAL AND ARMS TILL ELBOW, EXCELLENT MICROBIAL BARRIER, ANTISTATIC, BREATHABLE FABRIC, FLUID REPELLENT, LIGHT WEIGHT MATERIAL, RESISTANT TO TEARING, COMFORTABLE, LONG SLEEVES WITH CLOSING OF 7 CM ELASTIC STOCKINET CUFF, DISPOSABLE, STERILE, XX- LARGE SIZE WITH TWO ABSORBENT TOWEL | GENERAL CONSUMABLES (GENERAL SURGICAL SUPPLIES) SUPPLEMENTARY
3883 | 4213170203800 | SURGICAL GOWN, DOUBLE WRAPPED, BLUE COLOR, EXCELLENT MICROBIAL BARRIER, ANTISTATIC, BREATHABLE FABRIC, FLUID REPELLENT, LIGHT WEIGHT MATERIAL, RESISTANT TO TEARING, COMFORTABLE, LONG SLEEVES WITH CLOSING OF 7 CM ELASTIC STOCKINET CUFF, DISPOSABLE, STERILE, XX-LARGE SIZE WITH TWO ABSORBENT TOWEL | GENERAL CONSUMABLES (GENERAL SURGICAL SUPPLIES) SUPPLEMENTARY
3884 | 4213220506400 | GLOVES, SURGICAL, NON - POWDERED MICRO THIN PEEL PACK SIZE: 7.5 INDIVIDUALLY WRAPPED IN INNER PACK DISPOSABLE STERILE ; ONE (1) EACH = ONE (1) PAIR | GENERAL CONSUMABLES (GENERAL SURGICAL SUPPLIES) SUPPLEMENTARY
3885 | 4213170203700 | SURGICAL GOWN, DOUBLE WRAPPED, BLUE COLOR, EXCELLENT MICROBIAL BARRIER, ANTISTATIC, BREATHABLE FABRIC, FLUID REPELLENT, LIGHT WEIGHT MATERIAL , RESISTANT TO TEARING, COMFORTABLE, LONG SLEEVES WITH CLOSING OF 7 CM ELASTIC STOCKINET CUFF, DISPOSABLE, STERILE, X-LARGE SIZE WITH TWO ABSORBENT TOWEL | GENERAL CONSUMABLES (GENERAL SURGICAL SUPPLIES) SUPPLEMENTARY
3886 | 4213220509900 | GLOVES, SURGICAL, NON LATEX, NON-POWDERED, PEEL PACK, PAIR, SIZE: 7, INDIVIDUALLY WRAPPED IN INNER PACK, DISPOSABLE, STERILE ; ONE (1) EACH = ONE (1) PAIR | GENERAL CONSUMABLES (GENERAL SURGICAL SUPPLIES) SUPPLEMENTARY
3887 | 4213220509700 | GLOVES, SURGICAL, NON LATEX, NON-POWDERED, PEEL PACK, PAIR, SIZE: 6, INDIVIDUALLY WRAPPED IN INNER PACK, DISPOSABLE, STERILE ; ONE (1) EACH = ONE (1) PAIR | GENERAL CONSUMABLES (GENERAL SURGICAL SUPPLIES) SUPPLEMENTARY
3888 | 4229553601200 | IMPLANT, BREAST, RESTERILIZABLE GEL SIZERS, ROUND, HIGH AND MODERATE PLUS PROFILE, ASSORTED SIZES | GENERAL CONSUMABLES (GENERAL SURGICAL SUPPLIES) SUPPLEMENTARY
3889 | 4229171000000 | HOOK, AMNIOTIC HOOK, PLASTIC, STRAIGHT OR CURVED, DISPOSABLE, STERILE | GENERAL CONSUMABLES (GENERAL SURGICAL SUPPLIES) SUPPLEMENTARY
3890 | 4213220502800 | GLOVES, SURGICAL, NON-POWDERED, MADE FROM POLYISOPRENE, LATEX-FREE, HYPOALLERGENIC, PEEL PACK, SIZE: 6, INDIVIDUALLY WRAPPED IN INNER PACK, DISPOSABLE, STERILE | GENERAL CONSUMABLES (GENERAL SURGICAL SUPPLIES) SUPPLEMENTARY
3891 | 4213220504200 | GLOVES, SURGICAL, LATEX, NON-POWDERED, PEEL PACK, PAIR, SIZE: 6.5, INDIVIDUALLY WRAPPED IN INNER PACK, DISPOSABLE, STERILE ; ONE (1) PIECE = ONE (1) PAIR | GENERAL CONSUMABLES (GENERAL SURGICAL SUPPLIES) SUPPLEMENTARY
3892 | 4213220504300 | GLOVES, SURGICAL, LATEX, NON-POWDERED, PEEL PACK, PAIR, SIZE: 7, INDIVIDUALLY WRAPPED IN INNER PACK, DISPOSABLE, STERILE ; ONE (1) EACH = ONE (1) PAIR | GENERAL CONSUMABLES (GENERAL SURGICAL SUPPLIES) SUPPLEMENTARY
3893 | 4213220504400 | GLOVES, SURGICAL, LATEX, NON-POWDERED, PEEL PACK, PAIR, SIZE: 8.5, INDIVIDUALLY WRAPPED IN INNER PACK, DISPOSABLE, STERILE ; ONE (1) PIECE = ONE (1) PAIR | GENERAL CONSUMABLES (GENERAL SURGICAL SUPPLIES) SUPPLEMENTARY
3894 | 4213220505800 | GLOVES, SURGICAL, NON-POWDERED, MADE FROM POLYISOPRENE, LATEX-FREE, HYPOALLERGENIC, PEEL PACK, SIZE: 8.5, INDIVIDUALLY WRAPPED IN INNER PACK, DISPOSABLE, STERILE ; ONE (1) EACH = ONE (1) PAIR | GENERAL CONSUMABLES (GENERAL SURGICAL SUPPLIES) SUPPLEMENTARY
3895 | 4229180003000 | INSTRUMENT, FORCEPS, PEAN, STRAIGHT, MOLDED FROM A HIGH-STIFFNESS, LENGTH 14 CM (+/-2), STERILE, DISPOSABLE | GENERAL CONSUMABLES (GENERAL SURGICAL SUPPLIES) SUPPLEMENTARY
3896 | 4229180003100 | INSTRUMENT, FORCEPS, ROCHESTER-PEAN, STRAIGHT, MOLDED FROM A HIGH-STIFFNESS, LENGTH 16 CM (+/-2), STERILE, DISPOSABLE | GENERAL CONSUMABLES (GENERAL SURGICAL SUPPLIES) SUPPLEMENTARY
3897 | 4229180003200 | INSTRUMENT, FORCEPS, SPONGE, STRAIGHT, MOLDED FROM A HIGH-STIFFNESS, LENGTH 20 CM (+/-2), STERILE, DISPOSABLE | GENERAL CONSUMABLES (GENERAL SURGICAL SUPPLIES) SUPPLEMENTARY
3898 | 4229180003300 | INSTRUMENT, FORCEPS, TISSUE, TOOTHED, MOLDED FROM A HIGH-STIFFNESS, LENGTH 14 CM (+/-2), STERILE, DISPOSABLE | GENERAL CONSUMABLES (GENERAL SURGICAL SUPPLIES) SUPPLEMENTARY
3899 | 4229180100000 | BAND, FOR HEMORRHOID, RUBBER, (PROVIDE RUBBER BAND APPLICATOR WITH EACH 50 RUBBER), DISPOSABLE, STERILE | GENERAL CONSUMABLES (GENERAL SURGICAL SUPPLIES) SUPPLEMENTARY
3900 | 4229553602400 | EXPANDER, TISSUE, SMOOTH, PLUS, WITH SUTURE TABS, ASSORTED SIZES | GENERAL CONSUMABLES (GENERAL SURGICAL SUPPLIES) SUPPLEMENTARY
3901 | 4213220508700 | GLOVES SURGICAL NON - POWDERED MADE FROM POLYISOPRENE LATEX - FREE HYPOALLERGENIC PEEL PACK SIZE: 6.5 INDIVIDUALLY WRAPPED IN INNER PACK DISPOSABLE STERILE ; ONE (1) EACH = ONE (1) PAIR | GENERAL CONSUMABLES (GENERAL SURGICAL SUPPLIES) SUPPLEMENTARY
3902 | 4229553602700 | IMPLANT, BREAST, GEL, SMOOTH ROUND, HIGH AND MODERATE PLUS PROFILE XTRA, ASSORTED SIZES | GENERAL CONSUMABLES (GENERAL SURGICAL SUPPLIES) SUPPLEMENTARY
3903 | 4229163310500 | TIP, SABER, 36 KHZ, SHOULD BE COMPATIBLE WITH HOSPITAL MACHINE | GENERAL CONSUMABLES (GENERAL SURGICAL SUPPLIES) SUPPLEMENTARY
3904 | 4229553602800 | IMPLANT, BREAST, GEL, SMOOTH ROUND, HIGH AND MODERATE PLUS PROFILE, ASSORTED SIZES | GENERAL CONSUMABLES (GENERAL SURGICAL SUPPLIES) SUPPLEMENTARY
3905 | 4213220508800 | GLOVES SURGICAL NON - POWDERED MADE FROM POLYISOPRENE LATEX - FREE HYPOALLERGENIC PEEL PACK SIZE: 8 INDIVIDUALLY WRAPPED IN INNER PACK DISPOSABLE STERILE ; ONE (1) EACH = ONE (1) PAIR | GENERAL CONSUMABLES (GENERAL SURGICAL SUPPLIES) SUPPLEMENTARY
3906 | 4229553701500 | IMPLANT, PENILE, INFLATABLE, ASSORTED SIZES (1) EACH = ONE (1) KIT | GENERAL CONSUMABLES (GENERAL SURGICAL SUPPLIES) SUPPLEMENTARY
3907 | 4213220509200 | GLOVES, SURGICAL, NON LATEX, NON-POWDERED, PEEL PACK, PAIR, SIZE: 8.5, INDIVIDUALLY WRAPPED IN INNER PACK, DISPOSABLE, STERILE ; ONE (1) EACH = ONE (1) PAIR | GENERAL CONSUMABLES (GENERAL SURGICAL SUPPLIES) SUPPLEMENTARY
3908 | 4213220509300 | GLOVES, SURGICAL, LATEX, THICK WALL, NON-POWDERED, BROWN COLOR, FOR ORTHOPEDIC PROCEDURE, HYPOALLERGENIC, PEEL PACK, SIZE: 7, PACKING: INDIVIDUALLY WRAPPED IN INNER PACK, 50 PAIRS / BOX, DISPOSABLE, STERILE ; ONE (1) EACH = ONE (1) PAIR | GENERAL CONSUMABLES (GENERAL SURGICAL SUPPLIES) SUPPLEMENTARY
3909 | 4229180218700 | CLIP, SCALP, HEMOSTATIC, SECURE ATRAUMATIC PLACEMENT, NON BULKY, LOW PROFILE, HYPO-ALLERGENIC, DISPOSABLE, STERILE, APPLIER MUST BE PROVIDED FREE OF CHARGE WITH 3000 CLIPS | GENERAL CONSUMABLES (GENERAL SURGICAL SUPPLIES) SUPPLEMENTARY
3910 | 4213220509400 | GLOVES, SURGICAL, LATEX, THICK WALL, NON-POWDERED, BROWN COLOR, FOR ORTHOPEDIC PROCEDURE, HYPOALLERGENIC, PEEL PACK, SIZE: 7.5, PACKING: INDIVIDUALLY WRAPPED IN INNER PACK, 50 PAIRS / BOX, DISPOSABLE, STERILE ; ONE (1) EACH = ONE (1) PAIR | GENERAL CONSUMABLES (GENERAL SURGICAL SUPPLIES) SUPPLEMENTARY
3911 | 4213220509500 | GLOVES, SURGICAL, LATEX, THICK WALL, NON-POWDERED, BROWN COLOR, FOR ORTHOPEDIC PROCEDURE, HYPOALLERGENIC, PEEL PACK, SIZE: 8, PACKING: INDIVIDUALLY WRAPPED IN INNER PACK, 50 PAIRS/ BOX, DISPOSABLE, STERILE ; ONE (1) EACH = ONE (1) PAIR | GENERAL CONSUMABLES (GENERAL SURGICAL SUPPLIES) SUPPLEMENTARY
3912 | 4213220509600 | GLOVES, SURGICAL, LATEX, THICK WALL, NON-POWDERED, BROWN COLOR, FOR ORTHOPEDIC PROCEDURE, HYPOALLERGENIC, PEEL PACK, SIZE: 8.5, PACKING: INDIVIDUALLY WRAPPED IN INNER PACK, 50 PAIRS / BOX, DISPOSABLE, STERILE (PACKET) ; ONE (1) PACKET = ONE (1) PAIR | GENERAL CONSUMABLES (GENERAL SURGICAL SUPPLIES) SUPPLEMENTARY
3913 | 4213220509800 | GLOVES, SURGICAL, NON LATEX, NON-POWDERED, PEEL PACK, PAIR, SIZE: 6.5, INDIVIDUALLY WRAPPED IN INNER PACK, DISPOSABLE, STERILE ; ONE (1) EACH = ONE (1) PAIR | GENERAL CONSUMABLES (GENERAL SURGICAL SUPPLIES) SUPPLEMENTARY
3914 | 4213220512100 | DOUBLE GLOVES, SURGICAL, LATEX FREE, POWDER FREE, HYPOALLERGENIC, SIZE 5.5 (PAIR IS EQUIVALENT TO PAIR OF 2) | GENERAL CONSUMABLES (GENERAL SURGICAL SUPPLIES) SUPPLEMENTARY
3915 | 4213170203600 | SURGICAL GOWN, DOUBLE WRAPPED, BLUE COLOR, EXCELLENT MICROBIAL BARRIER, ANTISTATIC, BREATHABLE FABRIC, FLUID REPELLENT, LIGHT WEIGHT MATERIAL , RESISTANT TO TEARING, COMFORTABLE, LONG SLEEVES WITH CLOSING OF 7 CM ELASTIC STOCKINET CUFF, DISPOSABLE, STERILE, LARGE SIZE WITH TWO ABSORBENT TOWEL | GENERAL CONSUMABLES (GENERAL SURGICAL SUPPLIES) SUPPLEMENTARY
3916 | 4213170201000 | SURGICAL GOWN, DOUBLE WRAPPED, BLUE COLOR, ZONED-IMPERVIOUS REINFORCED FROM CHEST TO DOWN ABDOMINAL AND ARMS TILL ELBOW, EXCELLENT MICROBIAL BARRIER, ANTISTATIC, BREATHABLE FABRIC, FLUID REPELLENT, LIGHT WEIGHT MATERIAL, RESISTANT TO TEARING, COMFORTABLE, LONG SLEEVES WITH CLOSING OF 7 CM ELASTIC STOCKINET CUFF, DISPOSABLE, STERILE, SMALL SIZE WITH TWO ABSORBENT TOWEL | GENERAL CONSUMABLES (GENERAL SURGICAL SUPPLIES) SUPPLEMENTARY
3917 | 4213170113300 | DRAPE, PACK SURGICAL, LAPAROTOMY, UNIVERSAL COMPONENTS: 1 BACK TABLE COVER REINFORCED 140 X 190 CM, 1 MAYO STAND COVER REINFORCED 75X145 CM, 4 UTILITY DRAPES WITH ADHESIVE TAPE 75X50 CM, 1 UTILITY BAG, 1 WHOLE BODY DRAPE T SHAPED 255 X 285 X180 CM FENESTRATED WITH CONTROL FABRIC REINFORCEMENT, 30 X 30CM WITH TUBE HOLDER, 1 LOWER DRAPE REINFORCED 125 X 170CM WITH ADHESIVE TAPE, 2 LEGGING 110 X 75 CM 2 ADHESIVE TAPE 10 X 50 CM, 1 NEEDLE COUNTER, SURGICAL GOWN XL SIZE. 1, SURGICAL GOWN L SIZE. 1, ABSORBENT TOWEL 2X, STERILE | GENERAL CONSUMABLES (GENERAL SURGICAL SUPPLIES) SUPPLEMENTARY
3918 | 4213170113100 | DRAPE, MAYO STAND COVER, FLUID REPELLANT, TEAR/SLIP RESISTANT, NON-WOVEN, 20-25 X 50-55 INCH, STERILE | GENERAL CONSUMABLES (GENERAL SURGICAL SUPPLIES) SUPPLEMENTARY
3919 | 4213170113000 | DRAPE, LEGGING, LITHOTOMY, 70 X 120 CM (+/- 5 CM), 2/ PK, DISPOSABLE, STERILE | GENERAL CONSUMABLES (GENERAL SURGICAL SUPPLIES) SUPPLEMENTARY
3920 | 4213170112800 | DRAPE, SURGICAL, INCISE, ADHESIVE, SIZE: 30 X 55 CM (+/- 3 CM), DISPOSABLE, STERILE | GENERAL CONSUMABLES (GENERAL SURGICAL SUPPLIES) SUPPLEMENTARY
3921 | 4213170112700 | DRAPE WITH ADHESIVE SINGLE HOLE, APERTURE, OVERALL LENGTH 90 X 75 CM (+/- 5 CM ), DISPOSABLE, STERILE | GENERAL CONSUMABLES (GENERAL SURGICAL SUPPLIES) SUPPLEMENTARY
3922 | 4213170112500 | DRAPE, ANGIOGRAPHY, FEMORAL, LOWER PORTION, TRANSPARENT, 77 X 100 INCH (+/- 5 INCH), DISPOSABLE, STERILE | GENERAL CONSUMABLES (GENERAL SURGICAL SUPPLIES) SUPPLEMENTARY
3923 | 4213170112400 | DRAPE, PEDIATRIC LAP SHEET 60 X 105 INCH ( +/- 3 IN ), 3 INCH X 8 INCH FENESTRATION CONTROL PLUS FABRIC REINFORCEMENT, STERILE | GENERAL CONSUMABLES (GENERAL SURGICAL SUPPLIES) SUPPLEMENTARY
3924 | 4213170111200 | DRAPE, USED TO AID IN MAINTAINING ASEPTIC CONDITIONS WITHIN LIFE PORT KIDNEY TRANSPORTER PERFUSION CIRCUIT, DISPOSABLE, STERILE | GENERAL CONSUMABLES (GENERAL SURGICAL SUPPLIES) SUPPLEMENTARY
3925 | 4213170109400 | SLEEVE, FOR SURGEON'S ARM, DISPOSABLE, STERILE | GENERAL CONSUMABLES (GENERAL SURGICAL SUPPLIES) SUPPLEMENTARY
3926 | 4213170108700 | DRAPE WITH ADHESIVE SINGLE HOLE, APERTURE, DIAMETER SIZE 5-7 CM, FABRIC REINFORCEMENT, OVERALL LENGTH 75 X 75 CM (+/- 5 CM ), DISPOSABLE, STERILE | GENERAL CONSUMABLES (GENERAL SURGICAL SUPPLIES) SUPPLEMENTARY
3927 | 4213170107900 | TOWEL, SURGICAL HAND, ABSORBENT LINT FREE, NON-WOVEN, 30 X 45 CM (+/- 3 CM), 2/PK, STERILE | GENERAL CONSUMABLES (GENERAL SURGICAL SUPPLIES) SUPPLEMENTARY
3928 | 4213170107300 | DRAPE, FENESTRATED, SIZE 122 CM X 132 CM ( +/- 5 CM ), WITH FENESTRATION SIZE 20 CM X 36 CM, AND INCISE DRAPE, DISPOSABLE, STERILE | GENERAL CONSUMABLES (GENERAL SURGICAL SUPPLIES) SUPPLEMENTARY
3929 | 4229161305700 | BLADE SCALPEL, CARBON / STAINLESS STEEL, WITH PLASTIC HANDLE, SIZE: 24 G, PACKING: INDIVIDUALLY PACKED, DISPOSABLE, STERILE | GENERAL CONSUMABLES (GENERAL SURGICAL SUPPLIES) SUPPLEMENTARY
3930 | 4229161305400 | BLADE SCALPEL, CARBON / STAINLESS STEEL, WITH PLASTIC HANDLE, SIZE: 21 G, PACKING: INDIVIDUALLY PACKED, DISPOSABLE, STERILE | GENERAL CONSUMABLES (GENERAL SURGICAL SUPPLIES) SUPPLEMENTARY
3931 | 4229161305300 | BLADE SCALPEL, CARBON / STAINLESS STEEL, WITH PLASTIC HANDLE, SIZE: 20 G, PACKING: INDIVIDUALLY PACKED, DISPOSABLE, STERILE | GENERAL CONSUMABLES (GENERAL SURGICAL SUPPLIES) SUPPLEMENTARY
3932 | 4229161305000 | BLADE SCALPEL, CARBON / STAINLESS STEEL, WITH PLASTIC HANDLE, SIZE: 15 G, PACKING: INDIVIDUALLY PACKED, DISPOSABLE, STERILE | GENERAL CONSUMABLES (GENERAL SURGICAL SUPPLIES) SUPPLEMENTARY
3933 | 4229161304700 | BLADE SCALPEL, WITH PLASTIC HANDLE AND RETRACTABLE BLADE, SIZE 10, DISPOSABLE, STERILE | GENERAL CONSUMABLES (GENERAL SURGICAL SUPPLIES) SUPPLEMENTARY
3934 | 4229161304100 | SHAVING HEAD SINGLE-USE, FOR HAIR CLIPPER, DOES NOT CAUSE SKIN WOUND OR SCRATCHES, THE HAIR CLIPPER WITH THE FOLLOWING SPECIFICATIONS: REUSABLE, CORDLESS, USE RECHARGEABLE BATTERY, COULD BE WASHED WITH SOAP, WATER, AND ALCOHOL CLEANSING OR OTHER DISINFECTANTS, EASY-TO-USE, REMOVAL AND INSTALLATION OF SHAVING HEADS, WIRELESS, (1 HAIR CLIPPER MACHINE FREE OF CHARGE WITH EACH 500 SHAVING HEAD) | GENERAL CONSUMABLES (GENERAL SURGICAL SUPPLIES) SUPPLEMENTARY
3935 | 4229161303800 | BLADE SCALPEL, CARBON / STAINLESS STEEL, SIZE: 25 G, DISPOSABLE, STERILE | GENERAL CONSUMABLES (GENERAL SURGICAL SUPPLIES) SUPPLEMENTARY
3936 | 4229161302800 | BLADE SCALPEL, CARBON / STAINLESS STEEL, SIZE: 10 G, DISPOSABLE, STERILE | GENERAL CONSUMABLES (GENERAL SURGICAL SUPPLIES) SUPPLEMENTARY
3937 | 4229161302700 | BLADE SCALPEL, CARBON / STAINLESS STEEL, SIZE: 22 G, DISPOSABLE, STERILE | GENERAL CONSUMABLES (GENERAL SURGICAL SUPPLIES) SUPPLEMENTARY
3938 | 4229161302600 | BLADE SCALPEL, CARBON / STAINLESS STEEL, SIZE: 21 G, DISPOSABLE, STERILE | GENERAL CONSUMABLES (GENERAL SURGICAL SUPPLIES) SUPPLEMENTARY
3939 | 4229161302500 | BLADE SCALPEL, CARBON / STAINLESS STEEL, SIZE: 20 G DISPOSABLE, STERILE | GENERAL CONSUMABLES (GENERAL SURGICAL SUPPLIES) SUPPLEMENTARY
3940 | 4229161302400 | BLADE SCALPEL CARBON / STAINLESS STEEL SIZE: 15 G DISPOSABLE STERILE | GENERAL CONSUMABLES (GENERAL SURGICAL SUPPLIES) SUPPLEMENTARY
3941 | 4229161302300 | BLADE SCALPEL, CARBON / STAINLESS STEEL, SIZE: 12 G DISPOSABLE, STERILE | GENERAL CONSUMABLES (GENERAL SURGICAL SUPPLIES) SUPPLEMENTARY
3942 | 4213170113500 | DRAPE, SHEET SURGICAL, WITH ADHESIVE TAPE, 135 X 200 CM ( +/- 10 CM ), DISPOSABLE, STERILE | GENERAL CONSUMABLES (GENERAL SURGICAL SUPPLIES) SUPPLEMENTARY
3943 | 4229554600300 | MESH, LIGHTWEIGHT, MACROPOROUS, PARTIALLY ABSORBED FLAT SHEET, FOR OPEN HERNIA REPAIR SURGERY, SIZE 30 X 30 CM ( +/- 2 CM ), DISPOSABLE, STERILE | GENERAL CONSUMABLES (GENERAL SURGICAL SUPPLIES) SUPPLEMENTARY
3944 | 4213170113700 | TOWEL, SURGICAL HAND, ABSORBENT LINT FREE, NON-WOVEN, 30 X 58 CM (+/- 3 CM), 2/PK, STERILE | GENERAL CONSUMABLES (GENERAL SURGICAL SUPPLIES) SUPPLEMENTARY
3945 | 4213170113900 | PACK, SURGICAL FOR T.U.R, INCLUDES T.U.R DRAPE WITH POUCH SIZE: 200 X 260 CM (+/- 30 CM), LEGGINGS, SURGICAL TABLE COVER 150 X 190 CM (+/- 10 CM), ADHESIVE TAPE, STERILE | GENERAL CONSUMABLES (GENERAL SURGICAL SUPPLIES) SUPPLEMENTARY
3946 | 4213170200000 | SURGICAL GOWN, DOUBLE WRAPPED, BLUE COLOR, ZONED-IMPERVIOUS REINFORCED FROM CHEST TO DOWN ABDOMINAL AND ARMS TILL ELBOW, EXCELLENT MICROBIAL BARRIER, ANTISTATIC, BREATHABLE FABRIC, FLUID REPELLENT, LIGHT WEIGHT MATERIAL , RESISTANT TO TEARING, COMFORTABLE, LONG SLEEVES WITH CLOSING OF 7 CM ELASTIC STOCKINET CUFF, DISPOSABLE, STERILE, MEDIUM SIZE WITH TWO ABSORBENT TOWEL | GENERAL CONSUMABLES (GENERAL SURGICAL SUPPLIES) SUPPLEMENTARY
3947 | 4213170116600 | DRAPE, SURGICAL, SIZE: X-LARGE, 200 CM X 255 CM (+/- 10 CM), DISPOSABLE, STERILE | GENERAL CONSUMABLES (GENERAL SURGICAL SUPPLIES) SUPPLEMENTARY
3948 | 4213170116500 | DRAPE, STOCKINETTE EXTREMITY, VOLUME SMALL, IMPERVIOUS, WITH PLASTIC COVERING, DISPOSABLE, STERILE | GENERAL CONSUMABLES (GENERAL SURGICAL SUPPLIES) SUPPLEMENTARY
3949 | 4213170116300 | DRAPE, SURGICAL, INCISE, ADHESIVE, SIZE: 56 X 80 CM (+/- 4 CM), DISPOSABLE, STERILE | GENERAL CONSUMABLES (GENERAL SURGICAL SUPPLIES) SUPPLEMENTARY
3950 | 4213170116200 | DRAPE, SURGICAL, INCISE, ADHESIVE, SIZE: 45 X 26 CM (+/- 3 CM), DISPOSABLE, STERILE | GENERAL CONSUMABLES (GENERAL SURGICAL SUPPLIES) SUPPLEMENTARY
3951 | 4213170116100 | DRAPE, SURGICAL, INCISE, ADHESIVE, SIZE: 45 X 55 CM (+/- 3 CM), DISPOSABLE, STERILE | GENERAL CONSUMABLES (GENERAL SURGICAL SUPPLIES) SUPPLEMENTARY
3952 | 4213170116000 | DRAPE, SURGICAL, INCISE, ADHESIVE, SIZE: 40 X 40 CM (+/- 3 CM), DISPOSABLE, STERILE | GENERAL CONSUMABLES (GENERAL SURGICAL SUPPLIES) SUPPLEMENTARY
3953 | 4213170115800 | CUSTOMIZED EFFICIENCY GENERAL LAPAROSCOPY 1 ; 1 LAPAROSCOPY DRAPE 200/250 X340 CM 1 CREPE PAPER 60X60CM 1 REINFORCED TABLE COVER 150 X 190 WRAPPING 1 MAYO STAND COVER REINFORCED 79X145CM 4 OP TOWEL 75X50CM 1 SCALPEL BLADE N°11 1 PAPER BAG 11X1 9CM 1 SYRINGE 5ML L/L 3PARTS CONC . 1 NEEDLE HYPODERMIC 18G 40MM PINK 1 NEEDLE HYPODERMIC 22G 40MM BLACK 1 SYRINGE 20ML L/L 3PARTS CONC. 2 BOWL 1000ML 2 SUCTION AND DIATHERMY BAG 40X35 CM 1 ANTI FOG SOLUTION 2 TUBE HOLDER 5X15CM 4 MEPILEX BORDER POST-OP 6X8CM PAD 3X5CM 1 COVER CA MERA 18X244CM W/CARD TRANSP 10 GAUZE SWAB 10X10CM 16P XRD 1 NEEDLE COUNTER 20-COUNT DOUBLE MAGNET 2 BOWL 250ML 1 BNS SURGICAL GOWN UL SP L WITH HAND TOWELS 47X38CM 2 BNS SURGICAL GOWN UL SP XL WITH HAND TOWELS 47X38CM 2 KIDNEY BOWL 800ML 5 GAUZE LAP 30X30CM 20TH6P XRD 5PCS 1 VERESS NEEDLE 120MM 2 COTTON APPLICATOR. (EACH) | GENERAL CONSUMABLES (GENERAL SURGICAL SUPPLIES) SUPPLEMENTARY
3954 | 4229161321300 | BLADE SCALPEL, CARBON / STAINLESS STEEL, WITH PLASTIC HANDLE, SIZE: 11 G, PACKING: INDIVIDUALLY PACKED, DISPOSABLE, STERILE | GENERAL CONSUMABLES (GENERAL SURGICAL SUPPLIES) SUPPLEMENTARY
3955 | 4229161320800 | CLIPPER, FOR REMOVING, UMBILICAL CORD CLAMP, DISPOSABLE, STERILE | GENERAL CONSUMABLES (GENERAL SURGICAL SUPPLIES) SUPPLEMENTARY
3956 | 4229161320700 | TIP, BLADE, ELECTROSURGICAL, SHIELDED, PTFE COATED, 60-70 MM, DISPOSABLE, STERILE | GENERAL CONSUMABLES (GENERAL SURGICAL SUPPLIES) SUPPLEMENTARY
3957 | 4229161320400 | BLADE EDGE COATED EXTENDED ELECTRODE INSULATED, TOTAL LENGTH 10.16 CM (+/- 0.5 CM ), ACTIVE LENGTH 5.1 MM ( +/- 0.5 MM ), DISPOSABLE STERILE | GENERAL CONSUMABLES (GENERAL SURGICAL SUPPLIES) SUPPLEMENTARY
3958 | 4229161320200 | BLADE SCALPEL, WITH PLASTIC HANDLE AND RETRACTABLE BLADE, SIZE 22, DISPOSABLE, STERILE | GENERAL CONSUMABLES (GENERAL SURGICAL SUPPLIES) SUPPLEMENTARY
3959 | 4229161320100 | BLADE SCALPEL, WITH PLASTIC HANDLE AND RETRACTABLE BLADE, SIZE 20, DISPOSABLE, STERILE | GENERAL CONSUMABLES (GENERAL SURGICAL SUPPLIES) SUPPLEMENTARY
3960 | 4229161314900 | BLADE SCALPEL, CARBON / STAINLESS STEEL, WITH PLASTIC HANDLE, SIZE: 10 G, PACKING: INDIVIDUALLY PACKED, DISPOSABLE, STERILE | GENERAL CONSUMABLES (GENERAL SURGICAL SUPPLIES) SUPPLEMENTARY
3961 | 4213170114900 | DRAPE, HALF DRAPE, WITH ADHESIVE TAPE, 110 X 150 CM (+/- 5 CM), STERILE | GENERAL CONSUMABLES (GENERAL SURGICAL SUPPLIES) SUPPLEMENTARY
3962 | 4213220510400 | GLOVES, SURGICAL, LATEX, NON-POWDERED, PEEL PACK, PAIR, SIZE: 8, INDIVIDUALLY WRAPPED IN INNER PACK, DISPOSABLE, STERILE ; ONE (1) EACH = ONE (1) PAIR | GENERAL CONSUMABLES (GENERAL SURGICAL SUPPLIES) SUPPLEMENTARY
3963 | 4213170114800 | DRAPE, TAPE STRIP ADHESIVE, WIDTH 10 X 50 CM LENGTH (+/- 2 CM), DISPOSABLE, STERILE | GENERAL CONSUMABLES (GENERAL SURGICAL SUPPLIES) SUPPLEMENTARY
3964 | 4229161312600 | BLADE SCALPEL, CARBON / STAINLESS STEEL, SIZE: 24 G, DISPOSABLE, STERILE | GENERAL CONSUMABLES (GENERAL SURGICAL SUPPLIES) SUPPLEMENTARY
3965 | 4229161312500 | BLADE SCALPEL, CARBON / STAINLESS STEEL, SIZE: 23 G, DISPOSABLE, STERILE | GENERAL CONSUMABLES (GENERAL SURGICAL SUPPLIES) SUPPLEMENTARY
3966 | 4213170114700 | DRAPE, SURGICAL, W/ ADHESIVE CLEAR PLASTIC, WOUND EDGE PROTECTOR AND INCISE DRAPE AT FENESTRATION, SIZE 120 X 130 CM (+/- 5 CM) , STERILE | GENERAL CONSUMABLES (GENERAL SURGICAL SUPPLIES) SUPPLEMENTARY
3967 | 4213170114600 | DRAPE, SURGICAL, U-SHEET, SPLIT REINFORCEMENT, TUBE HOLDERS, WITH ADHESIVE, 195 X 300 (+/- 10 CM ), STERILE | GENERAL CONSUMABLES (GENERAL SURGICAL SUPPLIES) SUPPLEMENTARY
3968 | 4213170114400 | DRAPE, SURGICAL, MICROSCOPE, 109-122 CM X 300-305 CM TYPE #71, FOR ZEISS OPMI VARIO, DISPOSABLE, STERILE | GENERAL CONSUMABLES (GENERAL SURGICAL SUPPLIES) SUPPLEMENTARY
3969 | 4213170114300 | DRAPE, SURGICAL, INCISE, ADHESIVE, SIZE: 15 X 20 CM (+/- 2 CM), DISPOSABLE, STERILE | GENERAL CONSUMABLES (GENERAL SURGICAL SUPPLIES) SUPPLEMENTARY
3970 | 4213170114200 | DRAPE, SURGICAL, INCISE, ANTIMICROBIAL, ADHESIVE, SIZE: 35 X 35 CM (+/- 5 CM), STERILE | GENERAL CONSUMABLES (GENERAL SURGICAL SUPPLIES) SUPPLEMENTARY
3971 | 4213170113800 | DRAPE, SURGICAL, EYE, WITH POUCH, LENGTH 105 X 105 CM (+/- 5 CM) DISPOSABLE | GENERAL CONSUMABLES (GENERAL SURGICAL SUPPLIES) SUPPLEMENTARY
3972 | 4214310111200 | CATHETER, INTRA UTERINE INSEMINATION, OUTSIDE DIAMETER 2-2.1 MM, DISTAL 4.5 CM DIAMETER OF LENGTH, EFFECTIVE LENGTH 16.8 - 17.4 CM, INTERIOR VOLUME 0.34 CC - DUAL OPENING | GENERAL CONSUMABLES (GENERAL SURGICAL SUPPLIES) SUPPLEMENTARY
3973 | 4229541700200 | GLOVES, SURGICAL, NON LATEX, NON-POWDERED, PEEL PACK, PAIR, SIZE: 5.5, INDIVIDUALLY WRAPPED IN INNER PACK, DISPOSABLE, STERILE ; ONE (1) EACH = ONE (1) PAIR | GENERAL CONSUMABLES (GENERAL SURGICAL SUPPLIES) SUPPLEMENTARY
3974 | 4214310300000 | UTERINE TAMPONADE BALLOON, FOR CONTROL OF POST PARTUM HEMORRHAGE, 500 ML OR MORE, WITH DRAINAGE CATHETER, LATEX FREE, DISPOSABLE STERILE | GENERAL CONSUMABLES (GENERAL SURGICAL SUPPLIES) SUPPLEMENTARY
3975 | 4220340431700 | GUIDEWIRE, TEFLON (PTFE) COATED, STRAIGHT TIP, 0.025 X 120-150 CM LENGTH, DISPOSABLE, STERILE | GENERAL CONSUMABLES (GENERAL SURGICAL SUPPLIES) SUPPLEMENTARY
3976 | 4220340431800 | GUIDEWIRE, TEFLON (PTFE) COATED, STRAIGHT, STAINLESS STEEL STIFF, 0.035 X 130-150 CM LENGTH, DISPOSABLE, STERILE | GENERAL CONSUMABLES (GENERAL SURGICAL SUPPLIES) SUPPLEMENTARY
3977 | 4220340431900 | GUIDEWIRE, TEFLON (PTFE) COATED, FIXED CORE, STRAIGHT TIP, 0.035 X 130-150 CM LENGTH, DISPOSABLE, STERILE | GENERAL CONSUMABLES (GENERAL SURGICAL SUPPLIES) SUPPLEMENTARY
3978 | 4229541700100 | COVER, SURGICAL, LIGHT HANDLE, SINGLE PACK, STERILE | GENERAL CONSUMABLES (GENERAL SURGICAL SUPPLIES) SUPPLEMENTARY
3979 | 4227190317900 | ENDOTRACHEAL TUBE, LOW PROFILE, WITH SMOOTH CONDUCTIVE INK ELECTRODES, SIZE 8 TO 8.5 MM, FOR THYROID MONITORING, IT SHOULD BE COMPATIBLE WITH HOSPITAL MACHINE, STERILE, DISPOSABLE | GENERAL CONSUMABLES (GENERAL SURGICAL SUPPLIES) SUPPLEMENTARY
3980 | 4227190317800 | ENDOTRACHEAL TUBE, LOW PROFILE, WITH SMOOTH CONDUCTIVE INK ELECTRODES, SIZE 7 TO 7.5 MM, FOR THYROID MONITORING, IT SHOULD BE COMPATIBLE WITH HOSPITAL MACHINE, STERILE, DISPOSABLE | GENERAL CONSUMABLES (GENERAL SURGICAL SUPPLIES) SUPPLEMENTARY
3981 | 4227190317700 | ENDOTRACHEAL TUBE, LOW PROFILE, WITH SMOOTH CONDUCTIVE INK ELECTRODES, SIZE 6 TO 6.5 MM, FOR THYROID MONITORING, IT SHOULD BE COMPATIBLE WITH HOSPITAL MACHINE, STERILE, DISPOSABLE | GENERAL CONSUMABLES (GENERAL SURGICAL SUPPLIES) SUPPLEMENTARY
3982 | 4231220700600 | TRAY, THORACENTESIS KIT, WITH CATHETER 8 FR, STERILE | GENERAL CONSUMABLES (GENERAL SURGICAL SUPPLIES) SUPPLEMENTARY
3983 | 4229290300300 | COUNTER, FOR NEEDLE, MAGNETIC, TO SECURE NEEDLES PLACEMENT, RETENTION AND COUNT AFTER USE IN SURGERY, DOUBLE BLACK MAGNETIC WITH BLADE REMOVAL SYSTEM AND BOX LOCKS, COUNT/CAPACITY (60 /60), DISPOSABLE, STERILE | GENERAL CONSUMABLES (GENERAL SURGICAL SUPPLIES) SUPPLEMENTARY
3984 | 4231270000300 | DERMAL REPAIR SCAFFOLD DERIVED FROM FETAL BOVINE DERMIS, FENESTRATED, 8 X 8 CM ( +/- 1 CM ) FOR CHRONIC WOUNDS AND SKIN ULCERS, STERILE | GENERAL CONSUMABLES (GENERAL SURGICAL SUPPLIES) SUPPLEMENTARY
3985 | 4231270000400 | DERMAL REPAIR SCAFFOLD DERIVED FROM FETAL BOVINE DERMIS, MESHED, 8 X 12 CM ( +/- 1 CM ) FOR CHRONIC WOUNDS AND SKIN ULCERS, STERILE | GENERAL CONSUMABLES (GENERAL SURGICAL SUPPLIES) SUPPLEMENTARY
3986 | 4220340431600 | GUIDEWIRE, TEFLON (PTFE) COATED, FIXED CORE, ANGLED TIP, STIFF, 0.038 X 130-150 CM LENGTH, DISPOSABLE, STERILE | GENERAL CONSUMABLES (GENERAL SURGICAL SUPPLIES) SUPPLEMENTARY
3987 | 4231270000500 | DERMAL REPAIR SCAFFOLD DERIVED FROM FETAL BOVINE DERMIS, SOLID, 6 X 6 CM ( +/- 1 CM ) FOR CHRONIC WOUNDS AND SKIN ULCERS, STERILE | GENERAL CONSUMABLES (GENERAL SURGICAL SUPPLIES) SUPPLEMENTARY
3988 | 4231270100600 | ACELLULAR DERMAL MATRIX DERIVED FROM FETAL BOVINE DERMIS DRY SHEET, THICKNESS 2 MM, TERMINALLY STERILE, NON CROSS LINKED, SIZE 16 X 20 CM ( +/- 2 CM ), FOR SOFT TISSUE RECONSTRUCTION | GENERAL CONSUMABLES (GENERAL SURGICAL SUPPLIES) SUPPLEMENTARY
3989 | 4231270100800 | WOUND MATRIX STABILIZED PURIFIED TYPE I COLLAGEN EQUINE TENDON WITH SEMI CROSSLINKED HYDROPHILIC AND POROUS SCAFFOLD SINGLE CHRONIC WOUNDS APPLICATION, SIZE 3X3 CM | GENERAL CONSUMABLES (GENERAL SURGICAL SUPPLIES) SUPPLEMENTARY
3990 | 4232160802600 | TRAY, THORACENTESIS KIT, WITH CATHETER 6 FR, 18 GAUGE, STERILE | GENERAL CONSUMABLES (GENERAL SURGICAL SUPPLIES) SUPPLEMENTARY
3991 | 4110412500500 | CONTAINER, SAFE, FOR BIOPSY, WITH SEALED CAP, PREFILLED, WITH 10 ML FORMALIN 20%, PROTECTED BY A MEMBRANE BREAKS AUTOMATICALLY ONLY AFTER CLOSURE, SUPPORTED BY SAFETY RING TO PREVENT ACCIDENTAL CLOSURE, SIZE: 20 ML (10 ML SALINE + 10 ML FORMALIN) | GENERAL CONSUMABLES (GENERAL SURGICAL SUPPLIES) SUPPLEMENTARY
3992 | 4110412500400 | CONTAINER, SAFE, FOR BIOPSY, WITH SEALED CAP, PREFILLED WITH 10% FORMALIN, PROTECTED BY A MEMBRANE BREAKS AUTOMATICALLY ONLY AFTER C LOSURE, SUPPORTED BY SAFETY RING TO PREVENT ACCIDENTAL CLOSURE, FORMALIN VOLUME 250-500 ML | GENERAL CONSUMABLES (GENERAL SURGICAL SUPPLIES) SUPPLEMENTARY
3993 | 4110412500300 | CONTAINER, SAFE, FOR BIOPSY, WITH SEALED CAP, PREFILLED WITH 10% FORMALIN, PROTECTED BY A MEMBRANE BREAKS AUTOMATICALLY ONLY AFTER C LOSURE, SUPPORTED BY SAFETY RING TO PREVENT ACCIDENTAL CLOSURE, FORMALIN VOLUME 1800-2400 ML | GENERAL CONSUMABLES (GENERAL SURGICAL SUPPLIES) SUPPLEMENTARY
3994 | 4110412500200 | CONTAINER, SAFE, FOR BIOPSY, WITH SEALED CAP, PREFILLED WITH 10% FORMALIN, PROTECTED BY A MEMBRANE BREAKS AUTOMATICALLY ONLY AFTER C LOSURE, SUPPORTED BY SAFETY RING TO PREVENT ACCIDENTAL CLOSURE, FORMALIN VOLUME 900-1200 ML | GENERAL CONSUMABLES (GENERAL SURGICAL SUPPLIES) SUPPLEMENTARY
3995 | 4110412500100 | CONTAINER, SAFE, FOR BIOPSY, WITH SEALED CAP, PREFILLED WITH 10% FORMALIN, PROTECTED BY A MEMBRANE BREAKS AUTOMATICALLY ONLY AFTER C LOSURE, SUPPORTED BY SAFETY RING TO PREVENT ACCIDENTAL CLOSURE, FORMALIN VOLUME 40-60 ML. | GENERAL CONSUMABLES (GENERAL SURGICAL SUPPLIES) SUPPLEMENTARY
3996 | 4110411201600 | UROLOGY ENDO PACK, 1 CREPE PAPER 100 X 100 CM, 1 REINFORCED TABLE COVER 150 X 190 WRAPPING, 20 NON - WOVEN SWAB 10 X 10 CM 4 P, 1 GALLIPOT 120 ML, 2 GALLIPOT 60 ML, 1 TRAY 28 X 25 X 5 CM 3150 ML POLYPROPYLENE BLUE, 1 SPONGE FORCEPS 24.7 CM LOCKING OCEAN BLUE, 1 CREPE PAPER 75 X 75 CM, 1 SA LABEL 16 X 50 MM GREEN BLANK, 1 NON - WOVEN ROUND N° 5 XRD, 1 SYRINGE 20 ML L/S 3 PARTS ECCENTRIC, 1 BNS TUR DRAPE 175/270 X 180 CM AP. 8 AND 5 C, 1 CYSTOSCOPY SYSTEM DOUBLE, 1 PLASTIC BAG 25 X 46 CM ZIPLOCK TRANSP., 1 HAND TOWEL 18 X 25 CM, 1 OP - TAPE 9 X 49 CM, 1 OP SHEET 90 X 150 CM FOLDED/BULK, 1 CAMERA DRAPE 12 X 250 CM PERFORATED TIP, INSERT TAPE | GENERAL CONSUMABLES (GENERAL SURGICAL SUPPLIES) SUPPLEMENTARY
3997 | 4220341091300 | BIOPSY NEEDLE DEVICE, SEMI-AUTOMATIC, ECHOGENIC TIP, PENETRATION DEPTH 20-22 MM, NEEDLE SIZE: 18 G X 10-12 CM LENGTH, DISPOSABLE, STERILE | GENERAL CONSUMABLES (GENERAL SURGICAL SUPPLIES) SUPPLEMENTARY
3998 | 4220341091400 | BIOPSY NEEDLE DEVICE, SEMI-AUTOMATIC, ECHOGENIC TIP, PENETRATION DEPTH 20-22 MM, NEEDLE SIZE: 16 G X 10-12 CM LENGTH, DISPOSABLE, STERILE | GENERAL CONSUMABLES (GENERAL SURGICAL SUPPLIES) SUPPLEMENTARY
3999 | 4231270100500 | ACELLULAR DERMAL MATRIX DERIVED FROM FETAL BOVINE DERMIS DRY SHEET, THICKNESS 2 MM, TERMINALLY STERILE, NON CROSS LINKED, SIZE 10 X 15 CM ( +/- 2 CM ), FOR SOFT TISSUE RECONSTRUCTION | GENERAL CONSUMABLES (GENERAL SURGICAL SUPPLIES) SUPPLEMENTARY
4000 | 4220340431500 | GUIDEWIRE, TEFLON (PTFE) COATED, FIXED CORE, STRAIGHT TIP, 0.038 X 130-150 CM LENGTH, DISPOSABLE, STERILE | GENERAL CONSUMABLES (GENERAL SURGICAL SUPPLIES) SUPPLEMENTARY
4001 | 4220340431400 | GUIDEWIRE, TEFLON (PTFE) COATED, FIXED CORE, ANGLED TIP, STIFF, 0.035 X 130-150 CM LENGTH, DISPOSABLE, STERILE | GENERAL CONSUMABLES (GENERAL SURGICAL SUPPLIES) SUPPLEMENTARY
4002 | 4220340431300 | GUIDEWIRE, TEFLON (PTFE) COATED, FIXED CORE, ANGLED TIP, 0.035 X 130-150 CM LENGTH, DISPOSABLE, STERILE | GENERAL CONSUMABLES (GENERAL SURGICAL SUPPLIES) SUPPLEMENTARY
4003 | 4227201103800 | SET, STENT, INDWELLING POLYURETHANE, DOUBLE URETERAL PIGTAIL STENT, OPEN ENDED, TAPERED TIP, WITH HOLES IN THE BODY, WITH COMPATIBLE GUIDEWIRE, AND LOCKABLE PUSHER RADIO-OPAQUE, , SIZE: CH 4.7 - 5.0, 16 CM, DISPOSABLE, STERILE | GENERAL CONSUMABLES (GENERAL SURGICAL SUPPLIES) SUPPLEMENTARY
4004 | 4231201200000 | STAPLER, SKIN, CLIPS, REMOVER, DISPOSABLE, STERILE | GENERAL CONSUMABLES (GENERAL SURGICAL SUPPLIES) SUPPLEMENTARY
4005 | 4231210809500 | DRAINAGE, SET, FOR WOUND, PLASTIC, RADIO-OPAQUE, 40-50 ML CAPACITY WITH MULTICHANNEL SOFT CATHETER AND TROCAR, NEGATIVE PRESSURE, MINIMUM LENGTH 50CM, SIZE: FG 6, DISPOSABLE, STERILE | GENERAL CONSUMABLES (GENERAL SURGICAL SUPPLIES) SUPPLEMENTARY
4006 | 4231210810000 | DRAIN, SILICONE, ROUND, RADIO-OPAQUE, HUBLESS, 10 FRENCH, WITH TROCAR, DISPOSABLE, STERILE | GENERAL CONSUMABLES (GENERAL SURGICAL SUPPLIES) SUPPLEMENTARY
4007 | 4231210810100 | DRAINAGE, SET, FOR WOUND, PLASTIC, RADIO-OPAQUE, 200-300 ML CAPACITY WITH MULTICHANNEL SOFT CATHETER AND TROCAR, NEGATIVE PRESSURE, MINIMUM LENGTH 50CM, SIZE: FG10, DISPOSABLE, STERILE | GENERAL CONSUMABLES (GENERAL SURGICAL SUPPLIES) SUPPLEMENTARY
4008 | 4231210810200 | DRAINAGE, SET, FOR WOUND, PLASTIC, RADIO-OPAQUE, 400-500 ML CAPACITY WITH MULTICHANNEL SOFT CATHETER AND TROCAR, NEGATIVE PRESSURE, MINIMUM LENGTH 50CM, SIZE: FG14, DISPOSABLE, STERILE | GENERAL CONSUMABLES (GENERAL SURGICAL SUPPLIES) SUPPLEMENTARY
4009 | 4231210810300 | DRAINAGE, SET, FOR WOUND, PLASTIC, RADIO-OPAQUE, 400-500 ML CAPACITY WITH MULTICHANNEL SOFT CATHETER AND TROCAR, NEGATIVE PRESSURE, MINIMUM LENGTH 50CM, SIZE: FG16, DISPOSABLE, STERILE | GENERAL CONSUMABLES (GENERAL SURGICAL SUPPLIES) SUPPLEMENTARY
4010 | 4231210810400 | DRAINAGE, SET, FOR WOUND, PLASTIC, RADIO-OPAQUE, 400-500 ML CAPACITY WITH MULTICHANNEL SOFT CATHETER AND TROCAR, NEGATIVE PRESSURE, MINIMUM LENGTH 50CM, SIZE: FG18, DISPOSABLE, STERILE | GENERAL CONSUMABLES (GENERAL SURGICAL SUPPLIES) SUPPLEMENTARY
4011 | 4231210810500 | DRAINAGE, SET, FOR WOUND, PLASTIC, RADIO-OPAQUE, 400-500 ML CAPACITY WITH MULTICHANNEL SOFT CATHETER AND TROCAR, NEGATIVE PRESSURE, MINIMUM LENGTH 50CM, SIZE: FG15, DISPOSABLE, STERILE | GENERAL CONSUMABLES (GENERAL SURGICAL SUPPLIES) SUPPLEMENTARY
4012 | 4227193100300 | RETRACTOR, RING, FLEXIBLE, FOR PROTECTING THE WOUND MARGIN, FROM CONTACT CONTAMINATION, 2.5-6 CM, DISPOSABLE, STERILE | GENERAL CONSUMABLES (GENERAL SURGICAL SUPPLIES) SUPPLEMENTARY
4013 | 4231210810600 | DRAINAGE, SET, FOR WOUND, PLASTIC, RADIO-OPAQUE, 400-500 ML CAPACITY WITH MULTICHANNEL SOFT CATHETER AND TROCAR, NEGATIVE PRESSURE, MINIMUM LENGTH 50CM, SIZE: FG19, DISPOSABLE, STERILE | GENERAL CONSUMABLES (GENERAL SURGICAL SUPPLIES) SUPPLEMENTARY
4014 | 4219261200600 | ANAL IRRIGATION, ACCESSORY SET, INCLUDING 2 SELF LUBRICATED CATHETER, AND WATER BAG | GENERAL CONSUMABLES (GENERAL SURGICAL SUPPLIES) SUPPLEMENTARY
4015 | 4231220109900 | MESH, POLYPROPYLENE FIBER, FOR TISSUE DEFECTS AND HERNIA REPAIR, STRAIGHT AND DOES NOT REFLECT LIGHT, SIZE 6 X 11 CM (+/-1 CM), DISP OSABLE, STERILE | GENERAL CONSUMABLES (GENERAL SURGICAL SUPPLIES) SUPPLEMENTARY
4016 | 4220170501000 | CONDOM, ULTRASOUND, NON-LATEX, 2.6 X 30 CM (+/- 5 CM) DISPOSABLE, NON-STERILE | GENERAL CONSUMABLES (GENERAL SURGICAL SUPPLIES) SUPPLEMENTARY
4017 | 4220170501100 | CONDOM, ULTRASOUND, NON-LATEX, 2.6 X 30 CM (+/- 5 CM) DISPOSABLE, STERILE | GENERAL CONSUMABLES (GENERAL SURGICAL SUPPLIES) SUPPLEMENTARY
4018 | 4220170501200 | CONDOM, ULTRASOUND PROBE, LATEX NON-LUBRICATED, 3.5 CM X 20 CM (+/- 5C M), DISPOSABLE, STERILE | GENERAL CONSUMABLES (GENERAL SURGICAL SUPPLIES) SUPPLEMENTARY
4019 | 4220170601100 | PROBE, 20 MHZ, DOPPLER PROBE, BAYONET, 0.8 MM, DISPOSABLE, STERILE | GENERAL CONSUMABLES (GENERAL SURGICAL SUPPLIES) SUPPLEMENTARY
4020 | 4220170601200 | PROBE, 20 MHZ, DOPPLER PROBE, BAYONET, 2 MM, DISPOSABLE, STERILE | GENERAL CONSUMABLES (GENERAL SURGICAL SUPPLIES) SUPPLEMENTARY
4021 | 4220170601300 | PROBE, 20 MHZ, DOPPLER PROBE, CURVED, DISPOSABLE, STERILE | GENERAL CONSUMABLES (GENERAL SURGICAL SUPPLIES) SUPPLEMENTARY
4022 | 4220170601400 | PROBE, 20 MHZ, DOPPLER PROBE, STRAIGHT, DISPOSABLE, STERILE | GENERAL CONSUMABLES (GENERAL SURGICAL SUPPLIES) SUPPLEMENTARY
4023 | 4220170601500 | PROBE, 8 MHZ, DOPPLER PROBE, STRAIGHT, DISPOSABLE, STERILE | GENERAL CONSUMABLES (GENERAL SURGICAL SUPPLIES) SUPPLEMENTARY
4024 | 4220186100000 | COVER, C-ARM, FLUOROSCOPY, CLEAR, SHOULD COVER C-SHAPE, STERILE | GENERAL CONSUMABLES (GENERAL SURGICAL SUPPLIES) SUPPLEMENTARY
4025 | 4220340006600 | CATHETER, MALECOT, 4 WINGS, LATEX, 18 FRENCH, DISPOSABLE, STERILE | GENERAL CONSUMABLES (GENERAL SURGICAL SUPPLIES) SUPPLEMENTARY
4026 | 4220340006700 | CATHETER, MALECOT, 4 WINGS, LATEX, 20 FRENCH, DISPOSABLE, STERILE | GENERAL CONSUMABLES (GENERAL SURGICAL SUPPLIES) SUPPLEMENTARY
4027 | 4220340006800 | CATHETER, MALECOT, 4 WINGS, LATEX, 22 FRENCH, DISPOSABLE, STERILE | GENERAL CONSUMABLES (GENERAL SURGICAL SUPPLIES) SUPPLEMENTARY
4028 | 4220341091500 | BIOPSY NEEDLE DEVICE, AUTOMATIC, CORE BIOPSY, NEEDLE SIZE: 18G X 14-16 CM, PENETRATION DEPTH 10-11 MM, DISPOSABLE, STERILE, (EACH BIOPSY DEVICE MUST INCLUDE AN APPROPRIATE SIZE COAXIAL NEEDLE) | GENERAL CONSUMABLES (GENERAL SURGICAL SUPPLIES) SUPPLEMENTARY
4029 | 4227201103900 | STENT, INDWELLING SOFT POLYURETHANE, DOUBLE URETERAL PIGTAIL STENT, WITH COMPATIBLE GUIDEWIRE, AND POSITIONER RADIO - OPAQUE, 10 CM LONG, SIZE: 3.7-4 FR DISPOSABLE, STERILE | GENERAL CONSUMABLES (GENERAL SURGICAL SUPPLIES) SUPPLEMENTARY
4030 | 4220341091600 | BIOPSY NEEDLE DEVICE, AUTOMATIC, CORE BIOPSY, NEEDLE SIZE: 20G X 10-12 CM, PENETRATION DEPTH 20-22 MM, DISPOSABLE, STERILE, (EACH BIOPSY DEVICE MUST INCLUDE AN APPROPRIATE SIZE COAXIAL NEEDLE) | GENERAL CONSUMABLES (GENERAL SURGICAL SUPPLIES) SUPPLEMENTARY
4031 | 4220341092000 | BIOPSY NEEDLE DEVICE, AUTOMATIC, CORE BIOPSY, NEEDLE SIZE: 14G X 10-12 CM, PENETRATION DEPTH 20-22 MM, DISPOSABLE, STERILE, (EACH BIOPSY DEVICE MUST INCLUDE AN APPROPRIATE SIZE COAXIAL NEEDLE) | GENERAL CONSUMABLES (GENERAL SURGICAL SUPPLIES) SUPPLEMENTARY
4032 | 4618160700700 | CLOGS, ANTISTATIC, POLYURETHANE, RESISTANT TO HYDROLYSIS, ANTI-SHOCK, ANTI-SLIPPING SIZE 41 ; ONE (1) EACH = ONE (1) PAIR | GENERAL CONSUMABLES (GENERAL SURGICAL SUPPLIES) SUPPLEMENTARY
4033 | 4618160700800 | CLOGS, ANTISTATIC, POLYURETHANE, RESISTANT TO HYDROLYSIS, ANTI-SHOCK, ANTI-SLIPPING SIZE 45 ; ONE (1) EACH = ONE (1) PAIR | GENERAL CONSUMABLES (GENERAL SURGICAL SUPPLIES) SUPPLEMENTARY
4034 | 4618160700900 | CLOGS, ANTISTATIC, POLYURETHANE, RESISTANT TO HYDROLYSIS, ANTI-SHOCK, ANTI-SLIPPING SIZE 39 ; ONE (1) EACH = ONE (1) PAIR | GENERAL CONSUMABLES (GENERAL SURGICAL SUPPLIES) SUPPLEMENTARY
4035 | 4222150501100 | SET, SHEATH, URETERAL ACCESS, 11/13 FRENCH, 45 CM (+/- 2CM) | GENERAL CONSUMABLES (GENERAL SURGICAL SUPPLIES) SUPPLEMENTARY
4036 | 4618160701000 | CLOGS, ANTISTATIC, POLYURETHANE, RESISTANT TO HYDROLYSIS, ANTI-SHOCK, ANTI-SLIPPING SIZE 43 ; ONE (1) EACH = ONE (1) PAIR | GENERAL CONSUMABLES (GENERAL SURGICAL SUPPLIES) SUPPLEMENTARY
4037 | 4618160702300 | CLOGS, ANTISTATIC, POLYURETHANE, RESISTANT TO HYDROLYSIS, ANTI-SHOCK, ANTI-SLIPPING SIZE 38, ONE (1) EACH = ONE (1) PAIR | GENERAL CONSUMABLES (GENERAL SURGICAL SUPPLIES) SUPPLEMENTARY
4038 | 4618160702400 | CLOGS, ANTISTATIC, POLYURETHANE, RESISTANT TO HYDROLYSIS, ANTI-SHOCK, ANTI-SLIPPING SIZE 40, ONE (1) EACH = ONE (1) PAIR | GENERAL CONSUMABLES (GENERAL SURGICAL SUPPLIES) SUPPLEMENTARY
4039 | 4222150600700 | UMBILICAL PLACEMENT KIT: USED FOR UMBILICAL CATHETERIZATION 1 OUTER WRAP 75 X 90CM 1 RETRACTABLE SCALPEL NO 11 2 DRAPES 45 X 75CM 1 FENESTRATED DRAPE WITH EASY PEEL 50 X 50CM 2 HAND TOWELS 1 PAIR OF SUTURE SCISSORS 11CM 1 X TAPE MEASURE 2 MOSQUITO FORCEPS CURVED 13CM 1 X MOSQUITO FORCEPS STRAIGHT 13CM 1 IRIS FORCEPS CURVED 10CM 1 X IRIS FORCEPS STRAIGHT 10CM 1 IRIS FORCEPS STRAIGHT WITH TEETH 10.5CM 1 NEEDLE HOLDER 14CM 1 LUER-SLIP SYRINGE 1ML 2 LUER-LOCK SYRINGES 3ML 2 X LUER-LOCK SYRINGES 5ML 1 VESSEL DILATOR PROBE 14CM 1 X ADHESIVE FIXATION STRIPS 5 SWABS 10 X 10CM 4PLY 6 SWABS 5 X 5CM 4PLY 1 RED GALLIPOT 60ML 1 TRANSPARENT GALLIPOT 60ML 1 SILK SUTURE WITH CURVED CUTTING NEEDLE 3.0 1 UMBILICAL COTTON LIGATURE STERILE ; (1) EACH = ONE (1) KIT | GENERAL CONSUMABLES (GENERAL SURGICAL SUPPLIES) SUPPLEMENTARY
4040 | 4222150602800 | CATHETER, URETERAL ACCESS, FLEXIBLE, DUAL LUMEN, 6 FR X 45-55 CM, FOR PERCUTANEOUS NEPHROLITHOTOMY PROCEDURE, DISPOSABLE, STERILE | GENERAL CONSUMABLES (GENERAL SURGICAL SUPPLIES) SUPPLEMENTARY
4041 | 4222161001600 | TRAY, PLASTIC, FOR PASSING SHARP INSTRUMENTS AND BLADES, STERILE | GENERAL CONSUMABLES (GENERAL SURGICAL SUPPLIES) SUPPLEMENTARY
4042 | 4222161202100 | TIP, STRAIGHT, LARGE, DIATHERMY TIP 4.6 INCH (11.7 CM) | GENERAL CONSUMABLES (GENERAL SURGICAL SUPPLIES) SUPPLEMENTARY
4043 | 4618160700600 | CLOGS, ANTISTATIC, POLYURETHANE, RESISTANT TO HYDROLYSIS, ANTI-SHOCK, ANTI-SLIPPING SIZE 37 ; ONE (1) EACH = ONE (1) PAIR | GENERAL CONSUMABLES (GENERAL SURGICAL SUPPLIES) SUPPLEMENTARY
4044 | 4222161202200 | TIP, STRAIGHT, MICRO, DIATHERMY TIP UNIVERSAL, SIZE: 4.9 INCH (12.3 CM) | GENERAL CONSUMABLES (GENERAL SURGICAL SUPPLIES) SUPPLEMENTARY
4045 | 4224151101500 | KNIFE, NAKAGAWA, SERRATED, L4.3 INCHES (11.0 CM) DISPOSABLE, STERILE | GENERAL CONSUMABLES (GENERAL SURGICAL SUPPLIES) SUPPLEMENTARY
4046 | 4224151100800 | KIT, VAGINAL EXAMINATION, 1 - BOWL RECEIVER 500 ML, 10 COTTON WOOL BALLS, 1 SANITARY TOWEL, 1 PAPER HAND TOWEL, 1 SHEET FOLDED 80 X 90 CM, 1 OUTER WRAP, STERILE | GENERAL CONSUMABLES (GENERAL SURGICAL SUPPLIES) SUPPLEMENTARY
4047 | 4224151100600 | TRANS-VAGINAL MID-URETHRAL SLING TAPE KIT, POLYPROPYLENE MESH, 5 MM WITH DELIVERY DEVICE, STERILE | GENERAL CONSUMABLES (GENERAL SURGICAL SUPPLIES) SUPPLEMENTARY
4048 | 4618170201900 | SHOULDER CUSTOMIZED MPT (LATERAL POSITION), 1 REINFORCED TABLE COVER 150 X 190 WRAPPING, 1 MAYO STAND COVER REINFORCED 79 X 145 CM, 1 FLEXIBLE LIGHT HANDLE COVERS, 1 BANDAGE 15 CM 4.5 M COHESIVE TAN LF, 124 CHANNEL X 300 CM SUCTION CONNECTING TUBING, 10 GAUZE LAP 20 X 30 CM 4 P XRD, 10 GAUZE SWAB 10 X 10 CM 12 P XRD, 1 INSTRUMENT CLEANER 5 X 5 CM, 1 BOWL 500 ML, 3 GALLIPOT 120 ML, 1 JUG 500 ML, 2 KIDNEY BOWL 800 ML, 1 ORTHOPEDIC SUCTION SET, 4 HAND TOWEL 18 X 25 CM, 1 COVER CAMERA 18 X 244 CM WITH CARD TRANSP, 2 OP - TAPE 9 X 49 CM, 2 SUCTION AND DIATHERMY BAG, 40 X 35 CM, 2 SPLIT SHEET 150 X 193 CM, 1STOCKINETTE 22 X 75 CM, 1 SHOULDER SPLIT SHEET 240 X 170 CM, 1 SHOULDER SPLIT SHEET 230 X 295 CM | GENERAL CONSUMABLES (GENERAL SURGICAL SUPPLIES) SUPPLEMENTARY
4049 | 4224150605300 | CATHETER, AIR CHARGED, SINGLE SENSOR, FOR URODYNAMIC | GENERAL CONSUMABLES (GENERAL SURGICAL SUPPLIES) SUPPLEMENTARY
4050 | 4224150605200 | CATHETER, AIR CHARGED, DUAL SENSOR, FOR URODYNAMIC | GENERAL CONSUMABLES (GENERAL SURGICAL SUPPLIES) SUPPLEMENTARY
4051 | 4224150605100 | CATHETER, AIR CHARGED, ABDOMINAL SENSOR, FOR URODYNAMIC | GENERAL CONSUMABLES (GENERAL SURGICAL SUPPLIES) SUPPLEMENTARY
4052 | 4216160807700 | KIDNEY PERFUSION SOLUTION IS A CLEAR, STERILE, NON-PYROGENIC, NON-TOXIC SOLUTION FOR THE IN-VITRO FLUSHING AND TEMPORARY CONTINUOUS PERFUSION PRESERVATION OF EXPLANTED KIDNEYS, THIS SOLUTION HAS AN OSMOLALITY OF 300 ± 15 MOSM/KG, A SODIUM CONCENTRATION OF 100 MEQ/L, A POTASSIUM CONCENTRATION OF 25 MEQ/L, AND A PH OF 7.4 ± 0.1 AT ROOM TEMPERATURE. BASED ON THE SODIUM/POTASSIUM RATIO, THE COMPOSITION IS THUS CONSISTENT WITH THAT OF AN EXTRACELLULAR SOLUTION, 1L | GENERAL CONSUMABLES (GENERAL SURGICAL SUPPLIES) SUPPLEMENTARY
4053 | 4710161400000 | GEL HYALURONIC ACID/DEXTRANOMER 1ML PREFILLED SYRINGE | GENERAL CONSUMABLES (GENERAL SURGICAL SUPPLIES) SUPPLEMENTARY
4054 | 4713191000000 | POLYMER, SOLIDIFIER, SUPER ABSORBENT IN DISSOLVABLE POUCH, 1000 ML FLUID | GENERAL CONSUMABLES (GENERAL SURGICAL SUPPLIES) SUPPLEMENTARY
4055 | 4713191000100 | POLYMER, SOLIDIFIER, SUPER ABSORBENT, IN RECAPPABLE BOTTLE, 3000 ML, FLUID | GENERAL CONSUMABLES (GENERAL SURGICAL SUPPLIES) SUPPLEMENTARY
4056 | 4224151101600 | KNIFE, SONIC, CONTROL SERRATED, L4.3 INCHES (11.0 CM) DISPOSABLE, STERILE | GENERAL CONSUMABLES (GENERAL SURGICAL SUPPLIES) SUPPLEMENTARY
4057 | 4618160700400 | CLOGS, ANTISTATIC, POLYURETHANE, RESISTANT TO HYDROLYSIS, ANTI-SHOCK, ANTI-SLIPPING SIZE 44 ; ONE (1) EACH = ONE (1) PAIR | GENERAL CONSUMABLES (GENERAL SURGICAL SUPPLIES) SUPPLEMENTARY
4058 | 4618160700300 | CLOGS, ANTISTATIC, POLYURETHANE, RESISTANT TO HYDROLYSIS, ANTI-SHOCK, ANTI-SLIPPING SIZE 42 ; ONE (1) EACH = ONE (1) PAIR | GENERAL CONSUMABLES (GENERAL SURGICAL SUPPLIES) SUPPLEMENTARY
4059 | 4618160700000 | CLOGS, ANTISTATIC, POLYURETHANE, RESISTANT TO HYDROLYSIS, ANTI-SHOCK, ANTI-SLIPPING SIZE 36 ; ONE (1) EACH = ONE (1) PAIR | GENERAL CONSUMABLES (GENERAL SURGICAL SUPPLIES) SUPPLEMENTARY
4060 | 4220341092300 | BIOPSY NEEDLE, FRANSEEN, LUNG BIOPSY NEEDLE, FINE ASPIRATION, 18 - 22G X 15-16CM, (NEEDLE SIZE TO BE DETERMINED BY ORDERING CENTER PRIOR TO DELIVERY), DISPOSABLE, STERILE | GENERAL CONSUMABLES (GENERAL SURGICAL SUPPLIES) SUPPLEMENTARY
4061 | 4220341123000 | UNIVERSAL CARDIO VASCULAR PACK 2 PCS/ BACK TABLE COVER 60IN X 100IN YANKAUER ARGYLE SUCTION TUBE (FINE TIP)IOBAN 2 - ANTIMICROBIAL INCISE DRAPE 60X45 CM (DEFAULT - 6650)ABSORBENT TOWEL 17INX20IN (43X51CM)STANDARD SURGICAL GOWN LARGE ABSORBENT TOWEL 17INX20IN (43=X = 51CM) STANDARD SURGICAL GOWN XL ABSORBENT TOWEL 17INX20IN (43X51CM)STANDARD SURGICAL GOWN XL UTILITY DRAPE 30IN X 36IN TOP DRAPE 60 IN X 95IN W/O REINF LAPAROTOMY DRAPE W/ ABC 82INX126INX110IN AND POCKETS MAYO STAND COVER 31.5IN X 50IN W/7IN CUFF (LARGE) DIATHERMY BAG 13.5IN X20IN GAUZE SWABS 4 X 4 32P LY XRD SUTURE BOOTIE (10 SUTURE HOLES PER PACK)VESSEL LOOPS RED MINICARBON BLADE #15 CARBON BLADE #11CARBON BLADE #10RED ROBBINSON CATH 14 FR. RED ROBBINSON CATH 8 FR. BULB SYRINGE 5ML L/S SILK TIES SUT.#1/0 CUT LENGTH BLKTIP CLEANER NYLON TAPE WHITE 6MM X 70CM SUCTION CATHETER STRAIGHT 14FR SYRINGE 60M L 2OZ CATHETER TIP 12FT. TUBING W/ ADAPTER (USE IF SPECIAL REQUEST)GAUZE SWABS 18 X 18 4 PLY XRD PRE-WASHED | GENERAL CONSUMABLES (GENERAL SURGICAL SUPPLIES) SUPPLEMENTARY
4062 | 4220341202600 | SET, STENT, SILICONE COATED, DOUBLE URETERAL, OPEN ENDED, TAPERED TIP, WITH HOLES IN THE BODY, WITHOUT GUIDEWIRE, AND WITH LOCKABLE PUSHER RADIO-OPAQUE, SIZE: CH 6.0, 26 CM, DISPOSABLE, STERILE | GENERAL CONSUMABLES (GENERAL SURGICAL SUPPLIES) SUPPLEMENTARY
4063 | 4220341202900 | STENT, URETERAL, MULTI-LENGTH, 6 FRENCH, 22-30 CM ( +/- 2 CM ), WITH HYDROPHILIC COATING SET, WITH COMPATIBLE GUIDEWIRE, STERILE | GENERAL CONSUMABLES (GENERAL SURGICAL SUPPLIES) SUPPLEMENTARY
4064 | 4220341210000 | SET, STENT, INDWELLING POLYURETHANE, DOUBLE URETERAL PIGTAIL STENT, OPEN ENDED, TAPERED TIP, WITH HOLES IN THE BODY, WITH COMPATIBLE GUIDEWIRE, AND LOCKABLE PUSHER RADIO-OPAQUE, , SIZE: CH 4.7 - 5.0, 12 CM, DISPOSABLE, STERILE | GENERAL CONSUMABLES (GENERAL SURGICAL SUPPLIES) SUPPLEMENTARY
4065 | 4220341210100 | SET, STENT, INDWELLING POLYURETHANE, DOUBLE URETERAL PIGTAIL STENT, OPEN ENDED, TAPERED TIP, WITH HOLES IN THE BODY, WITH COMPATIBLE GUIDEWIRE, AND LOCKABLE PUSHER RADIO-OPAQUE, , SIZE: CH 4.7 - 5.0, 14 CM, DISPOSABLE, STERILE | GENERAL CONSUMABLES (GENERAL SURGICAL SUPPLIES) SUPPLEMENTARY
4066 | 4220341210500 | SET, STENT, SILICONE COATED, DOUBLE URETERAL, OPEN ENDED, TAPERED TIP, WITH HOLES IN THE BODY, WITHOUT GUIDEWIRE, AND WITH LOCKABLE PUSHER RADIO-OPAQUE, SIZE: CH 7.0, 26 CM, DISPOSABLE, STERILE | GENERAL CONSUMABLES (GENERAL SURGICAL SUPPLIES) SUPPLEMENTARY
4067 | 4220341210600 | SET, STENT, INDWELLING, POLYURETHANE, DOUBLE URETERAL PIGTAIL STENT, OPEN ENDED, TAPERED TIP, WITH HOLES IN THE BODY, WITHOUT GUIDEWIRE, AND WITH LOCKABLE PUSHER RADIO-OPAQUE, SIZE: CH 8, 24 CM, DISPOSABLE, STERILE | GENERAL CONSUMABLES (GENERAL SURGICAL SUPPLIES) SUPPLEMENTARY
4068 | 4220341210700 | STENT, INDWELLING SOFT POLYURETHANE, DOUBLE URETERAL PIGTAIL STENT, WITH COMPATIBLE GUIDEWIRE, AND POSITIONER RADIO - OPAQUE, 14 CM LONG, SIZE: 3.7-4 FR DISPOSABLE, STERILE | GENERAL CONSUMABLES (GENERAL SURGICAL SUPPLIES) SUPPLEMENTARY
4069 | 4220341210900 | SET, STENT, URETERAL, TUMOR, WITHOUT EYES, WITH COMPATIBLE GUIDEWIRE, AND LOCKABLE PUSHER RADIO-OPAQUE, SIZE: CH 8.0, 26 CM DISPOSABLE, STERILE | GENERAL CONSUMABLES (GENERAL SURGICAL SUPPLIES) SUPPLEMENTARY
4070 | 4220341211000 | SET, STENT, URETERAL, TUMOR, WITHOUT EYES, WITH COMPATIBLE GUIDEWIRE, AND LOCKABLE PUSHER RADIO-OPAQUE, SIZE: CH 7.0, 28 CM DISPOSABLE, STERILE | GENERAL CONSUMABLES (GENERAL SURGICAL SUPPLIES) SUPPLEMENTARY
4071 | 4220341211100 | SET, STENT, URETERAL, TUMOR, WITHOUT EYES, WITH COMPATIBLE GUIDEWIRE, AND LOCKABLE PUSHER RADIO-OPAQUE, SIZE: CH 7.0, 26 CM DISPOSABLE, STERILE | GENERAL CONSUMABLES (GENERAL SURGICAL SUPPLIES) SUPPLEMENTARY
4072 | 4220341211200 | SET, STENT, URETERAL, TUMOR, WITHOUT EYES, WITH COMPATIBLE GUIDEWIRE, AND LOCKABLE PUSHER RADIO-OPAQUE, SIZE: CH 8.0, 28 CM DISPOSABLE, STERILE | GENERAL CONSUMABLES (GENERAL SURGICAL SUPPLIES) SUPPLEMENTARY
4073 | 4220341211600 | STENT, INDWELLING SOFT POLYURETHANE, DOUBLE URETERAL PIGTAIL STENT, WITH COMPATIBLE GUIDEWIRE, AND POSITIONER RADIO - OPAQUE, 18 CM LONG, SIZE: 3.7-4 FR DISPOSABLE, STERILE | GENERAL CONSUMABLES (GENERAL SURGICAL SUPPLIES) SUPPLEMENTARY
4074 | 4220341211700 | STENT, URETERAL, MULTI-LENGTH, 4.7-5 FRENCH, 22-30 CM ( +/- 2 CM ), WITH HYDROPHILIC COATING SET, WITH COMPATIBLE GUIDEWIRE, STERILE | GENERAL CONSUMABLES (GENERAL SURGICAL SUPPLIES) SUPPLEMENTARY
4075 | 4220341211800 | STENT, URETERAL, MULTI-LENGTH, 7 FRENCH, 22-30 CM ( +/- 2 CM ), WITH HYDROPHILIC COATING SET, WITH COMPATIBLE GUIDEWIRE, STERILE | GENERAL CONSUMABLES (GENERAL SURGICAL SUPPLIES) SUPPLEMENTARY
4076 | 4220341500700 | TRAY SPECIAL PROCEDURE “PICC LINE” WITH A COMPLETE PREP SET DISPO INCLUDE BACK TABLE COVER 60 INCH X 90 INCH QTY1 ; ABSORBENT TOWEL 17 INCH X 20 INCH (43X51CM) QTY1 ; STANDARD SURGICAL GOWN LARGE QTY1 ; ABSORBENT TOWEL 17 INCH X 20 INCH (43X51CM) QTY1 ; STANDARD SURGICAL GOWN XL QTY1 ; BACK TABLE COVER 50 INCH X 63 INCH QTY1 ; STERILE ULTRASOUND TRANSDUCER COVER 6 INCH X 97 INCH QTY1 ; HUCK TOWEL 53 X 63 CM QTY 2 ; GAUZE SWABS 4 X 4 16 PLY NXRD, 5/BUNDLE QTY 2 ; TEGADERM DRESSING 10X12CM QTY 2 ; SYRINGE 10ML L/L QTY1 ; SYRINGE 20ML L/L QTY1 ; SPONGE STICK BLUE 6 INCH QTY 3 ; NC - 20 COUNT FM W/MAG RED (STD) QTY1 ; GAUZE SWABS 4 X 4 16 PLY NXRD ; 5/BUNDLE QTY 30 ; TRAY, HALF DEEP 14 X 25 X 5 CM QTY1 ; MOSQUITO FORCEPS 5 INCH STRAIGHT QTY1 ; OPERATING SCISSORS BL/SH 5 INCH STRAIGHT QTY1 ; SAFETY SCALPEL BLADE 11 INCH QTY1 ; FLUORO COVER 32 INCH DIA WITH 23.5 INCH DEPTH QTY1 ; TOWEL CLAMPS QTY 4 ; MEDICATION LABEL SHEET 16.2 X 23.6 QTY1 ; NEEDLE 25G X 1.5 INCH ORANGE, KOREA QTY1 ; NEEDLE | GENERAL CONSUMABLES (GENERAL SURGICAL SUPPLIES) SUPPLEMENTARY
4077 | 4220343802100 | GUIDEWIRE, HYDROPHILIC COATED, STRAIGHT TIP, 0.018 X 240-260 CM LENGTH, DISPOSABLE, STERILE | GENERAL CONSUMABLES (GENERAL SURGICAL SUPPLIES) SUPPLEMENTARY
4078 | 4220344407400 | KIT, CATHETER, FOR PEDIATRIC, CHEMOTHERAPY, PRE - ATTACHED PLASTIC PORT, 9-9.6 FR, SILICONE TUBE, , STERILE | GENERAL CONSUMABLES (GENERAL SURGICAL SUPPLIES) SUPPLEMENTARY
4079 | 4220344700700 | BIOPSY NEEDLE DEVICE, TWO FIRING MODES, SEMI-AUTOMATIC MODE AND AUTOMATIC MODE, DUAL ADJUSTABLE PENETRATION DEPTH 18 MM AND 25 MM, SIZES 14G - 20G X 10 -20 CM | GENERAL CONSUMABLES (GENERAL SURGICAL SUPPLIES) SUPPLEMENTARY
4080 | 4220344710900 | BREAST BIOPSY PACK INCLUDING: 10 GAUZE 4 INX4 IN NXRD, 2 SYRINGE 10CC, 1 ULTRASOUND COVER, 1 SKIN PREP 3ML (2% CHLORHEXIDINE GLUCONATE WITH 70% ISOPROPYL ALCOHOL), 4 UTILITY DRAPE 20 INX20 IN, 1 SPECIMEN BOTTLE, 1 LUBRICANT GEL ; ONE (1) EACH = ONE (1) PACK | GENERAL CONSUMABLES (GENERAL SURGICAL SUPPLIES) SUPPLEMENTARY
4081 | 4220344716200 | FIBRIN SEALANT PACKAGE INSERT, FOR SEALING, TWO AMPOULE, 10 ML, STERILE | GENERAL CONSUMABLES (GENERAL SURGICAL SUPPLIES) SUPPLEMENTARY
4082 | 4110410200800 | LAPAROTOMY OB/GYN PACK, 1 BACK TABLE COVER REINFORCED 140X190 CM, 1 MAYO STAND COVER REINFORCED 75X145 CM, 2 LEGGING 110X75 CM, 1 UTILITY BAG, 1 REINFORCED UNDER BUTTOCK DRAPE 85X105 CM, 1 PERINEAL DRAPE 100 X100 CM WITH TRIANGULAR FENESTRATION 15X15X15 CM, WITH POUCH WITH SUCTION PORT/S, 1 NEEDLE COUNTER, 1 UPPER DRAPE 180 X 180 CM, 1 SURGICAL GOWN XL SIZE, 1 SURGICAL GOWN L SIZE, ABSORBENT TOWEL 2X, STERILE | GENERAL CONSUMABLES (GENERAL SURGICAL SUPPLIES) SUPPLEMENTARY
4083 | 4110410200700 | LAP CYSTECTOMY PACK; 1 TABLE COVER 150X190CM REINFORCED, 4 HAND TOWEL 47 X 38 CM WHITE, 2 SURGICAL GOWNS UNIVERSAL L, SP, BNS, 1 MAYO STAND COVER 79 X 145 CM, 1 SURGICAL GOWN UNIVERSAL XL, SP, BNS, 1 URINE DRAINAGE BAG 4000 ML, 1 UNDER-BUTTOCKS DRAPE 85 X 120 CM WITH POUCH, 2 INSTRUMENT BAG 30 X 50 CM, 4 OP TOWEL 65 X 42 CM XRD, 5 GAUZE SWAB 10 X 10 CM 16 P XRD, 10 GAUZE ROUND N°5, 1 PLASTIC BAG 20 X 30 CM ZIPLOCK, 1 ANTI FOG SOLUTION, 1 NEEDLE COUNTER, 3 SYRINGE 10 ML L/L, 1 SYRINGE 20 ML L/L, 1 SCALPEL N°11 SS BLADE PROTECTION, 1 SKIN MARKER MODERN REGULAR TIP, 1 VERESS NEEDLE 120 MM, 4 POST OP DRESSING 6 X 7 CM, 2 SKIN CLOSURE STRIP 12.0 X 100 MM, 2 KIDNEY BOWL 800 ML, 1 TROCAR SITE SKIN CLOSURE, 1 ULTRASOUND GEL FOIL POUCH 20 GAUZE, 1 BOWL 500 ML, 2 BOWL 250 ML, 1 BOWL 1000 ML POLYPROPYLENE BLUE, 1 SUTURE BAG 16.5 X 30.5 CM, 1 CATHETER FOLEY SILICONE 2W 41 CMB 10 ML CHANNEL 14, 5 GAUZE LAP 45 X 45 CM 6 P X RD, 1 COVER CAMERA 18 X 244 CM WITH CARD TRANSP, 1 BOWL 2500 ML POLYPROPYLENE | GENERAL CONSUMABLES (GENERAL SURGICAL SUPPLIES) SUPPLEMENTARY
4084 | 4222150307000 | PACK FOR CENTRAL LINE CATHETER INSERTION CONTENTS : 1 DRAPE TO COVER THE WHOLE BODY OF THE PATIENT DURING INSERTION OF CENTRAL LINE WITH 2 OPENINGS ONE FOR EXTERNAL JUGULAR AND ONE FOR FEMORAL CENTRAL LINE BOTH IN MIDDLE LINE TO COPE WITH RIGHT AND LEFT SIDE150X 270 CM ; 1 KIDNEY TRAY ; 2 GAUZE PIECES 8X8 CM ; 1 PAIR OF VINYL GLOVES XL ; 1 PLASTIC TRAY WITH 6 COTTON SWABS ; 1 PLASTIC SAFETY SCALPEL SINGLE USE ; 2 SWAB STICK IMPREGNATED WITH CHLORHEXIDINE 2 % AND ALCOHOL 70% ; 2 TRANSPARENT DRESSING ; 2 SAFETY STERILE SYRINGES 5ML WITH LABEL FOR LIDOCAINE SYRINGE ; 1 CURVED NEEDLE WITH SUTURE AND DISPOSABLE NEEDLE DRIVER ; SURGICAL GOWN XL SIZE. 1 ; SURGICAL GOWN L SIZE. 1 ; ABSORBENT TOWEL 2 INCH | GENERAL CONSUMABLES (GENERAL SURGICAL SUPPLIES) SUPPLEMENTARY
4085 | 4220341091800 | BIOPSY NEEDLE DEVICE, AUTOMATIC, CORE BIOPSY, NEEDLE SIZE: 16G X 10-12 CM, PENETRATION DEPTH 10-11 MM, DISPOSABLE, STERILE, (EACH BIOPSY DEVICE MUST INCLUDE AN APPROPRIATE SIZE COAXIAL NEEDLE) | GENERAL CONSUMABLES (GENERAL SURGICAL SUPPLIES) SUPPLEMENTARY
4086 | 4227201104000 | STENT, INDWELLING SOFT POLYURETHANE, DOUBLE URETERAL PIGTAIL STENT, WITH COMPATIBLE GUIDEWIRE, AND POSITIONER RADIO - OPAQUE, 12 CM LONG, SIZE: 3.7-4 FR DISPOSABLE, STERILE | GENERAL CONSUMABLES (GENERAL SURGICAL SUPPLIES) SUPPLEMENTARY
4087 | 4231201002100 | STAPLER, SKIN, STAPLES LENGTH 2.9-3.9 MM, WITH 35 STAPLES, WIDE, STAINLESS STEEL STAPLES, STERILE | GENERAL CONSUMABLES (GENERAL SURGICAL SUPPLIES) SUPPLEMENTARY
4088 | 4231201002000 | STAPLER, SKIN, STAPLES LENGTH 2.9-3.9 MM, WITH 35 STAPLES, REGULAR, STAINLESS STEEL STAPLES, STERILE | GENERAL CONSUMABLES (GENERAL SURGICAL SUPPLIES) SUPPLEMENTARY
4089 | 4214410300400 | KIT, CHEST TUBE, SEALED IN A STERILE PACKAGE KIT CONTENTS, CHEST TUBE INTRODUCER, PAIR OF LARGE GLOVES, 20 ML AMPOULE LIDOCAINE HCL 1% 25 GA X 1 - 1/2 INCH, SAFETY GLIDE, NEEDLE LARGE CURVED KELLY CLAMP, NEEDLE DRIVER, SCISSORS, 0 SILK SUTURE, CURVED NEEDLE, 4 INCH X 4 INCH, GAUZE PADS 4 INCH X 4 INCH, SLIT GAUZE PADS, SURGICAL TAPE, FOAM SUTURE NEEDLE RETAINER, SKIN MARKING PEN, PETROLATUM GAUZE, SMALL CURVED KELLY CLAMP, RETRACTABLE SCALPEL, # 11 BLADE, 10 ML SYRINGE WITH 22 GA X 1 - 1/2 INCH NEEDLE, FENESTRATED DRAPE WITH ADHESIVE BACKING | GENERAL CONSUMABLES (GENERAL SURGICAL SUPPLIES) SUPPLEMENTARY
4090 | 4229680109000 | BLADE SCALPEL, WITH PLASTIC HANDLE AND RETRACTABLE BLADE, SIZE 15, DISPOSABLE, STERILE | GENERAL CONSUMABLES (GENERAL SURGICAL SUPPLIES) SUPPLEMENTARY
4091 | 4215161471800 | HEMOSTASIS, HEMOSTATIC MATRIX PLUS, FLEX TIP, BOVINE-DERIVED GELATIN MATRIX AND HUMAN THROMBIN, 5 ML, STERILE | GENERAL CONSUMABLES (GENERAL SURGICAL SUPPLIES) SUPPLEMENTARY
4092 | 4215161472200 | HEMOSTASIS, POWDER, ABSORBABLE, DERIVED FROM PURIFIED PLANT STARCH ( POLYSACCHARIDE ), 5 GRAM | GENERAL CONSUMABLES (GENERAL SURGICAL SUPPLIES) SUPPLEMENTARY
4093 | 4229680511000 | CLAW, SPETZLER MICRO, LONG, L4.6 INCH (11.7 CM), DISPOSABLE, STERILE | GENERAL CONSUMABLES (GENERAL SURGICAL SUPPLIES) SUPPLEMENTARY
4094 | 4215161472300 | HEMOSTASIS, POWDER, ABSORBABLE, DERIVED FROM PURIFIED PLANT STARCH ( POLYSACCHARIDE ), 1 GRAM | GENERAL CONSUMABLES (GENERAL SURGICAL SUPPLIES) SUPPLEMENTARY
4095 | 4215161472400 | HEMOSTASIS, POWDER, ABSORBABLE, DERIVED FROM PURIFIED PLANT STARCH ( POLYSACCHARIDE ), 3 GRAM | GENERAL CONSUMABLES (GENERAL SURGICAL SUPPLIES) SUPPLEMENTARY
4096 | 4229680700700 | CLIP, LIGATION, POLYMER, EXTRA LARGE, COLOR CODED, 6 CLIPS PER CARTRIDGE, DISPOSABLE, STERILE | GENERAL CONSUMABLES (GENERAL SURGICAL SUPPLIES) SUPPLEMENTARY
4097 | 4229680700900 | MESH, 3 D - SHAPE, LIGHT, LEFT, SIZE 12 X 17 CM ( +/- 1 CM ), DISPOSABLE, STERILE | GENERAL CONSUMABLES (GENERAL SURGICAL SUPPLIES) SUPPLEMENTARY
4098 | 4229680701000 | MESH, 3 D - SHAPE, LIGHT, RIGHT, SIZE 12 X 17 CM ( +/- 1 CM ), DISPOSABLE, STERILE | GENERAL CONSUMABLES (GENERAL SURGICAL SUPPLIES) SUPPLEMENTARY
4099 | 4229680701100 | MESH, 3 D - SHAPE, LIGHT, LEFT, SIZE 10 X 16 CM ( +/- 1 CM), DISPOSABLE, STERILE | GENERAL CONSUMABLES (GENERAL SURGICAL SUPPLIES) SUPPLEMENTARY
4100 | 4214410200700 | DRAINAGE, CHEST, WATER SEAL SYSTEM, 1500 - 2000 CC ( +/- 100 CC ), CLOSED SYSTEM, TWO CHAMBERS, DISPOSABLE, STERILE | GENERAL CONSUMABLES (GENERAL SURGICAL SUPPLIES) SUPPLEMENTARY
4101 | 4229680701200 | MESH, 3 D - SHAPE, LIGHT, RIGHT, SIZE 10 X 16 CM (+/- 1 CM ) , DISPOSABLE, STERILE | GENERAL CONSUMABLES (GENERAL SURGICAL SUPPLIES) SUPPLEMENTARY
4102 | 4229680701500 | MESH, 3 D - SHAPE, LIGHT, RIGHT, SIZE 8 X 13 CM ( +/- 1 CM ), DISPOSABLE, STERILE | GENERAL CONSUMABLES (GENERAL SURGICAL SUPPLIES) SUPPLEMENTARY
4103 | 4215161472600 | HEMOSTASIS, SOFT PLIABLE SPONGE, ABSORBABLE, MICROFIBRILLAR 100 % COLLAGEN, 2 CM X 6.25 CM X 7 MM, DISPOSABLE, STERILE | GENERAL CONSUMABLES (GENERAL SURGICAL SUPPLIES) SUPPLEMENTARY
4104 | 4215161472800 | HEMOSTASIS, SOFT PLIABLE SPONGE, ABSORBABLE, MICROFIBRILLAR 100 % COLLAGEN, 8 CM X 12.5 CM X 3 MM, DISPOSABLE, STERILE | GENERAL CONSUMABLES (GENERAL SURGICAL SUPPLIES) SUPPLEMENTARY
4105 | 4215161473100 | HEMOSTASIS, GELATIN MATRIX KIT, CONTAINING 2 SYRINGES (MALE AND FEMALE) 2 APPLICATORS PREPARED BY MIXING GELATIN SYRINGE, WITH SALINE, 8 ML, STERILE | GENERAL CONSUMABLES (GENERAL SURGICAL SUPPLIES) SUPPLEMENTARY
4106 | 4218170801300 | ELECTRODE, RETURN, ELECTROSURGERY, FOR PATIENT, ADULT (42 TO 46 INCH L X 18 TO 20 INCH W) OF WITH VISCOELASTIC POLYMER, EASY SET - UP, OPTIMUM SAFETY AND NO PLATE SITE BURN, NO SHAVING OR SEARCHING FOR AN ADEQUATE PATIENT PAD SITE, NO ADHESIVE - RELATED SKIN IRRITATIONS - SINGLE CORD, LIGHT WEIGHT, REUSABLE | GENERAL CONSUMABLES (GENERAL SURGICAL SUPPLIES) SUPPLEMENTARY
4107 | 4218170801200 | ELECTRODE, RETURN, ELECTROSURGERY, FOR PATIENT, ADULT (42 TO 46 INCH L X 18 TO 20 INCH W) OF WITH VISCOELASTIC POLYMER, EASY SET - UP, OPTIMUM SAFETY AND NO PLATE SITE BURN, NO SHAVING OR SEARCHING FOR AN ADEQUATE PATIENT PAD SITE, NO ADHESIVE - RELATED SKIN IRRITATIONS - DUAL CORD, LIGHT WEIGHT, REUSABLE | GENERAL CONSUMABLES (GENERAL SURGICAL SUPPLIES) SUPPLEMENTARY
4108 | 4230000000200 | FLEXIBLE URETEROSCOPE, SHAFT DIAMETER 8.0-9.5 FR, WITH WORKING CHANNEL 3.6 FR, BUILT IN LED LIGHT SOURCE ARTICULATION TIP DEFLECTION ( 270 DEGREE OR MORE ) IN BOTH DIRECTION, FOR USE WITH LAPTOP/TABLE AND MONITOR, DISPOSABLE, STERILE (ONE SCREEN FREE OF CHARGE WITH EVERY 150 PC) | GENERAL CONSUMABLES (GENERAL SURGICAL SUPPLIES) SUPPLEMENTARY
4109 | 4231150005000 | HEMOSTASIS, ABSORBABLE, OXIDIZED REGENERATED CELLULOSE, NON WOVEN TEXTURE, BACTERICIDAL, 4X4 INCH, STERILE | GENERAL CONSUMABLES (GENERAL SURGICAL SUPPLIES) SUPPLEMENTARY
4110 | 4231150005200 | HEMOSTASIS, ABSORBABLE, OXIDIZED REGENERATED CELLULOSE, NON WOVEN TEXTURE, BACTERICIDAL, 1X2 INCH, STERILE | GENERAL CONSUMABLES (GENERAL SURGICAL SUPPLIES) SUPPLEMENTARY
4111 | 4231150200200 | CATHETER, CENTRAL VENOUS CATHETER REPAIR KIT, CONTENTS; 2.7 FR EXTERNAL CATHETER REPAIR SEGMENT, SILICONE ADHESIVE, END CAP, SYRINGE 3ML, NEEDLE BLUNT 18G X 25 MM, DISPOSABLE, STERILE | GENERAL CONSUMABLES (GENERAL SURGICAL SUPPLIES) SUPPLEMENTARY
4112 | 4231150200400 | CATHETER, CENTRAL VENOUS CATHETER REPAIR KIT, CONTENTS; 4.2 FR EXTERNAL CATHETER REPAIR SEGMENT, SILICONE ADHESIVE, END CAP, SYRINGE 3ML, NEEDLE BLUNT 18G X 25 MM, DISPOSABLE, STERILE | GENERAL CONSUMABLES (GENERAL SURGICAL SUPPLIES) SUPPLEMENTARY
4113 | 4229680701300 | MESH, 3 D - SHAPE, LIGHT, LEFT, SIZE 8 X 13 CM (+/- 1 CM ) , DISPOSABLE, STERILE | GENERAL CONSUMABLES (GENERAL SURGICAL SUPPLIES) SUPPLEMENTARY
4114 | 4214410101400 | DRAINAGE, CHEST, WATER SEAL SYSTEM, 500 - 1000 CC, CLOSED SYSTEM, SINGLE CHAMBER, SILICONE CONNECTION TUBES, DISPOSABLE, STERILE | GENERAL CONSUMABLES (GENERAL SURGICAL SUPPLIES) SUPPLEMENTARY
4115 | 4214410000000 | VALVE, CHEST DRAIN VALVE HEIMLICH, PLASTIC CHAMBER/RUBBER TUBING, STERILE, DISPOSABLE | GENERAL CONSUMABLES (GENERAL SURGICAL SUPPLIES) SUPPLEMENTARY
4116 | 4214390200700 | CATHETER, BALLOON, NEPHROSTOMY KIT, ULTRA XX OR EQUIVALENT, 30 FR, 8-10 MM, LENGTH 15-20 CM | GENERAL CONSUMABLES (GENERAL SURGICAL SUPPLIES) SUPPLEMENTARY
4117 | 4214310600400 | SUCTION COAGULATOR, LENGTH 6 INCH, 10 FR, DISPOSABLE, STERILE, SHOULD BE COMPATIBLE WITH HOSPITAL MACHINE | GENERAL CONSUMABLES (GENERAL SURGICAL SUPPLIES) SUPPLEMENTARY
4118 | 4214311100100 | KIT, CATHETER, FOR PEDIATRIC, CHEMOTHERAPY, PRE - ATTACHED PLASTIC PORT, 6.5-6.6 FR, SILICONE TUBE, , STERILE | GENERAL CONSUMABLES (GENERAL SURGICAL SUPPLIES) SUPPLEMENTARY
4119 | 4214311100200 | KIT, CATHETERIZATION, SUPRAPUBIC, 12 FR, WITH SCALPEL, TROCAR AND SHEATH, 2 - WAY, STANDARD LENGTH, STERILE | GENERAL CONSUMABLES (GENERAL SURGICAL SUPPLIES) SUPPLEMENTARY
4120 | 4214311100300 | KIT, CATHETERIZATION, SUPRAPUBIC, 16 FR, WITH SCALPEL, TROCAR AND SHEATH, 2 - WAY, STANDARD LENGTH, STERILE | GENERAL CONSUMABLES (GENERAL SURGICAL SUPPLIES) SUPPLEMENTARY
4121 | 4214311100500 | KIT, BLOOD SAMPLING, FOR FETAL SCALP, COMPLETE: FETAL BLOOD SAMPLING WAND WITH RETRACTABLE BLADE AND CAPILLARY TUBE HOLDER FOR ONE STEP OPERATION, 6 LONG COTTON TIPPED BUDS, 4 TO 5 HEPARINIZED CAPILLARY TUBE, SODIUM HEPARINIZED CAPILLARY VOLUME MINIMUM 55 TO 130 MCL, 8 TO 10 CAPILLARY CAPS, 4 TO 5 MIXING WIRES, 4 TO 5 UNIVERSAL BLOOD GAS ANALYZER, ADAPTERS WITH CLOT BUSTER, 1 STERILE SURGICAL DRAPE, A RESTING SPACE FOR AMNIOSCOPE WITH AUTOMATIC ILLUMINATION, FRONT DIAMETER AVERAGE 32 MM, AVERAGE, BACK DIAMETER 45 MM, LENGTH AVERAGE 121.5 MM, OVERALL LENGTH OF TUB E 195 TO 200 MM | GENERAL CONSUMABLES (GENERAL SURGICAL SUPPLIES) SUPPLEMENTARY
4122 | 4214311501000 | MANIPULATOR, UTERINE WITH INJECTOR, LATEX FREE, O.D. SIZE: 4.5-5 MM, 30 CM (+/- 5 CM), DISPOSABLE, STERILE | GENERAL CONSUMABLES (GENERAL SURGICAL SUPPLIES) SUPPLEMENTARY
4123 | 4214312900200 | CUSTOMIZED EFFICIENCY TONSILLECTOMY KIT MPT; 1 BNS SURGICAL GOWN UL SP L, 2 HAND TOWEL 47 X 38 CM WHITE, 1 CREPE PAPER 60 X 60 CM, 1 REINFORCED TABLE COVER 150 X 190 WRAPPING, 4 HAND TOWEL 47 X 38 CM WHITE, 1 BNS SURGICAL GOWN UL SP L, 1 PLASTIC BAG 20 X 30 CM ZIPLOCK, 1 SUCTION CATHETER 10 CH, 1 SUCTION CATHETER 8 CH, 10 GAUZE ROUND 20 X 20 CM XRD DBL STRING, 1 HR720-ENT MIRROR OR ANY OTHER EQUIVALENT, 5 GAUZE ROUND SPONGE N°3 20TH XRD WHITE WRAPPED 5 PIECES, 1 FORCEPS BIPOLAR BAYONET, 1 SYRINGE 20 ML L/S 3 PARTS ECCENT., 10 GAUZE SWAB 10 X 10 CM 16P XRD, 1 GALLIPOT 120 ML, 1 30 CH X 300 CM SUCTION CONNECTING TUBING, 1 BNS ADHESIVE APERTURE DRAPE 75 X 90 CM., 3 OP TOWEL 90 X 72.5 CM | GENERAL CONSUMABLES (GENERAL SURGICAL SUPPLIES) SUPPLEMENTARY
4124 | 4229610303400 | HEMOSTASIS, SOFT PLIABLE SPONGE, ABSORBABLE, MICROFIBRILLAR 100 % COLLAGEN, 8 CM X 6.25 CM X 1 CM, DISPOSABLE, STERILE | GENERAL CONSUMABLES (GENERAL SURGICAL SUPPLIES) SUPPLEMENTARY
4125 | 4218201303800 | SPECULUM, CUSCO VAGINAL, INDIVIDUALLY PACKED, SIZE: LARGE, WITH BUILT IN LIGHT SOURCE, DISPOSABLE | GENERAL CONSUMABLES (GENERAL SURGICAL SUPPLIES) SUPPLEMENTARY
4126 | 4218201303700 | SPECULUM, CUSCO VAGINAL, INDIVIDUALLY PACKED, SIZE: SMALL, WITH BUILT IN LIGHT SOURCE, DISPOSABLE | GENERAL CONSUMABLES (GENERAL SURGICAL SUPPLIES) SUPPLEMENTARY
4127 | 4218201300800 | SPETZLER BARRACUDA, LARGE, DIAMETER L4.6 INCH (11.7 CM) | GENERAL CONSUMABLES (GENERAL SURGICAL SUPPLIES) SUPPLEMENTARY
4128 | 4218201300100 | SPECULUM, CUSCO VAGINAL, INDIVIDUALLY PACKED, SIZE: MEDIUM, DISPOSABLE | GENERAL CONSUMABLES (GENERAL SURGICAL SUPPLIES) SUPPLEMENTARY
4129 | 4214320300700 | CATHETER, MALECOT, 2 WINGS, LATEX, 12 FRENCH, DISPOSABLE, STERILE | GENERAL CONSUMABLES (GENERAL SURGICAL SUPPLIES) SUPPLEMENTARY
4130 | 4214320300800 | CATHETER, MALECOT, 2 WINGS, LATEX, 16 FRENCH, DISPOSABLE, STERILE | GENERAL CONSUMABLES (GENERAL SURGICAL SUPPLIES) SUPPLEMENTARY
4131 | 4214320400200 | SET, EMBRYO, TRANSFER CATHETER, TIP DIAMETER 1-1.4 MM, EFFECTIVE LENGTH 180-265 MM, WITH INTRODUCER, WITH MEASURING MARKS | GENERAL CONSUMABLES (GENERAL SURGICAL SUPPLIES) SUPPLEMENTARY
4132 | 4214320900200 | NEEDLE, ELECTRODE, ELECTROSURGICAL, PTFE COATED, 7 CM (+/- 1 CM), STERILE | GENERAL CONSUMABLES (GENERAL SURGICAL SUPPLIES) SUPPLEMENTARY
4133 | 4218190800700 | SET, IRRIGATION, T.U.R., Y-TYPE, NON-VENTED FOR T.U.R AND POSTOPERATIVE IRRIGATION PROCEDURES, NOT LESS THAN 200 CM LENGTH, STERILE | GENERAL CONSUMABLES (GENERAL SURGICAL SUPPLIES) SUPPLEMENTARY
4134 | 4218190800500 | SET, IRRIGATION CYSTOSCOPY, SINGLE SPIKE WIDE BORE TUBING, STERILE | GENERAL CONSUMABLES (GENERAL SURGICAL SUPPLIES) SUPPLEMENTARY
4135 | 4214330000600 | SET, HIPEC, CLOSED TECHNIQUE, SET SHOULD INCLUDES: HIPEC SELF FILTERING INTEGRATED STRAINER, 5 TEMPERATURE PROBES, 6 PRESSURE SENSORS, 4 POLYETHYLENE TUBES, IT SHOULD BE COMPATIBLE WITH HOSPITAL MACHINE, STERILE, DISPOSABLE | GENERAL CONSUMABLES (GENERAL SURGICAL SUPPLIES) SUPPLEMENTARY
4136 | 4214330000700 | SET, HIPEC, OPEN TECHNIQUE, SET SHOULD INCLUDES: HIPEC SELF FILTERING INTEGRATED STRAINER, 5 TEMPERATURE PROBES, 4 PRESSURE SENSORS, 4 POLYETHYLENE TUBES, IT SHOULD BE COMPATIBLE WITH HOSPITAL MACHINE, STERILE, DISPOSABLE | GENERAL CONSUMABLES (GENERAL SURGICAL SUPPLIES) SUPPLEMENTARY
4137 | 4218190800400 | SET, INTRAUTERINE INSEMINATION, CURVED TIP WITH STAINLESS STEEL, INNER CANNULA, 5-5.5 FR, 20 CM LENGTH | GENERAL CONSUMABLES (GENERAL SURGICAL SUPPLIES) SUPPLEMENTARY
4138 | 4229633200000 | FLEXIBLE URETHROCYSTOSCOPY, BUILT IN LED LIGHT SOURCE ARTICULATION TIP DEFLECTION ( 180 DEGREE OR MORE ) IN BOTH DIRECTION, FOR USE WITH LAPTOP/TABLE AND MONITOR, DISPOSABLE, STERILE (ONE SCREEN FREE OF CHARGE WITH EVERY 150 PC) | GENERAL CONSUMABLES (GENERAL SURGICAL SUPPLIES) SUPPLEMENTARY
4139 | 4214390200100 | CATHETER, ANAL IRRIGATION ACCESSORIES, INCLUDING 15 RECTAL CATHETER, AND 1 BAG | GENERAL CONSUMABLES (GENERAL SURGICAL SUPPLIES) SUPPLEMENTARY
4140 | 4214390200500 | CATHETER, URETERAL, BALLOON DILATION, HIGH PRESSURE, ULTRAMAX OR EQUIVALENT, 15 FR, LENGTH 4 CM, DISPOSABLE, STERILE | GENERAL CONSUMABLES (GENERAL SURGICAL SUPPLIES) SUPPLEMENTARY
4141 | 4214390200600 | CATHETER, BALLOON, NEPHROSTOMY KIT, ULTRA XX OR EQUIVALENT, 24 FR, 8-10 MM, LENGTH 15-20 CM | GENERAL CONSUMABLES (GENERAL SURGICAL SUPPLIES) SUPPLEMENTARY
4142 | 4231150505500 | DRAIN, SILICONE, ROUND, RADIO-OPAQUE, 10 MM, 3/4 FLAT FLUTED, WITH COLLECTION BULB RESERVOIR, GRADUATED, SELF EXPANDABLE, SIZE: 400-450 ML, WITHOUT TROCAR, DISPOSABLE, STERILE | GENERAL CONSUMABLES (GENERAL SURGICAL SUPPLIES) SUPPLEMENTARY
4143 | 4111220600800 | EVACUATOR, ELECTROSURGERY SMOKE EVACUATION ATTACHMENT, ACCEPTS MOST ENERGY BASED DEVICES, HAND SWITCHING PENCILS | GENERAL CONSUMABLES (GENERAL SURGICAL SUPPLIES) SUPPLEMENTARY
4144 | 4111173600000 | DRAPE, SURGICAL, MICROSCOPE, 137 X 381 CM, FOR LEICA OR EQUIVALENT, STERILE | GENERAL CONSUMABLES (GENERAL SURGICAL SUPPLIES) SUPPLEMENTARY
4145 | 4231151009900 | DRESSING, FOR BURN, CELLULOSE FACE MASK, SATURATED WITH SALINE 95% NORMAL PH, ASSORTED SIZES, DISPOSABLE, STERILE | GENERAL CONSUMABLES (GENERAL SURGICAL SUPPLIES) SUPPLEMENTARY
4146 | 4231160707400 | HEMOSTASIS, THIN SHEET, NON - WOVEN, MICROFIBRILLAR, ABSORBABLE, 100% COLLAGEN, MEDIUM SIZE, 70 MM X 35 MM ( +/- 5 ), DISPOSABLE, STERILE | GENERAL CONSUMABLES (GENERAL SURGICAL SUPPLIES) SUPPLEMENTARY
4147 | 4231160709000 | BACTERIOSTATIC SURGICAL SEALANT WITH ADHESIVE AND HEMOSTATIC EFFECTS, SYNTHETIC N- BUTYL CYANOACRYLATE + MS, FOR SURGICAL, ENDOSCOPIC AND ENDOVASCULAR USE, 0.5 ML | GENERAL CONSUMABLES (GENERAL SURGICAL SUPPLIES) SUPPLEMENTARY
4148 | 4231160709100 | BACTERIOSTATIC SURGICAL SEALANT WITH ADHESIVE AND HEMOSTATIC EFFECTS, SYNTHETIC N- BUTYL CYANOACRYLATE + MS, FOR SURGICAL, ENDOSCOPIC AND ENDOVASCULAR USE, 1 ML | GENERAL CONSUMABLES (GENERAL SURGICAL SUPPLIES) SUPPLEMENTARY
4149 | 4231160709200 | HEMOSTASIS, ABSORBABLE, OXIDIZED REGENERATED CELLULOSE, NON WOVEN TEXTURE, BACTERICIDAL, 2X4 INCH, STERILE | GENERAL CONSUMABLES (GENERAL SURGICAL SUPPLIES) SUPPLEMENTARY
4150 | 4231160709300 | HEMOSTASIS, OXIDIZED REGENERATE CELLULOSE, LOOSE KNIT MESH, BACTERICIDAL, ABSORBABLE IN 1-2 WEEKS, SIZE: 2 X 14 INCH, PACKING: INDIV IDUALLY WRAPPED, DISPOSABLE, STERILE | GENERAL CONSUMABLES (GENERAL SURGICAL SUPPLIES) SUPPLEMENTARY
4151 | 4231160709400 | HEMOSTATIC, ABSORBABLE, OXIDIZED CELLULOSE -NON-REGENERATED-, LIGHT RETICULUM, SIZE: 10 X 20 CM (+/- 1 CM), STERILE | GENERAL CONSUMABLES (GENERAL SURGICAL SUPPLIES) SUPPLEMENTARY
4152 | 4231160709500 | HEMOSTATIC, ABSORBABLE, OXIDIZED CELLULOSE -NON-REGENERATED-, LIGHT RETICULUM, SIZE: 5 X 7.5 CM (+/- 0.5 CM), STERILE | GENERAL CONSUMABLES (GENERAL SURGICAL SUPPLIES) SUPPLEMENTARY
4153 | 4231190100000 | DRAIN, SILICONE, ROUND, RADIO-OPAQUE, HUBLESS, 19 FRENCH, WITH COLLECTION BULB RESERVOIR, GRADUATED, SELF EXPANDABLE, SIZE: 300-400 ML, WITHOUT TROCAR, DISPOSABLE, STERILE | GENERAL CONSUMABLES (GENERAL SURGICAL SUPPLIES) SUPPLEMENTARY
4154 | 4231190100100 | DRAIN, SILICONE, ROUND, RADIO-OPAQUE, HUBLESS, 15 FRENCH, WITH COLLECTION BULB RESERVOIR, GRADUATED, SELF EXPANDABLE, SIZE: 100-150 ML, WITHOUT TROCAR, DISPOSABLE, STERILE | GENERAL CONSUMABLES (GENERAL SURGICAL SUPPLIES) SUPPLEMENTARY
4155 | 4231200500400 | STRIP, REINFORCED SKIN CLOSURE, 1/4 X 3 INCH (6 MM X 75 MM), STERILE | GENERAL CONSUMABLES (GENERAL SURGICAL SUPPLIES) SUPPLEMENTARY
4156 | 4231200500800 | STRIP, REINFORCED SKIN CLOSURE, 1/8 X 3 INCH (3 MM X 75 MM), STERILE | GENERAL CONSUMABLES (GENERAL SURGICAL SUPPLIES) SUPPLEMENTARY
4157 | 4231200501900 | STRIP, REINFORCED SKIN CLOSURE, 1/2 X 4 INCH (12 MM X 100 MM), STERILE | GENERAL CONSUMABLES (GENERAL SURGICAL SUPPLIES) SUPPLEMENTARY
4158 | 4231200603600 | CLIP, APPLIER, MULTIPLE, 28-30 CM, WITH 20-30 MEDIUM TITANIUM CLIPS, 6-6.5 MM CLOSED CLIP LENGTH, 4-5 MM CLIP APERTURE, DISPOSABLE, STERILE | GENERAL CONSUMABLES (GENERAL SURGICAL SUPPLIES) SUPPLEMENTARY
4159 | 4231200603700 | CLIP, APPLIER, MULTIPLE, 33-35 CM, WITH 15-20 LARGE TITANIUM CLIPS, 10-11 MM CLOSED CLIP LENGTH 6-6.5 MM CLIP APERTURE, DISPOSABLE, STERILE | GENERAL CONSUMABLES (GENERAL SURGICAL SUPPLIES) SUPPLEMENTARY
4160 | 4231200603800 | CLIP, APPLIER, MULTIPLE, 20-24 CM, WITH 20-30 MEDIUM TITANIUM CLIPS, 6-6.5 MM CLOSED CLIP LENGTH, 4-5 MM CLIP APERTURE, DISPOSABLE, STERILE | GENERAL CONSUMABLES (GENERAL SURGICAL SUPPLIES) SUPPLEMENTARY
4161 | 4231200700100 | CLIP, LIGATING, TITANIUM, MEDIUM, CONTAIN 6 CLIP, COLOR CODED, DISPOSABLE, STERILE | GENERAL CONSUMABLES (GENERAL SURGICAL SUPPLIES) SUPPLEMENTARY
4162 | 4231200700600 | CLIP, LIGATING, TITANIUM, LARGE, CONTAIN 6 CLIP, COLOR CODED, DISPOSABLE, STERILE | GENERAL CONSUMABLES (GENERAL SURGICAL SUPPLIES) SUPPLEMENTARY
4163 | 4231200700700 | CLIP, LIGATING, TITANIUM, MEDIUM/LARGE, CONTAIN 6 CLIP, COLOR CODED, DISPOSABLE, STERILE | GENERAL CONSUMABLES (GENERAL SURGICAL SUPPLIES) SUPPLEMENTARY
4164 | 4231200700800 | CLIP, LIGATING, TITANIUM, SMALL, CONTAIN 6 CLIP, COLOR CODED, DISPOSABLE, STERILE | GENERAL CONSUMABLES (GENERAL SURGICAL SUPPLIES) SUPPLEMENTARY
4165 | 4231200700900 | CLIP, LIGATION, POLYMER, LARGE, COLOR CODED, 6 CLIPS PER CARTRIDGE, DISPOSABLE, STERILE | GENERAL CONSUMABLES (GENERAL SURGICAL SUPPLIES) SUPPLEMENTARY
4166 | 4231200701000 | CLIP, LIGATION, POLYMER, MEDIUM / LARGE, COLOR CODED, 6 CLIPS PER CARTRIDGE, DISPOSABLE, STERILE | GENERAL CONSUMABLES (GENERAL SURGICAL SUPPLIES) SUPPLEMENTARY
4167 | 4231200701100 | CLIP, APPLIER, MULTIPLE, 20-24 CM, WITH 20-30 SMALL TITANIUM CLIPS, 3.7-3.8 MM CLOSED CLIP LENGTH, 2.1-2.3 MM CLIP APERTURE, DISPOSABLE, STERILE | GENERAL CONSUMABLES (GENERAL SURGICAL SUPPLIES) SUPPLEMENTARY
4168 | 4219181900800 | WILSON KIT, FOR SAFER PATIENT POSITIONING AND REDUCE SKIN TRAUMA, KIT INCLUDES: 1 SLOTTED HEAD REST WITH MEMORY FOAM LAYER, 2 PAD SLEEVES WITH DERMAPROX, 1 TRANSVERSE BAR COVER, 1 BASE COVER DRAPE. | GENERAL CONSUMABLES (GENERAL SURGICAL SUPPLIES) SUPPLEMENTARY
4169 | 4231200911100 | INSTRUMENT, OPEN SURGERY, SEALER/DIVIDER, DISSECTION, NANO-COATED AND FINE TAPERED CURVED NONSTICK JAWS, HAND OR FOOT SWITCHING ACTIVATION OF SEALING ENERGY, LENGTH 21-22 CM, DISPOSABLE, STERILE | GENERAL CONSUMABLES (GENERAL SURGICAL SUPPLIES) SUPPLEMENTARY
4170 | 4231201001400 | STAPLER, FOR SKIN, PISTOL GRIP, 5.7 MM X 3.9 MM, 35 REGULAR CLIPS, ROTATING HEAD, DISPOSABLE, STERILE | GENERAL CONSUMABLES (GENERAL SURGICAL SUPPLIES) SUPPLEMENTARY
4171 | 4231160707300 | HEMOSTASIS, THIN SHEET, NON - WOVEN MICROFIBRILLAR, ABSORBABLE, 100% COLLAGEN, SMALL SIZE, 35 MM X 35 MM ( +/- 5 MM ), DISPOSABLE, STERILE | GENERAL CONSUMABLES (GENERAL SURGICAL SUPPLIES) SUPPLEMENTARY
4172 | 4214310201900 | CATHETER, THORACIC DRAINAGE, WITHOUT TROCAR AND SENTINEL, STRAIGHT, TRANSPARENT, ROUND SOFT TIP WITH 2 EYELETS OR MORE, RADIO-OPAQUE, 15-25CM LENGTH, WITH PEEL OFF PACKING, SIZE: FG 14, DISPOSABLE, STERILE | GENERAL CONSUMABLES (GENERAL SURGICAL SUPPLIES) SUPPLEMENTARY
4173 | 4231160707200 | HEMOSTASIS, THIN SHEET, NON - WOVEN MICROFIBRILLAR, ABSORBABLE, 100% COLLAGEN, LARGE SIZE, 70 MM X 70 MM ( +/- 10 MM ), DISPOSABLE, STERILE | GENERAL CONSUMABLES (GENERAL SURGICAL SUPPLIES) SUPPLEMENTARY
4174 | 4231160706700 | HEMOSTASIS, COLLAGEN PATCH, COATED WITH A DRY LAYER OF THE COAGULATION FACTOR, HUMAN FIBRINOGEN AND HUMAN THROMBIN, SIZE: 9.5 X 4.8 ( +/ - 1 CM ), THICKNESS 0.5 CM, STERILE | GENERAL CONSUMABLES (GENERAL SURGICAL SUPPLIES) SUPPLEMENTARY
4175 | 4231151010000 | DRESSING FOR BURN CELLULOSE SHEET SATURATED WITH SALINE 95% NORMAL PH SIZE 15 X 20 CM ( +/- 1 CM ) DISPOSABLE STERILE | GENERAL CONSUMABLES (GENERAL SURGICAL SUPPLIES) SUPPLEMENTARY
4176 | 4231151010300 | DRESSING, FOR BURN, TEMPORARY BIOSYNTHETIC SKIN DRESSING FOR BURN, GLOVES, ASSORTED SIZES, DISPOSABLE, STERILE | GENERAL CONSUMABLES (GENERAL SURGICAL SUPPLIES) SUPPLEMENTARY
4177 | 4231151010400 | DRESSING, FOR BURN, TEMPORARY BIOSYNTHETIC SKIN DRESSING FOR BURN, SHEET, ASSORTED SIZES, DISPOSABLE, STERILE | GENERAL CONSUMABLES (GENERAL SURGICAL SUPPLIES) SUPPLEMENTARY
4178 | 4218150500500 | ENDOMETRIAL SAMPLING DEVICE, WITH SYRINGE 10 ML, STANDARD LENGTH 20-22 CM, O.D 2.9-3.1MM, DISPOSABLE, STERILE | GENERAL CONSUMABLES (GENERAL SURGICAL SUPPLIES) SUPPLEMENTARY
4179 | 4218150500000 | SAMPLER, ENDOMETRIAL, SOFT, 3-3.5MM, STERILE | GENERAL CONSUMABLES (GENERAL SURGICAL SUPPLIES) SUPPLEMENTARY
4180 | 4231151800500 | "PAD EYE OVAL NON ADHESIVE SIZE: 5.5 X 7.5 CM (+/- 0.5 CM) PACKING: INDIVIDUALLY WRAPPED DISPOSABLE STERILE" | GENERAL MEDICAL SUPPLIES (NURSING AND BURN UNIT) SUPPLEMENTARY
4181 | 4216170201000 | TIP, SUPERLONG STRAIGHT TIP UNIVERSAL | GENERAL CONSUMABLES (GENERAL SURGICAL SUPPLIES) SUPPLEMENTARY
4182 | 4216170200900 | TIP, STRAIGHT TIP UNIVERSAL | GENERAL CONSUMABLES (GENERAL SURGICAL SUPPLIES) SUPPLEMENTARY
4183 | 4231160000300 | HEMOSTASIS, OXIDIZED REGENERATE CELLULOSE, LOOSE KNIT MESH, BACTERICIDAL, ABSORBABLE IN 1-2 WEEKS, SIZE: 0.5 X 2 INCH, PACKING: INDIVIDUALLY WRAPPED, DISPOSABLE, STERILE | GENERAL CONSUMABLES (GENERAL SURGICAL SUPPLIES) SUPPLEMENTARY
4184 | 4231160000400 | HEMOSTASIS, FLOUR, SCATTERED FORM, ABSORBABLE, 100% COLLAGEN, 0.5 GRAM, DISPOSABLE, STERILE | GENERAL CONSUMABLES (GENERAL SURGICAL SUPPLIES) SUPPLEMENTARY
4185 | 4231160000500 | HEMOSTASIS, FLOUR, SCATTERED FORM, ABSORBABLE, 100% COLLAGEN, 1 GRAM, DISPOSABLE, STERILE | GENERAL CONSUMABLES (GENERAL SURGICAL SUPPLIES) SUPPLEMENTARY
4186 | 4231160000600 | HEMOSTASIS, FLOUR, SCATTERED FORM, ABSORBABLE, 100% COLLAGEN, 5 GRAM, DISPOSABLE, STERILE | GENERAL CONSUMABLES (GENERAL SURGICAL SUPPLIES) SUPPLEMENTARY
4187 | 4231160000700 | HEMOSTASIS, ABSORBABLE, FIBROUS FORM OF OXIDIZED REGENERATED CELLULOSE, MULTILAYERED, NONWOVEN, BACTERICIDAL, ABSORBABLE IN 1-2 WEEKS, MELTS IN TO TISSUE, 4 X 4 INCH, STERILE | GENERAL CONSUMABLES (GENERAL SURGICAL SUPPLIES) SUPPLEMENTARY
4188 | 4231160000800 | HEMOSTASIS, ABSORBABLE, OXIDIZED REGENERATED CELLULOSE, DENSE KNIT MATERIAL, BACTERICIDAL, ABSORBABLE IN 1-2 WEEKS, 3 IN X 4 IN, STERILE | GENERAL CONSUMABLES (GENERAL SURGICAL SUPPLIES) SUPPLEMENTARY
4189 | 4231160000900 | HEMOSTASIS, ABSORBABLE, FIBROUS FORM OF OXIDIZED REGENERATED CELLULOSE, MULTILAYERED, NONWOVEN, BACTERICIDAL, ABSORBABLE IN 1-2 WEEKS, MELTS IN TO TISSUE, 2 X 4 INCH, STERILE | GENERAL CONSUMABLES (GENERAL SURGICAL SUPPLIES) SUPPLEMENTARY
4190 | 4231160001100 | HEMOSTASIS, OXIDIZED REGENERATE CELLULOSE, LOOSE KNIT MESH, BACTERICIDAL, ABSORBABLE IN 1-2 WEEKS, SIZE: 4 X 8 INCH, PACKING: INDIVI DUALLY WRAPPED, DISPOSABLE, STERILE | GENERAL CONSUMABLES (GENERAL SURGICAL SUPPLIES) SUPPLEMENTARY
4191 | 4231160001200 | HEMOSTASIS, OXIDIZED REGENERATE CELLULOSE, LOOSE KNIT MESH, BACTERICIDAL, ABSORBABLE IN 1-2 WEEKS, SIZE: 2 X 3 INCH, PACKING: INDIVI DUALLY WRAPPED, DISPOSABLE, STERILE | GENERAL CONSUMABLES (GENERAL SURGICAL SUPPLIES) SUPPLEMENTARY
4192 | 4231160001400 | HEMOSTASIS, ABSORBABLE, OXIDIZED REGENERATED CELLULOSE, DENSE KNIT MATERIAL, BACTERICIDAL, ABSORBABLE IN 1-2 WEEKS, 1 IN X 3.5 IN, STERILE | GENERAL CONSUMABLES (GENERAL SURGICAL SUPPLIES) SUPPLEMENTARY
4193 | 4231160001500 | HEMOSTASIS, SOFT PLIABLE SPONGE, ABSORBABLE, MICROFIBRILLAR, 100 % COLLAGEN, 8 CM X 12.5 CM X 1 CM, DISPOSABLE, STERILE | GENERAL CONSUMABLES (GENERAL SURGICAL SUPPLIES) SUPPLEMENTARY
4194 | 4231160600500 | HEMOSTASIS, SPONGE, ABSORBABLE, GELATIN, SIZE 70-80 X 50 X 10 MM, DISPOSABLE, STERILE | GENERAL CONSUMABLES (GENERAL SURGICAL SUPPLIES) SUPPLEMENTARY
4195 | 4231160600600 | HEMOSTASIS, SPONGE, ABSORBABLE, GELATIN, SIZE 70-80 X 50 X 1 MM, DISPOSABLE, STERILE | GENERAL CONSUMABLES (GENERAL SURGICAL SUPPLIES) SUPPLEMENTARY
4196 | 4231160703500 | BONE WAX, HEMOSTATIC, 2.5GM/PACK, STERILE | GENERAL CONSUMABLES (GENERAL SURGICAL SUPPLIES) SUPPLEMENTARY
4197 | 4231160706200 | SEALANT, SURGICAL, ABSORBABLE, ADHESION BARRIER, GEL, 2 X 4 ML SYRINGES, AND ONE APPLICATOR, SYNTHETIC POLYETHYLENE GLYCOLS, STERILE | GENERAL CONSUMABLES (GENERAL SURGICAL SUPPLIES) SUPPLEMENTARY
4198 | 4231160706300 | HEMOSTASIS, ABSORBABLE, ADHESION BARRIER, OXIDIZED REGENERATED CELLULOSE, ABSORBABLE IN 3-4 WEEKS DAYS, 3 INCH X 4 INCH, STERILE | GENERAL CONSUMABLES (GENERAL SURGICAL SUPPLIES) SUPPLEMENTARY
4199 | 4231160706400 | HEMOSTASIS, ABSORBABLE, OXIDIZED REGENERATED CELLULOSE, DENSE KNIT MATERIAL, BACTERICIDAL, ABSORBABLE IN 1-2 WEEKS, 6 IN X 9 IN, STERILE | GENERAL CONSUMABLES (GENERAL SURGICAL SUPPLIES) SUPPLEMENTARY
4200 | 4231160706900 | HEMOSTASIS, SPONGE, ABSORBABLE, GELATIN, FOR ANAL, 80 MM X 30 MM, STERILE | GENERAL CONSUMABLES (GENERAL SURGICAL SUPPLIES) SUPPLEMENTARY
4201 | 4229290319800 | INSTRUMENT, NEEDLE HOLDER MAYO, MOLDED FROM A HIGH-STIFFNESS, LENGTH 15 CM (+/-2), STERILE, DISPOSABLE | GENERAL CONSUMABLES (GENERAL SURGICAL SUPPLIES) SUPPLEMENTARY
4202 | 4213170115000 | DRAPE, UTILITY, NON-STICKY TAPES, SIZE 70 X 50 CM (+/- 5 CM), DISPOSABLE, STERILE | GENERAL CONSUMABLES (GENERAL SURGICAL SUPPLIES) SUPPLEMENTARY
4203 | 4229545306800 | DRAINAGE, RESERVOIR, BULB, SUCTION WOUND, WITH ANTI REFLUX VALVE, 100-150 ML, DISPOSABLE, STERILE | GENERAL CONSUMABLES (GENERAL SURGICAL SUPPLIES) SUPPLEMENTARY
4204 | 4214273305100 | CATHETER, URETERAL, STRAIGHT OPEN END, FOR RETROGRADE PYELOGRAPHY, GRADUATED, RADIO-OPAQUE, 6 FR, LENGTH 70-75 CM, DISPOSABLE, STERILE | GENERAL CONSUMABLES (GENERAL SURGICAL SUPPLIES) SUPPLEMENTARY
4205 | 4214273304900 | CATHETER URETERAL CONE TIP FOR RETROGRADE PYELOGRAPHY GRADUATED GRADUATED RADIO-OPAQUE 5 FR LENGTH 70-75 CM DISPOSABLE STERILE | GENERAL CONSUMABLES (GENERAL SURGICAL SUPPLIES) SUPPLEMENTARY
4206 | 4214273304800 | CATHETER, URETERAL, CURVED OPEN END, FOR RETROGRADE PYELOGRAPHY, GRADUATED, RADIO-OPAQUE, 6 FR, LENGTH 70-75 CM, DISPOSABLE, STERILE | GENERAL CONSUMABLES (GENERAL SURGICAL SUPPLIES) SUPPLEMENTARY
4207 | 4214273304700 | SET, STENT, INDWELLING POLYURETHANE, DOUBLE URETERAL PIGTAIL STENT, OPEN ENDED, TAPERED TIP, WITH HOLES IN THE BODY, WITH COMPATIBLE GUIDEWIRE, AND LOCKABLE PUSHER RADIO-OPAQUE, , SIZE: CH 4.7 - 5.0, 24 CM, DISPOSABLE, STERILE | GENERAL CONSUMABLES (GENERAL SURGICAL SUPPLIES) SUPPLEMENTARY
4208 | 4214273303800 | CATHETER, MALECOT, 2 WINGS, LATEX, 14 FRENCH, DISPOSABLE, STERILE | GENERAL CONSUMABLES (GENERAL SURGICAL SUPPLIES) SUPPLEMENTARY
4209 | 4214273303700 | CATHETER, URETERAL, DUAL LUMEN, 10 FRENCH X 50-60 CM, DISPOSABLE, STERILE | GENERAL CONSUMABLES (GENERAL SURGICAL SUPPLIES) SUPPLEMENTARY
4210 | 4214273303600 | CATHETER, URETHRAL, DILATOR SET, STRAIGHT, 6-8-10-12-14-16 FR, 70-75 CM, DISPOSABLE, STERILE | GENERAL CONSUMABLES (GENERAL SURGICAL SUPPLIES) SUPPLEMENTARY
4211 | 4214273303200 | CATHETER, URETEROPELVIC JUNCTION, OCCLUSION BALLOON, SILICONE, 5-5.3 FR X 75-80 CM, DISPOSABLE, STERILE | GENERAL CONSUMABLES (GENERAL SURGICAL SUPPLIES) SUPPLEMENTARY
4212 | 4214252102300 | COUNTER, FOR NEEDLE, MAGNETIC, TO SECURE NEEDLES PLACEMENT, RETENTION AND COUNT AFTER USE IN SURGERY, DOUBLE BLACK MAGNETIC WITH BLADE REMOVAL SYSTEM AND BOX LOCKS, COUNT/CAPACITY (20 /20), DISPOSABLE, STERILE | GENERAL CONSUMABLES (GENERAL SURGICAL SUPPLIES) SUPPLEMENTARY
4213 | 4214273302500 | CATHETER, URETERAL, STRAIGHT OPEN END, FOR RETROGRADE PYELOGRAPHY, GRADUATED, RADIO-OPAQUE, 7 FR, LENGTH 70-75 CM, DISPOSABLE, STERILE | GENERAL CONSUMABLES (GENERAL SURGICAL SUPPLIES) SUPPLEMENTARY
4214 | 4229512300600 | SYSTEM, COMPLETE VACUUM DELIVERY, WITH PALM PUMP FEATURES, VAC - OMNICUP WITH TRACTION FORCE INDICATOR, DISPOSABLE | GENERAL CONSUMABLES (GENERAL SURGICAL SUPPLIES) SUPPLEMENTARY
4215 | 4229531000200 | CANNULA COUPLER IS USED TO CONNECT TWO OR MORE CANNULA WHEN MULTIPLE VESSELS MUST BE PERFUSED DISPOSABLE | GENERAL CONSUMABLES (GENERAL SURGICAL SUPPLIES) SUPPLEMENTARY
4216 | 4229548019700 | CUSTOM PACK ENT EAR; 1 BNS SURGICAL GOWN UL SP L WITH HAND TOWELS 40 X 48 CM 1 CREPE PAPER 60 X 60 CM 1 REINFORCED TABLE COVER 150 X 190 WRAPPING 1 MAYO STAND COVER 79 X 145 CM 2 BNS SURGICAL GOWN XL WITH HAND TOWELS 40 X 48 CM 1 PAPER BAG 14 X 25 CM 3 CANNULA FRAZIER ROUND TIP 1 SKIN MARKER REGULAR 3 CANNULA FRAZIER ROUND TIP 2 MM 7 CM SS GREEN CONNECT 1 SYRINGE 20 ML L/L 3 PARTS CONC. 5 GAUZE LAP 20 X 30 CM 4P XRD 1 EAR BANDAGE ONE SIDED LARGE STERILE 1 NDLE CNTR 20-CNT FOAM BLCK/MAG BLD REM YELL 1 DIATH. PENCIL HAND BUTTONS BLADE 300 CM 1 SUCTION AND DIATHERMY BAG 40 X 35 CM 1 SKIN CLOSURE STRIP 12.0 X 100 MM 1 BLADESERVER STANDARD 5 COTTON WOOL BALL L 1 JUG 1000 ML 1 INSTRUMENT CLEANER 5 X 5 CM 2 ADHESIVE OP TOWEL 90 X 75 CM 1 OP-TAPE 9 X 49 CM 1 FLUID COLLECTION POUCH 40 X 35 CM 1 HEAD DRAPE 150 X 175 CM 2 BOWL 250 ML 1 SCALPEL N°11 1 SAFETY SCALPEL N°15 SS 1 MICROSCOPE COVER 117 X 267 CM 10 GAUZE SWAB 10 X 10 CM 16P XRD 1 SCALPEL N°10 1 SUCTION CON | GENERAL CONSUMABLES (GENERAL SURGICAL SUPPLIES) SUPPLEMENTARY
4217 | 4229548019800 | CUSTOMIZED EFFICIENCY TRAY FOR CRANIOTOMY SURGERIES; 1 TABLE COVER 150 X 190 CM REINFORCED, 1 NEEDLE HYPODERMIC 18 GAUGE 40 MM, 1 NEEDLE HYPODERMIC 21 GAUGE 40 MM, 1 SYRINGE 10 ML L/L, 3 SYRINGE 20 ML L/L, 1 SCALPEL BLADE N°10, 1 SCALPEL BLADE N°15, 1 GALLIPOT 120 ML, 1 SCALPEL BLADE N°20, 2 I.V. CANNULA 16 GAUGE 45 MM, 1 SKIN STAPLER APPOSE ULC, 1 PLASTIC BAG 25 X 46 CM, 10 PATTI 25 X 25 MM XRD WITH STRING, 2 SYRINGE 50/60 ML BULB CATHETER TIP CONC., 1 BONEWAX WHITE 2.5 G, 1 HYPODERMIC NEEDLE 23 GAUGE 30 MM, 1 DIATHERMY PENCIL, 1 DIATH. HOLSTER HDPE WHITE, 3 SUCTION TUBE 25 CH 5.0 M, 2 OP-TAPE 9 X 49 CM, 3 FLUID COLLECTION POUCH 40 X 35 CM, 4 OP TOWEL 90 X 75 CM, 1 SHARPS PAD, 1 SPLIT SHEET 200 X 150 CM, 1 BNS CRANIOTOMY DRAPE 230 X 300 CM INCLUDING 30 X 2, 4 DRAPE 175 X 173 CM, 1 DRAPE 148 X 240 CM, 10 PATTI 13 X 13 MM XRD WITH STRING, 10 PATTI 25 X 76 MM XRD WITH STRING, 10 NEURO SWAB NON-WOVEN 13 X 76 MM STRING WHITE, 10 GAUZE LAP 30 X 30 CM 12P XRD, 40 GAUZE SWAB 10 X 10 CM 32P XR | GENERAL CONSUMABLES (GENERAL SURGICAL SUPPLIES) SUPPLEMENTARY
4218 | 4229548019900 | CUSTOMIZED EFFICIENCY CLEFT PALATE AND LIP KIT 1 BNS SURGICAL GOWN UL SP L 2 HAND TOWEL WHITE 47 X 38 CM WHITE 1 CREPE PAPER 60 X 60 CM 1 TABLE COVER 150 X 190 CM REINFORCED 2 HAND TOWEL WHITE 47 X 38 CM WHITE 1 BNS SURGICAL GOWN UL SP XLL 2 HAND TOWEL WHITE 47 X 38 CM WHITE 1 BNS SURGICAL GOWN UL SP XLL 1 MAYO STAND COVER 58 X 137 CM 5 OP TOWEL 65 X 42 CM XRD 1 PAPER BAG 11 X 19 CM 1 SKIN MARKER FINE TIP 10 SA LABEL 1.0 X 4.0 CM WHITE BLANK 5 SCALPEL BLADE N° 15 1 SYRINGE 5 ML L/L 1 BOWL 250 ML 10 GAUZE SWAB 10 X 10 CM 16 P XRD 1 NDLE CNTR 40 - CNT FOAM BLCK/MAG BLD REM YELL 1 SYRINGE 10 ML L/L 2 HYPODERMIC NEEDLE 30 G 12 MM YELLOW 1 DIATHERMY CABLE BIPOLAR 1 SUCTION TUBE 24 CH 4.0 M 1 HEAD DRAPE 150 X 175 CM 1 NEEDLE DENTAL 25 GAUGE 40 MM 1 FLUID COLLECTION POUCH 40 X 35 CM 1 SUCTION AND DIATHERMY BAG 40 X 35 CM 2 OP - TAPE 9 X 49 CM 2 KIDNEY BOWL 800 ML 1 NEEDLE HYPODERMIC 20 GAUGE 25 MM 1 SYRINGE 3 ML L/L 2 SKIN CLOSURE STRIP 12.0 X 100 MM 4 OP TOWE | GENERAL CONSUMABLES (GENERAL SURGICAL SUPPLIES) SUPPLEMENTARY
4219 | 4229511200100 | SPINAL UNIVERSAL JACKSON KIT, FOR SAFER PATIENT POSITIONING AND REDUCING PRESSURE INJURY, KIT INCLUDES: 1 SLOTTED HEAD REST WITH MEMORY FOAM LAYER, 1 PAIR OF ARM CRADLES, 4 UNIVERSAL ROUND HIP AND THIGH PAD COVERS WITH DERMAPROX, 1 TORSO LIFT COVER | GENERAL CONSUMABLES (GENERAL SURGICAL SUPPLIES) SUPPLEMENTARY
4220 | 4229548020000 | CUSTOMIZED EFFICIENCY CRANIOTOMY KIT (MAJOR NEURO), 1 BNS SURGICAL GOWN UL HP L, 2 HAND TOWEL 47 X 38 CM WHITE, 1 CREPE PAPER 60 X 60 CM, 1 TABLE COVER 190 X 210 CM REINFORCED, 2 BNS SURGICAL GOWN UL HP L, 1 TABLE COVER 150 X 190 CM FOLDED, 4 HAND TOWEL 47 X 38 CM WHITE, 2 BNS SURGICAL GOWN UL HP XLL, 2 MAYO STAND COVER REINFORCED 79 X 145 CM, 15 OP TOWEL 65 X 42 CM XRD, 3 SUCTION TUBE 18 CH 3.0 M, 2 TUBE SILICONE 5.0 X 8.0 MM 1.0 M, 2 SYRINGE 50/60 ML BULB CATHETER TIP CONC., 5 GAUZE LAP 20 X 30 CM 4 P XRD, 20 GAUZE SWAB 10 X 10 CM 16 P XRD, 1 NDLE CNTR 40 - CNT FOAM BLCK/MAG BLD REM YELL, 10 PATTI 1.27 X 2.54 CM XRD WITH STRING, 10 PATTI 25 X 25 MM XRD W/STRING, 10 PATTI 13 X 13 MM XRD WITH STRING, 1 DIATHERMY HOLSTER, 1 DIATHERMY CABLE BIPOLAR, 10 PATTI 25 X 76 MM XRD WITH STRING, 2 BULB SYRINGE 65 ML BLUE, 2 NON ADHERENT DRESSING 7.5 X 20 CM, 1 DIATHERMY PENCIL, 2 POLYSORB 2 - 075 CM, 2 SUTURE SURGILON 4 - 0 CV - 221/213 MM, 1 HYPODERMIC NEEDLE 22 G 40 MM, 4 SA LABEL 3.8 X 6 CM WHI | GENERAL CONSUMABLES (GENERAL SURGICAL SUPPLIES) SUPPLEMENTARY
4221 | 4229511100900 | PAD, PATIENT PAD, TRENDELENBURG POSITIONING KIT, 1 SINGLE USE PAD, 1 LIFT SHEET, 2 SINGLE USE BODY STRAPS | GENERAL CONSUMABLES (GENERAL SURGICAL SUPPLIES) SUPPLEMENTARY
4222 | 4214273302200 | SET, STENT, INDWELLING POLYURETHANE, DOUBLE URETERAL PIGTAIL STENT, OPEN ENDED, TAPERED TIP, WITH HOLES IN THE BODY, WITH COMPATIBLE GUIDEWIRE, AND LOCKABLE PUSHER RADIO-OPAQUE, , SIZE: CH 4.7 - 5.0, 26 CM, DISPOSABLE, STERILE | GENERAL CONSUMABLES (GENERAL SURGICAL SUPPLIES) SUPPLEMENTARY
4223 | 4214273306000 | SET, STENT, INDWELLING POLYURETHANE, DOUBLE URETERAL PIGTAIL STENT, OPEN ENDED, TAPERED TIP, WITH HOLES IN THE BODY, WITH COMPATIBLE GUIDEWIRE, AND LOCKABLE PUSHER RADIO-OPAQUE, , SIZE: CH 6, 28 CM, DISPOSABLE, STERILE | GENERAL CONSUMABLES (GENERAL SURGICAL SUPPLIES) SUPPLEMENTARY
4224 | 4214273306100 | CATHETER URETERAL CONE TIP FOR RETROGRADE PYELOGRAPHY GRADUATED GRADUATED RADIO-OPAQUE 3 FR LENGTH 70-75 CM DISPOSABLE STERILE | GENERAL CONSUMABLES (GENERAL SURGICAL SUPPLIES) SUPPLEMENTARY
4225 | 4214273500100 | SET, SHEATH, URETERAL ACCESS, 13/15 FRENCH, 35 CM (+/- 2CM) | GENERAL CONSUMABLES (GENERAL SURGICAL SUPPLIES) SUPPLEMENTARY
4226 | 4214250402700 | NEEDLE, BIOPSY, CHIBA OR ANY EQUIVALENT, 18 G, 15 CM | GENERAL CONSUMABLES (GENERAL SURGICAL SUPPLIES) SUPPLEMENTARY
4227 | 4229420635100 | DRAPE, PLASTIC TRANSPARENT, ADHESIVE, WITH APERTURE 6-8 CM CIRCLE, OVERALL SIZE 40 CM X 40 CM ( +/- 3 CM ), STERILE | GENERAL CONSUMABLES (GENERAL SURGICAL SUPPLIES) SUPPLEMENTARY
4228 | 4214250404600 | NEEDLE, BIOPSY, CHIBA OR ANY EQUIVALENT, 22 G, 20 CM | GENERAL CONSUMABLES (GENERAL SURGICAL SUPPLIES) SUPPLEMENTARY
4229 | 4214250405000 | NEEDLE, BIOPSY, CHIBA OR ANY EQUIVALENT, 18 G, 20 CM | GENERAL CONSUMABLES (GENERAL SURGICAL SUPPLIES) SUPPLEMENTARY
4230 | 4229514301300 | CORD, ELECTROSURGERY FOOTSWITCHING BIPOLAR CORD, COMPATIBLE WITH ALL ELECTROSURGICAL GENERATORS, MOLDED PLUG, 3-4.5 M, DISPOSABLE, STERILE | GENERAL CONSUMABLES (GENERAL SURGICAL SUPPLIES) SUPPLEMENTARY
4231 | 4214250405800 | NEEDLE, BIOPSY, BONE MARROW, JAMSHIDI, 15G, ADJUSTABLE, ILLINOIS STERNAL/ILIAC ASPIRATION, ASSORTED LENGTH, STERILE, DISPOSABLE | GENERAL CONSUMABLES (GENERAL SURGICAL SUPPLIES) SUPPLEMENTARY
4232 | 4214250405900 | NEEDLE, BIOPSY, FOR BONE MARROW, WITH EXTRACTION CANNULA, HARVEST, 11G X 100 MM ( +/- 10 MM ), STERILE | GENERAL CONSUMABLES (GENERAL SURGICAL SUPPLIES) SUPPLEMENTARY
4233 | 4229514301200 | BLADE, ELECTROSURGERY COATED BLADE, EXTENDED, ELECTRODE, INSULATED, TOTAL LENGTH: 15 -18 CM, ACTIVE LENGTH: 5-6 MM | GENERAL CONSUMABLES (GENERAL SURGICAL SUPPLIES) SUPPLEMENTARY
4234 | 4214250407300 | BIOPSY NEEDLE DEVICE, AUTOMATIC, CORE BIOPSY, NEEDLE SIZE: 18G X 10-12 CM, PENETRATION DEPTH 10-11 MM, DISPOSABLE, STERILE, (EACH BIOPSY DEVICE MUST INCLUDE AN APPROPRIATE SIZE COAXIAL NEEDLE) | GENERAL CONSUMABLES (GENERAL SURGICAL SUPPLIES) SUPPLEMENTARY
4235 | 4214250407400 | BIOPSY NEEDLE DEVICE, AUTOMATIC, CORE BIOPSY, NEEDLE SIZE: 16G X 14-16 CM, PENETRATION DEPTH 20-22 MM, DISPOSABLE, STERILE, (EACH BIOPSY DEVICE MUST INCLUDE AN APPROPRIATE SIZE COAXIAL NEEDLE) | GENERAL CONSUMABLES (GENERAL SURGICAL SUPPLIES) SUPPLEMENTARY
4236 | 4214250408800 | NEEDLE, BIOPSY SYSTEM, BONE MARROW, 11 X 150 MM (+/ - 5 MM), STERILE | GENERAL CONSUMABLES (GENERAL SURGICAL SUPPLIES) SUPPLEMENTARY
4237 | 4214250409100 | NEEDLE, BOTOX, CYSTOSCOPY NEEDLE, ADJUSTABLE TIP LENGTH, COROSCOPY NEEDLE FOR INJECTION INTO BLADDER WALL, SAFE NEEDLE CAN BE ENGAGED AND DISENGAGED, CAN BE USED IN RIGID SCOPE OR FIXABLE CYSTOSCOPY, DISPOSABLE | GENERAL CONSUMABLES (GENERAL SURGICAL SUPPLIES) SUPPLEMENTARY
4238 | 4214250409200 | BIOPSY NEEDLE DEVICE, AUTOMATIC, CORE BIOPSY, NEEDLE SIZE: 14G X 18-20 CM, PENETRATION DEPTH 20-22 MM, DISPOSABLE, STERILE, (EACH BIOPSY DEVICE MUST INCLUDE AN APPROPRIATE SIZE COAXIAL NEEDLE) | GENERAL CONSUMABLES (GENERAL SURGICAL SUPPLIES) SUPPLEMENTARY
4239 | 4214250409400 | BIOPSY NEEDLE DEVICE, AUTOMATIC, CORE BIOPSY, NEEDLE SIZE: 16G X 20-22 CM, PENETRATION DEPTH 17-22 MM, DISPOSABLE, STERILE, (EACH BIOPSY DEVICE MUST INCLUDE AN APPROPRIATE SIZE COAXIAL NEEDLE) | GENERAL CONSUMABLES (GENERAL SURGICAL SUPPLIES) SUPPLEMENTARY
4240 | 4214250409500 | BIOPSY NEEDLE DEVICE, AUTOMATIC, CORE BIOPSY, NEEDLE SIZE: 18G X 14-16 CM, PENETRATION DEPTH 17-22 MM, DISPOSABLE, STERILE, (EACH BIOPSY DEVICE MUST INCLUDE AN APPROPRIATE SIZE COAXIAL NEEDLE) | GENERAL CONSUMABLES (GENERAL SURGICAL SUPPLIES) SUPPLEMENTARY
4241 | 4214250411200 | BIOPSY NEEDLE DEVICE, AUTOMATIC, CORE BIOPSY, NEEDLE SIZE: 18G X 18-20 CM, PENETRATION DEPTH 20-22 MM, DISPOSABLE, STERILE, (EACH BIOPSY DEVICE MUST INCLUDE AN APPROPRIATE SIZE COAXIAL NEEDLE) | GENERAL CONSUMABLES (GENERAL SURGICAL SUPPLIES) SUPPLEMENTARY
4242 | 4214250411300 | BIOPSY NEEDLE DEVICE, AUTOMATIC, CORE BIOPSY, NEEDLE SIZE: 18G X 23-25 CM, PENETRATION DEPTH 20-22 MM, DISPOSABLE, STERILE, (EACH BIOPSY DEVICE MUST INCLUDE AN APPROPRIATE SIZE COAXIAL NEEDLE) | GENERAL CONSUMABLES (GENERAL SURGICAL SUPPLIES) SUPPLEMENTARY
4243 | 4214250411400 | BIOPSY NEEDLE DEVICE, AUTOMATIC, CORE BIOPSY, NEEDLE SIZE: 20G X 18-20 CM, PENETRATION DEPTH 20-22 MM, DISPOSABLE, STERILE, (EACH BIOPSY DEVICE MUST INCLUDE AN APPROPRIATE SIZE COAXIAL NEEDLE) | GENERAL CONSUMABLES (GENERAL SURGICAL SUPPLIES) SUPPLEMENTARY
4244 | 4214250412300 | BIOPSY NEEDLE DEVICE SEMI-AUTOMATIC ECHOGENIC TIP PENETRATION DEPTH 20-22 MM NEEDLE SIZE: 20 G X 14-16 CM LENGTH DISPOSABLE STERILE | GENERAL CONSUMABLES (GENERAL SURGICAL SUPPLIES) SUPPLEMENTARY
4245 | 4229548020100 | CUSTOMIZED EFFICIENCY LIVER TRANSPLANT KIT 1 CREPE PAPER 60 X 60 CM 1 TABLE COVER 190 X 210 CM REINFORCED 4 SURGICAL GOWN ULTRA L - XL 1 TABLE COVER 190 X 210 CM REINF FOLDED 3 MAYO STAND COVER 79 X 145 CM 2 SURGICAL CLIP APPLIER 23 CM MEDIUM TT 30 CLIPS 1 BANDED BAG CIRCULAR 150 CM 20 GAUZE SWAB 10 X 10 CM 16 P XRD 10 OP TOWEL 65 X 42 CM XRD 1 CREPE PAPER 60 X 60 CM 2NDLE CNTR 40 - CNT FOAM BLCK/MAG BLD REM YELL 1 NON ADHERENT DRESSING 7.5 X 20 CM 2 MEPILEX BORDER POST - OP 9 X 15 CM PAD 4.5 X 10 CM 2 MEPILEX BORDER POST - OP 10 X 25 CM PAD 4.5 X 19.5 CM 2 MEPILEX BORDER POST - OP 6 X 8 CM PAD 3 X 5 CM 1 SKIN STAPLER APPOSE ULC 4 FLUID COLLECTION POUCH 40 X 35 CM 1 NYLON TAPE 3 MM 70 CM 1 SKIN MARKER REGULAR 2 SUTURE BOOTS MOSQUITO YELLOW 5 PR 10/1 1 SCALPEL BLADE N° 15 1 IV CANNULA 18 G 48 MM GREEN 1 SYRINGE 10 ML L/L 1 SYRINGE 20 ML L/L 1 SCALPEL BLADE N° 10 1 VESSEL LOOP MAXI 1 MM 40.6 CM SIL BLUE 1 PIECE 1 VESSEL LOOP MINI 0.83 MM 40.6 CM SIL RED 1 PC 4 | GENERAL CONSUMABLES (GENERAL SURGICAL SUPPLIES) SUPPLEMENTARY
4246 | 4229548020200 | CUSTOMIZED EFFICIENCY PEDIATRIC MAJOR KIT 1 CREPE PAPER 60 X 60 CM 1 TABLE COVER 150 X 190 CM REINFORCED 1 BNS SURGICAL GOWN UL HP LL 3 BNS SURGICAL GOWN UL HP XLL 1 DENTAL DRAPE 150 X 150 CM 4 OP TOWEL 75 X 73 CM 1 SUCTION CANNULA YANKAUER 18 CHANNEL 1 DIATHERMY NEEDLE 8 HAND TOWEL WHITE 47 X 38 CM WHITE 1 DIATHERMY PENCIL PTFE BLADE AND SMOKE EVAC 1 MAYO STAND COVER 58 X 137 CM 15 GAUZE LAP 20 X 30 CM 4 P XRD 10 GAUZE SWAB 10 X 10 CM 16 P XRD 1 NON ADHERENT DRESSING 7.5 X 20 CM 4 OP TOWEL 30 X 46 CM TRANSP. 5 OP TOWEL 65 X 42 CM XRD 1 SUCTION AND DIATHERMY BAG 40 X 35 CM 5 SA LABEL 3.8 X 6.0 CM WHITE 1 SYRINGE 10 ML L/L 1 DIATHERMY HOLSTER 5 SA LABEL 1.0 X 4.0 CM WHITE BLANK 2 POST OP DRESSING 6 X 7 CM 1 BOWL 250 ML 1 NEEDLE DENTAL 25 GAUGE 40 MM 1 BOWL 500 ML 1 HYPODERMIC NEEDLE 20 GAUGE 40 MM 2 SKIN CLOSURE STRIP 12.0 X 100 MM 1 BOWL 1000 ML 1 SKIN MARKER REGULAR 1 SCALPEL BLADE N° 15 1 BOWL 2000 ML 2 KIDNEY BOWL 800 ML 1 FLUID COLLECTION POUCH 40 | GENERAL CONSUMABLES (GENERAL SURGICAL SUPPLIES) SUPPLEMENTARY
4247 | 4229548020300 | CUSTOMIZED EFFICIENCY PEDIATRIC MINOR KIT, 1 MAYO STAND COVER 58 X 137 CM, 1 DIATHERMY NEEDLE, 1 BOWL 2000 ML, 1 CREPE PAPER 60 X 60 CM, 3 HAND TOWEL 47 X 38 CM WHITE, 2 FLUID COLLECTION POUCH 40 X 35 CM, 1 INSTRUMENT CLEANER 5 X 5 CM, 1 SYRINGE 10 ML L/L, 1 SCALPEL BLADE N° 15, 1 HYPODERMIC NEEDLE 20 GAUGE 40 MM, 2 SKIN CLOSURE STRIP 12.0 X 100 MM, 2 KIDNEY BOWL 800 ML, 10 GAUZE SWAB 10 X 10 CM 16 P XRD, 1 GREEN CODED INSERT CARD FOR PROCEDURE TRAY, 1 DIATHERMY PENCIL, 5 OP TOWEL 65 X 42 CM XRD, 10 SA LABEL 3.8 X 6 CM WHITE, 1 GREEN CODED SIDE/BOTTOM LABEL 191 X 39 MM FOR PROCEDURE PAK, 1 GREEN CODED TRANSPORT BOX STICKER, 1 TABLE COVER 150 X 240 CM REINFORCED, 1 BOWL 250 ML, 1 BOWL 500 ML, 1 BOWL 1000 ML, 1 NDLE CNTR 30 - CNT FOAM/MAG BLD REM YELLOW, 4 ADHESIVE OP TOWEL 90 X 75 CM, 1 DRAPE 150 X 175 CM, 1 NEEDLE DENTAL 25 GAUGE 40 MM, 1 OP SHEET 152 X 193 CM BLUE, 1 SKIN MARKER DUAL TIP/, 1 DIATHERMY HOLSTER HDPE WHITE, 3 SURGICAL GOWN UNIVERSAL L, SP, BNS | GENERAL CONSUMABLES (GENERAL SURGICAL SUPPLIES) SUPPLEMENTARY
4248 | 4214270218900 | SET, NEPHROSTOMY, POLYURETHANE PIGTAIL, 30 CM LONG, RADIO-OPAQUE, SIZE: CH 14, DISPOSABLE, STERILE | GENERAL CONSUMABLES (GENERAL SURGICAL SUPPLIES) SUPPLEMENTARY
4249 | 4229498100600 | LOOP, LETZ, 20 X 12 MM, FOR CAUTERY, IN GYNECOLOGY PROCEDURE, STERILE | GENERAL CONSUMABLES (GENERAL SURGICAL SUPPLIES) SUPPLEMENTARY
4250 | 4229498100500 | LOOP, LETZ, 15 X 12 MM, FOR CAUTERY, IN GYNECOLOGY PROCEDURE, STERILE | GENERAL CONSUMABLES (GENERAL SURGICAL SUPPLIES) SUPPLEMENTARY
4251 | 4229498100400 | LOOP, LETZ, 10 X 10 MM, FOR CAUTERY, IN GYNECOLOGY PROCEDURE, STERILE | GENERAL CONSUMABLES (GENERAL SURGICAL SUPPLIES) SUPPLEMENTARY
4252 | 4229498003300 | LASER PROBE, FIBER LASER PROBE 550-600 MM, REUSABLE, SHOULD BE COMPATIBLE HOSPITAL MACHINE | GENERAL CONSUMABLES (GENERAL SURGICAL SUPPLIES) SUPPLEMENTARY
4253 | 4229498003200 | LASER PROBE, FIBER LASER PROBE 270-365 MM, REUSABLE, SHOULD BE COMPATIBLE HOSPITAL MACHINE | GENERAL CONSUMABLES (GENERAL SURGICAL SUPPLIES) SUPPLEMENTARY
4254 | 4229498002800 | LASER PROBE, FIBER LASER PROBE 1000 MM, REUSABLE, SHOULD BE COMPATIBLE WITH HOSPITAL MACHINE | GENERAL CONSUMABLES (GENERAL SURGICAL SUPPLIES) SUPPLEMENTARY
4255 | 4214272101600 | GUIDEWIRE, TEFLON (PTFE) COATED, SENSOR, WITH HYDROPHILIC STRAIGHT TIP, DUAL FLEX, 0.035 INCH X 130-150 CM, DISPOSABLE, STERILE | GENERAL CONSUMABLES (GENERAL SURGICAL SUPPLIES) SUPPLEMENTARY
4256 | 4214272100100 | GUIDEWIRE, HYDROPHILIC COATED, STRAIGHT TIP, 0.038 X 130-150 CM LENGTH, DISPOSABLE, STERILE | GENERAL CONSUMABLES (GENERAL SURGICAL SUPPLIES) SUPPLEMENTARY
4257 | 4229451900000 | CURETTE, SKIN, 3 MM, DISPOSABLE, STERILE | GENERAL CONSUMABLES (GENERAL SURGICAL SUPPLIES) SUPPLEMENTARY
4258 | 4229552510000 | MESH, FULLY RESORBABLE SCAFFOLD FOR SOFT TISSUE RECONSTRUCTION WITH ABSORBABLE ANTI - ADHESION BARRIER SEPRA TECHNOLOGY, 20 X 30 CM ( +/- 2 CM ), STERILE | GENERAL CONSUMABLES (GENERAL SURGICAL SUPPLIES) SUPPLEMENTARY
4259 | 4229552508800 | "NATIVE COLLAGEN-ELASTIN MATRIX, SINGLE STEP PROCEDURE FOR DERMAL REGENERATION ( USED WITH SKIN GRAFT ), NON CHEMICAL CROSS LINKED, ROOM TEMPERATURE STORAGE, THICKNESS NOT MORE THAN 2 MM, SIZE 150 X 100 MM (+/- 20 MM)" | GENERAL CONSUMABLES (GENERAL SURGICAL SUPPLIES) SUPPLEMENTARY
4260 | 4229552508700 | "NATIVE COLLAGEN-ELASTIN MATRIX, SINGLE STEP PROCEDURE FOR DERMAL REGENERATION ( USED WITH SKIN GRAFT ), NON CHEMICAL CROSS LINKED, ROOM TEMPERATURE STORAGE, THICKNESS NOT MORE THAN 1 MM, SIZE 70 X 50 MM (+/- 5 MM)" | GENERAL CONSUMABLES (GENERAL SURGICAL SUPPLIES) SUPPLEMENTARY
4261 | 4229552508500 | GRAFT, DEHYDRATED MULTIPLE LAYERS AMNION/CHORION MEMBRANE GRAFT, NON - VIABLE CELLULAR AMNIOTIC, SIZE 4 X 4 CM (+\ - 1 CM) | GENERAL CONSUMABLES (GENERAL SURGICAL SUPPLIES) SUPPLEMENTARY
4262 | 4229498002300 | LASER PROBE, FIBER LASER PROBE 200-230 MM, REUSABLE, SHOULD BE COMPATIBLE HOSPITAL MACHINE | GENERAL CONSUMABLES (GENERAL SURGICAL SUPPLIES) SUPPLEMENTARY
4263 | 4229552508400 | GRAFT, DEHYDRATED MULTIPLE LAYERS AMNION/CHORION MEMBRANE GRAFT, NON - VIABLE CELLULAR AMNIOTIC, SIZE 7 X 7 CM (+\ - 1 CM) | GENERAL CONSUMABLES (GENERAL SURGICAL SUPPLIES) SUPPLEMENTARY
4264 | 4229552508300 | MESH / GRAFT, BIOLOGICAL, ACELLULAR NON - CROSS - LINKED, WITH OPEN COLLAGEN STRUCTURE, FOR HERNIA AND ABDOMINAL WALL, SIZE 20 CM X 25 CM ( +/- 2 CM ), DISPOSABLE, STERILE | GENERAL CONSUMABLES (GENERAL SURGICAL SUPPLIES) SUPPLEMENTARY
4265 | 4229552508200 | MESH / GRAFT, BIOLOGICAL, ACELLULAR NON - CROSS - LINKED, WITH OPEN COLLAGEN STRUCTURE, FOR HERNIA AND ABDOMINAL WALL, SIZE 15 CM X 25 CM ( +/- 2 CM ), DISPOSABLE, STERILE | GENERAL CONSUMABLES (GENERAL SURGICAL SUPPLIES) SUPPLEMENTARY
4266 | 4229552508100 | MESH / GRAFT, BIOLOGICAL, ACELLULAR NON - CROSS - LINKED, WITH OPEN COLLAGEN STRUCTURE, FOR HERNIA AND ABDOMINAL WALL, SIZE 15 CM X 20 CM ( +/- 2 CM ), DISPOSABLE, STERILE | GENERAL CONSUMABLES (GENERAL SURGICAL SUPPLIES) SUPPLEMENTARY
4267 | 4229540006400 | PROCTOSCOPE WITH RUBBER INSUFFLATION BULB LIGHT SCOPE RECTO MAXI LED AND BULB SELF LIGHT WITH AN INTEGRANT LIGHT SOURCE MADE OF A MEDICAL GRADE POLYCARBONATE SINGLE USE INSUFFLATION BULB 4X MAGNIFIER LENS LATEX FREE SIZE 25 CM DISPOSABLE STERILE | GENERAL CONSUMABLES (GENERAL SURGICAL SUPPLIES) SUPPLEMENTARY
4268 | 4214272900000 | DILATION, BALLOON, FOR NEPHROSTOMY TRACT, WITH RADIOPAQUE MARKERS, THE FUNCTIONAL DILATING PORTION IS 15 CM IN LENGTH AND DIAMETER OF 8 MM, BURST PRESSURE 20ATM, CATHETER IS 6 FRENCH, AND 55 CM LENGTH WITH GUIDEWIRE OF 0.038 INCH, WITH TFE SHEATH AND INFLATION DEVICE, DISPOSABLE, STERILE | GENERAL CONSUMABLES (GENERAL SURGICAL SUPPLIES) SUPPLEMENTARY
4269 | 4214250401400 | BIOPSY NEEDLE DEVICE, AUTOMATIC, CORE BIOPSY, NEEDLE SIZE: 16G X 10-12 CM, PENETRATION DEPTH 20-22 MM, DISPOSABLE, STERILE, (EACH BIOPSY DEVICE MUST INCLUDE AN APPROPRIATE SIZE COAXIAL NEEDLE) | GENERAL CONSUMABLES (GENERAL SURGICAL SUPPLIES) SUPPLEMENTARY
4270 | 4214273100300 | CATHETER KIT, DRAINAGE, REPLACEMENT, POLYURETHANE PIGTAIL, 25-30 CM LONG, RADIO - OPAQUE, SIZE: 08 FR, DISPOSABLE, STERILE | GENERAL CONSUMABLES (GENERAL SURGICAL SUPPLIES) SUPPLEMENTARY
4271 | 4214273300300 | CATHETER, URETERAL, STRAIGHT OPEN END, FOR RETROGRADE PYELOGRAPHY, GRADUATED, RADIO-OPAQUE, 4 FR, LENGTH 70-75 CM, DISPOSABLE, STERILE | GENERAL CONSUMABLES (GENERAL SURGICAL SUPPLIES) SUPPLEMENTARY
4272 | 4229548020400 | CUSTOMIZED EFFICIENCY PHACOEMULSIFICATION KIT; 1 BNS SURGICAL GOWN UL SP L, 2 HAND TOWEL WHITE 47 X 38 CM WHITE, 1 CREPE PAPER 60 X 60 CM, 1 TABLE COVER 150 X 190 CM REINFORCED, 1 MAYO STAND COVER 58 X 137 CM, 2 HAND TOWEL WHITE 47 X 38 CM WHITE, 10 GAUZE SWAB 10 X 10 CM 16P XRD, 4 SA LABEL 3.8 X 6.0 CM WHITE, 4 SA LABEL 1.0 X 4.0 CM WHITE BLANK, 1 BOWL 250 ML, 1 BOWL 500 ML, 3 SYRINGE 3 ML L/L, 1 SYRINGE 10 ML L/L, 1 PAPER BAG 18 X 38 CM, 1 SYRINGE 1ML L/S, 2 EYE PAD 5 X 7 CM, 1 IRRIGATING CYSTOTOME 25 GAUGE 16 MM, 1 EYE SHIELD, 1 NEEDLE COUNTER, 1 KNIFE STAB 15°, 1 INSTRUMENT WIPE 7.5 X 7.5 CM, 1 UTILITY MARKER REGULAR TIP BLACK, 1 OPHTHALMIC KNIFES, 6 COTTON APPLICATOR L 15 CM, 5 EYE SPEAR PVA 5PC, 1 FLUID COLLECTION POUCH 40 X 35 CM, 1 OPHTHALMIC DRAPE 150 X 300 CM, 2 COTTON APPLICATOR S 15 CM, 4 OP TOWEL 65 X 42 CM XRD, 1 TUBE HOLDER 2.5 X 30 CM, 2 HAND TOWEL WHITE 47 X 38 CM WHITE, 1 BNS SURGICAL GOWN UL SP XLL | GENERAL CONSUMABLES (GENERAL SURGICAL SUPPLIES) SUPPLEMENTARY
4273 | 4229421805500 | CUSTOM PACK ENT NASAL; 1 BNS SURGICAL GOWN UL SP LL, 2 HAND TOWEL 40 X 48 CM, 1 CREPE PAPER 60 X 60 CM, 1 REINFORCED TABLE COVER 150 X 190 WRAPPING, 1 MAYO STAND COVER 79 X 145 CM, 2 BNS SURGICAL GOWN UL SP XLL, 4 HAND TOWEL 40 X 48 CM, 1 PAPER BAG 19 X 25 CM, 1 SKIN MARKER REGULAR, 1 SCALPEL N°15, 2 SYRINGE 30 ML L/L 3PARTS CONC., 1 NDLE CNTR 20-CNT FOAM BLCK/MAG BLD REM YELL, 2 BOWL 250 ML, 1 JUG 1000 ML, 1 SUCTION CONNECTING TUBING 30 CH X 350 CM, 1 BLADESERVER STANDARD, 5 GAUZE SWAB 10 X 10 CM 16P XRD, 2 SUCTION AND DIATHERMY BAG 40 X 35 CM, 1 OP-TAPE 9 X 49 CM, 1 HEAD DRAPE 150 X 175 CM, 1 SPLIT SHEET 150 X 260 CM, 2 ADHESIVE OP TOWEL 90 X 75 CM, 10 NEUROSORB 25.4 X 76.2 MM XRD STRING, 1 NEEDLE HYPODERMIC 27 GAUGE 40 MM SAFETY GREY | GENERAL CONSUMABLES (GENERAL SURGICAL SUPPLIES) SUPPLEMENTARY
4274 | 4229548020500 | CUSTOMIZED EFFICIENCY TRANSSPHENOIDAL KIT, 1 BNS SURGICAL GOWN UL SP L, 2 HAND TOWEL 47 X 38 CM WHITE, 1 CREPE PAPER 60 X 60 CM, 1 TABLE COVER 190 X 210 CM REINFORCED, 2 HAND TOWEL 47 X 38 CM WHITE, 1 BNS SURGICAL GOWN UL SP L, 4 HAND TOWEL 47 X 38 CM WHITE, 2 BNS SURGICAL GOWN UL SP XL, 3 MAYO STAND COVER REINFORCED 79 X 145 CM, 2 HAND TOWEL 47 X 38 CM WHITE, 1 NDLE CNTR 40 - CNT FOAM BLCK/MAG BLD REM YELL, 3 POST OP DRESSING 6 X 7 CM, 1 SKIN STAPLER APPOSE ULC, 3 SPINAL NEEDLE QUINCKE 18 GAUGE 90 MM PINK, 1 BONEWAX WHITE 2.5 GAUZE, 10 PATTI 1.27 X 2.54 CM XRD WITH STRING, 10 PATTIES 13 X 13 MM XRD WITH STRING, 10 NEURO SWAB NON - WOVEN 1.3 X 76 MM STRING WHITE, 8 GAUZE SWAB 5 X 5 CM 8 P, 7 NEEDLE SPINAL QUINCKE 22 GAUGE 90 MM, 1 DIATHERMY HOLSTER, 2 IV CANNULA 18 GAUGE 48 MM GREEN, 1 CONNECTOR STRAIGHT 7 - 11 X 7 - 11 MM BARB, 3 SYRINGE 20 ML L/L, 1 DIATHERMY PENCIL, 4 SA LABEL 3.8 X 6 CM WHITE, 1 SYRINGE 10 ML L/L, 2 BOWL 250 ML, 4 SA LABEL 13 MM X 40 MM WHITE BLANK, 7 SYRINGE 1 ML | GENERAL CONSUMABLES (GENERAL SURGICAL SUPPLIES) SUPPLEMENTARY
4275 | 4229548020600 | PEDIATRIC LAPAROSCOPY PACK 5 HAND TOWEL 47 X 38 CM WHITE 1 SURGICAL GOWN UNIVERSAL M HP BNS 1 TABLE COVER 150 X 210 CM REINFORCED 15 GAUZE SWAB 5 X 5 CM 12 P 1 FILM DRESSING 10 X 12 CM 1 NEEDLE HYPODERMIC 26 GAUGE 25 MM 6 FILM DRESSING 5 X 5.7 CM IV PEDIATRIC 1 ANTI FOG SOLUTION 1 BASIN LINER - SINGLE 5 GAUZE LAP 45 X 45 CM 4 P XRD 3 TROCAR CANNULA 5 MM 1 OPTICAL TROCAR 5 MM 1 LAPAROSCOPIC SUCTION/IRRIGATION SET OD 5 MM 33 CM 2 DRAINAGE BAG 1500 ML 2 SURGICAL GOWNS UNIVERSAL L HP BNS 2 SURGICAL GOWNS UNIVERSAL XL HP BNS 1 MAYO STAND COVER 79 X 145 CM 5 GAUZE LAP 20 X 30 CM 4 P XRD 1 OP - TOWEL 75 X 90 CM 2 - PLY 10 GAUZE SWAB 10 X 10 CM 16 P 1 COVER CAMERA 18 X 244 CM WITH CARD TRANSP 1 INSTRUMENT BAG 30 X 50 CM 1 DIATHERMY PENCIL 1 SKIN MARKER TAPER TIP RULER 1 NEEDLE COUNTER 1 SKIN CLOSURE STRIP 12.0 X 100 MM 1 DIATHERMY ELECTRODE NEEDLE 5.5 CM SLEEVE TUNGSTEN 1 SYRINGE 5 ML L/L 1 SYRINGE 10 ML L/L 1 SCALPEL BLADE N° 11 1 SCALPEL BLADE N° 15 1 V | GENERAL CONSUMABLES (GENERAL SURGICAL SUPPLIES) SUPPLEMENTARY
4276 | 4214270215200 | STENT, INDWELLING SOFT POLYURETHANE, DOUBLE URETERAL PIGTAIL STENT RADIO - OPAQUE, WITH COMPATIBLE GUIDEWIRE, AND POSITIONER RADIO - OPAQUE, 14 CM LONG, SIZE: 3 FR DISPOSABLE, STERILE | GENERAL CONSUMABLES (GENERAL SURGICAL SUPPLIES) SUPPLEMENTARY
4277 | 4214270211700 | STENT, INDWELLING SOFT POLYURETHANE, DOUBLE URETERAL PIGTAIL STENT RADIO - OPAQUE, WITH COMPATIBLE GUIDEWIRE, AND POSITIONER RADIO - OPAQUE, 10 CM LONG, SIZE: 3 FR DISPOSABLE, STERILE | GENERAL CONSUMABLES (GENERAL SURGICAL SUPPLIES) SUPPLEMENTARY
4278 | 4214270211100 | STENT, INDWELLING SOFT POLYURETHANE, DOUBLE URETERAL PIGTAIL STENT, WITH COMPATIBLE GUIDEWIRE, AND POSITIONER RADIO - OPAQUE, 22 CM LONG, SIZE: 3.7-4 FR DISPOSABLE, STERILE | GENERAL CONSUMABLES (GENERAL SURGICAL SUPPLIES) SUPPLEMENTARY
4279 | 4214270211000 | STENT, INDWELLING SOFT POLYURETHANE, DOUBLE URETERAL PIGTAIL STENT, WITH COMPATIBLE GUIDEWIRE, AND POSITIONER RADIO - OPAQUE, 16 CM LONG, SIZE: 3.7-4 FR DISPOSABLE, STERILE | GENERAL CONSUMABLES (GENERAL SURGICAL SUPPLIES) SUPPLEMENTARY
4280 | 4229421805600 | CUSTOM PACK ENT TONSILLECTOMY; 1 BNS SURGICAL GOWN UL SP L WITH HAND TOWELS 40 X 48 CM, 1 CREPE PAPER 60 X 60 CM, 1 REINFORCED TABLE COVER 150 X 190 WRAPPING, 1 BNS SURGICAL GOWN UL SP XL WITH HAND TOWELS 40 X 48 CM, 1 CREPE PAPER 45 X 45 CM WHITE, 5 GAUZE SWAB 2.5 X 15 CM 16P XRD, 5 GAUZE SWAB 10 X 10 CM 16P XRD, 1 SYRINGE 30 ML L/L 3PARTS CONC., 1 SUCTION CONNECTING TUBING 30 CH X 350 CM, 1 OP-TAPE 9 X 49 CM, 1 HEAD DRAPE 150 X 175 CM, 1 DRAPE 175 X 175 CM, 1 FORCEPS BIPOLAR STRAIGHT 200 MM | GENERAL CONSUMABLES (GENERAL SURGICAL SUPPLIES) SUPPLEMENTARY
4281 | 4229501300200 | COVER, BEAM ( PARTIAL ), FLUOROSCOPY, CLEAR, X-LARGE, STERILE | GENERAL CONSUMABLES (GENERAL SURGICAL SUPPLIES) SUPPLEMENTARY
4282 | 4229545305700 | DRAIN, SILICONE, ROUND, RADIO-OPAQUE, HUBLESS, 24 FRENCH, WITHOUT TROCAR, DISPOSABLE, STERILE | GENERAL CONSUMABLES (GENERAL SURGICAL SUPPLIES) SUPPLEMENTARY
4283 | 4229545305600 | DRAIN, SILICONE, ROUND, RADIO-OPAQUE, 3/4 FLUTED FLAT, 19 FRENCH, WITH TROCAR, DISPOSABLE, STERILE | GENERAL CONSUMABLES (GENERAL SURGICAL SUPPLIES) SUPPLEMENTARY
4284 | 4229421805700 | CUSTOMIZED EFFICIENCY ADULT CARDIAC KIT 2 HAND TOWEL 47 X 38 CM WHITE 1 CREPE PAPER 60 X 60 CM 1 TABLE COVER 190 X 210 CM REINFORCED 4 HAND TOWEL 47 X 38 CM WHITE 1 TABLE COVER 150 X 190 CM REINF FOLDED 2 HAND TOWEL 47 X 38 CM WHITE 1 CV DRAPE 269 X 196 X 368 CM 2 SURGICAL GOWN UNIVERSAL M SP BNS 2 SURGICAL GOWN UNIVERSAL XL HP BNS 1 SURGICAL GOWN UNIVERSAL XXLL HP 3 MAYO STAND COVER 58 X 137 CM 20 GAUZE LAP 20 X 30 CM 4 P XRD 20 OP TOWEL 65 X 42 CM XRD 1 SYRINGE 50/60 ML BULB CATHETER TIP CONC. 2 KIDNEY BOWL 800 ML 10 GAUZE SWAB 10 X 10 CM 16 P XRD 1 JUG 1200 ML POLYPROPYLENE GRADUATED TRANSP. 1 DIATHERMY PENCIL 1 NDLE CNTR 60 - CNT DBL MAG BLADE REM YELLOW 2 BONEWAX WHITE 2.5 G 1 SKIN MARKER REGULAR 1 POLYSORB 2 - 075 CM 2 SUTURE SOFSILK 0 1IV CANNULA 16 GAUGE 45 MM 1 SUTURE BOOTS MOSQUITO YELLOW 5 PR 10/1 1 HEMOCLIP MEDIUM 2 SYRINGE 20 ML L/L 3 MEPILEX BORDER LITE 4 X 5 CM 2 SA LABEL 1 X 4 CM WHITE PAPAVERINE 3 LABEL 1 X 4 CM NORMAL SALINE 1 SA L | GENERAL CONSUMABLES (GENERAL SURGICAL SUPPLIES) SUPPLEMENTARY
4285 | 4229498302200 | CARTRIDGE, PUMP, COMPATIBLE WITH HOSPITAL MACHINE, DISPOSABLE, STERILE | GENERAL CONSUMABLES (GENERAL SURGICAL SUPPLIES) SUPPLEMENTARY
4286 | 4214273302000 | CATHETER, URETERAL, CURVED OPEN END, FOR RETROGRADE PYELOGRAPHY, GRADUATED, RADIO-OPAQUE, 4 FR, LENGTH 70-75 CM, DISPOSABLE, STERILE | GENERAL CONSUMABLES (GENERAL SURGICAL SUPPLIES) SUPPLEMENTARY
4287 | 4229498100700 | LOOP, VESSEL, MAXI, BLUE COLORED, STERILE | GENERAL CONSUMABLES (GENERAL SURGICAL SUPPLIES) SUPPLEMENTARY
4288 | 4214273301700 | SET, STENT, INDWELLING SILICONE, DOUBLE URETERAL PIGTAIL STENT, OPEN ENDED, TAPERED TIP, WITH HOLES IN THE BODY, WITH COMPATIBLE GUIDEWIRE, AND LOCKABLE PUSHER RADIO-OPAQUE, , SIZE: CH 6, 28 CM, DISPOSABLE, STERILE | GENERAL CONSUMABLES (GENERAL SURGICAL SUPPLIES) SUPPLEMENTARY
4289 | 4214273301600 | SET, STENT, INDWELLING POLYURETHANE, DOUBLE URETERAL PIGTAIL STENT, OPEN ENDED, TAPERED TIP, WITH HOLES IN THE BODY, WITH COMPATIBLE GUIDEWIRE, AND LOCKABLE PUSHER RADIO-OPAQUE, , SIZE: CH 4.7 - 5.0, 28 CM, DISPOSABLE, STERILE | GENERAL CONSUMABLES (GENERAL SURGICAL SUPPLIES) SUPPLEMENTARY
4290 | 4214273300600 | CATHETER, URETERAL, STRAIGHT OPEN END, FOR RETROGRADE PYELOGRAPHY, GRADUATED, RADIO-OPAQUE, 3 FR, LENGTH 70-75 CM, DISPOSABLE, STERILE | GENERAL CONSUMABLES (GENERAL SURGICAL SUPPLIES) SUPPLEMENTARY
4291 | 4214273100800 | SET, RENAL DILATOR, AMPLATZ, POLYETHYLENE, 30-35 CM LONG, RADIO - OPAQUE, SIZE: FROM CH 6 OR CH 8 TO CH 30, DISPOSABLE, STERILE | GENERAL CONSUMABLES (GENERAL SURGICAL SUPPLIES) SUPPLEMENTARY
4292 | 4214250401200 | BIOPSY NEEDLE DEVICE, AUTOMATIC, CORE BIOPSY, NEEDLE SIZE: 14G X 14-16 CM, PENETRATION DEPTH 20-22 MM, DISPOSABLE, STERILE, (EACH BIOPSY DEVICE MUST INCLUDE AN APPROPRIATE SIZE COAXIAL NEEDLE) | GENERAL CONSUMABLES (GENERAL SURGICAL SUPPLIES) SUPPLEMENTARY
4293 | 4229514301400 | ELECTRODE, RETURN, ELECTROSURGERY, FOR PATIENT, FOR PEDIATRIC, WEIGHING BETWEEN (0.35 KG AND 22 KG), SOFT WITH VISCOELASTIC POLYMERFOR THE BEN EFITS OF A PRESSURE REDUCTION PAD, LARGE ELECTRODE SIZE AND DESIGN ENSURES OPTIMUM SAFETY AND PREVENT PLATE SITE BURN, REUSABLE SIGNIFICANTLY REDUCES COST PER PROCEDURE, EASY SET-UP, NO SHAVING OR SEARCHING FOR AN ADEQUATE PATIENT PAD SITE, NO ADHESIVE-RELATED SKIN IRRITATIONS, LIGHT WEIGHT | GENERAL CONSUMABLES (GENERAL SURGICAL SUPPLIES) SUPPLEMENTARY
4294 | 4229514302400 | TUBING, ELECTROSURGERY LAPAROSCOPIC TUBING, CONNECTS DIRECTLY TO SMOKE EVACUATOR, IN-LINE VALVE, ENABLES CONTROLLED SMOKE EVACUATION | GENERAL CONSUMABLES (GENERAL SURGICAL SUPPLIES) SUPPLEMENTARY
4295 | 4214180800600 | ELECTROSURGERY DIATHERMY PENCILLATE, DETACHABLE, 15 FT CABLE, DISPOSABLE, STERILE (UNIVERSAL PLUG TO FIT ALL TYPES OF ELECTROSURGERY MACHINES MUST BE PROVIDED FOC WHENEVER NECESSARY) | GENERAL CONSUMABLES (GENERAL SURGICAL SUPPLIES) SUPPLEMENTARY
4296 | 4214180800700 | CAUTERY, EXTENSION, STAINLESS STEEL, 16-18 CM, WITH NON - INSULATED, SELF CLEANING, BLADE TIP, DISPOSABLE, STERILE | GENERAL CONSUMABLES (GENERAL SURGICAL SUPPLIES) SUPPLEMENTARY
4297 | 4214180803300 | TIP, BLADE, ELECTROSURGICAL, STANDARD, SIZE 2.75 INCH, STERILE | GENERAL CONSUMABLES (GENERAL SURGICAL SUPPLIES) SUPPLEMENTARY
4298 | 4214180803600 | NEEDLE ELECTRODE, BLUNT, MODIFIED WITH PTFE COATED, SIZE 2.75 INCH, STERILE | GENERAL CONSUMABLES (GENERAL SURGICAL SUPPLIES) SUPPLEMENTARY
4299 | 4229340700000 | SPECULUM, CUSCO VAGINAL, INDIVIDUALLY PACKED, SIZE: LARGE, DISPOSABLE | GENERAL CONSUMABLES (GENERAL SURGICAL SUPPLIES) SUPPLEMENTARY
4300 | 4229340700500 | DILATION, BALLOON, FOR NEPHROSTOMY TRACT, WITH RADIOPAQUE MARKERS, THE FUNCTIONAL DILATING PORTION IS 15CM IN LENGTH AND DIAMETER OF 10 MM, BURST PRESSURE 20 ATM, CATHETER IS 6 FRENCH, AND 55 CM LENGTH, WITH GUIDE WIRE OF 0.038 INCH, WITH TFE SHEATH AND INFLATION DEVICE, DISPOSABLE, STERILE | GENERAL CONSUMABLES (GENERAL SURGICAL SUPPLIES) SUPPLEMENTARY
4301 | 4229340700600 | SPECULUM, CUSCO VAGINAL, INDIVIDUALLY PACKED, SIZE: SMALL, DISPOSABLE | GENERAL CONSUMABLES (GENERAL SURGICAL SUPPLIES) SUPPLEMENTARY
4302 | 4229340701400 | SET, URETERIC DILATOR, HYDROPHILIC, LENGTH APPROXIMATELY 60 - 70 CM, FROM 6 CH TO 10 CH, DISPOSABLE, STERILE | GENERAL CONSUMABLES (GENERAL SURGICAL SUPPLIES) SUPPLEMENTARY
4303 | 4229340702300 | SPECULUM, CUSCO VAGINAL, INDIVIDUALLY PACKED, SIZE: MEDIUM, WITH BUILT IN LIGHT SOURCE, DISPOSABLE | GENERAL CONSUMABLES (GENERAL SURGICAL SUPPLIES) SUPPLEMENTARY
4304 | 4229350300300 | CURETTE, INTRA UTERINE, 12 MM, RIGID, CURVED DISPOSABLE, STERILE | GENERAL CONSUMABLES (GENERAL SURGICAL SUPPLIES) SUPPLEMENTARY
4305 | 4229350300400 | CURETTE, INTRA UTERINE, 6 MM, RIGID, CURVED DISPOSABLE, STERILE | GENERAL CONSUMABLES (GENERAL SURGICAL SUPPLIES) SUPPLEMENTARY
4306 | 4229350300500 | CURETTE, INTRA UTERINE, 8 MM, RIGID, CURVED DISPOSABLE, STERILE | GENERAL CONSUMABLES (GENERAL SURGICAL SUPPLIES) SUPPLEMENTARY
4307 | 4229350300600 | CURETTE, SKIN, 7 MM, DISPOSABLE, STERILE | GENERAL CONSUMABLES (GENERAL SURGICAL SUPPLIES) SUPPLEMENTARY
4308 | 4229350300700 | CURETTE, SKIN, 2 MM, DISPOSABLE, STERILE | GENERAL CONSUMABLES (GENERAL SURGICAL SUPPLIES) SUPPLEMENTARY
4309 | 4229540019900 | TRANSANAL HEMORRHOIDAL DEARTERIALIZATION KIT, CUSTOMIZED SURGICAL ANOSCOPE WITH PIVOT FOR THE CONTROL OF THE ROTATION AND PENETRATION OF THE NEEDLE (5MM), AND SLIDING OPERATIVE WINDOW AND DOPPLER TRANSDUCER SLOT, LENGTH 170-175MM, DISPOSABLE, STERILE | GENERAL CONSUMABLES (GENERAL SURGICAL SUPPLIES) SUPPLEMENTARY
4310 | 4229350600200 | SYRINGE, BULB, PLASTIC, FOR IRRIGATION AND SUCTION, CATHETER TIP, GRADUATED, 60 ML, STERILE | GENERAL CONSUMABLES (GENERAL SURGICAL SUPPLIES) SUPPLEMENTARY
4311 | 4229350700000 | DRAINAGE, RESERVOIR, SUCTION WOUND, WITH Y CONNECTOR AND ANTI REFLUX VALVE AND ADAPTOR,100-150 ML, DISPOSABLE, STERILE | GENERAL CONSUMABLES (GENERAL SURGICAL SUPPLIES) SUPPLEMENTARY
4312 | 4229350700200 | DRAINAGE, RESERVOIR, SUCTION WOUND, WITH Y CONNECTOR AND ANTI REFLUX VALVE AND ADAPTOR, 300-350 ML, DISPOSABLE, STERILE | GENERAL CONSUMABLES (GENERAL SURGICAL SUPPLIES) SUPPLEMENTARY
4313 | 4229350900100 | BAG, CLEAR, PLASTIC, DIATHERMY AND SUCTION, WITH 2 POCKETS AND ADHESIVE, 40 X 35 CM ( +/- 3 CM ), STERILE | GENERAL CONSUMABLES (GENERAL SURGICAL SUPPLIES) SUPPLEMENTARY
4314 | 4214180800100 | CAUTERY, DIATHERMY PENCIL LATE WITH NEEDLE, STRAIGHT TIP, DISPOSABLE, STERILE | GENERAL CONSUMABLES (GENERAL SURGICAL SUPPLIES) SUPPLEMENTARY
4315 | 4229351103800 | FILTER, DISPOSABLE, FOR VAC HAIR REMOVAL SYSTEM, (1 CLIP VAC MACHINE FREE OF CHARGE WITH EACH 300 FILTER) | GENERAL CONSUMABLES (GENERAL SURGICAL SUPPLIES) SUPPLEMENTARY
4316 | 4229310710900 | RETRACTOR, VAGINAL, SELF-RETAINING, DOUBLE RING, RETRACTOR SYSTEM, 32 CM X 18 CM (+/- 2 CM), TO BE SUPPLIED WITH 8-10 BLUNT STAY HOOKS 5MM, DISPOSABLE, STERILE | GENERAL CONSUMABLES (GENERAL SURGICAL SUPPLIES) SUPPLEMENTARY
4317 | 4229310708100 | RETRACTOR, RING, FLEXIBLE, FOR PROTECTING THE WOUND MARGIN, FROM CONTACT CONTAMINATION, 5-9 CM, DISPOSABLE, STERILE | GENERAL CONSUMABLES (GENERAL SURGICAL SUPPLIES) SUPPLEMENTARY
4318 | 4214270223900 | GUIDEWIRE, TEFLON (PTFE) COATED, ZEBRA MARKING, WITH HYDROPHILIC FLEXIBLE ANGLED TIP, 0.035 X 130-150 CM, DISPOSABLE, STERILE | GENERAL CONSUMABLES (GENERAL SURGICAL SUPPLIES) SUPPLEMENTARY
4319 | 4214270223800 | GUIDEWIRE, TEFLON (PTFE) COATED, SENSOR, WITH HYDROPHILIC STRAIGHT TIP, DUAL FLEX, 0.038 INCH X 130-150 CM, DISPOSABLE, STERILE | GENERAL CONSUMABLES (GENERAL SURGICAL SUPPLIES) SUPPLEMENTARY
4320 | 4214270223700 | GUIDEWIRE, TEFLON (PTFE) COATED, AMPLATZ, ANGLED TIP, STAINLESS STEEL WITH FLAT WIRE COIL, 0.035 X 130-150 CM LENGTH, DISPOSABLE, STERILE | GENERAL CONSUMABLES (GENERAL SURGICAL SUPPLIES) SUPPLEMENTARY
4321 | 4229542802300 | MESH, COMPLEX HERNIA REPAIR, COLLAGEN, SIZE 7 CM X 10 CM ( +/- 1 CM ), DISPOSABLE, STERILE | GENERAL CONSUMABLES (GENERAL SURGICAL SUPPLIES) SUPPLEMENTARY
4322 | 4214270223600 | CATHETER, URETERAL, STRAIGHT OPEN END, FOR RETROGRADE PYELOGRAPHY, GRADUATED, RADIO-OPAQUE, 4.7-5 FR, LENGTH 70-75 CM, DISPOSABLE, STERILE | GENERAL CONSUMABLES (GENERAL SURGICAL SUPPLIES) SUPPLEMENTARY
4323 | 4229546100600 | SKIN ADHESIVE FOR SURGICAL AND NONSURGICAL INCISIONS, CONTAINING NBCA + OCA MONOMERS, INTENDED FOR ADULT AND PEDIATRIC, 0.5 ML WITH DISPENSING TIP | GENERAL CONSUMABLES (GENERAL SURGICAL SUPPLIES) SUPPLEMENTARY
4324 | 4229546101100 | FIBRIN SEALANT PACKAGE INSERT, FOR SEALING, TWO AMPOULE, 4 ML, STERILE | GENERAL CONSUMABLES (GENERAL SURGICAL SUPPLIES) SUPPLEMENTARY
4325 | 4229514329100 | LEEP, SQUARE, 10 X 7-8 MM, FOR CAUTERY, IN GYNECOLOGY PROCEDURE, STERILE | GENERAL CONSUMABLES (GENERAL SURGICAL SUPPLIES) SUPPLEMENTARY
4326 | 4229530222300 | UNIVERSAL SEAL RING CANNULA IS USED WHEN THE VESSEL TO BE PERFUSED ENDS WITH OR WITHOUT AN AORTIC PATCH OR SIMILAR CONDITION SIZE 5 MM DISPOSABLE | GENERAL CONSUMABLES (GENERAL SURGICAL SUPPLIES) SUPPLEMENTARY
4327 | 4229530222400 | UNIVERSAL SEAL RING CANNULA IS USED WHEN THE VESSEL TO BE PERFUSED ENDS WITH OR WITHOUT AN AORTIC PATCH OR SIMILAR CONDITION SIZE 7 MM DISPOSABLE | GENERAL CONSUMABLES (GENERAL SURGICAL SUPPLIES) SUPPLEMENTARY
4328 | 4229530222500 | UNIVERSAL SEAL RING CANNULA IS USED WHEN THE VESSEL TO BE PERFUSED ENDS WITH OR WITHOUT AN AORTIC PATCH OR SIMILAR CONDITION SIZE 9 MM DISPOSABLE | GENERAL CONSUMABLES (GENERAL SURGICAL SUPPLIES) SUPPLEMENTARY
4329 | 4229545300900 | DRAIN, SILICONE, ROUND, RADIO-OPAQUE, HUBLESS, 15 FRENCH, WITH TROCAR, DISPOSABLE, STERILE | GENERAL CONSUMABLES (GENERAL SURGICAL SUPPLIES) SUPPLEMENTARY
4330 | 4229545301000 | DRAIN, SILICONE, ROUND, RADIO-OPAQUE, 3/4 FLUTED FLAT, 15 FRENCH, WITH TROCAR, DISPOSABLE, STERILE | GENERAL CONSUMABLES (GENERAL SURGICAL SUPPLIES) SUPPLEMENTARY
4331 | 4229545301100 | DRAIN, SILICONE, ROUND, RADIO-OPAQUE, HUBLESS, 10 FRENCH, WITHOUT TROCAR, DISPOSABLE, STERILE | GENERAL CONSUMABLES (GENERAL SURGICAL SUPPLIES) SUPPLEMENTARY
4332 | 4229540020800 | WOUND MATRIX STABILIZED PURIFIED TYPE I COLLAGEN EQUINE TENDON WITH SEMI CROSSLINKED HYDROPHILIC AND POROUS SCAFFOLD SINGLE CHRONIC WOUNDS APPLICATION, SIZE 5X5 CM | GENERAL CONSUMABLES (GENERAL SURGICAL SUPPLIES) SUPPLEMENTARY
4333 | 4229540020600 | SET, SHEATH, URETERAL ACCESS, 13/15 FRENCH, 45 CM (+/- 2CM) | GENERAL CONSUMABLES (GENERAL SURGICAL SUPPLIES) SUPPLEMENTARY
4334 | 4229310700400 | RETRACTOR, VAGINAL, SELF-RETAINING RING, HORSESHOE SHAPED RETRACTOR SYSTEM, 16 CM X 16 CM (+/- 1 CM), TO BE SUPPLIED WITH 8-10 BLUNT STAY HOOKS 5 MM, DISPOSABLE, STERILE | GENERAL CONSUMABLES (GENERAL SURGICAL SUPPLIES) SUPPLEMENTARY
4335 | 4229310707900 | RETRACTOR, RING, FLEXIBLE, FOR PROTECTING THE WOUND MARGIN, FROM CONTACT CONTAMINATION, 9-14 CM, DISPOSABLE, STERILE | GENERAL CONSUMABLES (GENERAL SURGICAL SUPPLIES) SUPPLEMENTARY
4336 | 4229310708000 | RETRACTOR, RING, FLEXIBLE, FOR PROTECTING THE WOUND MARGIN, FROM CONTACT CONTAMINATION, 11-17 CM, DISPOSABLE, STERILE | GENERAL CONSUMABLES (GENERAL SURGICAL SUPPLIES) SUPPLEMENTARY
4337 | 4229310708200 | RETRACTOR, VAGINAL, SELF-RETAINING RING, SQUARE SHAPED RETRACTOR SYSTEM, 14 CM X 14 CM (+/- 1 CM), TO BE SUPPLIED WITH 8-10 BLUNT STAY HOOKS 12 MM, DISPOSABLE, STERILE | GENERAL CONSUMABLES (GENERAL SURGICAL SUPPLIES) SUPPLEMENTARY
4338 | 4229540006600 | ACELLULAR DERMAL MATRIX DERIVED FROM FETAL BOVINE DERMIS DRY SHEET, THICKNESS 3MM, TERMINALLY STERILE, NON CROSS LINKED, SIZE 10 X 15 CM ( +/- 2 CM ) FOR SOFT TISSUE RECONSTRUCTION | GENERAL CONSUMABLES (GENERAL SURGICAL SUPPLIES) SUPPLEMENTARY
4339 | 4229540019800 | TOPICAL SKIN ADHESIVE HIGH VISCOSITY 2-OCTYL CYANOACRYLATE 0.7ML MICROBIAL BARRIER DISPOSABLE STERILE | GENERAL CONSUMABLES (GENERAL SURGICAL SUPPLIES) SUPPLEMENTARY
4340 | 4229351600800 | GUIDEWIRE, HYDROPHILIC COATED, ANGLED TIP, 0.035 X 130-150 CM LENGTH, DISPOSABLE, STERILE | GENERAL CONSUMABLES (GENERAL SURGICAL SUPPLIES) SUPPLEMENTARY
4341 | 4229540019700 | SYSTEM, ARTIFICIAL ANAL SPHINCTER, WITH SELF-EXPANDABLE PROSTHESES, DISPOSABLE, STERILE | GENERAL CONSUMABLES (GENERAL SURGICAL SUPPLIES) SUPPLEMENTARY
4342 | 4214250100300 | SET, NEEDLE, SAMPLING, CHORIONIC VILLUS, TRANS - ABDOMINAL, 18 G X 15 CM LENGTH, GUIDE NEEDLE 21 G X 20 CM LENGTH, SAMPLING NEEDLE | GENERAL CONSUMABLES (GENERAL SURGICAL SUPPLIES) SUPPLEMENTARY
4343 | 4214250100400 | AMNIOCENTESIS NEEDLE, GAUGE 18, SIZE 15 CM, STERILE | GENERAL CONSUMABLES (GENERAL SURGICAL SUPPLIES) SUPPLEMENTARY
4344 | 4229420512800 | NOSE CONE, FOR ELECTROSURGERY, 23 KHZ, SHOULD BE COMPATIBLE WITH HOSPITAL MACHINE | GENERAL CONSUMABLES (GENERAL SURGICAL SUPPLIES) SUPPLEMENTARY
4345 | 4229514312900 | NEEDLE ELECTRODE, PTFE COATED, SHARP TIP, HEAD MICRO CUTTING, MODIFIED WITH INSULATED COVER, SIZE 2.5 INCH, DISPOSABLE, STERILE | GENERAL CONSUMABLES (GENERAL SURGICAL SUPPLIES) SUPPLEMENTARY
4346 | 4229514312600 | ELECTROSURGERY BIPOLAR FORCEPS HIGHLY POLISHED TIPS, LIGHT CLOSING FORCE, WELL BALANCED AND NYLON COATING RESIST ABRASION, 1.5 MM TIP X 7 IN. (17.8 CM) , STERILE (UNIVERSAL PLUG TO FIT ALL TYPES OF ELECTROSURGERY MACHINES MUST BE PROVIDED FOC WHENEVER NECESSARY) | GENERAL CONSUMABLES (GENERAL SURGICAL SUPPLIES) SUPPLEMENTARY
4347 | 4229514310000 | FILTER, ELECTROSURGERY CHARCOAL OR CARBON, TO REMOVE VERY SMALL PARTICLE, IN SMOKE EVACUATION, NON-STERILE | GENERAL CONSUMABLES (GENERAL SURGICAL SUPPLIES) SUPPLEMENTARY
4348 | 4229514306800 | PENCIL, TORCH, USING PLASMA TECHNOLOGY, ADJUSTABLE, SIZE 1/2 X 5 INCH, DISPOSABLE, STERILE | GENERAL CONSUMABLES (GENERAL SURGICAL SUPPLIES) SUPPLEMENTARY
4349 | 4229420600000 | SET, VITREORETINAL, 3MM, INTRAVITREAL INJECTION, SPECULUM, PLASTIPAK 1ML SYRINGE, MICROLANCE 27G NEEDLE, FIELD WRAP IODINE SWABSTICK, DRAPE, COTTON TIPPED APPLICATORS (3), VISIDRAPE MINI APERTURE DRAPE, STERILE | GENERAL CONSUMABLES (GENERAL SURGICAL SUPPLIES) SUPPLEMENTARY
4350 | 4229514306300 | NEEDLE ELECTRODE, PTFE COATED, SHARP TIP, HEAD MICRO CUTTING, MODIFIED WITH INSULATED COVER, SIZE 2 INCH, DISPOSABLE, STERILE | GENERAL CONSUMABLES (GENERAL SURGICAL SUPPLIES) SUPPLEMENTARY
4351 | 4229420603300 | CUSTOMIZED EFFICIENCY PLASTIC EXTRA KIT, 1 REINFORCED TABLE COVER 100 X 150 WRAPPING, 1 MAYO STAND COVER 58 X 137 CM, 4 HAND TOWEL, 2 BNS SURGICAL GOWN UL HP L, 1 PLASTIC BAG 20 X 30 CM ZIPLOCK, 1 SURGICAL CLIP LARGE, 2 VESSEL LOOP MINI BLUE 0.83 MM 40.6 CM 1 PC, 2 VESSEL LOOP MINI 0.83 MM 40.6 CM SILVER RED 1 PC, 1 MICROTEK MEDICAL SIT, 1 SURGICAL CLIP APPLIER 23 CM MEDIUM TT 30 CLIPS, 8 RETRACTOR HOOK. STD. SHARP SEA STAR, 1 DIATHERMY FORCEPS BIPOLAR, 1 BIPOLAR FORCEPS, 2 EYE SPEAR PVA 5/1, 2 NEUROSORB 25.4 X 76.2 MM XRD STRING 10 PC, 1 INSULIN SYRINGE 1 ML INTEGRATED NEEDLE 29 G 12.5 MM, 1 SUCTION AND DIATHERMY BAG, 40 X 35 CM, 2 OP. TOWEL 90 X 75 CM, 2 DRAPE 150 X 175 CM | GENERAL CONSUMABLES (GENERAL SURGICAL SUPPLIES) SUPPLEMENTARY
4352 | 4229420603400 | CUSTOMIZED EFFICIENCY PLASTIC EXTRAS KIT, 1 BNS SURGICAL GOWN UL SP L, 2 SPLIT SHEET 150 X 260 CM, 2 HAND TOWEL WHITE 47 X 38 CM WHITE, 1 BOWL 2000 ML, 5 GAUZE LAP 45 X 45 CM 6 P XRD, 1 CREPE PAPER 60 X 60 CM, 1 TABLE COVER 150 X 190 CM REINFORCED, 4 HAND TOWEL WHITE 47 X 38 CM WHITE, 2 BNS SURGICAL GOWN UL SP XLL, 5 OP TOWEL 65 X 42 CM XRD, 1 DIATHERMY CABLE BIPOLAR, 1 MAYO STAND COVER 58 X 137 CM, 1 SYRINGE 10 ML L/L, 10 GAUZE SWAB 10 X 10 CM 16 P XRD, 1 SCALPEL BLADE N° 15, 1 BOWL 500 ML, 1 BOWL 250 ML, 1 KIDNEY BOWL 800 ML, 1 SUCTION TUBE 18 CHANNEL 3.0 M, 1 NDLE CNTR 40 - CNT FOAM BLCK/MAG BLD REM YELL, 1 FLUID COLLECTION POUCH 40 X 35 CM, 1 SUCTION AND DIATHERMY BAG, 40 X 35 CM, 1 DRAPE 175 X 173 CM, 4 OP TOWEL 75 X 73 CM, 1 TRAY 43 X 28 X 1.5 CM, 1 NEEDLE DENTAL 25 GAUGE 40 MM, 1 DIATHERMY BLADE, 1 DIATHERMY PENCIL | GENERAL CONSUMABLES (GENERAL SURGICAL SUPPLIES) SUPPLEMENTARY
4353 | 4229420603500 | CUSTOMIZED EFFICIENCY THORACIC KIT; 2 HAND TOWEL WHITE 47 X 38 CM WHITE, 1 SURGICAL GOWN ULTRA LARGE - EXTRA LARGE, 1 CREPE PAPER 60 X 60 CM, 2 TABLE COVER 150 X 40 CM REINFORCED, 1 INCISE DRAPE 60 X 45 CM, 1 SUCTION CANNULA YANKAUER 24 CHANNEL, 6 HAND TOWEL WHITE 47 X 38 CM WHITE, 1 DIATHERMY PENCIL PTFE BLADE AND SMOKE EVAC, 2 SURGICAL GOWN ULTRA LARGE-EXTRA LARGE, 2 HAND TOWEL WHITE 47 X 38 CM WHITE, 1 SURGICAL GOWN ULTRA LARGE-EXTRA LARGE, 10 OP TOWEL 65 X 42 CM XRD, 1 NEEDLE HYPODERMIC 18 GAUGE 40 MM, 1 SUTURE BOOTS MOSQUITO YELLOW 5 PR 10/1, 1 SKIN MARKER REGULAR, 1 SCALPEL BLADE N°10, 1 HYPODERMIC NEEDLE 22 GAUGE 40 MM, 1 MAYO STAND COVER 58 X 137 CM, 10 GAUZE SWAB 10 X 10 CM 16 P XRD, 2 SUCTION TUBE 18 CHANNEL 3.0 M, 5 GAUZE PLEDGET 5 IN HOLDER XRD, 1 SKIN STAPLER APPOSE ULC, 1 SYRINGE 20 ML L/L, 1 GALLIPOT 60 ML, 1 SYRINGE 50/60 ML BULB CATHETER TIP CONCRETE, 10 SA LABEL 1.0 X 4.0 CM WHITE BLANK, 1 FLUID COLLECTION POUCH 40 X 35 CM, 1 BOWL 500 ML, 1 KIDNEY BOWL 800 ML, 1 BOWL | GENERAL CONSUMABLES (GENERAL SURGICAL SUPPLIES) SUPPLEMENTARY
4354 | 4229420603700 | PACK, INTRAVITREAL INJECTION, NEONATAL, 2 OPHTHALMIC SPECULUM, 2 NEEDLE 30 GAUGE, 5 SYRINGES 1CC, Q-TIP, DRAPE SIZE: 100 CM X 100 CM, APERTURE AREA: 5 CM X 7.5 CM, STERILE | GENERAL CONSUMABLES (GENERAL SURGICAL SUPPLIES) SUPPLEMENTARY
4355 | 4229548019100 | PACK, THYROID, GENERAL SURGERY, 1 BACK TABLE COVER REINFORCED 140 X 190 CM, 1 MAYO STAND COVER REINFORCED 75 X 145 CM, 4 UTILITY DRAPES WITH ADHESIVE TAPE 75 X 50 CM, 1 UTILITY BAG, 1 WHOLE BODY DRAPE SPECIALIZED FOR THYROID AND NECK SURGERY REINFORCED 300 X 180 CM FENESTRATED WITH CONTROL FABRIC REINFORCEMENT 13 X 16 CM WITH TUBE HOLDER IN BOTH SIDES, 2 ADHESIVE TAPE 10 X 50 CM, 1 NEEDLE COUNTER, 1 MEDICAL MARKER PEN DISPOSABLE, SURGICAL GOWN XL SIZE . 1, SURGICAL GOWN L SIZE . 1, ABSORBENT TOWEL 2 X, STERILE | GENERAL CONSUMABLES (GENERAL SURGICAL SUPPLIES) SUPPLEMENTARY
4356 | 4229548019200 | PACK, UNIVERSAL, CONTAINS, 1 BACK TABLE COVER REINFORCED, 1 MAYO STAND COVER REINFORCED, 1 ABSORBENT TOWELS, 1 SUTURE BAG, BOTTOM DRAPE 65 INCH X 76 INCH, ISO - SEAL POSITIONING TAPE CONTROL, PLUS FABRIC REINFORCEMENT TUBE HOLDERS, 2 SIDE | GENERAL CONSUMABLES (GENERAL SURGICAL SUPPLIES) SUPPLEMENTARY
4357 | 4229514303500 | ELECTROSURGERY DIATHERMY PENCILLATE, DETACHABLE, 10 FT CABLE, DISPOSABLE, STERILE (UNIVERSAL PLUG TO FIT ALL TYPES OF ELECTROSURGERY MACHINES MUST BE PROVIDED FOC WHENEVER NECESSARY) | GENERAL CONSUMABLES (GENERAL SURGICAL SUPPLIES) SUPPLEMENTARY
4358 | 4229514303100 | TIP, BLADE, ELECTROSURGICAL, PTFE COATED, NON STICK, SIZE 2.5 INCH, STERILE | GENERAL CONSUMABLES (GENERAL SURGICAL SUPPLIES) SUPPLEMENTARY
4359 | 4229514302900 | TIP, BLADE, ELECTROSURGICAL, PTFE COATED, NON STICK, SIZE 4 INCH, STERILE | GENERAL CONSUMABLES (GENERAL SURGICAL SUPPLIES) SUPPLEMENTARY
4360 | 4229540014600 | DOUBLE GLOVES, SURGICAL, LATEX, POWDER FREE, HYPOALLERGENIC, SIZE 8 (PAIR IS EQUIVALENT TO PAIR OF 2) | GENERAL CONSUMABLES (GENERAL SURGICAL SUPPLIES) SUPPLEMENTARY
4361 | 4229351600000 | GUARD, CONTAMINATED, SHOULD BE COMPATIBLE WITH HOSPITAL MACHINE | GENERAL CONSUMABLES (GENERAL SURGICAL SUPPLIES) SUPPLEMENTARY
4362 | 4214250100200 | AMNIOCENTESIS NEEDLE, GAUGE 20, SIZE 15 CM, STERILE | GENERAL CONSUMABLES (GENERAL SURGICAL SUPPLIES) SUPPLEMENTARY
4363 | 4229514317600 | BLADE, ULTRASONIC, COMBINATION HOOK, WITH TORQUE WRENCH, ADJUSTABLE LENGTH, SHAFT LENGTH: 4 CM TO 9 CM, FOR OPEN SEALING AND DISSECTING, DISPOSABLE, STERILE | GENERAL CONSUMABLES (GENERAL SURGICAL SUPPLIES) SUPPLEMENTARY
4364 | 4229351600900 | GUIDEWIRE, TEFLON (PTFE) COATED, STRAIGHT TIP, 0.032 X 130-150 CM LENGTH, DISPOSABLE, STERILE | GENERAL CONSUMABLES (GENERAL SURGICAL SUPPLIES) SUPPLEMENTARY
4365 | 4229352102000 | SUCTION CANISTER, PLASTIC, DISPOSABLE | GENERAL CONSUMABLES (GENERAL SURGICAL SUPPLIES) SUPPLEMENTARY
4366 | 4229360300000 | UTERINE SOUND, WITH MEASURING MARKS, STERILE, DISPOSABLE | GENERAL CONSUMABLES (GENERAL SURGICAL SUPPLIES) SUPPLEMENTARY
4367 | 4229514325600 | APPLICATOR, STRAIGHT WITH MONOPOLAR, RELATED TO ELECTROSURGICAL, FUNCTIONAL LENGTH 80 MM WITH SUCTION FOR LIVER SURGERY, COMPATIBLE WITH HOSPITAL MACHINE, DISPOSABLE, STERILE | GENERAL CONSUMABLES (GENERAL SURGICAL SUPPLIES) SUPPLEMENTARY
4368 | 4229546101700 | SKIN ADHESIVE FOR SURGICAL AND NONSURGICAL INCISIONS, CONTAINING NBCA + OCA MONOMERS, INTENDED FOR ADULT AND PEDIATRIC, 0.35 ML WITH DISPENSING TIP | GENERAL CONSUMABLES (GENERAL SURGICAL SUPPLIES) SUPPLEMENTARY
4369 | 4229514320300 | PLATE, ELECTROSURGERY, PATIENT RETURN ELECTRODE PLATE, WITH UNIVERSAL PLUG AND CORD, COMPATIBLE WITH ALL ELECTROSURGICAL GENERATORS, COMPLETE SET, FOR NEONATES, DISPOSABLE, STERILE | GENERAL CONSUMABLES (GENERAL SURGICAL SUPPLIES) SUPPLEMENTARY
4370 | 4229514320200 | PLATE, ELECTROSURGERY, PATIENT RETURN ELECTRODE PLATE, WITH UNIVERSAL PLUG AND CORD, COMPATIBLE WITH ALL ELECTROSURGICAL GENERATORS, COMPLETE SET, FOR ADULT, DISPOSABLE, STERILE | GENERAL CONSUMABLES (GENERAL SURGICAL SUPPLIES) SUPPLEMENTARY
4371 | 4229530601000 | LOOP, VESSEL, MAXI, YELLOW COLORED, STERILE | GENERAL CONSUMABLES (GENERAL SURGICAL SUPPLIES) SUPPLEMENTARY
4372 | 4229514319800 | PLATE, ELECTROSURGERY, PATIENT RETURN ELECTRODE PLATE, WITH UNIVERSAL PLUG AND CORD, COMPATIBLE WITH ALL ELECTROSURGICAL GENERATORS, COMPLETE SET, FOR PEDIATRICS, DISPOSABLE, STERILE | GENERAL CONSUMABLES (GENERAL SURGICAL SUPPLIES) SUPPLEMENTARY
4373 | 4229514319700 | PENCIL, FOR ELECTROSURGERY, WITH ADVANCED CUTTING EFFECT BLADE, CAN BE SAFELY USED FROM SKIN TO SKIN INCISION, COAGULATION AND DISSECTION WITH UNIQUE GEOMETRY BLADE GLIDES THROUGH TOUGH TISSUE WITH EASE AND PRECISION, CUTS SKIN LIKE A SCALPEL WITHOUT HAVING A RAZORS EDGE AND CAN BE USED IN THE WHOLE PROCEDURE, PTFE NON - STICK COATING MINIMIZES ESCHAR BUILDUP, HOLSTERILE, DISPOSABLE, STERILE | GENERAL CONSUMABLES (GENERAL SURGICAL SUPPLIES) SUPPLEMENTARY
4374 | 4229514319600 | PENCIL, FOR ELECTROSURGERY, TRIGGER GRIP METHOD FOR SMOKE EVACUATION MOST ERGONOMIC GRIP, PRE - ATTACHED TUBING, DISPOSABLE, STERILE | GENERAL CONSUMABLES (GENERAL SURGICAL SUPPLIES) SUPPLEMENTARY
4375 | 4229514319500 | PENCIL FOR ELECTROSURGERY WITH TELESCOPIC EXTENDABLE NOSE ATTACHED TUBING ( SMOKE EVACUATION ) DISPOSABLE STERILE | GENERAL CONSUMABLES (GENERAL SURGICAL SUPPLIES) SUPPLEMENTARY
4376 | 4229514319400 | PENCIL, FOR ELECTROSURGERY, FOR SMOKE EVACUATION, DISPOSABLE, STERILE | GENERAL CONSUMABLES (GENERAL SURGICAL SUPPLIES) SUPPLEMENTARY
4377 | 4229530602800 | LOOP, VESSEL, MAXI, RED COLORED, STERILE | GENERAL CONSUMABLES (GENERAL SURGICAL SUPPLIES) SUPPLEMENTARY
4378 | 4229514318900 | ELECTRODE, FETAL SCALP, LATEX AND DEHP FREE, SINGLE HELIX, TO BE COMPLIANT WITH ALL MAJOR FETAL MONITORS, TO BE PROVIDED WITH ELECTRODE ATTACHMENT FOR EACH PIECE, AND APPROPRIATE CABLES, ONE CABLE FOR EVERY 50 PIECE | GENERAL CONSUMABLES (GENERAL SURGICAL SUPPLIES) SUPPLEMENTARY
4379 | 4229547900000 | ISOLATION BAG, WITH DRAW STRING CLOSURE TO ISOLATE AND CONTAIN ORGANS AND BODY PARTS, 50 CM X 50 CM ( +/- 2 CM ) STERILE | GENERAL CONSUMABLES (GENERAL SURGICAL SUPPLIES) SUPPLEMENTARY
4380 | 4229547900100 | PERFUSION CIRCUIT (PACK) CONTAIN THE KIDNEY AND PERFUSATE UNDER ASEPTIC CONDITIONS DURING TRANSPORT USED FOR THE CONTINUOUS HYPOTHERMIC MACHINE PERFUSION OF KIDNEYS FOR THE PRESERVATION TRANSPORTATION AND EVENTUAL TRANSPLANTATION INTO A RECIPIENT DISPOSABLE | GENERAL CONSUMABLES (GENERAL SURGICAL SUPPLIES) SUPPLEMENTARY
4381 | 4229547900300 | WARMER DISC-DRAPE FOR SLUSH ORGAN TRANSPLANT MACHINE TO MAKE VELVET SOFT SLUSH 168 CM X 132 CM. | GENERAL CONSUMABLES (GENERAL SURGICAL SUPPLIES) SUPPLEMENTARY
4382 | 4229514317700 | BLADE, ULTRASONIC, CURVED TIP WITH TORQUE WRENCH, ADJUSTABLE LENGTH, SHAFT LENGTH: 4 CM TO 9 CM, FOR OPEN SEALING AND DISSECTING, DISPOSABLE, STERILE | GENERAL CONSUMABLES (GENERAL SURGICAL SUPPLIES) SUPPLEMENTARY
4383 | 4229514317500 | BLADE, ULTRASONIC HOOK, WITH TORQUE WRENCH, ADJUSTABLE LENGTH, SHAFT LENGTH: 4 CM TO 9 CM, FOR OPEN SEALING AND DISSECTING, DISPOSABLE, STERILE | GENERAL CONSUMABLES (GENERAL SURGICAL SUPPLIES) SUPPLEMENTARY
4384 | 4229548400000 | SET, URETERIC, STONE DISLODGER, WITH RETRACTABLE, NITINOL FOUR WIRES BASKET, WITHOUT TIP, SIZE: 1.3-1.5 FRENCH, LENGTH 115-120 CM, D ISPOSABLE, STERILE | GENERAL CONSUMABLES (GENERAL SURGICAL SUPPLIES) SUPPLEMENTARY
4385 | 4229548400100 | SET, URETERIC, STONE DISLODGER, WITH RETRACTABLE, NITINOL FOUR WIRES BASKET, WITHOUT TIP, SIZE: 2.2-2.4 FRENCH, LENGTH 115-125 CM, D ISPOSABLE, STERILE | GENERAL CONSUMABLES (GENERAL SURGICAL SUPPLIES) SUPPLEMENTARY
4386 | 4229540006700 | ACELLULAR DERMAL MATRIX DERIVED FROM FETAL BOVINE DERMIS DRY SHEET, FOR BREAST RECONSTRUCTION, RECTANGULAR, TERMINALLY STERILE, NON CROSS LINKED, SIZE 10 X 20 CM ( + / - 2 CM ) | GENERAL CONSUMABLES (GENERAL SURGICAL SUPPLIES) SUPPLEMENTARY
4387 | 4229551313900 | MESH, LIGHTWEIGHT, POLYPROPYLENE MONOFILAMENT, WITH SEPRAFILM ANTI - ADHESION HYDROGEL ABSORBABLE BARRIER, WITH SILICONE BALLOON ECHO SYSTEM FOR MESH DEPLOYMENT, CIRCLE, SIZE 15.2 CM (+/-1CM) | GENERAL CONSUMABLES (GENERAL SURGICAL SUPPLIES) SUPPLEMENTARY
4388 | 4229551314100 | MESH SURGICAL LONG TERM FULLY ABSORBABLE MONOFILAMENT FOR HERNIA REPAIR MADE OF POLY-4-HYDROXYBUTYRATE, 50 X 50 CM ( +/- 3 CM ), STERILE | GENERAL CONSUMABLES (GENERAL SURGICAL SUPPLIES) SUPPLEMENTARY
4389 | 4229551314200 | MESH, LIGHTWEIGHT, POLYPROPYLENE, MONOFILAMENT, LARGE PORES, SIZE 7.5 X 15 CM ( +/- 1 CM ), STERILE | GENERAL CONSUMABLES (GENERAL SURGICAL SUPPLIES) SUPPLEMENTARY
4390 | 4214271600700 | PESSARY RING FOLDING WITH SUPPORT SIZE: 95-96 MM WITH APPLICATOR MEDICAL GRADE SILICONE (10% OF FITTING KIT FREE OF CHARGE FOR ALL QUANTITY)" | GENERAL CONSUMABLES (GENERAL SURGICAL SUPPLIES) SUPPLEMENTARY
4391 | 4214271600600 | PESSARY RING FOLDING WITH SUPPORT SIZE: 88-89 MM WITH APPLICATOR MEDICAL GRADE SILICONE (10% OF FITTING KIT FREE OF CHARGE FOR ALL QUANTITY)" | GENERAL CONSUMABLES (GENERAL SURGICAL SUPPLIES) SUPPLEMENTARY
4392 | 4229492402000 | TELESCOPIC FINGER SWITCH FOR DIATHERMY WITH SMOKE EVACUATION TUBE SUPERVAC, EXTENDABLE FROM 20MM TO 85MM, COMES WITH NON STICK BLADE 70MM, TERMINALLY STERILE, EASY TO USE, COMPATIBLE WITH MULTIPLE DIATHERMY MACHINES CABLE 4M | GENERAL CONSUMABLES (GENERAL SURGICAL SUPPLIES) SUPPLEMENTARY
4393 | 4214271600500 | PESSARY RING FOLDING WITH SUPPORT SIZE: 82-83 MM WITH APPLICATOR MEDICAL GRADE SILICONE (10% OF FITTING KIT FREE OF CHARGE FOR ALL QUANTITY)" | GENERAL CONSUMABLES (GENERAL SURGICAL SUPPLIES) SUPPLEMENTARY
4394 | 4214271600400 | PESSARY RING FOLDING WITH SUPPORT SIZE: 70-71 MM WITH APPLICATOR MEDICAL GRADE SILICONE (10% OF FITTING KIT FREE OF CHARGE FOR ALL QUANTITY)" | GENERAL CONSUMABLES (GENERAL SURGICAL SUPPLIES) SUPPLEMENTARY
4395 | 4229492200600 | CLIPS, LIGATION, POLYMER, WITH PERPENDICULAR INTERNAL TEETH, MEDIUM / LARGE, GREEN CARTRIDGE, 6 CLIPS PER CARTRIDGE, STERILE, DISPOSABLE | GENERAL CONSUMABLES (GENERAL SURGICAL SUPPLIES) SUPPLEMENTARY
4396 | 4229492200500 | CLIPS, LIGATION, POLYMER, WITH PERPENDICULAR INTERNAL TEETH, LARGE, PURPLE CARTRIDGE, 6 CLIPS PER CARTRIDGE, STERILE, DISPOSABLE | GENERAL CONSUMABLES (GENERAL SURGICAL SUPPLIES) SUPPLEMENTARY
4397 | 4229492200400 | CLIPS, LIGATION, POLYMER, WITH PERPENDICULAR INTERNAL TEETH, EXTRA LARGE, GOLD CARTRIDGE, 6 CLIPS PER CARTRIDGE, STERILE, DISPOSABLE | GENERAL CONSUMABLES (GENERAL SURGICAL SUPPLIES) SUPPLEMENTARY
4398 | 4214271501400 | DRAINAGE, RESERVOIR, SUCTION WOUND, WITH Y CONNECTOR AND ANTI REFLUX VALVE AND ADAPTOR, 400-450 ML, DISPOSABLE, STERILE | GENERAL CONSUMABLES (GENERAL SURGICAL SUPPLIES) SUPPLEMENTARY
4399 | 4229552503400 | "NATIVE COLLAGEN-ELASTIN MATRIX, SINGLE STEP PROCEDURE FOR DERMAL REGENERATION ( USED WITH SKIN GRAFT ), NON CHEMICAL CROSS LINKED, ROOM TEMPERATURE STORAGE, THICKNESS NOT MORE THAN 1 MM, SIZE 140X 100 MM (+/- 20 MM)" | GENERAL CONSUMABLES (GENERAL SURGICAL SUPPLIES) SUPPLEMENTARY
4400 | 4229552503200 | "NATIVE COLLAGEN-ELASTIN MATRIX, TWO STEP PROCEDURE ( USED WITH SKIN GRAFT ), FOR DERMAL REGENERATION, NON CHEMICAL CROSS LINKED, ROOM TEMPERATURE STORAGE, THICKNESS NO T MORE THAN 2 MM, SIZE 300 X 200 MM (+/- 20 MM)" | GENERAL CONSUMABLES (GENERAL SURGICAL SUPPLIES) SUPPLEMENTARY
4401 | 4229551314400 | MESH, LIGHTWEIGHT, POLYPROPYLENE, MONOFILAMENT, LARGE PORES, SIZE 30 X 30 CM ( +/- 2 CM ), STERILE | GENERAL CONSUMABLES (GENERAL SURGICAL SUPPLIES) SUPPLEMENTARY
4402 | 4229551314800 | MESH, BIFACE, DOUBLE SIDED, HERNIA PROSTHESIS, SIZE: 17 X 22 CM (+/- 1 CM), THE VISCERAL SIDE IS MADE OF NON ADHERENT MATERIAL THAT DOES NOT STICK TO THE VISCERA. THE PARIETAL SIDE IS MADE OF SYNTHETIC ADHESIVE MATERIAL THAT ACCEPTS HOMOGENEITY WITH THE ABDOMINAL WALL TISSUES AND CONTRIBUTE TO REINFORCEMENT OF THE DEFECT AND CONSIST OF MULTIPLE HOLES THAT ALLOW FLUID DRAINAGE AND HELP BODY TO OVERCOME INFECTION, STERILE | GENERAL CONSUMABLES (GENERAL SURGICAL SUPPLIES) SUPPLEMENTARY
4403 | 4229491900200 | GUIDEWIRE, TEFLON (PTFE) COATED, STRAIGHT FLEXIBLE TIP, STAINLESS STEEL STIFF, 0.038 X 130-150 CM LENGTH, DISPOSABLE, STERILE | GENERAL CONSUMABLES (GENERAL SURGICAL SUPPLIES) SUPPLEMENTARY
4404 | 4229552503100 | "NATIVE COLLAGEN-ELASTIN MATRIX, SINGLE STEP PROCEDURE FOR DERMAL REGENERATION ( USED WITH SKIN GRAFT ), NON CHEMICAL CROSS LINKED, ROOM TEMPERATURE STORAGE, THICKNESS NOT MORE THAN 1 MM, SIZE 300 X 200 MM (+/- 20 MM)" | GENERAL CONSUMABLES (GENERAL SURGICAL SUPPLIES) SUPPLEMENTARY
4405 | 4214253501600 | EXPANDER, TISSUE, SMOOTH, ASSORTED SIZES AND SHAPES | GENERAL CONSUMABLES (GENERAL SURGICAL SUPPLIES) SUPPLEMENTARY
4406 | 4229551313800 | MESH, LIGHTWEIGHT, POLYPROPYLENE MONOFILAMENT, WITH SEPRAFILM ANTI - ADHESION HYDROGEL ABSORBABLE BARRIER, WITH SILICONE BALLOON ECHO SYSTEM FOR MESH DEPLOYMENT, CIRCLE, SIZE 11.4 CM (+/-1CM) | GENERAL CONSUMABLES (GENERAL SURGICAL SUPPLIES) SUPPLEMENTARY
4407 | 4229552300000 | DEVICE, TOT OBTURATOR, HELICAL PASSERS ONE A TRAUMATIC WINGED GUIDE TRANS OBTURATOR TAPE | GENERAL CONSUMABLES (GENERAL SURGICAL SUPPLIES) SUPPLEMENTARY
4408 | 4229551313700 | MESH, SELF EXPANDING, POLYPROPYLENE PATCH, SIZE 8 X 12 CM (+/-1 CM), OVAL, DISPOSABLE, STERILE | GENERAL CONSUMABLES (GENERAL SURGICAL SUPPLIES) SUPPLEMENTARY
4409 | 4229551313500 | MESH, SELF EXPANDING, POLYPROPYLENE PATCH, SIZE 13.8 X 17.8 CM (+/-1 CM), OVAL, DISPOSABLE, STERILE | GENERAL CONSUMABLES (GENERAL SURGICAL SUPPLIES) SUPPLEMENTARY
4410 | 4229551311600 | MESH, LIGHT PLUG, LIGHTWEIGHT, MONOFILAMENT, LARGE PORE, PLUG AND PATCH, FOR OPEN INGUINAL HERNIA REPAIR, 4.1 CM X 4.8 CM ( +/- 0.3 CM ), STERILE | GENERAL CONSUMABLES (GENERAL SURGICAL SUPPLIES) SUPPLEMENTARY
4411 | 4229551311700 | MESH SURGICAL LONG TERM FULLY ABSORBABLE MONOFILAMENT FOR HERNIA REPAIR MADE OF POLY-4-HYDROXYBUTYRATE, WITH SEPRAFILM ASEPRAFILM ANTI - ADHESION HYDROGEL, 30X45 CM ( +/- 2 CM ), STERILE | GENERAL CONSUMABLES (GENERAL SURGICAL SUPPLIES) SUPPLEMENTARY
4412 | 4229551311900 | MESH, PARTIALLY ABSORBABLE, SIZE: 15.2 CM X 20.3 CM, (+/- 2 CM) NON - BIOLOGICAL, DISPOSABLE, STERILE | GENERAL CONSUMABLES (GENERAL SURGICAL SUPPLIES) SUPPLEMENTARY
4413 | 4229551312000 | MESH, PARTIALLY ABSORBABLE, TISSUE SEPARATION, 15 X 15 CM (+/-1 CM), SQUARE FOR OPEN AND LAPAROSCOPIC SURGERY, DISPOSABLE, STERILE | GENERAL CONSUMABLES (GENERAL SURGICAL SUPPLIES) SUPPLEMENTARY
4414 | 4229551312100 | MESH PARTIALLY ABSORBABLE TISSUE SEPARATION 20 × 25 CM (+/-2 CM) OVAL FOR OPEN AND LAPAROSCOPIC SURGERY DISPOSABLE STERILE | GENERAL CONSUMABLES (GENERAL SURGICAL SUPPLIES) SUPPLEMENTARY
4415 | 4229540013100 | SKIN CLOSURE SYSTEM, 2 OCTYL CYANOACRYLATE ADHESIVE 3.8ML WITH POLYESTER MESH 1X22CM, DISPOSABLE, STERILE | GENERAL CONSUMABLES (GENERAL SURGICAL SUPPLIES) SUPPLEMENTARY
4416 | 4229540013200 | SKIN CLOSURE SYSTEM, 2 OCTYL CYANOACRYLATE ADHESIVE 3.8ML WITH POLYESTER ROLL MESH 1X60CM, DISPOSABLE, STERILE | GENERAL CONSUMABLES (GENERAL SURGICAL SUPPLIES) SUPPLEMENTARY
4417 | 4229540013300 | SKIN CLOSURE SYSTEM, 2 OCTYL CYANOACRYLATE ADHESIVE 3.8ML WITH POLYESTER MESH 2X42CM, DISPOSABLE, STERILE | GENERAL CONSUMABLES (GENERAL SURGICAL SUPPLIES) SUPPLEMENTARY
4418 | 4229551312600 | MESH, LIGHTWEIGHT, POLYPROPYLENE MONOFILAMENT, WITH SEPRAFILM ANTI-ADHESION HYDROGEL ABSORBABLE BARRIER, WITH SILICONE BALLOON FOR M ESH DEPLOYMENT, SIZE 15 X 20 CM ( +/- 2 CM ) | GENERAL CONSUMABLES (GENERAL SURGICAL SUPPLIES) SUPPLEMENTARY
4419 | 4229551312700 | MESH, LIGHTWEIGHT, POLYPROPYLENE MONOFILAMENT, WITH SEPRAFILM ANTI-ADHESION HYDROGEL ABSORBABLE BARRIER, WITH SILICONE BALLOON FOR M ESH DEPLOYMENT, SIZE 15 X 25 CM ( +/- 2 CM ) | GENERAL CONSUMABLES (GENERAL SURGICAL SUPPLIES) SUPPLEMENTARY
4420 | 4214271601100 | PESSARY, INCONTINENCE DISH, FOLDING, WITH SUPPORT, SIZE: 80-81 MM, WITH APPLICATOR, MEDICAL GRADE SILICONE, (10% OF FITTING KIT FREE OF CHARGE FOR ALL QUANTITY) | GENERAL CONSUMABLES (GENERAL SURGICAL SUPPLIES) SUPPLEMENTARY
4421 | 4229551312800 | MESH, LIGHTWEIGHT, POLYPROPYLENE MONOFILAMENT, WITH SEPRAFILM ANTI-ADHESION HYDROGEL ABSORBABLE BARRIER, WITH SILICONE BALLOON FOR M ESH DEPLOYMENT, SIZE 17 X 22 CM ( +/- 1 CM ) | GENERAL CONSUMABLES (GENERAL SURGICAL SUPPLIES) SUPPLEMENTARY
4422 | 4229551312900 | MESH, LIGHTWEIGHT, POLYPROPYLENE MONOFILAMENT, WITH SEPRAFILM ANTI-ADHESION HYDROGEL ABSORBABLE BARRIER, WITH SILICONE BALLOON FOR M ESH DEPLOYMENT, SIZE 20 X 25 CM ( +/- 2 CM ) | GENERAL CONSUMABLES (GENERAL SURGICAL SUPPLIES) SUPPLEMENTARY
4423 | 4229551313100 | MESH, PRESHAPE, LIGHTWEIGHT, POLYPROPYLENE, MONOFILAMENT, LARGE PORES, SIZE 6 X 13.5 CM ( +/- 1 CM ), STERILE | GENERAL CONSUMABLES (GENERAL SURGICAL SUPPLIES) SUPPLEMENTARY
4424 | 4229540013600 | STENT, INDWELLING SOFT POLYURETHANE, DOUBLE URETERAL PIGTAIL STENT, WITH COMPATIBLE GUIDEWIRE, AND POSITIONER RADIO - OPAQUE, 20 CM LONG, SIZE: 3.7-4 FR DISPOSABLE, STERILE | GENERAL CONSUMABLES (GENERAL SURGICAL SUPPLIES) SUPPLEMENTARY
4425 | 4229540013700 | STENT, INDWELLING SOFT POLYURETHANE, DOUBLE URETERAL PIGTAIL STENT, WITH COMPATIBLE GUIDEWIRE, AND POSITIONER RADIO - OPAQUE, 8 CM LONG, SIZE: 3.7-4 FR DISPOSABLE, STERILE | GENERAL CONSUMABLES (GENERAL SURGICAL SUPPLIES) SUPPLEMENTARY
4426 | 4214271600800 | PESSARY RING FOLDING WITH SUPPORT SIZE: 62-64 MM WITH APPLICATOR MEDICAL GRADE SILICONE (10% OF FITTING KIT FREE OF CHARGE FOR ALL QUANTITY)" | GENERAL CONSUMABLES (GENERAL SURGICAL SUPPLIES) SUPPLEMENTARY
4427 | 4229551313300 | MESH, PROSTHETIC, ROUND IMPLANT, STOMA SIZE: 12 (+/-1 CM), DISPOSABLE, STERILE | GENERAL CONSUMABLES (GENERAL SURGICAL SUPPLIES) SUPPLEMENTARY
4428 | 4229551313400 | MESH, SELF EXPANDING, POLYPROPYLENE PATCH, SIZE 11.4 CM (+/-1 CM), CIRCLE, DISPOSABLE, STERILE | GENERAL CONSUMABLES (GENERAL SURGICAL SUPPLIES) SUPPLEMENTARY
4429 | 4229551313600 | MESH, SELF EXPANDING, POLYPROPYLENE PATCH, SIZE 22.1 X 27.1 CM (+/-2 CM), OVAL, DISPOSABLE, STERILE | GENERAL CONSUMABLES (GENERAL SURGICAL SUPPLIES) SUPPLEMENTARY
4430 | 4229551311500 | MESH, LIGHT PLUG, LIGHTWEIGHT, MONOFILAMENT, LARGE PORE, PLUG AND PATCH, FOR OPEN INGUINAL HERNIA REPAIR, 3.8 CM X 5.0 CM ( +/- 0.3 CM ), STERILE | GENERAL CONSUMABLES (GENERAL SURGICAL SUPPLIES) SUPPLEMENTARY
4431 | 4214271302700 | SET, SHEATH, URETERAL ACCESS, 10/12 FRENCH, 45 CM (+/- 2CM) | GENERAL CONSUMABLES (GENERAL SURGICAL SUPPLIES) SUPPLEMENTARY
4432 | 4229551900000 | IMPLANT, MALLEABLE PENILE PROSTHESIS, HYDROPHILIC COATED, 9.5MM, STERILE | GENERAL CONSUMABLES (GENERAL SURGICAL SUPPLIES) SUPPLEMENTARY
4433 | 4214253608100 | CATHETER, THORACIC DRAINAGE, ANGLED, TRANSPARENT, ROUND SOFT TIP WITH 2 EYELETS OR MORE, RADIO-OPAQUE, 15-25CM LENGTH, WITH PEEL OFF PACKING, SIZE: FG 16, DISPOSABLE, STERILE | GENERAL CONSUMABLES (GENERAL SURGICAL SUPPLIES) SUPPLEMENTARY
4434 | 4214253607700 | CATHETER, THORACIC DRAINAGE, WITHOUT TROCAR AND SENTINEL, STRAIGHT, TRANSPARENT, ROUND SOFT TIP WITH 2 EYELETS OR MORE, RADIO-OPAQUE, 30-50CM LENGTH, WITH PEEL OFF PACKING, SIZE: FG 16, DISPOSABLE, STERILE | GENERAL CONSUMABLES (GENERAL SURGICAL SUPPLIES) SUPPLEMENTARY
4435 | 4229490603100 | INSTRUMENT, ULTRASONIC, CORDLESS, DISSECTOR, COAGULATION, CUTTING INSTRUMENTS, SHAFT 24-26 CM FOR OPEN SURGERY, DISPOSABLE, STERILE | GENERAL CONSUMABLES (GENERAL SURGICAL SUPPLIES) SUPPLEMENTARY
4436 | 4229490603400 | INSTRUMENT, SEALER/DIVIDER, FOR OPEN SURGERY, PERMANENTLY FUSES TISSUE, BUNDLES, AND VESSELS, UP TO 7 MM IN DIAMETER, 13 MM ROTATION SHAFT, LENGTH 18-20 CM, CURVE JAW, FOOT AND HAND SWITCH, ACTIVATION OF SEALING ENERGY, STERILE | GENERAL CONSUMABLES (GENERAL SURGICAL SUPPLIES) SUPPLEMENTARY
4437 | 4229490603500 | INSTRUMENT, SEALER / DIVIDER, VESSEL, SHORT, 10 MM X 20 CM, SHAFT, DISPOSABLE, STERILE | GENERAL CONSUMABLES (GENERAL SURGICAL SUPPLIES) SUPPLEMENTARY
4438 | 4229490603700 | INSTRUMENT, SEALER, BIPOLAR, ADVANCED, 13 MM X 20 CM, 360 DEGREE ROTATABLE, 38 MM LARGE CURVED JAW, WITH SILICONE PAD, WITH ADAPTIVE TISSUE TECHNOLOGY, DISPOSABLE, STERILE | GENERAL CONSUMABLES (GENERAL SURGICAL SUPPLIES) SUPPLEMENTARY
4439 | 4229490604900 | INSTRUMENT, ULTRASONIC, CORDLESS, DISSECTOR, COAGULATION, CUTTING INSTRUMENTS, SHAFT 13-15 CM FOR OPEN SURGERY, DISPOSABLE, STERILE | GENERAL CONSUMABLES (GENERAL SURGICAL SUPPLIES) SUPPLEMENTARY
4440 | 4229490605100 | INSTRUMENT, ULTRASONIC, OPEN, CUTTING AND COAGULATING, LONG, CURVED, SHEARS, SCISSOR GRIP, CURVED BLADE, LENGTH 9-10 CM, WITH ADAPTIVE TISSUE TECHNOLOGY, WITH FOOTSWITCH AND HAND CONTROL, DISPOSABLE, STERILE | GENERAL CONSUMABLES (GENERAL SURGICAL SUPPLIES) SUPPLEMENTARY
4441 | 4214253601400 | CATHETER, THORACIC DRAINAGE, WITHOUT TROCAR AND SENTINEL, STRAIGHT, TRANSPARENT, ROUND SOFT TIP WITH 2 EYELETS OR MORE, RADIO-OPAQUE, 30-50CM LENGTH, WITH PEEL OFF PACKING, SIZE: FG 24, DISPOSABLE, STERILE | GENERAL CONSUMABLES (GENERAL SURGICAL SUPPLIES) SUPPLEMENTARY
4442 | 4214253601500 | CATHETER, THORACIC DRAINAGE, WITHOUT TROCAR AND SENTINEL, STRAIGHT, TRANSPARENT, ROUND SOFT TIP WITH 2 EYELETS OR MORE, RADIO-OPAQUE, 30-50CM LENGTH, WITH PEEL OFF PACKING, SIZE: FG 28, DISPOSABLE, STERILE | GENERAL CONSUMABLES (GENERAL SURGICAL SUPPLIES) SUPPLEMENTARY
4443 | 4214253601600 | CATHETER, THORACIC DRAINAGE, WITHOUT TROCAR AND SENTINEL, STRAIGHT, TRANSPARENT, ROUND SOFT TIP WITH 2 EYELETS OR MORE, RADIO-OPAQUE, 30-50CM LENGTH, WITH PEEL OFF PACKING, SIZE: FG 32, DISPOSABLE, STERILE | GENERAL CONSUMABLES (GENERAL SURGICAL SUPPLIES) SUPPLEMENTARY
4444 | 4229490808500 | INSTRUMENT, OPEN SURGERY, PERMANENTLY SEALING, BLUNT DISSECTION, BLUNT GRASPING AND DIVIDING TISSUE BUNDLES AND VESSELS, INTEGRATED CUTTING BY KNIFE AND SEALING, HAND OR FOOTSWITCHING ACTIVATION OF SEALING ENERGY, CURVE JAW ARTERY FORCEPS SHAPE INSTRUMENT LENGTH 16 -20 CM, DISPOSABLE, STERILE | GENERAL CONSUMABLES (GENERAL SURGICAL SUPPLIES) SUPPLEMENTARY
4445 | 4229517117100 | CUSTOMIZED EFFICIENCY OPD PACK ( CIRCUMCISION ) CONTENTS: 1 MAYO STAND COVER 58X140CM, 1 ADHESIVE APERTURE DRAPE 50X60CM, 2 OP-TOWEL 75X90 CM, 5 GAUZE SWAB 10X10CM 12P, 1 SCISSOR MAYO CHAMFERED 14CM STRAIGHT, 1 SCISSOR METZENBAUM 14 CM CURVED, 1 FORCEPS TWEEZER TISSUE TOOTHED ADSON 12CM, 2 FORCEPS SPENCER WELLS STR 18,5CM POLYMER, 2 FORCEPS HALSTED-MOSQUITO 12.5CM STRAIGHT, 2 FORCEPS HALSTED-MOSQUITO 12.5CM CURVED, 1 FORCEPS TWEEZER DISSECTING ADSON 12CM, 1 KIDNEY BOWL 700ML POLYPROPYLENE BLUE GRADUATED, 1 BOWL 500ML GRADUATED BLUE, STERILE, ALL THE INSTRUMENTS ARE SINGLE USE METALLIC | GENERAL CONSUMABLES (GENERAL SURGICAL SUPPLIES) SUPPLEMENTARY
4446 | 4214253605500 | CATHETER, THORACIC DRAINAGE, ANGLED, TRANSPARENT, ROUND SOFT TIP WITH 2 EYELETS OR MORE, RADIO-OPAQUE, 30-50CM LENGTH, WITH PEEL OFF PACKING, SIZE: FG 36, DISPOSABLE, STERILE | GENERAL CONSUMABLES (GENERAL SURGICAL SUPPLIES) SUPPLEMENTARY
4447 | 4229540014100 | DOUBLE GLOVES, SURGICAL, LATEX, POWDER FREE, HYPOALLERGENIC, SIZE 5.5 (PAIR IS EQUIVALENT TO PAIR OF 2) | GENERAL CONSUMABLES (GENERAL SURGICAL SUPPLIES) SUPPLEMENTARY
4448 | 4229540014200 | DOUBLE GLOVES, SURGICAL, LATEX, POWDER FREE, HYPOALLERGENIC, SIZE 6 (PAIR IS EQUIVALENT TO PAIR OF 2) | GENERAL CONSUMABLES (GENERAL SURGICAL SUPPLIES) SUPPLEMENTARY
4449 | 4229540014300 | DOUBLE GLOVES, SURGICAL, LATEX, POWDER FREE, HYPOALLERGENIC, SIZE 6.5 (PAIR IS EQUIVALENT TO PAIR OF 2) | GENERAL CONSUMABLES (GENERAL SURGICAL SUPPLIES) SUPPLEMENTARY
4450 | 4229540014400 | DOUBLE GLOVES, SURGICAL, LATEX, POWDER FREE, HYPOALLERGENIC, SIZE 7 (PAIR IS EQUIVALENT TO PAIR OF 2) | GENERAL CONSUMABLES (GENERAL SURGICAL SUPPLIES) SUPPLEMENTARY
4451 | 4229540014500 | DOUBLE GLOVES, SURGICAL, LATEX, POWDER FREE, HYPOALLERGENIC, SIZE 7.5 (PAIR IS EQUIVALENT TO PAIR OF 2) | GENERAL CONSUMABLES (GENERAL SURGICAL SUPPLIES) SUPPLEMENTARY
4452 | 4214253608300 | CATHETER, THORACIC DRAINAGE, ANGLED, TRANSPARENT, ROUND SOFT TIP WITH 2 EYELETS OR MORE, RADIO-OPAQUE, 30-50CM LENGTH, WITH PEEL OFF PACKING, SIZE: FG 20, DISPOSABLE, STERILE | GENERAL CONSUMABLES (GENERAL SURGICAL SUPPLIES) SUPPLEMENTARY
4453 | 4229551900100 | IMPLANT, MALLEABLE PENILE PROSTHESIS, HYDROPHILIC COATED, 11MM, STERILE | GENERAL CONSUMABLES (GENERAL SURGICAL SUPPLIES) SUPPLEMENTARY
4454 | 4214253608400 | CATHETER, THORACIC DRAINAGE, ANGLED, TRANSPARENT, ROUND SOFT TIP WITH 2 EYELETS OR MORE, RADIO-OPAQUE, 30-50CM LENGTH, WITH PEEL OFF PACKING, SIZE: FG 24, DISPOSABLE, STERILE | GENERAL CONSUMABLES (GENERAL SURGICAL SUPPLIES) SUPPLEMENTARY
4455 | 4214253601200 | CATHETER, THORACIC DRAINAGE, WITH TROCAR AND SENTINEL, STRAIGHT, TRANSPARENT, ROUND SOFT TIP WITH 2 EYELETS OR MORE, RADIO-OPAQUE, 3 0-50CM LENGTH, WITH PEEL OFF PACKING, SIZE: FG 32, DISPOSABLE, STERILE | GENERAL CONSUMABLES (GENERAL SURGICAL SUPPLIES) SUPPLEMENTARY
4456 | 4229551315000 | MESH, LIGHTWEIGHT, POLYPROPYLENE MONOFILAMENT, WITH SEPRAFILM ANTI-ADHESION HYDROGEL ABSORBABLE BARRIER, WITH SILICONE BALLOON FOR M ESH DEPLOYMENT, SIZE 10 X 15 CM ( +/- 2 CM ) | GENERAL CONSUMABLES (GENERAL SURGICAL SUPPLIES) SUPPLEMENTARY
4457 | 4214253600000 | CATHETER, THORACIC DRAINAGE, WITH TROCAR AND SENTINEL, STRAIGHT, TRANSPARENT, ROUND SOFT TIP WITH 2 EYELETS OR MORE, RADIO-OPAQUE, 1 0-25CM LENGTH, WITH PEEL OFF PACKING, SIZE: FG 8, DISPOSABLE, STERILE | GENERAL CONSUMABLES (GENERAL SURGICAL SUPPLIES) SUPPLEMENTARY
4458 | 4214253600100 | CATHETER, THORACIC DRAINAGE, WITH TROCAR AND SENTINEL, STRAIGHT, TRANSPARENT, ROUND SOFT TIP WITH 2 EYELETS OR MORE, RADIO-OPAQUE, 1 0-25CM LENGTH, WITH PEEL OFF PACKING, SIZE: FG 10, DISPOSABLE, STERILE | GENERAL CONSUMABLES (GENERAL SURGICAL SUPPLIES) SUPPLEMENTARY
4459 | 4214271300400 | SHEATH, DILATOR INTRODUCER, 8/10, 8 FRENCH STYLET, 10 FRENCH INTRODUCER, STERILE | GENERAL CONSUMABLES (GENERAL SURGICAL SUPPLIES) SUPPLEMENTARY
4460 | 4229551316000 | MESH, HERNIA PATCH, CIRCLE, 6.4 CM ( +/- 0.5 CM ), WITH STRAP, DISPOSABLE, STERILE | GENERAL CONSUMABLES (GENERAL SURGICAL SUPPLIES) SUPPLEMENTARY
4461 | 4229551316200 | MESH, POLYPROPYLENE FIBER, FOR TISSUE DEFECTS AND HERNIA REPAIR, STRAIGHT AND DOES NOT REFLECT LIGHT, SIZE: 15 X 15 CM (+/- 1), DISP OSABLE, STERILE | GENERAL CONSUMABLES (GENERAL SURGICAL SUPPLIES) SUPPLEMENTARY
4462 | 4229490904200 | CATHETER, URETERAL, BALLOON DILATION, HIGH PRESSURE, ULTRAMAX OR EQUIVALENT, 12 FR, LENGTH 6 CM, DISPOSABLE, STERILE | GENERAL CONSUMABLES (GENERAL SURGICAL SUPPLIES) SUPPLEMENTARY
4463 | 4229551320600 | MESH, TISSUE REINFORCEMENT WITH UNIQUE BIOSYNTHETIC WEB SCAFFOLD FOR INTRAPERITONEAL HIATUS, HERNIA RECONSTRUCTION MADE OF 67% POLYGLYCOLIC ACID (PGA): 33% TRIMETHYLENECARBONATE (TMC) 1MM THICKNESS, COLLAGEN REPLACEMENT RATIO 1:1 SIZE 7CM X 10 CM (+/-0.5CM) CUSTOMIZED SEMI CIRCULAR DESIGN, STERILE, DISPOSABLE | GENERAL CONSUMABLES (GENERAL SURGICAL SUPPLIES) SUPPLEMENTARY
4464 | 4214271300900 | SHEET, HYDROPHILIC, URETERAL ACCESS, NEED WITH URETEROSCOPE, THE LUMEN SIZE: 12 FR, LENGTH 50-55 CM, STERILE | GENERAL CONSUMABLES (GENERAL SURGICAL SUPPLIES) SUPPLEMENTARY
4465 | 4229540013800 | SET, STENT, INDWELLING POLYURETHANE, DOUBLE URETERAL PIGTAIL STENT, OPEN ENDED, TAPERED TIP, WITH HOLES IN THE BODY, WITH COMPATIBLE GUIDEWIRE, AND LOCKABLE PUSHER RADIO-OPAQUE, , SIZE: CH 4.7 - 5.0, 18 CM, DISPOSABLE, STERILE | GENERAL CONSUMABLES (GENERAL SURGICAL SUPPLIES) SUPPLEMENTARY
4466 | 4229540013900 | SET, STENT, INDWELLING POLYURETHANE, DOUBLE URETERAL PIGTAIL STENT, OPEN ENDED, TAPERED TIP, WITH HOLES IN THE BODY, WITH COMPATIBLE GUIDEWIRE, AND LOCKABLE PUSHER RADIO-OPAQUE, , SIZE: CH 4.7 - 5.0, 22 CM, DISPOSABLE, STERILE | GENERAL CONSUMABLES (GENERAL SURGICAL SUPPLIES) SUPPLEMENTARY
4467 | 4214253610000 | CATHETER, THORACIC DRAINAGE, WITHOUT TROCAR AND SENTINEL, STRAIGHT, TRANSPARENT, ROUND SOFT TIP WITH 2 EYELETS OR MORE, RADIO-OPAQUE, 30-50CM LENGTH, WITH PEEL OFF PACKING, SIZE: FG 36, DISPOSABLE, STERILE | GENERAL CONSUMABLES (GENERAL SURGICAL SUPPLIES) SUPPLEMENTARY
4468 | 4214253600200 | CATHETER, THORACIC DRAINAGE, WITH TROCAR AND SENTINEL, STRAIGHT, TRANSPARENT, ROUND SOFT TIP WITH 2 EYELETS OR MORE, RADIO-OPAQUE, 1 5-25CM LENGTH, WITH PEEL OFF PACKING, SIZE: FG 16, DISPOSABLE, STERILE | GENERAL CONSUMABLES (GENERAL SURGICAL SUPPLIES) SUPPLEMENTARY
4469 | 4214253600300 | CATHETER, THORACIC DRAINAGE, WITH TROCAR AND SENTINEL, STRAIGHT, TRANSPARENT, ROUND SOFT TIP WITH 2 EYELETS OR MORE, RADIO-OPAQUE, 3 0-50CM LENGTH, WITH PEEL OFF PACKING, SIZE: FG 20, DISPOSABLE, STERILE | GENERAL CONSUMABLES (GENERAL SURGICAL SUPPLIES) SUPPLEMENTARY
4470 | 4214253608600 | CATHETER, THORACIC DRAINAGE, ANGLED, TRANSPARENT, ROUND SOFT TIP WITH 2 EYELETS OR MORE, RADIO-OPAQUE, 30-50CM LENGTH, WITH PEEL OFF PACKING, SIZE: FG 32, DISPOSABLE, STERILE | GENERAL CONSUMABLES (GENERAL SURGICAL SUPPLIES) SUPPLEMENTARY
4471 | 4214253600400 | CATHETER, THORACIC DRAINAGE, WITH TROCAR AND SENTINEL, STRAIGHT, TRANSPARENT, ROUND SOFT TIP WITH 2 EYELETS OR MORE, RADIO-OPAQUE, 3 0-50CM LENGTH, WITH PEEL OFF PACKING, SIZE: FG 24, DISPOSABLE, STERILE | GENERAL CONSUMABLES (GENERAL SURGICAL SUPPLIES) SUPPLEMENTARY
4472 | 4214253600500 | CATHETER, THORACIC DRAINAGE, WITH TROCAR AND SENTINEL, STRAIGHT, TRANSPARENT, ROUND SOFT TIP WITH 2 EYELETS OR MORE, RADIO-OPAQUE, 3 0-50CM LENGTH, WITH PEEL OFF PACKING, SIZE: FG 28, DISPOSABLE, STERILE | GENERAL CONSUMABLES (GENERAL SURGICAL SUPPLIES) SUPPLEMENTARY
4473 | 4214253601100 | CATHETER, THORACIC DRAINAGE, WITH TROCAR AND SENTINEL, STRAIGHT, TRANSPARENT, ROUND SOFT TIP WITH 2 EYELETS OR MORE, RADIO-OPAQUE, 1 0-25CM LENGTH, WITH PEEL OFF PACKING, SIZE: FG 12, DISPOSABLE, STERILE | GENERAL CONSUMABLES (GENERAL SURGICAL SUPPLIES) SUPPLEMENTARY
4474 | 4214253608500 | CATHETER, THORACIC DRAINAGE, ANGLED, TRANSPARENT, ROUND SOFT TIP WITH 2 EYELETS OR MORE, RADIO-OPAQUE, 30-50CM LENGTH, WITH PEEL OFF PACKING, SIZE: FG 28, DISPOSABLE, STERILE | GENERAL CONSUMABLES (GENERAL SURGICAL SUPPLIES) SUPPLEMENTARY
4475 | 4214253601300 | CATHETER, THORACIC DRAINAGE, WITHOUT TROCAR AND SENTINEL, STRAIGHT, TRANSPARENT, ROUND SOFT TIP WITH 2 EYELETS OR MORE, RADIO-OPAQUE, 30-50CM LENGTH, WITH PEEL OFF PACKING, SIZE: FG 20, DISPOSABLE, STERILE | GENERAL CONSUMABLES (GENERAL SURGICAL SUPPLIES) SUPPLEMENTARY
4476 | 4229545308400 | DRAIN, SILICONE, ROUND, RADIO-OPAQUE, HUBLESS, 19 FRENCH, WITH TROCAR, DISPOSABLE, STERILE | GENERAL CONSUMABLES (GENERAL SURGICAL SUPPLIES) SUPPLEMENTARY
4477 | 4229551311400 | MESH, HYDROPHILIC ANATOMICAL, LIGHTWEIGHT, MACROPOROUS MESH, RIGHT, ASSORTED SIZES, DISPOSABLE, STERILE | GENERAL CONSUMABLES (GENERAL SURGICAL SUPPLIES) SUPPLEMENTARY
4478 | 4229492500900 | NEEDLE, METAL, FOR INJECTION, SIZE 23G X 3.7FR X 350 MM | GENERAL CONSUMABLES (GENERAL SURGICAL SUPPLIES) SUPPLEMENTARY
4479 | 4229540010600 | GUIDEWIRE, TEFLON (PTFE) COATED, STRAIGHT TIP, 0.018 X 120-150 CM LENGTH, DISPOSABLE, STERILE | GENERAL CONSUMABLES (GENERAL SURGICAL SUPPLIES) SUPPLEMENTARY
4480 | 4229550658400 | CUSTOMIZED EFFICIENCY CORE KIT, 1 BNS SURGICAL GOWN UL HP L, 2 HAND TOWEL 47 X 38 CM WHITE, 1 CREPE PAPER 60 X 60 CM, 1 TABLE COVER 150 X 190 CM REINFORCED, 4 HAND TOWEL 47 X 38 CM WHITE, 2 BNS SURGICAL GOWN UL HP XLL, 1 MAYO STAND COVER 58 X 137 CM, 1 DIATH. PENCIL BLADE SMOKE EVACUATION 300 CM, 10 GAUZE LAP 45 X 45 CM 6 P XRD, 6 OP TOWEL 65 X 42 CM XRD, 1 NDLE CNTR 20 - CNT FOAM BLCK/MAG BLD REM YELL, 1 SYRINGE 50/60 ML BULB CATHETER TIP CONC., 1 SKIN MARKER REGULAR, 4 SA LABEL 3.8 X 6 CM WHITE BLANK, 1 SCALPEL BLADE N° 15, 4 SA LABEL 13 MM X 40 MM WHITE BLANK, 1 SYRINGE 10 ML L/L, 1 GALLIPOT 120 ML, 1 SCALPEL BLADE N° 10, 1 BOWL 250 ML, 1 BOWL 500 ML, 1 KIDNEY BOWL 800 ML, 1 BOWL 1000 ML, 1 NON ADHERENT DRESSING 7.5 X 20 CM, 1 BOWL 2000 ML, 10 GAUZE SWAB 10 X 10 CM 16 P XRD, 1 SUCTION TUBE 18 CH 3.0 M, 1 SUCTION CANNULA YANKAUER 24 CH, 1 FLUID COLLECTION POUCH 40 X 35 CM, 4 OP TOWEL 90 X 72.5 CM, 1 MAGNETIC INSTRUMENT DRAPE, 1 DRAPE 150 X 175 CM | GENERAL CONSUMABLES (GENERAL SURGICAL SUPPLIES) SUPPLEMENTARY
4481 | 4214270900500 | SET, NEPHROSTOMY, POLYURETHANE PIGTAIL, 30 CM LONG, RADIO - OPAQUE, SIZE: CH 08, DISPOSABLE, STERILE | GENERAL CONSUMABLES (GENERAL SURGICAL SUPPLIES) SUPPLEMENTARY
4482 | 4214271200300 | SET, URETERIC, STONE DISLODGER, WITH RETRACTABLE, NITINOL FOUR WIRES BASKET, WITHOUT TIP, SIZE: 3 FRENCH, LENGTH 90-115 CM, DISPOSABLE, STERILE | GENERAL CONSUMABLES (GENERAL SURGICAL SUPPLIES) SUPPLEMENTARY
4483 | 4214271201600 | SET, URETERIC, STONE DISLODGER, WITH RETRACTABLE, NITINOL FOUR WIRES BASKET, WITHOUT TIP, SIZE: 1.9 FRENCH, LENGTH 115-125 CM, DISPOSABLE, STERILE | GENERAL CONSUMABLES (GENERAL SURGICAL SUPPLIES) SUPPLEMENTARY
4484 | 4214271204000 | NITINOL RETRIEVAL COIL STONE, 3FR, 7MM, LENGTH 100-120 CM, DISPOSABLE, STERILE | GENERAL CONSUMABLES (GENERAL SURGICAL SUPPLIES) SUPPLEMENTARY
4485 | 4229551300200 | MESH, FOR UMBILICAL HERNIA, COMPOSED OF PROLINE MESH AND ANTI ADHESION OXIDIZED CELLULOSE, POLYDIOXANONE RING 6.4 X 6.4 CM ( +/- 0.5 CM ), DISPOSABLE, STERILE | GENERAL CONSUMABLES (GENERAL SURGICAL SUPPLIES) SUPPLEMENTARY
4486 | 4229551300300 | MESH, LIGHTWEIGHT, MACROPOROUS, PARTIALLY ABSORBED FLAT SHEET, FOR OPEN HERNIA REPAIR SURGERY, SIZE 15 X 15 CM ( +/- 2 CM ), DISPOSABLE, STERILE | GENERAL CONSUMABLES (GENERAL SURGICAL SUPPLIES) SUPPLEMENTARY
4487 | 4229540010900 | INTEGRATED CORDLESS LED LIGHTS, DUAL-BLADE INCLUDING LED ON EITHER BLADE, ON/Oﬀ BUTTON ALLOWS FOR SEAMLESS MID-PROCEDURE TRANSITION FROM ONE BLADE TO ANOTHER, DUAL SMOKE EVACUATION CHANNELS, REINFORCED NYLON MATERIAL PROVIDES EXCEPTIONAL STRENGTH AND RIGIDITY, ATRAUMATIC GRIP AT DISTAL ENDS, TOUCH-FREE BATTERY REMOVAL ALLOWS FOR DISPOSAL 50MM X 20MM AND 30MM X 15MM ONETRAC LXD SINGLE-USE | GENERAL CONSUMABLES (GENERAL SURGICAL SUPPLIES) SUPPLEMENTARY
4488 | 4229551304400 | MESH, LIGHTWEIGHT, MACROPOROUS, PARTIALLY ABSORBED FLAT SHEET, FOR OPEN HERNIA REPAIR SURGERY, SIZE 6 X 11 CM ( +/- 1 CM ), DISPOSABLE, STERILE | GENERAL CONSUMABLES (GENERAL SURGICAL SUPPLIES) SUPPLEMENTARY
4489 | 4229540011300 | MECHANICAL CLOSED LOOP FILTRATION PROCESSING SYSTEM HARVEST AND FILTRATE 500 MACRON OF AUTOLOGOUS MICRO-FRAGMENTED ADIPOSE TISSUE, 240ML, KIT, STERILE | GENERAL CONSUMABLES (GENERAL SURGICAL SUPPLIES) SUPPLEMENTARY
4490 | 4214271206100 | STONE, EXTRACTOR, TIPLESS, FOR STONE EXTRACTION DURING PCNL, SIZE: 12 FR, LENGTH 38-40 CM, BASKET DIAMETER 2 CM, DISPOSABLE, STERILE | GENERAL CONSUMABLES (GENERAL SURGICAL SUPPLIES) SUPPLEMENTARY
4491 | 4229551307500 | MESH, FULLY RESORBABLE SCAFFOLD FOR SOFT TISSUE RECONSTRUCTION WITH ABSORBABLE ANTI - ADHESION BARRIER SEPRA TECHNOLOGY, 10 X 15 CM ( +/- 2 CM ), STERILE | GENERAL CONSUMABLES (GENERAL SURGICAL SUPPLIES) SUPPLEMENTARY
4492 | 4229551307700 | MESH, FULLY RESORBABLE SCAFFOLD FOR SOFT TISSUE RECONSTRUCTION WITH ABSORBABLE ANTI - ADHESION BARRIER SEPRA TECHNOLOGY, 15 X 20 CM ( +/- 2 CM ), STERILE | GENERAL CONSUMABLES (GENERAL SURGICAL SUPPLIES) SUPPLEMENTARY
4493 | 4229552508000 | MESH / GRAFT, BIOLOGICAL, ACELLULAR NON - CROSS - LINKED, WITH OPEN COLLAGEN STRUCTURE, FOR HERNIA AND ABDOMINAL WALL, SIZE 10 CM X 20 CM ( +/- 2 CM ), DISPOSABLE, STERILE | GENERAL CONSUMABLES (GENERAL SURGICAL SUPPLIES) SUPPLEMENTARY
4494 | 4229552507900 | MESH / GRAFT, BIOLOGICAL, ACELLULAR NON - CROSS - LINKED, WITH OPEN COLLAGEN STRUCTURE, FOR HERNIA AND ABDOMINAL WALL, SIZE 10 CM X 15 CM ( +/- 2 CM ), DISPOSABLE, STERILE | GENERAL CONSUMABLES (GENERAL SURGICAL SUPPLIES) SUPPLEMENTARY
4495 | 4229495400300 | STONE, EXTRACTOR, TIPLESS, FOR STONE EXTRACTION DURING PCNL, SIZE: 10 FR, LENGTH 38-40 CM, BASKET DIAMETER 2 CM, DISPOSABLE, STERILE | GENERAL CONSUMABLES (GENERAL SURGICAL SUPPLIES) SUPPLEMENTARY
4496 | 4229495400200 | OPERATIVE HYSTEROSCOPE SET : 1- LOOP BIPOLAR ELECTRODE FOR RESECTION ; 2- BALL TIP BIPOLAR ELECTRODE FOR ABLATION ; THE COMPANY SHOULD BE PROVIDE THE FOLLOWING ITEMS FOR FREE: BIPOLAR MACHINE, FOOTSWITCH CONNECTOR, LIGHT CABLE, HYSTEROSCOPE 4MM (30 DEGREE) WORKING ELEMENTS AND ROTATABLE SHEATH FOR ORDER 100 ELECTRODE FOR EACH | GENERAL CONSUMABLES (GENERAL SURGICAL SUPPLIES) SUPPLEMENTARY
4497 | 4229551307900 | MESH, FULLY RESORBABLE SCAFFOLD FOR SOFT TISSUE RECONSTRUCTION WITH ABSORBABLE ANTI - ADHESION BARRIER SEPRA TECHNOLOGY, 20 X 25 CM ( +/- 2 CM ), STERILE | GENERAL CONSUMABLES (GENERAL SURGICAL SUPPLIES) SUPPLEMENTARY
4498 | 4229540010500 | SURGICAL GOWN, DOUBLE WRAPPED, BLUE COLOR, ZONED-IMPERVIOUS REINFORCED FROM CHEST TO DOWN ABDOMINAL AND ARMS TILL ELBOW, EXCELLENT MICROBIAL BARRIER, ANTISTATIC, BREATHABLE FABRIC, FLUID REPELLENT, LIGHT WEIGHT MATERIAL , RESISTANT TO TEARING, COMFORTABLE, LONG SLEEVES WITH CLOSING OF 7 CM ELASTIC STOCKINET CUFF, DISPOSABLE, STERILE, XXX- LARGE SIZE WITH TWO ABSORBENT TOWEL | GENERAL CONSUMABLES (GENERAL SURGICAL SUPPLIES) SUPPLEMENTARY
4499 | 4229551308100 | MESH, FULLY RESORBABLE SCAFFOLD FOR SOFT TISSUE RECONSTRUCTION WITH ABSORBABLE ANTI - ADHESION BARRIER SEPRA TECHNOLOGY, 25 X 30 CM ( +/- 2 CM ), STERILE | GENERAL CONSUMABLES (GENERAL SURGICAL SUPPLIES) SUPPLEMENTARY
4500 | 4229540010100 | ENDOCAVITY NEEDLE GUIDES, KIT, CONTAINS: NEEDLE GUIDE, ULTRASOUND PROBE COVER, TWO ELASTIC BANDS, ULTRASOUND GEL PACKET 20 ML, ASSORTED TYPE OF NEEDLE GUIDE, STERILE, DISPOSABLE | GENERAL CONSUMABLES (GENERAL SURGICAL SUPPLIES) SUPPLEMENTARY
4501 | 4229545303500 | DRAIN, SILICONE, ROUND, RADIO-OPAQUE, HUBLESS, 15 FRENCH, WITHOUT TROCAR, DISPOSABLE, STERILE | GENERAL CONSUMABLES (GENERAL SURGICAL SUPPLIES) SUPPLEMENTARY
4502 | 4229540006800 | ACELLULAR DERMAL MATRIX DERIVED FROM FETAL BOVINE DERMIS DRY SHEET, THICKNESS 3MM, TERMINALLY STERILE, NON CROSS LINKED, SIZE 13 X 25 CM ( +/- 2 CM ) FOR SOFT TISSUE RECONSTRUCTION | GENERAL CONSUMABLES (GENERAL SURGICAL SUPPLIES) SUPPLEMENTARY
4503 | 4229540006900 | ACELLULAR DERMAL MATRIX DERIVED FROM FETAL BOVINE DERMIS DRY SHEET, THICKNESS 3MM, TERMINALLY STERILE, NON CROSS LINKED, SIZE 20 X 25 CM ( +/- 2 CM ) FOR SOFT TISSUE RECONSTRUCTION | GENERAL CONSUMABLES (GENERAL SURGICAL SUPPLIES) SUPPLEMENTARY
4504 | 4229548600100 | DEVICE, LAPAROTOMY ( OPEN ), FOR ATRAUMATIC HERNIA MESH FIXATION AND SEALANT APPLICATOR, 30/60 DROPS, STERILE | GENERAL CONSUMABLES (GENERAL SURGICAL SUPPLIES) SUPPLEMENTARY
4505 | 4229496701800 | CAUTERY, DIATHERMY, COMBINATION MODE OF MONOPOLAR HEMOSTASIS AND DISSECTION, HEX-LOCKING BLADE ELECTRODE, WITH THREE PUSH-BUTTON, SWITCH HANDLE, AND BLADE ELECTRODE, 15 FT CABLE, WITH SAFETY HOLE, DISPOSABLE, STERILE | GENERAL CONSUMABLES (GENERAL SURGICAL SUPPLIES) SUPPLEMENTARY
4506 | 4229540007000 | ACELLULAR DERMAL MATRIX DERIVED FROM FETAL BOVINE DERMIS DRY SHEET, USED FOR BREAST RECONSTRUCTION, MESHED FENESTRATION RATIO 2:1, EXPAND TO 18X22 CM ( +/- 2 CM ), TERMINALLY STERILE, NON CROSS LINKED, SIZE 10 X20 | GENERAL CONSUMABLES (GENERAL SURGICAL SUPPLIES) SUPPLEMENTARY
4507 | 4229550658300 | CUSTOMIZED EFFICIENCY LAPAROSCOPY COLORECTAL KIT; 1 LAPAROSCOPY DRAPE 175/250 X 295 CM, 3 SURGICAL GOWN ULTRA L-XL WITH HAND TOWELS 47 X 38 CM, 1 SURGICAL GOWN ULTRA L-L WITH HAND TOWELS 47 X 38 CM, 1 DIATHERMY PENCIL PTFE BLADE, 1 CREPE PAPER 60 X 60 CM, 1 TABLE COVER 190 X 150 CM REINFORCED, UNDER-BUTTOCKS DRAPE 85X120CM WITH POUCH, QUIVER FOR LAPAROSCOPIC INSTRUMENTS EXTENDABLE, 15 GAUZE LAP 45 X 45 CM 6P XRD, 1 NEEDLE HYPODERMIC 18 G 40 MM, 1 SKIN MARKER REGULAR WITH RULER, 1 HYPODERMIC NEEDLE 22 G 40 MM, 1 SYRINGE 20 ML L/L, 1 SYRINGE 10 ML L/L, 1 SCALPEL BLADE N°10, 1 SCALPEL BLADE N°11, 2 KIDNEY BOWL 800 ML, 6 OP TOWEL 75 X 50 CM XRD, 1 MAYO STAND COVER 58 X 137 CM, 1 SUCTION CANNULA YANKAUER 24 CH, 1 SUCTION TUBE 18 CH 3.0 M, 2 SYRINGE 50/60 ML BULB CATHETER TIP CONC., 1 BOWL 4000 ML, 1 NDLE CNTR 40-CNT FOAM BLCK/MAG BLD REM YELL, 2 FLUID COLLECTION POUCH 40 X 35 CM, 10 GAUZE SWAB 10 X 10 CM 16 P XRD, 2 BOWL 1000 ML POLYPROPYLENE BLUE, 2 BOWL 250 ML POLYPROPYLENE BLUE | GENERAL CONSUMABLES (GENERAL SURGICAL SUPPLIES) SUPPLEMENTARY
4508 | 4229540007900 | BIPOLAR FINGER SWITCH TISSUE SEALING FORCEPS ACTISEAL WITH NON STICK TIPS AND SMOKE EVACUATION, 1.2MM TIPS, 4 METER CABLE AND FINGER SWITCH CONTROL, TERMINALLY STERILE, COMPATIBLE WITH ALL DIATHERMY MACHINES | GENERAL CONSUMABLES (GENERAL SURGICAL SUPPLIES) SUPPLEMENTARY
4509 | 4229540008000 | CATHETER, URETERAL, BALLOON DILATION, HIGH PRESSURE, ULTRAMAX OR EQUIVALENT, 12 FR, LENGTH 4 CM, DISPOSABLE, STERILE | GENERAL CONSUMABLES (GENERAL SURGICAL SUPPLIES) SUPPLEMENTARY
4510 | 4229540008100 | COVER SHEATH, FOR ARTHROSCOPY 7K RESOLUTION, 30 DEGREE ROUND LOCKING SYSTEM, FOR SCOPE PIXELS PROTECTION, ANTI-FOG AND ANTI-BLURRING, DISPOSABLE, STERILE, SHOULD BE COMPATIBLE WITH ARTHROVIMS MACHINE | GENERAL CONSUMABLES (GENERAL SURGICAL SUPPLIES) SUPPLEMENTARY
4511 | 4229540008300 | DILATOR SET, URETHRAL, S-SHAPE, 22FR, STERILE, DISPOSABLE | GENERAL CONSUMABLES (GENERAL SURGICAL SUPPLIES) SUPPLEMENTARY
4512 | 4229540008400 | DILATOR SET, URETHRAL, S-SHAPE, 24FR, STERILE, DISPOSABLE | GENERAL CONSUMABLES (GENERAL SURGICAL SUPPLIES) SUPPLEMENTARY
4513 | 4229540008500 | DILATOR SET, URETHRAL, S-SHAPE, 26FR, STERILE, DISPOSABLE | GENERAL CONSUMABLES (GENERAL SURGICAL SUPPLIES) SUPPLEMENTARY
4514 | 4229540008800 | KIT, CATHETERIZATION, SUPRAPUBIC, 8 FR, WITH SCALPEL, TROCAR AND SHEATH, 2 - WAY, STANDARD LENGTH, STERILE | GENERAL CONSUMABLES (GENERAL SURGICAL SUPPLIES) SUPPLEMENTARY
4515 | 4229540008900 | CATHETER, THORACIC DRAINAGE, WITHOUT TROCAR AND SENTINEL, STRAIGHT, TRANSPARENT, ROUND SOFT TIP WITH 2 EYELETS OR MORE, RADIO-OPAQUE, 15-25CM LENGTH, WITH PEEL OFF PACKING, SIZE: FG 16, DISPOSABLE, STERILE | GENERAL CONSUMABLES (GENERAL SURGICAL SUPPLIES) SUPPLEMENTARY
4516 | 4229540009100 | DRAIN, T-TUBE LATEX/RUBBER, 22 FR, LENGTH 30 - 50 CM, DISPOSABLE, STERILE | GENERAL CONSUMABLES (GENERAL SURGICAL SUPPLIES) SUPPLEMENTARY
4517 | 4229540009200 | DRAIN, T-TUBE LATEX/RUBBER, 24 FR, LENGTH 30 - 50 CM, DISPOSABLE, STERILE | GENERAL CONSUMABLES (GENERAL SURGICAL SUPPLIES) SUPPLEMENTARY
4518 | 4229545305500 | DRAIN, SILICONE, ROUND, RADIO-OPAQUE, 3/4 FLUTED FLAT, 10 FRENCH, WITH TROCAR, DISPOSABLE, STERILE | GENERAL CONSUMABLES (GENERAL SURGICAL SUPPLIES) SUPPLEMENTARY
4519 | 4229545305000 | RESERVOIR, FOR CLOSED WOUND DRAIN, 400-500 ML WITH 2.4MM CONNECTOR, WITHOUT TROCAR, STERILE | GENERAL CONSUMABLES (GENERAL SURGICAL SUPPLIES) SUPPLEMENTARY
4520 | 4229545303600 | DRAIN, SILICONE, ROUND, RADIO-OPAQUE, HUBLESS, 24 FRENCH, WITH TROCAR, DISPOSABLE, STERILE | GENERAL CONSUMABLES (GENERAL SURGICAL SUPPLIES) SUPPLEMENTARY
4521 | 4229540010000 | ELECTRODE BALL, COATED PTFE, FOR COAGULATION, ROUND TIP, SIZE 12 CM (+/- 3 CM), DISPOSABLE, STERILE | GENERAL CONSUMABLES (GENERAL SURGICAL SUPPLIES) SUPPLEMENTARY
4522 | 4229551311300 | MESH, HYDROPHILIC ANATOMICAL, LIGHTWEIGHT, MACROPOROUS MESH, LEFT, ASSORTED SIZES, DISPOSABLE, STERILE | GENERAL CONSUMABLES (GENERAL SURGICAL SUPPLIES) SUPPLEMENTARY
4523 | 4229551308400 | MESH BIFACE DOUBLE SIDED HERNIA PROSTHESIS SIZE: 10 X 20 CM (+/-2 CM) THE VISCERAL SIDE IS MADE OF NON ADHERENT MATERIAL THAT DOES NOT STICK TO THE VISCERA THE PARIETAL SIDE IS MADE OF SYNTHETIC ADHESIVE MATERIAL THAT ACCEPTS HOMOGENEITY WITH THE ABDOMINAL WALL TISSUES AND CONTRIBUTE TO REINFORCEMENT OF THE DEFECT AND CONSIST OF MULTIPLE HOLES THAT ALLOW FLUID DRAINAGE AND HELP BODY TO OVERCOME INFECTION STERILE | GENERAL CONSUMABLES (GENERAL SURGICAL SUPPLIES) SUPPLEMENTARY
4524 | 4214271701000 | CATHETER, MALECOT, 2 WINGS, LATEX, 20 FRENCH, DISPOSABLE, STERILE | GENERAL CONSUMABLES (GENERAL SURGICAL SUPPLIES) SUPPLEMENTARY
4525 | 4229551309900 | MESH, DUAL, SIZE 20 X 25 CM ( +/- 2 CM ), LIGHTWEIGHT, POLYPROPYLENE MONOFILAMENT, WITH SEPRAFILM ANTI - ADHESION HYDROGEL ABSORBABLE BARRIER, WITH SELF EXPANDING FLEXIBLE NITINOL RINGR EASY MESH DEPLOYMENT | GENERAL CONSUMABLES (GENERAL SURGICAL SUPPLIES) SUPPLEMENTARY
4526 | 4229551310300 | MESH SURGICAL LONG TERM FULLY ABSORBABLE MONOFILAMENT FOR HERNIA REPAIR MADE OF POLY-4-HYDROXYBUTYRATE, 25X30 CM ( +/- 2 CM ), STERILE | GENERAL CONSUMABLES (GENERAL SURGICAL SUPPLIES) SUPPLEMENTARY
4527 | 4229540011400 | MESH, LIGHTWEIGHT, POLYPROPYLENE MONOFILAMENT, WITH SEPRAFILM ANTI-ADHESION HYDROGEL ABSORBABLE BARRIER, WITH SILICONE BALLOON FOR M ESH DEPLOYMENT, SIZE 25 X 35 CM ( +/- 2 CM ) | GENERAL CONSUMABLES (GENERAL SURGICAL SUPPLIES) SUPPLEMENTARY
4528 | 4229540011500 | MESH, LIGHTWEIGHT, POLYPROPYLENE MONOFILAMENT, WITH SEPRAFILM ANTI-ADHESION HYDROGEL ABSORBABLE BARRIER, WITH SILICONE BALLOON FOR M ESH DEPLOYMENT, SIZE 30 X 35 CM ( +/- 2 CM ) | GENERAL CONSUMABLES (GENERAL SURGICAL SUPPLIES) SUPPLEMENTARY
4529 | 4229540011600 | MESH, FULLY RESORBABLE SCAFFOLD FOR SOFT TISSUE RECONSTRUCTION WITH ABSORBABLE ANTI - ADHESION BARRIER SEPRA TECHNOLOGY, 30 X 35 CM ( +/- 2 CM ), STERILE | GENERAL CONSUMABLES (GENERAL SURGICAL SUPPLIES) SUPPLEMENTARY
4530 | 4229540011700 | MESH, TRI-LAYER 3D SCAFFOLD BIOMATERIAL, POLYGLYCOLIC ACID AND TRIMETHYLENE CARBONATE MACROPOROUS, MONOFILAMENT PTFE KNIT, 20X25CM ( +/-1CM) RECTANGLE | GENERAL CONSUMABLES (GENERAL SURGICAL SUPPLIES) SUPPLEMENTARY
4531 | 4229540011800 | MESH, TRI-LAYER 3D SCAFFOLD BIOMATERIAL, POLYGLYCOLIC ACID AND TRIMETHYLENE CARBONATE MACROPOROUS, MONOFILAMENT PTFE KNIT, 20X30CM ( +/-1CM) RECTANGLE | GENERAL CONSUMABLES (GENERAL SURGICAL SUPPLIES) SUPPLEMENTARY
4532 | 4229540011900 | MONOPOLAR TISSUE SEALING FORCEPS MACROSEAL WITH NON STICK TIPS AND SMOKE EVACUATION, 1.2 MM TIPS, 4 METER CABLE AND FINGER SWITCH CONTROL, STERILE, DISPOSABLE, COMPATIBLE WITH ALL DIATHERMY MACHINE | GENERAL CONSUMABLES (GENERAL SURGICAL SUPPLIES) SUPPLEMENTARY
4533 | 4229540012300 | PAD, PATIENT PAD, PROLONGED POSITIONING SYSTEM EXT FULL KIT, 1 HEAD REST, 2 STANDARD ARM PROTECTORS, 2 BODY STRAPS, AND 1 LIFT SHEET | GENERAL CONSUMABLES (GENERAL SURGICAL SUPPLIES) SUPPLEMENTARY
4534 | 4214271602400 | PESSARY, GELLHORN FLEXIBLE, FOLDING, WITH SUPPORT, SIZE 76-77 MM, WITH APPLICATOR, MEDICAL GRADE SILICONE, (10% OF FITTING KIT FREE OF CHARGE FOR ALL QUANTITY) | GENERAL CONSUMABLES (GENERAL SURGICAL SUPPLIES) SUPPLEMENTARY
4535 | 4229540012400 | PAD, PATIENT PAD, XL ADVANCED, TRENDELENBURG POSITIONING SYSTEM, 2 STANDARD ONE-STEP ARM PROTECTORS, AND 1 HEAD POSITIONER, 1 LIFT SHEET, 2 SINGLE USE BODY STRAPS | GENERAL CONSUMABLES (GENERAL SURGICAL SUPPLIES) SUPPLEMENTARY
4536 | 4229540012500 | CATHETER, PERCUTANEOUS, NEPHROSTOMY, 2- WAY, SILICONE, OPEN END, LENGTH 30 - 40 CM, BALLOON UP TO 5 ML, RADIO-OPAQUE TIP, SIZE: 20 CH, DISPOSABLE, STERILE | GENERAL CONSUMABLES (GENERAL SURGICAL SUPPLIES) SUPPLEMENTARY
4537 | 4229493302000 | APPLICATOR, ARGON PLASMA COAGULATION, WITH FILTER, SHAFT 100MM SPATULA ELECTRODE, COMPATIBLE WITH HOSPITAL MACHINE, DISPOSABLE, STERILE | GENERAL CONSUMABLES (GENERAL SURGICAL SUPPLIES) SUPPLEMENTARY
4538 | 4229493100100 | CATHETER, URETERAL, TO PREVENT STONE MIGRATION WITH OUTER SIZE: 2.8 CH LENGTH UP TO 150-160 CM, NET DIAMETER UP TO 1 CM, DISPOSABLE, STERILE | GENERAL CONSUMABLES (GENERAL SURGICAL SUPPLIES) SUPPLEMENTARY
4539 | 4229540012800 | RETRACTOR INTEGRATED CORDLESS LED LIGHT SOURCE, LED LIGHT SOURCE PRODUCES NO DAMAGING HEAT, ON/OFF SWITCH, INTEGRATED SMOKE EVACUATION CHANNEL, REINFORCED NYLON MATERIAL PROVIDES EXCEPTIONAL STRENGTH AND RIGIDITY ANGLED TIP WITH GRIP FOR IMPROVED TISSUE ADHERENCE, LIGHTWEIGHT, SIZE: 105 X 60 MM, SINGLE USE -STERILE | GENERAL CONSUMABLES (GENERAL SURGICAL SUPPLIES) SUPPLEMENTARY
4540 | 4229540012900 | RETRACTOR, INTEGRATED CORDLESS MULTI LED LIGHTS, ON/OFF BUTTON ALLOWS USER TO CYCLE THROUGH MULTIPLE LIGHTING CONFIGURATIONS, LIGHT INTENSITY ADJUSTMENT, INTEGRATED DUAL SMOKE EVACUATION CHANNELS FOR RAPID SUCTION, GRADED MEASUREMENT MARKERS, REINFORCED NYLON MATERIAL PROVIDES EXCEPTIONAL STRENGTH AND RIGIDITY, ATRAUMATIC GRIP AT DISTAL END OF BLADE, ERGONOMIC HANDLE, TOUCH-FREE BATTERY REMOVAL, SIZE: 135 X 20 MM, SINGLE USE, STERILE | GENERAL CONSUMABLES (GENERAL SURGICAL SUPPLIES) SUPPLEMENTARY
4541 | 4229545301200 | DRAIN, SILICONE, ROUND, RADIO-OPAQUE, HUBLESS, 19 FRENCH, WITHOUT TROCAR, DISPOSABLE, STERILE | GENERAL CONSUMABLES (GENERAL SURGICAL SUPPLIES) SUPPLEMENTARY
4542 | 4229551310600 | MESH, HERNIA PATCH, CIRCLE, 8 CM ( +/- 1 CM ), SELF EXPANDING POLYPROPYLENE AND EPTFE PATCH, WITH STRAP, DISPOSABLE, STERILE | GENERAL CONSUMABLES (GENERAL SURGICAL SUPPLIES) SUPPLEMENTARY
4543 | 4229551311000 | MESH, HERNIA PATCH, CIRCLE, 4.3 CM ( +/- 0.3 CM ), SELF EXPANDING POLYPROPYLENE AND EPTFE PATCH, WITH STRAP, DISPOSABLE, STERILE | GENERAL CONSUMABLES (GENERAL SURGICAL SUPPLIES) SUPPLEMENTARY
4544 | 4229551309800 | MESH, BIFACE, DOUBLE SIDED, HERNIA PROSTHESIS, SIZE: 15 X 25 CM (+/- 2 CM), THE VISCERAL SIDE IS MADE OF NON ADHERENT MATERIAL THAT DOES NOT STICK TO THE VISCERA. THE PARIETAL SIDE IS MADE OF SYNTHETIC ADHESIVE MATERIAL THAT ACCEPTS HOMOGENEITY WITH THE ABDOMINAL WALL TISSUES AND CONTRIBUTE TO REINFORCEMENT OF THE DEFECT AND CONSIST OF MULTIPLE HOLES THAT ALLOW FLUID DRAINAGE AND HELP BODY TO OVERCOME INFECTION, STERILE | GENERAL CONSUMABLES (GENERAL SURGICAL SUPPLIES) SUPPLEMENTARY
4545 | 4229551308500 | MESH, BIFACE, DOUBLE SIDED, HERNIA PROSTHESIS, SIZE: 15 X 15 CM (+/- 2 CM), THE VISCERAL SIDE IS MADE OF NON ADHERENT MATERIAL THAT DOES NOT STICK TO THE VISCERA. THE PARIETAL SIDE IS MADE OF SYNTHETIC ADHESIVE MATERIAL THAT ACCEPTS HOMOGENEITY WITH THE ABDOMINAL WALL TISSUES AND CONTRIBUTE TO REINFORCEMENT OF THE DEFECT AND CONSIST OF MULTIPLE HOLES THAT ALLOW FLUID DRAINAGE AND HELP BODY TO OVERCOME INFECTION, STERILE | GENERAL CONSUMABLES (GENERAL SURGICAL SUPPLIES) SUPPLEMENTARY
4546 | 4229551309600 | MESH, DUAL, SIZE 15 X 20 CM ( +/- 1 CM ), LIGHTWEIGHT, POLYPROPYLENE MONOFILAMENT, WITH SEPRAFILM ANTI - ADHESION HYDROGEL ABSORBABLE BARRIER, WITH SELF EXPANDING FLEXIBLE NITINOL RINGR EASY MESH DEPLOYMENT | GENERAL CONSUMABLES (GENERAL SURGICAL SUPPLIES) SUPPLEMENTARY
4547 | 4229551309400 | MESH, DUAL, SIZE 10 X 15 CM ( +/- 1 CM ), LIGHTWEIGHT, POLYPROPYLENE MONOFILAMENT, WITH SEPRAFILM ANTI - ADHESION HYDROGEL ABSORBABLE BARRIER, WITH SELF EXPANDING FLEXIBLE NITINOL RINGR EASY MESH DEPLOYMENT | GENERAL CONSUMABLES (GENERAL SURGICAL SUPPLIES) SUPPLEMENTARY
4548 | 4214271700900 | CATHETER, MALECOT, 2 WINGS, LATEX, 18 FRENCH, DISPOSABLE, STERILE | GENERAL CONSUMABLES (GENERAL SURGICAL SUPPLIES) SUPPLEMENTARY
4549 | 4229551308600 | MESH, BIFACE, DOUBLE SIDED, HERNIA PROSTHESIS, SIZE: 20 X 20 CM (+/- 2 CM), THE VISCERAL SIDE IS MADE OF NON ADHERENT MATERIAL THAT DOES NOT STICK TO THE VISCERA. THE PARIETAL SIDE IS MADE OF SYNTHETIC ADHESIVE MATERIAL THAT ACCEPTS HOMOGENEITY WITH THE ABDOMINAL WALL TISSUES AND CONTRIBUTE TO REINFORCEMENT OF THE DEFECT AND CONSIST OF MULTIPLE HOLES THAT ALLOW FLUID DRAINAGE AND HELP BODY TO OVERCOME INFECTION, STERILE | GENERAL CONSUMABLES (GENERAL SURGICAL SUPPLIES) SUPPLEMENTARY
4550 | 4214271700200 | CATHETER, PERCUTANEOUS, NEPHROSTOMY, 2- WAY, SILICONE, OPEN END, LENGTH 30 - 40 CM, BALLOON UP TO 5 ML, RADIO-OPAQUE TIP, SIZE: 16 CH, DISPOSABLE, STERILE | GENERAL CONSUMABLES (GENERAL SURGICAL SUPPLIES) SUPPLEMENTARY
4551 | 4214271700100 | CATHETER, PERCUTANEOUS, NEPHROSTOMY, 2- WAY, SILICONE, OPEN END, LENGTH 30 - 40 CM, BALLOON UP TO 5 ML, RADIO-OPAQUE TIP, SIZE: 18 CH, DISPOSABLE, STERILE | GENERAL CONSUMABLES (GENERAL SURGICAL SUPPLIES) SUPPLEMENTARY
4552 | 4214271700000 | CATHETER, PERCUTANEOUS, NEPHROSTOMY, 2- WAY, SILICONE, OPEN END, LENGTH 30 - 40 CM, BALLOON UP TO 5 ML, RADIO-OPAQUE TIP, SIZE: 14 CH, DISPOSABLE, STERILE | GENERAL CONSUMABLES (GENERAL SURGICAL SUPPLIES) SUPPLEMENTARY
4553 | 4214271604500 | PESSARY, DONUT, SIZE: 63-64 MM, WITH APPLICATOR, MEDICAL GRADE SILICONE, (10% OF FITTING KIT FREE OF CHARGE FOR ALL QUANTITY) | GENERAL CONSUMABLES (GENERAL SURGICAL SUPPLIES) SUPPLEMENTARY
4554 | 4229551308700 | MESH, BIFACE, DOUBLE SIDED, HERNIA PROSTHESIS, SIZE: 20 X 30 CM (+/- 2 CM), THE VISCERAL SIDE IS MADE OF NON ADHERENT MATERIAL THAT DOES NOT STICK TO THE VISCERA. THE PARIETAL SIDE IS MADE OF SYNTHETIC ADHESIVE MATERIAL THAT ACCEPTS HOMOGENEITY WITH THE ABDOMINAL WALL TISSUES AND CONTRIBUTE TO REINFORCEMENT OF THE DEFECT AND CONSIST OF MULTIPLE HOLES THAT ALLOW FLUID DRAINAGE AND HELP BODY TO OVERCOME INFECTION, STERILE | GENERAL CONSUMABLES (GENERAL SURGICAL SUPPLIES) SUPPLEMENTARY
4555 | 4229551308800 | MESH, BIFACE, DOUBLE SIDED, HERNIA PROSTHESIS, SIZE: 30 X 30 CM (+/- 2 CM), THE VISCERAL SIDE IS MADE OF NON ADHERENT MATERIAL THAT DOES NOT STICK TO THE VISCERA. THE PARIETAL SIDE IS MADE OF SYNTHETIC ADHESIVE MATERIAL THAT ACCEPTS HOMOGENEITY WITH THE ABDOMINAL WALL TISSUES AND CONTRIBUTE TO REINFORCEMENT OF THE DEFECT AND CONSIST OF MULTIPLE HOLES THAT ALLOW FLUID DRAINAGE AND HELP BODY TO OVERCOME INFECTION, STERILE | GENERAL CONSUMABLES (GENERAL SURGICAL SUPPLIES) SUPPLEMENTARY
4556 | 4229551309000 | MESH, COMPOSITE, 15 X 20 CM (+/- 1 CM ), DISPOSABLE, STERILE | GENERAL CONSUMABLES (GENERAL SURGICAL SUPPLIES) SUPPLEMENTARY
4557 | 4214271604400 | PESSARY RING FOLDING WITH SUPPORT SIZE: 74-76 MM WITH APPLICATOR MEDICAL GRADE SILICONE (10% OF FITTING KIT FREE OF CHARGE FOR ALL QUANTITY)" | GENERAL CONSUMABLES (GENERAL SURGICAL SUPPLIES) SUPPLEMENTARY
4558 | 4214271604300 | PESSARY, GELLHORN FLEXIBLE, FOLDING, WITH SUPPORT, SIZE 82-83 MM, WITH APPLICATOR, MEDICAL GRADE SILICONE, (10% OF FITTING KIT FREE OF CHARGE FOR ALL QUANTITY) | GENERAL CONSUMABLES (GENERAL SURGICAL SUPPLIES) SUPPLEMENTARY
4559 | 4214271603900 | PESSARY, CUBE WITH HOLE, SIZE : 49-51 MM, WITH APPLICATOR, MEDICAL GRADE SILICONE FOR USE SEVERAL MONTHS. (10% OF FITTING KIT FREE OF CHARGE FOR ALL QUANTITY) | GENERAL CONSUMABLES (GENERAL SURGICAL SUPPLIES) SUPPLEMENTARY
4560 | 4229480501800 | SNARE, FOR POLYP, VAULT, CIRCLE, REMOVE UTERINE POLYPS, SMALL, 5-5.5 FR CATHETER OUTER SHEATH, 30-40 CM LENGTH, FITS THROUGH THE WORKING CHANNEL OF DIFFERENT HYSTEROSCOPES | GENERAL CONSUMABLES (GENERAL SURGICAL SUPPLIES) SUPPLEMENTARY
4561 | 4214271603200 | PESSARY, GELLHORN FLEXIBLE, FOLDING, WITH SUPPORT, SIZE 88-89 MM, WITH APPLICATOR, MEDICAL GRADE SILICONE, (10% OF FITTING KIT FREE OF CHARGE FOR ALL QUANTITY) | GENERAL CONSUMABLES (GENERAL SURGICAL SUPPLIES) SUPPLEMENTARY
4562 | 4214270101200 | KIT, CATHETERIZATION, SUPRAPUBIC, 14 FR, WITH SCALPEL, TROCAR AND SHEATH, 2 - WAY, STANDARD LENGTH, STERILE | GENERAL CONSUMABLES (GENERAL SURGICAL SUPPLIES) SUPPLEMENTARY
4563 | 4214270101000 | SET, CATHETER, DRAINAGE, ALL PURPOSE, NEPHROSTOMY, 10 FRENCH, 25-30 CM LONG, STERILE | GENERAL CONSUMABLES (GENERAL SURGICAL SUPPLIES) SUPPLEMENTARY
4564 | 4229551309100 | MESH, COMPOSITE, 10 X 15 CM (+/- 1 CM ), DISPOSABLE, STERILE | GENERAL CONSUMABLES (GENERAL SURGICAL SUPPLIES) SUPPLEMENTARY
4565 | 4214271602600 | PESSARY, INCONTINENCE DISH, FOLDING, WITH SUPPORT, SIZE: 84-85 MM, WITH APPLICATOR, MEDICAL GRADE SILICONE, (10% OF FITTING KIT FREE OF CHARGE FOR ALL QUANTITY) | GENERAL CONSUMABLES (GENERAL SURGICAL SUPPLIES) SUPPLEMENTARY
4566 | 4229551309200 | MESH, DUAL, PTFE, 1 MM X 15 CM X 20 CM ( +/- 1 CM ), DISPOSABLE, STERILE | GENERAL CONSUMABLES (GENERAL SURGICAL SUPPLIES) SUPPLEMENTARY
4567 | 4229551309500 | MESH, BIFACE, DOUBLE SIDED, HERNIA PROSTHESIS, SIZE: 10 X 15 CM (+/- 2 CM), THE VISCERAL SIDE IS MADE OF NON ADHERENT MATERIAL THAT DOES NOT STICK TO THE VISCERA. THE PARIETAL SIDE IS MADE OF SYNTHETIC ADHESIVE MATERIAL THAT ACCEPTS HOMOGENEITY WITH THE ABDOMINAL WALL TISSUES AND CONTRIBUTE TO REINFORCEMENT OF THE DEFECT AND CONSIST OF MULTIPLE HOLES THAT ALLOW FLUID DRAINAGE AND HELP BODY TO OVERCOME INFECTION, STERILE | GENERAL CONSUMABLES (GENERAL SURGICAL SUPPLIES) SUPPLEMENTARY
4568 | 4229545307900 | SET, CATHETER, DRAINAGE, ALL PURPOSE, NEPHROSTOMY, 8-8.5 FRENCH, 25-30 CM LONG, STERILE | GENERAL CONSUMABLES (GENERAL SURGICAL SUPPLIES) SUPPLEMENTARY
4569 | 4229540014700 | DOUBLE GLOVES, SURGICAL, LATEX, POWDER FREE, HYPOALLERGENIC, SIZE 8.5 (PAIR IS EQUIVALENT TO PAIR OF 2) | GENERAL CONSUMABLES (GENERAL SURGICAL SUPPLIES) SUPPLEMENTARY
4570 | 4229541405900 | CUSTOMIZED EFFICIENCY NEURO THORACOLUMBAR LUMBOSACRAL SPINE KIT 1 BNS SURGICAL GOWN UL SP L 2 HAND TOWEL 47 X 38 CM WHITE 1 CREPE PAPER 60 X 60 C M 1 TABLE COVER 150 X 190 CM REINFORCED 2 MAYO STAND COVER REINFORCED 79 X 145 CM 1 BNS SURGICAL GOWN UL SP XL 2 HAND TOWEL 47 X 38 CM WHITE 5 GAUZ E LAP 20 X 30 CM 4 P XRD 20 GAUZE SWAB 10 X 10 CM 16 P XRD 1 NDLE CNTR 40 - CNT FOAM BLCK/MAG BLD REM YELL 2 FILM DRESSING 10 X 12 CM 1 SKIN STAPLER AP POSE ULC 10 PATTI 13 X 13 MM XRD W/STRING 10 PATTI 25 X 25 MM XRD W/STRING 10 PATTI 1.27 X 2.54 CM XRD W/STRING 10 PATTI 25 X 76 MM XRD W/STRING 2 SY RINGE 50/60 ML BULB CATH. TIP CONC.2 BULB SYRINGE 65 ML BLUE 1 HYPODERMIC NEEDLE 22 G 40 MM 4 SA LABEL 3 8 X 6 CM WHITE 2 IV CANNULA 18 G 48 MM GRE EN 4 SA LABEL 13 MMX 40 MM WHITE BLANK 1 BOWL 500 ML 2 BOWL 250 ML 1 BASIN LINER - SINGLE 1 DIATH. HOLSTER HDPE WHITE 1 NEEDLE HYPODERMIC 18 G 40 MM 1 BOWL 1000 ML 1 SKIN MARKER REGULAR 1 SYRINGE 10 ML L/L 2 SCALP EL BLADE N° | GENERAL CONSUMABLES (GENERAL SURGICAL SUPPLIES) SUPPLEMENTARY
4571 | 4229541402200 | BASIC PACK : 1 TABLE COVER 40 INCH X 88 INCH, 1 MAYO STAND COVER 23 INCH X 54 INCH, 4 UTILITY DRAPE WITH ADHESIVE TAPE 15 INCH X 26 INCH, 1 SUTURE BAG, 1 LARGE DRAPE 60 INCH X 76 INCH, DISPOSABLE, STERILE | GENERAL CONSUMABLES (GENERAL SURGICAL SUPPLIES) SUPPLEMENTARY
4572 | 4229541415800 | CUSTOMIZED EFFICIENCY LAP. HYSTERECTOMY KIT 2 INSTRUMENT BAG 30X50CM 2 HAND TOWEL 1 CREPE PAPER 60X60CM 60G/M2 WHITE 1 SURGICAL GOWN UNIVERSAL HP M 119CM 1 REINFORCED TABLE COVER 150 X 190 WRAPPING 6 HAND TOWEL 1 SURGICAL GOWN UNIVERSAL HP M 119CM 2 SURGICAL GOWN UNIVERSAL HP XL-L 151CM 1 MAYO STAND COVER REINFORCED 79X145CM 20 GAUZE SWAB 10X10CM 16P XRD 1 GAUZE TOWEL 61X43CM XRD LOOP BLUE 2/1 1 ANTI FOG SOLUTION 1 NDLE CNTR 20-CNT FOAM BLCK/MAG BLD REM YELL 1 NEEDLE HYPODERMIC 22G 40MM BLACK 1 SKIN MARKER REGULAR 1 NEEDLE HYPODERMIC 18G 40MM PINK 1 SYRINGE 20ML L/L 3PARTS CONC. 1 SYRINGE 10ML L/L 3PARTS CONC. 2 SKIN CLOSURE STRIP 12 0X100MM 1 SCALPEL BLADE N°10 1 SCALPEL BLADE N°11 1 VERESS NEEDLE 120MM 1 KIDNEY BOWL 800ML RED 2 BOWL 250 ML GRADUATED BLUE 5 GAUZE LAP 30X30CM 6P XRD 1 SMOKE EVACUATOR LL CLAMP FILTER 1 CAMERA DRAPE 18X250 CM 4 MEPILEX BORDER POST OP 6X8CM 2 BOWL 2500ML POLYPROPYLENE BLUE 4 SA LABEL 3 8X6CM WHITE BLANK 4 SA LABEL 13MMX40M | GENERAL CONSUMABLES (GENERAL SURGICAL SUPPLIES) SUPPLEMENTARY
4573 | 4229541415700 | CUSTOMIZED EFFICIENCY HEAD AND NECK KIT. 1 REINFORCED TABLE COVER 150 X 190 WRAPPING, 2 ADHESIVE OP TOWEL 90X75CM, 2 ADHESIVE OP SHEET 175X175CM, 2 SUCTION AND DIATHERMY BAG 40X35 CM, 1 INCISE DRAPE 60X35CM, 1 SUCTION CANNULA YANKAUER 18CH, 2 GALLIPOT 120ML, 2 KIDNEY BOWL 800ML TRANSPARENT, 2 BOWL TRANSPARENT 250ML, 3 HAND TOWEL 40X48CM, 1 SKIN MARKER REGULAR, 1 SCALPEL N°20 SS BLADE PROTECTION, 2 SCALPEL N°15, 20 GAUZE ROUND MEDIUM 8X8CM XRD, 20 GAUZE SWAB 10X10CM 8P XRD, 5 GAUZE LAP 30X30CM 6P XRD, 2 STICK SPONGE ORANGE, 3 RETRACTOR HOOK STD. SHARP SEA STAR, 1 SEA STAR FRAME- SMALL/LARGE. 35 CM X 22 CM, 1 MAGNETIC INSTRUMENT PAD, 1 CREPE PAPER 60X60CM, 1 SUCT.TUBE 30CH 3.5M F/F, DIATH. 1 PENCIL HAND ROCKER PTFE BLADE 320CM, 2 TUBE HOLDER 2, 5X15CM VELCRO/ADH, 1 NEEDLE CNTR 10-CNT FOAM BLOCK MAG BLD REM, DIATH. 1 ELECTRODE BLADE 6, 99CM PTFE INSULATED COATED, 1 FORCEPS BIPOLAR STRAIGHT 200MM CABLE 300CM, 2 SURGICAL GOWN UNIVERSAL L WITH HAND TOWELS, 2 SURGICAL GOWN UNIVERSAL XL WITH H | GENERAL CONSUMABLES (GENERAL SURGICAL SUPPLIES) SUPPLEMENTARY
4574 | 4229541415500 | BABY DELIVERY KIT, 1 SURGICAL REINFORCE GOWN L, 6 ABSORBENT TOWELS, 4 ALCOHOL SWAB PADS, 2 CORD CLAMP, 1 STERILE SCISSOR, 1 DISPOSABLE SCALPEL, PAIR OF SURGICAL GLOVES SIZE 7.0, O.B. PAD 11 INCH , PLACENTA BAG WITH STRAP SIZE M, 2 BULB SYRINGE, 20 GAUZE SPONGES 8PLY 4X4 INCH , 1 ABDOMINAL DRAPE 100X180 CM, 1 BABY BLANKET, 1 C.S. WARP 70X70 CM | GENERAL CONSUMABLES (GENERAL SURGICAL SUPPLIES) SUPPLEMENTARY
4575 | 4229541415100 | PACK, OPHTHALMIC, FOR EYE SURGERY CONTAIN OF: 1 MAYO TABLE COVER SIZE 145X60 CM, 1 TABLE COVER 140 X 90 CM, 1 FULL BODY DRAPE WITH EYE SHEET + COLLECTION BAG, NON WOVEN FULL BODY INCISE, OVERALL SIZE 166X254 CM, INCISE AREA 9X11 CM, CHANNEL BAG CAPACITY 1000ML. 2 GOWN LARGE WITH TOWELS, TWO DOUBLE SHEET COVER ALL THE PAK 120CMX100CM, STERILE | GENERAL CONSUMABLES (GENERAL SURGICAL SUPPLIES) SUPPLEMENTARY
4576 | 4214270227500 | STENT, INDWELLING SOFT POLYURETHANE, DOUBLE URETERAL PIGTAIL STENT RADIO - OPAQUE, WITH COMPATIBLE GUIDEWIRE, AND POSITIONER RADIO - OPAQUE, 8 CM LONG, SIZE: 3 FR DISPOSABLE, STERILE | GENERAL CONSUMABLES (GENERAL SURGICAL SUPPLIES) SUPPLEMENTARY
4577 | 4229541402500 | CUSTOMIZED EFFICIENCY ADULT CYSTOSCOPY KIT; 2 BNS SURGICAL GOWN REINFORCED XL WITH HAND TOWEL WHITE 47 X 38 CM, 1 CREPE PAPER 60 X 60CM, 1 TABLE COVER 150 X 190CM REINFORCED, 2 HAND TOWEL WHITE 47 X 38 CM WHITE, 1 BNS SURGICAL GOWN REINFORCED L WITH HAND TOWEL WHITE 47 X 38 CM, 1 CAMERA DRAPE 18 X 246 CM, 10 GAUZE SWAB 10 X 10 CM 16P XRD, 4 SA LABEL 3.8 X 6.0 CM WHITE, 1 NONADHERENT DRESSING 7.5 X 20 CM, 1 SYRINGE 20 ML L/L, 4 SA LABEL 1.0 X 4.0 CM WHITE BLANK, 1 KIDNEY BOWL 800 ML, 1 BOWL 1000 ML, 1 BOWL 6000 ML POLYPROPYLENE BLUE, 1 CYSTO/TURP IRRIGATION SET DOUBLE, 2 TUBE HOLDER 2.5 X 30 CM, 1 SUCTION TUBE25 CH 3.0M, 1 BNS TUR DRAPE 175/270 X 180 CM AP. 8 AN D 5 C, 2 LEGGING DRAPE | GENERAL CONSUMABLES (GENERAL SURGICAL SUPPLIES) SUPPLEMENTARY
4578 | 4229545306900 | DRAINAGE, CHEST, WATER SEAL SYSTEM, 100 - 200 CC, CLOSED SYSTEM, THREE CHAMBER, DISPOSABLE, STERILE | GENERAL CONSUMABLES (GENERAL SURGICAL SUPPLIES) SUPPLEMENTARY
4579 | 4229541402700 | PACK, FOR CYSTOSTOMY, 1 BACK TABLE COVER, REINFORCED 44 INCH X 78 INCH, 1 SURGICAL GOWN SPECIALTY LARGE, ABSORBENT TOWEL, 1 UNDER BUTTOCKS DRA PE ABSORBENT REINFORCEMENT, 2 LEGGINGS 29 INCH X 42 INCH WITH 6 INCH CUFFS, 1 CYSTOSCOPY (T) RAPE DISPOSABLE, STERILE | GENERAL CONSUMABLES (GENERAL SURGICAL SUPPLIES) SUPPLEMENTARY
4580 | 4229541401400 | CUSTOMIZED EFFICIENCY GENERAL LAPAROSCOPY 2 ; 2 OP TOWEL 90 X 75 CM 1 DRAPE 175 X 175 CM 1 DRAPE 150 X 240 CM 2 HAND TOWEL WHITE47 X 38 CM WHITE 1 SURGICAL GOWN ULTRA L-XL 1 CREPE PAPER 60 X 6 0CM 1 TABLE COVER 150 X 190 CM REINFORCED 4 HAND TOWEL WHITE 47 X 38 CM WHITE 2 SURGICAL GOWN ULTRA L-XL 1 TABLE COVER 100 X 150 CM FOLDED 1 MAYO STAND COVER 58 X 137 CM 1 NDLE CNTR 40-CNT FOAM BLCK/MAG BLD REM YELL 5 GA UZE LAP 20 X 30 CM 4P XRD 10 GAUZE SWAB 10 X 10 CM 16 P XRD 2 FLUID COLLECTION POUCH 40 X 35CM 1 ANTI FOG SOLUTION 1 SYRINGE 10 ML L/L 1 SYRINGE 20 ML L/L 1 NEEDLE HYPODERMIC 18 GAUGE 40 MM 1 SKIN MARKER REGULAR 1 CAMERA DRAPE 18 X 246 CM 4 SA LABEL 38X60CM WHITE 4 SA LAB EL 1.0 X 4.0 CM WHITE BLANK 1 GALLIPOT 60 ML 1 BOWL 250 ML POLYPROPYLENE BLUE DENTURE 1 KIDNEY BOWL 800 ML 1 HYPODERMIC NEEDLE 22 GAUGE 40 MM 1 VERESS NEEDLE 120 MM 1 SCALPEL BLADE N°11 6 OP TOWEL 65 X 42 CM XRD 2 SKIN CLOSURE STRIP 6.0 X 75 MM 1 NON ADHERENT DRESSING 7.5 X 20 | GENERAL CONSUMABLES (GENERAL SURGICAL SUPPLIES) SUPPLEMENTARY
4581 | 4229517113500 | STENT, INDWELLING SOFT POLYURETHANE, DOUBLE URETERAL PIGTAIL STENT RADIO - OPAQUE, WITH COMPATIBLE GUIDEWIRE, AND POSITIONER RADIO - OPAQUE, 12 CM LONG, SIZE: 3 FR DISPOSABLE, STERILE | GENERAL CONSUMABLES (GENERAL SURGICAL SUPPLIES) SUPPLEMENTARY
4582 | 4229517113600 | SET, STENT, INDWELLING POLYURETHANE, DOUBLE URETERAL PIGTAIL STENT, OPEN ENDED, TAPERED TIP, WITH HOLES IN THE BODY, WITH COMPATIBLE GUIDEWIRE, AND LOCKABLE PUSHER RADIO-OPAQUE, , SIZE: CH 6, 12 CM, DISPOSABLE, STERILE | GENERAL CONSUMABLES (GENERAL SURGICAL SUPPLIES) SUPPLEMENTARY
4583 | 4229541414400 | LAPAROSCOPIC COLORECTAL PACK; 1 BNS SURGICAL GOWN UL SP L, 2 HAND TOWEL 47 X 38 CM WHITE, 1 CREPE PAPER 60 X 60 CM, 1 REINFORCED TABLE COVER 150 X 190 WRAPPING, 2 HAND TOWEL 47 X 38 CM WHITE, 1 BNS SURGICAL GOWN UL SP L, 2 MAYO STAND COVER REINFORCED 79 X 145 CM, 2 BOWL 250 ML, 2 BOWL 1000 ML, 1 PAPER BAG 30 X 61 CM, 1 PAPER BAG 11 X 19 CM, 2 KIDNEY BOWL 800 ML, 4 HAND TOWEL 47 X 38 CM WHITE, 1 NEEDLE CNTER 30-CNT MAG CLEAR TOP YELLOW, 2 BNS SURGICAL GOWN UL SP EXTRA LARGE, 1 SKIN MARKER MODERN REGULAR TIP, 1 SKIN MARKER RULER 15 CM WHITE PAPER, 2 QUIVER FOR LAPAROSCOPIC INSTRUMENTS EXTENDABLE, 1 PLASTIC BAG 25 X 46 CM ZIPLOCK TRANSPORTATION, 1 UNDER-BUTTOCKS DRAPE 85 X 120 CM WITH POUCH, 4 MEPILEX BORDER POST-OP 6 X 8 CM PAD 3 X 5 CM, 1 MEPILEX BORDER POST-OP 10 X 20 CM PAD 4.5 X 14.5 CM, 1 TABLE COVER 150 X 190 CM REINF FOLDED, 4 OP-TAPE 9 X 49 CM, 6 OP TOWEL 75 X 50 CM, 1 SUCTION IRRIGATION SET 5 MM 45 CM 2 SPIKES, 1 LAPAROSCOPY DRAPE 250 / 200 / 300 X 260 CM, 1 CREPE PAPER 60 X 60 | GENERAL CONSUMABLES (GENERAL SURGICAL SUPPLIES) SUPPLEMENTARY
4584 | 4229541414100 | GENERAL SURGERY LAPAROSCOPY PACK; 4 SURGICAL GOWNS UNIVERSAL LL, HP, BNS, 1 TABLE COVER 150 X 210 CM REINFORCED, 4 HAND TOWEL 47 X 38 CM WHITE, 1 MAYO STAND COVER 79X145CM, 1 BASIN LINER - SINGLE, 10 GAUZE LAP 45X45CM 6P XRD, 1 PAPER BAG 14 X 25 CM, 10 GAUZE ROUND 30 X 40 CM, 10 GAUZE SWAB 10 X 10 CM 16 P XRD, 4 SA LABEL 3.8 X 6 CM WHITE, 1 SUTURE BAG 16.5 X 30.5 CM, 1 INSTRUMENT BAG 30 X 50 CM, 1 COVER CAMERA 18 X 244 CM WITH CARD TRANSP, 1 NEEDLE COUNTER, 1 SYRINGE 10 ML L/L, 1 SYRINGE 20 ML L/L, 1 SKIN MARKER TAPER TIP RULER, 1 SCALPEL BLADE N°11, 1 SCALPEL BLADE N°10, 1 NEEDLE HYPODERMIC 18 GAUGE 40 MM, 3 BOWL 250 ML, 1 SYRINGE 50 ML CATHETER TIP, 1 SYRINGE 50 / 60 ML BULB CATHETER TIP CONC., 2 KIDNEY BOWL 800 ML, 4 OP TOWEL 75 X 50 CM, 2 LITHOTOMY LEGGING 75 X 150 CM, 1 MONOPOLAR SCISSORS, 1 TRAY 43 X 28 X 1.5 CM | GENERAL CONSUMABLES (GENERAL SURGICAL SUPPLIES) SUPPLEMENTARY
4585 | 4229545307700 | SET, EMBRYO, TRANSFER CATHETER, O.D PROXIMAL 2-2.2 MM, AND THE O.D DISTAL 1.5-1.7 MM, WITHOUT INTRODUCE, WITH MEASURING MARKS | GENERAL CONSUMABLES (GENERAL SURGICAL SUPPLIES) SUPPLEMENTARY
4586 | 4229541403500 | CUSTOMIZED EFFICIENCY PACK KNEE ARTHROSCOPY 1 SURGICAL GOWN XL 2 HAND TOWEL 40 X 48 CM 1 REINFORCED TABLE COVER 150 X 190 WRAPPING 6 HAND TOWEL 40 X 48 CM 3 SURGICAL GOWN XLL 3 MAYO STAND COVER REINFORCED 79 X 145 CM 1 DRAPE 150 X 240 CM 1 SPLIT DRAPE 10 GAUZE LAP 45 X 45 CM 16 PLY XRD 2 BOWL 250 ML 2 BOWL 1000 ML 1 BOWL 2000 ML 1 SCALPEL BLADE N° 10 1 SCALPEL BLADE N° 11 1 ARTHROSCOPY POUCH WITH SUCTION PORT 1 PAPER BAG 25 X 38 CM 1 CAST PADDING 15CM 2-3M 1 COHESIVE TAN BANDAGE 15 CM 4.5 M 1 SKIN MARKER REGULAR TIP 1 NEEDLE CNTER 10 - CNT FOAM 1 ORTHOPEDIC SUCTION SET 1 TIP CLEANER 1 BANDAGE 15 CMX4 M CREPE 2 ADHESIVE OP SHEET 100 X 150 CM 1 INSTRUMENT BAG W/ STICKY 2 OP - TAPE 9 X 49 CM 1 SKIN STAPLER 1 DIATH. PENCIL HAND BLADE WITH UNIVERSAL CABLE 300CM 2 SYRINGE 60 ML BULB 2 KIDNEY BOWL 800 ML 1 STOCKINETTE 32 X 120 CM (L) 1 ORTHO RUBBER BANDAGE 1 COTTON BANDAGE | GENERAL CONSUMABLES (GENERAL SURGICAL SUPPLIES) SUPPLEMENTARY
4587 | 4229517113700 | GUIDEWIRE, HYDROPHILIC COATED, STRAIGHT TIP, 0.035 X 130-150 CM LENGTH, DISPOSABLE, STERILE | GENERAL CONSUMABLES (GENERAL SURGICAL SUPPLIES) SUPPLEMENTARY
4588 | 4229517113800 | GUIDEWIRE, TEFLON (PTFE) COATED, ZEBRA MARKING, WITH HYDROPHILIC FLEXIBLE STRAIGHT TIP, 0.035 X 130-150 CM, DISPOSABLE, STERILE | GENERAL CONSUMABLES (GENERAL SURGICAL SUPPLIES) SUPPLEMENTARY
4589 | 4229517113900 | CURETTE, INTRA UTERINE, 10 MM, RIGID, CURVED DISPOSABLE, STERILE | GENERAL CONSUMABLES (GENERAL SURGICAL SUPPLIES) SUPPLEMENTARY
4590 | 4214270226900 | CATHETER, MALECOT, 2 WINGS, LATEX, 28 FRENCH, DISPOSABLE, STERILE | GENERAL CONSUMABLES (GENERAL SURGICAL SUPPLIES) SUPPLEMENTARY
4591 | 4229541414900 | KIT, FOR HYSTEROSALPINGOGRAPHY: 5 FRENCH WITH STYLET, INCLUDES: FENESTRATED DRAPE, DISPOSABLE SPECULUM, DISPOSABLE CERVICAL DILATOR, SWAB STICKS, WIDE SWAB, STERILE WRAP, 2 OR3 3 INCH X 3 INCH GAUZES, INNER TRAY FOR IODINE SOLUTION, ODINE OINTMENT, 2 PACKS OF IODINE SOLUTION, 36 INCH EXTENSION TUBE, 20 CC SYRINGE WITH 18 GAUGE NEEDLE, LUBRICATING JELLY, STERILE | GENERAL CONSUMABLES (GENERAL SURGICAL SUPPLIES) SUPPLEMENTARY
4592 | 4229541413600 | CUSTOMIZED EFFICIENCY VASCULAR KIT; 2 HAND TOWEL 47 X 38 CM WHITE, 1 SURGICAL GOWN ULTRA L-XL, 1 CREPE PAPER 60 X 60 CM, 1 TABLE COVER 150 X 240 CM REINFORCED, 2 HAND TOWEL 47 X 38 CM WHITE, 1 SURGICAL GOWN ULTRA LARGE - EXTRA LARGE, 1 MAYO STAND COVER 79 X 145 CM, 4 HAND TOWEL 47 X 38 CM WHITE, 2 SURGICAL GOWN ULTRA LARGE - EXTRA LARGE, 10 GAUZE LAP 45 X 45 CM 6P XRD, 10 OP TOWEL 65 X 42 CM XRD, 1 MAGNETIC INSTRUMENT PAD 250.4 CM X 40.6 CM BLUE, 1 SYRINGE GREEN 10 ML 3 PART LL CLEAR BARRELL, 1 SYRINGE 50/60 ML BULB CATHETER TIP CONCRETE, 1 SYRINGE RED 10 ML 3 PART LL CLEAR BARREL, 1 SYRINGE 20 ML L/L, 1 SUTURE BOOTS MOSQUITO YELLOW 5 PR 10/1, 1 SKIN MARKER REGULAR, 1 KIDNEY BOWL 800 ML, 10 SA LABEL 13 MM X 40 MM WHITE BLANK, 1 MAYO STAND COVER 58 X 137 CM, 10 GAUZE SWAB 10 X 10 CM 16 P XRD, 1 FLUID COLLECTION POUCH 40 X 35 CM, 1 BOWL 250 ML, 1 GALLIPOT 60 ML, 1 SCALPEL BLADE N°10, 1 HYPODERMIC NEEDLE 22 GAUGE 40 MM, 1 NEEDLE HYPODERMIC 18 GAUGE 40 MM, 1 SCALPEL BLADE N°15, 1 SCALPEL B | GENERAL CONSUMABLES (GENERAL SURGICAL SUPPLIES) SUPPLEMENTARY
4593 | 4229542300900 | BAG, FOR SPONGE COUNTER, CLEAR, NON-STERILE | GENERAL CONSUMABLES (GENERAL SURGICAL SUPPLIES) SUPPLEMENTARY
4594 | 4229517113300 | CANISTER, WITH TUBE AND PROTECTION FILTER, COMPATIBLE WITH DIGITAL CHEST DRAINAGE, PORTABLE CHEST DRAINAGE VACUUM TO BE PROVIDED WITH AN ORDER OF 50 KIT AS FREE OF CHARGE GENERATOR/SYSTEM | GENERAL CONSUMABLES (GENERAL SURGICAL SUPPLIES) SUPPLEMENTARY
4595 | 4229545306100 | DRAIN, PENROSE, LATEX RUBBER, RADIOPAQUE, 3/4 X 18 INCH, DISPOSABLE, STERILE | GENERAL CONSUMABLES (GENERAL SURGICAL SUPPLIES) SUPPLEMENTARY
4596 | 4229542000900 | DRAIN, T-TUBE LATEX/RUBBER, 16 FR, LENGTH 30 - 50 CM, DISPOSABLE, STERILE | GENERAL CONSUMABLES (GENERAL SURGICAL SUPPLIES) SUPPLEMENTARY
4597 | 4229542400500 | HAIR CLIPPER, SHAVING HEAD, BLADE, DISPOSABLE, FOR VAC HAIR REMOVAL SYSTEM, (1 SURGICAL CLIPPER MACHINE FREE OF CHARGE WITH EACH 500 BLADE) | GENERAL CONSUMABLES (GENERAL SURGICAL SUPPLIES) SUPPLEMENTARY
4598 | 4229517114500 | MESH, SYNTHETIC, ARTIFICIAL, FOR BREAST RECONSTRUCTION, FULL ABSORBABLE 30-36 MONTHS, SIZE 10X15CM ( +/- 2 CM ), STERILE | GENERAL CONSUMABLES (GENERAL SURGICAL SUPPLIES) SUPPLEMENTARY
4599 | 4229517114400 | ACELLULAR DERMAL MATRIX, WITH A CONTINUE STRUCTURE TO COVER THE INFERIOR LATERAL POLE OF A BREAST PROSTHESIS IN SUB-PECTORAL BREAST RECONSTRUCTION, NON CHEMICAL WITH NON CROSS-LINKING, SIZE 22 X 12 (+/-1CM) AND THICKNESS 0.5-0.8 MM | GENERAL CONSUMABLES (GENERAL SURGICAL SUPPLIES) SUPPLEMENTARY
4600 | 4229542000700 | DRAIN, T-TUBE LATEX/RUBBER, 12 FR, LENGTH 30 - 50 CM, DISPOSABLE, STERILE | GENERAL CONSUMABLES (GENERAL SURGICAL SUPPLIES) SUPPLEMENTARY
4601 | 4229542001000 | DRAIN, T-TUBE LATEX/RUBBER, 18 FR, LENGTH 30 - 50 CM, DISPOSABLE, STERILE | GENERAL CONSUMABLES (GENERAL SURGICAL SUPPLIES) SUPPLEMENTARY
4602 | 4229545307000 | DRAINAGE, CHEST, WATER OR DRY SEAL SYSTEM, 1000 - 2000 CC ( +/- 100 CC ), CLOSED SYSTEM, FOUR CHAMBER WITH MANOMETER, DISPOSABLE, STERILE | GENERAL CONSUMABLES (GENERAL SURGICAL SUPPLIES) SUPPLEMENTARY
4603 | 4229545307200 | SET, DILATOR, FASCIAL, SIZE: 6 FR X 15-25 CM, STERILE | GENERAL CONSUMABLES (GENERAL SURGICAL SUPPLIES) SUPPLEMENTARY
4604 | 4229517113400 | TUBE, SUCTION CORRUGATED FOR OPEN AND LASER CASES AND HIPEC CANCER SURGERY ELIMINATING HAZARDOUS GASES AND AID IN ODDOR REMOVAL, 3-4 M TUBING WITH DIAMETER 8-9 IN, INTEGRAL WAND AND SPONGE GUARD USED TO ELIMINATE SMOKE AND HAZARDOUS AIRBORNE GASES AND CHEMICALS IN CHEMOTHERAPY. | GENERAL CONSUMABLES (GENERAL SURGICAL SUPPLIES) SUPPLEMENTARY
4605 | 4229545306200 | DRAIN, PENROSE, LATEX RUBBER, RADIOPAQUE, 1 X 12 INCH, DISPOSABLE, STERILE | GENERAL CONSUMABLES (GENERAL SURGICAL SUPPLIES) SUPPLEMENTARY
4606 | 4229517112800 | CONTAINER, SAFE, FOR BIOPSY, WITH SEALED CAP, PREFILLED WITH 10% FORMALIN, PROTECTED BY A MEMBRANE BREAKS AUTOMATICALLY ONLY AFTER C LOSURE, SUPPORTED BY SAFETY RING TO PREVENT ACCIDENTAL CLOSURE, FORMALIN VOLUME 5-10 ML | GENERAL CONSUMABLES (GENERAL SURGICAL SUPPLIES) SUPPLEMENTARY
4607 | 4229517112900 | TIP, CURVED, EXTENDED, STANDARD TIP, 23 KHZ, SHOULD BE COMPATIBLE WITH HOSPITAL MACHINE | GENERAL CONSUMABLES (GENERAL SURGICAL SUPPLIES) SUPPLEMENTARY
4608 | 4229517113000 | TIP, STRAIGHT, EXTENDED, STANDARD TIP WITH 6 FLUES, FOR LAPAROSCOPIC, 23 KHZ, SHOULD BE COMPATIBLE WITH HOSPITAL MACHINE | GENERAL CONSUMABLES (GENERAL SURGICAL SUPPLIES) SUPPLEMENTARY
4609 | 4229517113100 | GUN, BAND LIGATOR, FOR HEMORRHOID, PRE LOADED, WITH SUCTION ATTACHMENT, DISPOSABLE, STERILE | GENERAL CONSUMABLES (GENERAL SURGICAL SUPPLIES) SUPPLEMENTARY
4610 | 4229517117000 | CUSTOMIZED EFFICIENCY OPD PACK ( OFFICE HYSTEROSCOPY ) CONTENTS: 1 SURGICAL GOWN XL REINFORCED, 1 CYSTOSCOPY DRAPE 75X175 CM, APERTURE, 2 LITHOTOMY LEGGINGS DRAPE 75X120 CM, 10 GAUZE SWAB 10X10CM 16P XRD, 1 FORCEPS SCHROEDER TENACULUM 25CM, 1 FORCEPS RAMPLEY SPONGE 25CM STRAIGHT, 2 FORCEPS SPONGE 24CM , 2 VAGINAL SPECULUM Z-SHAPE, 1 SPECULUM VAGINAL CUSCO 3.5CM LARGE, 2 BOWL 250ML GRADUATED BLUE, STERILE, ALL THE INSTRUMENTS ARE SINGLE USE METALLIC | GENERAL CONSUMABLES (GENERAL SURGICAL SUPPLIES) SUPPLEMENTARY
4611 | 4229541416400 | CUSTOMIZED EFFICIENCY VASCULAR OPEN REPAIR KIT . 1 REINFORCED TABLE COVER 150 X 190 WRAPPING, 4 DRAPE 150X240 CM, 2 SUCTION AND DIATHERMY BAG 40X35 CM, 2 MAYO STAND COVER 79X145CM, 1 SKIN CLOSURE STRIP 12, 0X100MM, 1 INCISE DRAPE 60X85CM, 1 SCALPEL N°11, 15 GAUZE SWAB 10X10CM 16P XRD, 5 GAUZE LAP 30X30CM 6P XRD, 1 SKIN STAPLER W, 2 SUTURE BOOTS MOSQUITO YELLOW 5PR 10/1, 1 VESSEL LOOP MAXI 1MM 40.6CM SIL BLUE 1PC, 1 VESSEL LOOP MINI BLUE 0.83MM 40.6CM 1PC, 1 VESSEL LOOP MAXI 2MM 42CM SIL RED 1 PC, 1 VESSEL LOOP MINI 0.83MM 40.6CM SIL RED 1 PC, 3 KIDNEY BOWL 800ML TRANSPARENT, 2 JUG 1200ML POLYPROPYLENE GRADUATED TRANSP., 1 SKIN MARKER TAPER TIP RULER, 2 SCALPEL N°15 SS BLADE PROTECTION, 1 SCALPEL N°10 SS BLADE PROTECTION, 1 SHARPS PAD, 1 CREPE PAPER 60X60CM, 1 SUCT.TUBE PVC OD 24CH 18CH 3.5M F/F, 1 INSTRUMENT CLEANER 5X5CM, DIATH. 1 PENCIL HAND BUTTONS BLADE 300CM, 1 SUCTION CANNULA YANKAUER 22CH, 2 GALLIPOT 60ML TRANSPARENT, 1 SURGICAL GOWN UNIVERSAL L, HP, BNS WITH HAND TOWEL, 2 SURGI | GENERAL CONSUMABLES (GENERAL SURGICAL SUPPLIES) SUPPLEMENTARY
4612 | 4229541416300 | CUSTOMIZED EFFICIENCY VASCULAR ANGIOPLASTY KIT . 1 REINFORCED TABLE COVER 150 X 190 CM WRAPPING, 1 REINFORCED TABLE COVER 150 X 190 WRAPPING, 1 SPLIT SHEET 200X150CM, 2 BNS ADHESIVE OP-SHEET 200X240 CM, 1 ADHESIVE OP SHEET 260X175CM, 2 SUCTION AND DIATHERMY BAG 40X35 CM, 1 SKIN CLOSURE STRIP 6, 0X100MM, 2 SKIN CLOSURE STRIP 12, 0X100MM, 1 SCALPEL N°11, 10 GAUZE SWAB 10X10CM 16P XRD, 10 GAUZE LAP 30X30CM 6P XRD, 1 SUTURE BOOTS MOSQUITO YELLOW 5PR 10/1, 1 BOWL 2500ML POLYP BLUE GUIDEWIRE W/TABS, 2 JUG 1200ML POLYPROPYLENE GRADUATED TRANSP, 1 SKIN MARKER TAPER TIP RULER, 1 SCALPEL N°15 SS BLADE PROTECTION, 1 SHARPS PAD, 2 SYRINGE 20 ML RED, 1 CREPE PAPER 60X60CM, 2 SYRINGE YELLOW 20ML 3PART LL CLEAR BARELL, 1 LABEL SHEET, 1 ULTRASOUND PROBE COVER, 2 SYRINGE 20ML L/L BLUE PLUNGER, 1 C-ARM DRAPE 116X183CM, 1 ULTRASOUND GEL, 3 GALLIPOT 60ML TRANSPARENT, 2 KIDNEY BOWL 800ML TRANSPARENT, 1 SURGICAL GOWN UNIVERSAL L, HP, BNS WITH HAND TOWEL, 2 SURGICAL GOWN UNIVERSAL XL, HP, BNS WITH HAND TOWEL | GENERAL CONSUMABLES (GENERAL SURGICAL SUPPLIES) SUPPLEMENTARY
4613 | 4229517113200 | RETRACTOR, RING, FLEXIBLE, FOR PROTECTING THE WOUND MARGIN, FROM CONTACT CONTAMINATION, 2-4 CM, DISPOSABLE, STERILE | GENERAL CONSUMABLES (GENERAL SURGICAL SUPPLIES) SUPPLEMENTARY
4614 | 4229541416100 | CUSTOMIZED EFFICIENCY THYROIDECTOMY KIT . 1 REINFORCED TABLE COVER 150 X 190 WRAPPING 1 SPLIT SHEET 250X290CM SPLIT 20X102CM 1 OP SHEET 90X150CM FOLDED/BULK 2 OP-TAPE 9X49CM 2 SUCTION AND DIATHERMY BAG 40X35 CM 2 KIDNEY BOWL 800ML TRANSPARENT 2 BOWL TRANSPARENT 250ML 1 MAYO STAND COVER 79X145CM 4 SKIN CLOSURE STRIP 6.0X75MM 1 NON ADHERENT DRESSING 8X9CM SPLIT 1 DRAPE MAGNETIC PAD 40X50CM 6 HAND TOWEL 45X38CM 1 SKIN MARKER REGULAR 10 GAUZE SWAB 10X10CM 12P XRD 10 GAUZE LAP 30X30CM 16 P XRD 1 SCALPEL N°15 BLADE 1 SCALPEL N°10 BLADE PROTECTION 2 FLEXIBLE LIGHT HANDLE COVERS 1 DIATH. PENCIL HAND ROCKER PTFE BLADE 320CM 1 CREPE PAPER 60X60CM 1 SUCT.TUBE PVC OD 24CH 18CH 3.5M F/F 1 INSTRUMENT CLEANER 5X5CM 4 SA LABEL 13MMX40MM WHITE 1 DIATH. ELECTRODE NEEDLE TIP PTFE INSULATED COATED 1 FORCEPS BIPOLAR STRAIGHT 200MM CABLE 300CM 1 SUCTION CANNULA YANKAUER 18CH 2 SURGICAL GOWN UNIVERSAL L WITH HAND TOWELS 1 SURGICAL GOWN UNIVERSAL XL WITH HAND TOWEL 1 NEEDLE COUNTER 20-CNT FOAM 4 UTILITY DRAPE W/STICKY 1 SYRINGE 20 ML | GENERAL CONSUMABLES (GENERAL SURGICAL SUPPLIES) SUPPLEMENTARY
4615 | 4229545306500 | DRAIN, T-TUBE LATEX/RUBBER, 14 FR, LENGTH 30 - 50 CM, DISPOSABLE, STERILE | GENERAL CONSUMABLES (GENERAL SURGICAL SUPPLIES) SUPPLEMENTARY
4616 | 4229541410600 | PACK, CATHETERIZATION, 1 WATER PROOF DRAPE 115 X 190 CM CENTRALLY SPLITTED, 1 KIDNEY TRAY, 2 GAUZE PIECES 8 X 8 CM, 1 PAIR OF VINYL GLOVES XL, 1 PLASTIC TRAY WITH 6 COTTON SWABS, 2 CHLOROHEXIDINE SWAB STICK, 1 PLASTIC TWEEZERS, 1 SACHET WITH 5 ML WATER SOLUBLE STERILE LUBRICANT GEL, 1 PREFILLED STERILE NEEDLESS SYRINGE 5 ML NORMAL SALINE, 1 SURGICAL GOWN XL SIZE, 1 SURGICAL GOWN L SIZE, ABSORBENT TOWEL 2 X | GENERAL CONSUMABLES (GENERAL SURGICAL SUPPLIES) SUPPLEMENTARY
4617 | 4229541413500 | CUSTOMIZED EFFICIENCY UROLOGY ROBOTIC KIT; 1 BNS SURGICAL GOWN UL HP XL, 2 HAND TOWEL 47 X 38 CM WHITE, 1 CREPE PAPER 60 X 60 CM, 1 TABLE COVER 190 X 210 CM REINFORCED, 1 TABLE COVER 150 X 190C M REINF FOLDED, 2 TUBE HOLDER 2.5 X 30 CM, 3 BNS ADHESIVE OP-SHEET 175 X 200 CM, NARROW, 6 OP TOWEL 65 X 42CM XRD, 5 GAUZE LAP 20 X 30CM 4P XRD, 10 GAUZE SWAB 10 X 10 CM 16P XRD, 1 SYRINGE 10 ML L/L, 1 SYRINGE 20 ML L/L, 2 KIDNEY BOWL 800 ML, 4 OP TOWEL 50 X 50 CM, 2 HAND TOWEL 47 X 38 CM WHITE, 1 BNS SURGICAL GOWN UL HP XL, 2 HAND TOWEL 47 X 38 CM WHITE, 1 BNS SURGICAL GOWN UL HP XL, 2 HAND TOWEL 47 X 38 CM WHITE, 1 BNS SURGICAL GOWN UL HP XL, 2 HAND TOWEL 47 X 38 CM WHITE, 1 BNS SURGICAL GOWN UL HP XL, 1 URINE DRAINAGE BAG 2000 ML, 1 NDLE CNTR 40-CNT FOAM BLCK/MAG BLD REM YELL, 5 POST OP DRESSING 6 X 7 CM, 1 POST OP DRESSING 9 X 30 CM, 2 SKIN CLOSURE STRIP 12.0 X 100 MM, 1 PLASTIC BAG 25 X 46 CM, 1 PLASTIC BAG 20 X 30 CM ZIPLOCK, 1 SKIN MARKER REGULAR, 1 SKIN MARKER RULER 15 CM WHITE PAPER, 1 | GENERAL CONSUMABLES (GENERAL SURGICAL SUPPLIES) SUPPLEMENTARY
4618 | 4229541413200 | CUSTOMIZED EFFICIENCY PERCUTANEOUS NEPHRO - LITHOTRIPSY KIT 1 BNS SURGICAL GOWN UL SP EXTRA LARGE 2 HAND TOWEL WHITE 47 X 38 CM WHITE 1 CREPE PAPER 60 X 60 CM 1 TABLE COVER 150 X 190 CM REINFORCED 4 OP TOWEL 65 X 42 CM XRD 2 HAND TOWEL WHITE 47 X 38 CM WHITE 1 BNS SURGICAL GOWN UL HP XLL 2 HAND TOWEL WHITE 47 X 38 CM WHITE 1 BNS SURGICAL GOWN UL HP XLL 2 MAYO STAND COVER 58 X 137 CM 1 NDLE CNTR 40 - CNT FOAM BLCK/MAG BLD REM YELL 5 GAUZE LAP 45 X 45 CM 6 P XRD 1 URINE DRAINAGE BAG 2000 ML 1 GALLIPOT 120 ML 4 SA LABEL 3.8 X 6.0 CM WHITE 1 SUCTION AND DIATHERMY BAG 40 X 35 CM 4 SA LABEL 1.0 X 4.0 CM WHITE BLANK 1 FLUID COLLECTION POUCH 40 X 35 CM 1 BOWL 500 ML 2 BOWL 1000 ML 1 SYRINGE 30 ML L/L 1 SKIN MARKER REGULAR 3 SUCTION TUBE 18 CHANNEL 3.0 M 1 SYRINGE 20 ML L/L 1 SCALPEL BLADE N° 11 1 CAMERA DRAPE 18 X 246 CM 1 KIDNEY BOWL 800 ML 1 CYSTO/TURP IRRIGATION SET DOUBLE 3 TUBE HOLDER 2.5 X 30 CM 2 FIXATION DRESSING 20 X 30 CM 1 THORACIC DRAIN 28 CHANNEL 2 | GENERAL CONSUMABLES (GENERAL SURGICAL SUPPLIES) SUPPLEMENTARY
4619 | 4229541407000 | CUSTOMIZED EFFICIENCY TOTAL HIP KIT; 2 HAND TOWEL WHITE 47 X 38 CM WHITE 1 SURGICAL GOWN LARGE-EXTRA LARGE 1 DIATHERMY PENCIL PTFE BLADE 1 TABLE COVER 190 X 210 CM REINFORCED 6 HAND TOWEL WHITE 47 X 38 CM WHITE 4 SURGICAL GOWN LARGE-EXTRA 1 PAPER BAG 38 X 51 CM 1 SKIN STAPLER 1 NEEDLE COUNTER 1 BANDAGE 15 CM 4.5 M ELASTIC 4 OP TOWEL 65 X 42 CM X RD 1 STOCKINETTE 31 X 122 CM 1 BULK STOCKINETTE 15 CM X 1M 1 SKIN MARKER REGULAR 4 SA LABEL 1.0 X 4.0 CM WHITE BLANK 4 SA LABEL 3.8 X 6.0 CM WHITE 15 GAUZE LAP 45 X 45 CM 16 PLY XRD 1 SYRINGE 50/60 ML BULB 1 SCALPEL BLADE N°10 1 SCALPEL BLADE N°20 1 KIDNE Y BOWL 800 ML 1 BOWL 500 ML 1 BOWL 1000 ML 1 BOWL 2000 ML 2 OP-TAPE 9 X 49 CM 2 FLUID COLLECTION POUCH 40 X 35 CM 1 ORTHOPEDIC SUCTION WITH FILTER 1 SPLIT SHEET 152 X 178 CM 2 MAYO STAND COVER 80 X 145 CM 2 OP SHEET 152 X 193 C 2 INCISE ANTIMICROBIAL LARGE 1 HIP EXTREMITY DRAPE WITH POUCH 116 X 88 X 131 INCH ELECTROSURGICAL SCRATCHPAD 1 WATERJET LAVAGE SYSTEM | GENERAL CONSUMABLES (GENERAL SURGICAL SUPPLIES) SUPPLEMENTARY
4620 | 4229541404700 | PACK, FOR LITHOTOMY II, CONTENTS ARE : 1 BACK TABLE COVER 78 INCH X 44 INCH, 1 ABSORBENT TOWEL 1 UTILITY DRAPE W/ TAPE, 1 UNDER BUTTOCKS DRAPE 29 INCH X 44 INCH, 2 LEGGINGS WITH 6 INCH CUFFS, 1 HALF DRAPE 44 INCH X 60 INCH, 1 SURGICAL GOWN LARGE, DISPOSABLE, STERILE | GENERAL CONSUMABLES (GENERAL SURGICAL SUPPLIES) SUPPLEMENTARY
4621 | 4229541404900 | CUSTOMIZED EFFICIENCY MAJOR GENERAL SURGERY KIT 2 OP TOWEL 90 X 75 CM 1 DIATHERMY BLADE 2 HAND TOWEL WHITE 47 X 38 CM WHITE 1 SURGICAL GOWN ULT RA L - XL 1 DIATH. PENCIL PTFE BLADE AND SMOKE EVAC 1 CREPE PAPER 60 X 60 CM 1 TABLE COVER 150 X 240 CM REINFORCED 4 HAND TOWEL WHITE 47 X 38 CM WHITE 2 SURGICAL GOWN ULTRA L - XL 1 NDLE CNTR 40 - CNT FOAM BLCK/MAG BLD REM YELL 10 GAUZE SWAB 10 X 10 CM 16 P XRD 1 MAYO STAND COVER 58 X 137 CM 20 LAP SPONGE 45 X 45 CM 6 PLY XRD 1 OP TOWEL 65 X 42 CM XRD 1 NON ADHERENT DRESSING 7 5 X 20 CM 1 SKIN STAPLER APPOSE ULC 2 SYRINGE 50/60 ML BULB CATH. TIP CONC. 4 SA LABEL 3.8 X 6.0 CM WHITE 1 SKIN MARKER REGULAR 4 SA LABEL 1.0 X 4.0 CM WHITE BLANK 1 SYRINGE 20 ML L/L 1 SCALPEL BLADE N° 10 1 SCALPEL BLADE N° 15 1 SCALPEL BLADE N° 20 1 BOWL 500 ML 1 BOWL 250 ML POLYPROPYLENE BLUE DENTURE 1 KIDNEY BOWEL 800 ML 1 JUG 1200 ML POLYPROPYLENE GRADUATED TRANSP.1 BOWEL 1000 ML 1 BOWEL 6000 ML POLYPROPYLENE BLUE 1 SUCTION TUBE 18 CH 3.0 M WITH YANKAUER | GENERAL CONSUMABLES (GENERAL SURGICAL SUPPLIES) SUPPLEMENTARY
4622 | 4229541412600 | CUSTOMIZED EFFICIENCY PACK CESAREAN SECTION 1 ; 1 CREPE PAPER 60 X 60 CM, 2 SURGICAL GOWN REINFORCED L WITH HAND TOWELS 40 X 48 CM, 1 REINFORCED TABLE COVER 150 X 190 WRAPPING, 2 SURGICAL GOWN REINFORCED XL WITH HAND TOWELS 40 X 48 CM, 1 MAYO STAND COVER REINFORCED 79 X 145 CM, 2 SCALPEL BLADE N°20, 1 PAPER BAG 25 X 38 CM, 1 BULB SYRINGE 65 ML BLUE, 1 NEEDLE CNTER 10-CNT FOAM BLOCK/MAG YELL, 1 UMBILICAL CORD CLAMP WHITE, 1 SYRINGE 20 ML L/L 3 PARTS CONC., 2 OP TOWEL 65 X 42 CM XRD, 2 BOWL 250 ML, 2 KIDNEY BOWL 800 ML, 2 TUBE HOLDER 2.5 X 15 CM VELCRO/ADH, 2 BOWL 2000 ML, 10 GAUZE SWAB 10 X 10 CM 16P XRD, 10 GAUZE LAP 45 X 45 CM 4P XRD, 1 SUCTION SET 3.5 M YANKAUER, 1 BNS C-SECTION DRAPE 175/250 X 300 CM INC. 38 X 32 CM, 1 MATERNITY PAD 11 X 35 CM | GENERAL CONSUMABLES (GENERAL SURGICAL SUPPLIES) SUPPLEMENTARY
4623 | 4229541412500 | CUSTOMIZED EFFICIENCY ORTHO SPINE KIT; 2 HAND TOWEL 47 X 38 CM WHITE 1 SURGICAL GOWN ULTRA LARGE-EXTRA LARGE 1 CREPE PAPER 60 X 60 CM 1 TABLE COVER 150 X 190 CM REINFORCED 6 HAND TOWEL 47 X 38 CM WHITE 3 SURGICAL GOWN ULTRA LARGE-EXTRA LARGE 1 MAYO STAND COVER 80 X 145 CM 2 HAND TOWEL 47 X 38 CM WHITE 1 NEEDLE COUNTER 15 GAUZE LAP 30 X 30 CM 16PLY XRD 20 GAUZE SWAB 10 X 10 CM 16 P XRD 1 SKIN STAPLER APPOSE ULC 4 SA LABEL 3.8 X 6 CM WHITE BLANK 4 SA LABEL 13 MM X 40 MM WHITE BLANK 1 BOWL 500 ML 1 BOWL 1000 ML 1 BOWL 2000 ML 1 DIATHERMY CABLE BIPOLAR 1 SYRINGE 50/60 ML BULB CATHETER TIP CONC. 1 SYRINGE 20 ML L/L 1 SKIN MARKER REGULAR 1 SCALPEL BLADE N°15 1 SCALPEL BLADE N°10 1 KIDNEY BOWL 800 ML 1 DIATHERMY PENCIL 6 OP TOWEL 65 X 42 CM XRD 1 C-ARM DRAPE 116 X 183 CM 2 FLUID COLLECTION POUCH 40 X 35 CM 2 SPLIT SHEET 152 X 178 CM 4 ADHESIVE OP TOWEL 90 X 90 CM 1 ORTHOPEDIC SUCTION SET 1 INCISE ANTIMICROBIAL DRAPE 2 LARGE DRAPE | GENERAL CONSUMABLES (GENERAL SURGICAL SUPPLIES) SUPPLEMENTARY
4624 | 4229541412400 | CUSTOMIZED EFFICIENCY NEURO SPINE KIT; 1 BNS SURGICAL GOWN UL SP L, 2 HAND TOWEL 47 X 38 CM WHITE, 1 CREPE PAPER 60 X 60 CM, 1 TABLE COVER 150 X 190 CM REINFORCED, 2 MAYO STAND COVER REINFORCED 79 X 145 CM, 1 BNS SURGICAL GOWN UL SP XL, 2 HAND TOWEL 47 X 38 CM WHITE, 5 GAUZE LAP 20 X 30 CM 4P XRD, 20 GAUZE SWAB 10 X 10 CM 16 P XRD, 1 NDLE CNTR 40-CNT FOAM BLCK/MAG BLD REM YELL, 2 FILM DRESSING 10 X 12 CM, 1 SKIN STAPLER APPOSE ULC, 10 PATTI 13 X 13 MM XRD W/STRING, 10 PATTI 25 X 25 MM XRD WITH STRING, 10 PATTI 1.27 X 2.54 CM XRD WITH STRING, 10 PATTI 25 X 76 MM XRD WITH STRING, 2 SYRINGE 50/60 ML BULB CATHETER TIP CONC., 2 BULB SYRINGE 65 ML BLUE, 1 HYPODERMIC NEEDLE 22 GAUGE 40 MM, 4 SA LABEL 3.8 X 6 CM WHITE, 2 IV CANNULA 18 GAUGE 48 MM GREEN, 4 SA LABEL 13 MM X 40MM WHITE BLANK, 1 BOWL 500 ML, 2 BOWL 250 ML, 1 BASIN LINER - SINGLE, 1 DIATH. HOLSTER HDPE WHITE, 1 NEEDLE HYPODERMIC 18 GAUGE 40 MM, 1 BOWL 1000 ML, 1 SKIN MARKER REGULAR, 1 SYRINGE 10 ML L/L, 2 SCALPEL BLADE N°15, 1 NEED | GENERAL CONSUMABLES (GENERAL SURGICAL SUPPLIES) SUPPLEMENTARY
4625 | 4229541412300 | CUSTOMIZED EFFICIENCY NECK DISSECTION KIT; 2 BNS SURGICAL GOWN UL HP L, 1 CREPE PAPER 60 X 60 CM, 1 TABLE COVER 150 X 190 CM REINFORCED, 8 HAND TOWEL WHITE 47 X 38 CM WHITE, 2 BNS SURGICAL GOWN UL HP XLL, 1 MAYO STAND COVER 58 X 137 CM, 1 GALLIPOT 120 ML, 1 BOWL 250 ML, 10 SA LABEL 1.0 X 4.0 CM WHITE BLANK, 5 GAUZE LAP 20X30CM 4P XRD, 1 BOWL 500 ML, 1 BOWL 1000ML, 10 GAUZE SWAB 10 X 10 CM 16P XRD, 2 KIDNEY BOWL 800 ML, 2 SYRINGE 10 ML L/L, 1 SCALPEL BLADE N°10, 1 SCALPEL BLADE N°15, 1 NEEDLE DENTAL 25G 40MM, 1 SKIN MARKER REGULAR, 4 OP TOWEL 30 X 46 CM TRANSP., 1 BULB SYRINGE 65 ML BLUE, 1 NDLE CNTR 40-CNT FOAM BLCK/MAG BLD REM YELL, 1 BOWL 2000 ML, 6 OP TOWEL 65 X 42 CM XRD, 1 SUCTION TUBE 18 CH 3.0 M, 2 NON ADHERENT DRESSING 7.5 X 20 CM, 1 SPLIT SHEET 150 X 193 CM, 1 FLUID COLLECTION POUCH 40 X 35 CM, 1 DRAPE 175 X 173 CM, 1 MAGNETIC INSTRUMENT DRAPE, 1 SPLIT SHEET 250 X 290 CM, SPLIT 20 X 102 CM, 1 FOAM DRESSING LITE 7.5 X 7.5 CM, 1 SUCTION AND DIATHERMY BAG, 40 X 35 CM, 1 TRAY 43 X | GENERAL CONSUMABLES (GENERAL SURGICAL SUPPLIES) SUPPLEMENTARY
4626 | 4229541405200 | CUSTOMIZED EFFICIENCY MASTECTOMY KIT 1 BNS SURGICAL GOWN UL SP L 2 HAND TOWEL WHITE 47 X 38 CM WHITE 1 CREPE PAPER 60 X 60 CM 1 TABLE COVER 190 X 210 CM REINFORCED 20 GAUZE LAP 45 X 45 CM 6 P XRD 2 MAYO STAND COVER 58 X 137 CM 2 HAND TOWEL WHITE 47 X 38 CM WHITE 1 BNS SURGICAL GOWN UL SP L 4 SA LABEL 3.8 X 6.0 CM WHITE 4 SA LABEL 1.0 X 4.0 CM WHITE BLANK 1 BOWL 1000 ML 1 BOWL 250 ML POLYPROPYLENE BLUE DENTURE 1 N DLE CNTR 40 - CNT FOAM BLCK/MAG BLD REM YELL 10 GAUZE SWAB 10 X 10 CM 16 P XRD 1 ABSORBENT DRESSING 20 X 40 CM 1 SYRINGE 50/60 ML BULB CATHETE R TIP CONC. 2 SKIN STAPLER APPOSE ULC 2 FLUID COLLECTION POUCH 40 X 35 CM 1 NON ADHERENT DRESSING 7.5 X 20 CM 1 SKIN MARKER REGULAR 1 DIA TH. PENCIL PTFE BLADE AND SMOKE EVAC 1 HYPODERMIC NEEDLE 22 GAUGE 40 MM 1 MAGNETIC INSTRUMENT PAD 25.4 CM X 40.6 CM BLUE 1 NEEDLE HYPODERMIC 18 GAUGE 40 MM 1 SYRINGE 20 ML L/L 1 SCALPEL BLADE N° 10 1 POST OP DRESSING 6 X 7 CM 1 POST OP DRESSING 9 X 15 CM 1 POST OP DRESSING | GENERAL CONSUMABLES (GENERAL SURGICAL SUPPLIES) SUPPLEMENTARY
4627 | 4229541406700 | CUSTOMIZED EFFICIENCY OPHTHALMIC GENERAL PHACO AND CATARACT KIT; 1 MAYO STAND COVER 79X145CM, 1 RED CODED INSERT CARD FOR PROCEDURE TRAY, 2 BNS SURGICAL GOWN L, 1 OPHTHALMIC DRAPE 140X150CM, 1 DRAPE 150X240CM, 4 OP TOWEL 50X50CM, 2 NEEDLE HYPODERMIC 1 8G 40MM, 3 SYRINGE 3ML L/L, 1 SYRINGE 5ML L/L, 2 SYRINGE 10ML L/L, 2 GAUZE SWAB 10X10CM 16P XRD, 1 EYE PAD 5X7CM, 3 BOWL 250ML, 1 KIDNEY BOWL 800ML, 1 EYE SPEAR, 1 EYE SHIELD, 2 COTTON APPLICATOR L 15CM, 4 HAND TOWEL 47X38CM WHITE, 1 KIDNEY BOWL 800ML, 1 INSTRUMENT WIPE 7, 5X7, 5CM, 1 RED CODED SIDE/BOTTOM LABEL 191 X 39 MM FOR PROCEDURE PAK, 1 RED CODED TRANSPORT BOX STICKER, 1 TABLE COVER 150X190CM STANDARD | GENERAL CONSUMABLES (GENERAL SURGICAL SUPPLIES) SUPPLEMENTARY
4628 | 4229516702300 | SET, TUBING AND EXTENDER TILTER TUBING, DISPOSABLE | GENERAL CONSUMABLES (GENERAL SURGICAL SUPPLIES) SUPPLEMENTARY
4629 | 4229541412200 | CUSTOMIZED EFFICIENCY MICROSURGERY FREE FLAP KIT, 1 BNS SURGICAL GOWN UL HP L, 1 CREPE PAPER 60 X 60 CM, 1 TABLE COVER 150 X 190 CM REINFORCED, 4 BNS SURGICAL GOWN UL HP XLL, 12 HAND TOWEL WHITE 47 X 38 CM WHITE, 1 BNS SURGICAL GOWN UL HP XLL, 4 SYRINGE 20 ML L/L, 4 SCALPEL BLADE N° 15, 2 SKIN CLOSURE STRIP 12.0 X 100 MM, 1 PAPER BAG 38 X 51 CM, 2 CAST PADDING 10 CM 3.0 M, 2 NON ADHERENT DRESSING 7.5 X 20 CM, 1 SKIN STAPLER APPOSE ULC, 1 DIATHERMY CABLE BIPOLAR, 1 INSTRUMENT WIPE 7.5 X 7.5 CM, 2 SKIN MARKER REGULAR, 1 SKIN MARKER FINE TIP, 2 VESSEL LOOP MINI 0.83 MM 40.6 CM SIL RED 1 PC, 10 EYE SPEAR PVA 5 PC, 6 OP TOWEL 65 X 42 CM XRD, 1 COVER CAMERA 18 X 242 CM ELASTIC TIP 1 TAPE, 1 DIATHERMY PENCIL, 10 SA LABEL 1.0 X 4.0 CM WHITE BLANK, 1 SPIKE CONNECTION LINE, 1 NDLE CNTR 40 - CNT FOAM BLCK/MAG BLD REM YELL, 1 BOWL 250 ML, 10 GAUZE LAP 45 X 45 CM 6 P XRD, 1 BOWL 500 ML, 20 GAUZE SWAB 10 X 10 CM 16 P XRD, 1 SUCTION AND DIATHERMY BAG, 40 X 35 CM, 1 BULB SYRINGE 65 ML BLUE, 1 FLUID CO | GENERAL CONSUMABLES (GENERAL SURGICAL SUPPLIES) SUPPLEMENTARY
4630 | 4229541406200 | CUSTOMIZED EFFICIENCY OPHTHALMIC OCULOPLASTY GENERAL PPV; 2 MAYO STAND COVER 79X145CM, 1 VIOLET CODED INSERT CARD FOR PROCEDURE TRAY, 2 BNS SURGICAL GOWN L WITH HAND TOWELS, 1 OPHTHALMIC DRAPE 140X150CM, 1 DRAPE 150X240CM, 6 OP TOWEL 50X50CM, 1 SUCTION AND DIATHERMY BAG 40X35 CM, 2 NEEDLE HYPODERMIC 18G 40MM, 2 SYRINGE 3ML L/L, 1 SYRINGE 5ML L/L, 1 SYRINGE 10ML L/L, 1 NEEDLE HYPODERMIC 25G 16MM, 2 GAUZE S WAB 10X10CM 16P XRD, 1 SKIN CLOSURE STRIP 12, 0X100MM, 1 EYE PAD 5X7CM, 3 BOWL 250ML, 1 KIDNEY BOWL 800ML, 1 EYE SPEAR, 1 EYE SHIELD, 10 COTTON APPLICATOR L 15CM, 1 KIDNEY BOWL 800ML, 1 INSTRUMENT WIPE 7, 5X7, 5CM, 1 SUTURE BOOTS MOSQUITO YELLOW 2PR 4/1, 1 VIOLET CODED SIDE/BOTTOM LABEL 191 X 39 MM FOR PROCEDURE PAK, 1 VIOLET CODED TRANSPORT BOX STICKER, 1 TABLE COVER 150X190CM STANDARD | GENERAL CONSUMABLES (GENERAL SURGICAL SUPPLIES) SUPPLEMENTARY
4631 | 4229541412000 | CUSTOMIZED EFFICIENCY HIPEC LAPAROTOMY KIT; 2 HAND TOWEL 47 X 38 CM WHITE, 1 SURGICAL GOWN ULTRA L-XL, 1 CREPE PAPER 60 X 60 CM, 1 TABLE COVER 190 X 210 CM REINFORCED, 6 HAND TOWEL 47 X 38 CM WHITE, 3 SURGICAL GOWN ULTRA L-XL, 1 TABLE COVER 190 X 210 CM REINF FOLDED, 1 URO/GYNECOLOGY DRAPE, 1 UNDER-BUTTOCKS DRAPE 85 X 12 0CM WITH POUCH, 1 MAYO STAND COVER 58 X 137 CM, 1 JUG 1200 ML POLYPROPYLENE GRADUATED TRANSP., 1 SUCTION TUBE 18 CH 3.0 M, 8 UTILITY DRAPE WITH TAPE 64 X 38 CM, 1 OP SHEET 152 X 193 CM BLUE, 1 MAGNETIC INSTRUMENT PAD 25.4 CM X 40.6 CM BLUE, 1 SYRINGE 50/60 ML BULB CATHETER TIP CONC., 1 NDLE CNTR 40-CNT FOAM BLCK/MAG BLD REM YELL, 3 SUTURE BAG 16.5 X 30.5 CM, 4 SKIN STAPLER APPOSE ULC, 1 DIATHERMY PENCIL, 1 SKIN MARKER REGULAR, 1 SCALPEL BLADE N°10, 2 DIATHERMY BALL, 1 TRANSFER TRAY 23 X 11 X 2.2 CM BLUE, 2 FLUID COLLECTION POUCH 40 X 35 CM, 1 MEPILEX BORDER POST-OP 10 X 25 CM PAD 4.5 X 19.5 CM, 1 NON ADHERENT DRESSING 7.5 X 20 CM, 1 SUCTION CANNULA YANKAUER 24 CH, 2 ME | GENERAL CONSUMABLES (GENERAL SURGICAL SUPPLIES) SUPPLEMENTARY
4632 | 4229517116900 | CUSTOMIZED EFFICIENCY OPD PACK ( D C ) CONTENTS: 1 BACK TABLE COVER REINFORCED 140 X 190 CM 1 SURGICAL GOWN L REINFORCED 1 SURGICAL GOWN XL REINFORCED 1 ADHESIVE OP TOWEL 75X75CM REINFORCED 1 OP-TOWEL 75X90 CM 2 LITHOTOMY LEGGINGS DRAPE 75X120 CM 1 UNDER-BUTTOCKS DRAPE 85X120CM WITH POUCH 10 GAUZE SWAB 10X10CM 16P XRD 1 PVC NELATON CATHETER 14CH 18-20 CM 1 NEEDLE HOLDER MAYO-HEGAR 20CM 1 CURETTE UTERINE RECAMIER 25MM SINGLE END 3MM 1 CURETTE UTERINE SIMS M 25CM DOUBLE ENDED SHARP/BLUNT 1 FORCEPS SPONGE 26 CM UNIVERSAL RATCHET CURVED POLYMER 4 FORCEPS RAMPLEY SPONGE 25 CM STRAIGHT ASSORTED 1 FORCEPS SCHROEDER TENACULUM 25CM 1 FORCEPS TWEEZER TISSUE TOOTHED 14.5CM 1 FORCEPS VULSELLUM TEALES UTERINE CURVED TOOTHED 23CM 1 FORCEPS DISSECTING 20CM POLYMER 2 TOWEL CLAMP KIEL 13CM 2 TISSUE FORCEPS LITTLEWOODS 19CM 2/3 TEETH 1 SPECULUM VAGINAL UNIVERSAL 26MM TRANSP. 1 SPECULUM VAGINAL CUSCO 35CM LARGE 1 CURETTE UTERINE SIMS M 25CM DOUBLE ENDED SHARP/BLUNT 1 SCISSOR METZENBAUM 14.5CM CURVED 1 DILATOR UTERINE HEGAR 20 CM 3-4MM 1 UTERINE DILATOR HEGAR 19.5CM DBLE ENDED 5-6MM 1 BONNEY POLYPI UTERINE FCP 24CM 1 UTERINE SOUND GALABIN 32CM MALLEABLE STERILE ALL THE INSTRUMENTS ARE SINGLE USE METALLIC / | GENERAL CONSUMABLES (GENERAL SURGICAL SUPPLIES) SUPPLEMENTARY
4633 | 4229541411900 | CUSTOMIZED EFFICIENCY GYNECOLOGY VAGINAL KIT, 1 BLUE CODED INSERT CARD FOR PROCEDURE PAK, 1 SIDE LABEL 191 X 39 MM BLUE BLANK, 2 LITHOTOMY LEGGINGS 78 X 121 CM, 2 HAND TOWEL 60 X 40 CM, 1 CREPE PAPER 60 X 60 CM, 1 TABLE COVER 150 X 190 CM, 4 SURGICAL GOWN ULTRA L - XL, 2 HAND TOWEL 60 X 40 CM, 2 HAND TOWEL 60 X 40 CM, 1 UNDER BUTTOCKS DRAPE 97 X 112 CM, 2 OP TOWEL 66 X 40 CM XRD, 1 MATERNITY PAD, 1 COLLECTION POUCH 50 X 58 CM SA, 1 KIDNEY BOWL 800 ML, 1 NEEDLE COUNTER MAGNETIC, 1 SUCTION TUBE 18 CH 3.0 M, 10 GAUZE SWAB 10 X 10 CM 16 P XRD, 8 SA LABEL 3.8 X 6.0 CM WHITE, 1 CATHETER SIL. 14 CH 40 CM 2 W B 5 - 10 ML, 1 SUCTION CANNULA YANKAUER 18 CH, 5 GAUZE LAP 20 X 30 CM 4 P XRD, 1 SKIN MARKER REGULAR, 1 TUBE HOLDER 2.5 X 30 CM, 1 FLUID COLLECTION POUCH 40 X 35 CM, 1 BOWL 500 ML, 1 OP TOWEL, 1 BOWL 2000 ML, 1 NON ADHERENT DRESSING 10 X 20 CM, 1 GYNE DRAPE 60 X 116 CM, 1 GYNECOLOGY DRAPE 200 X 255 CM | GENERAL CONSUMABLES (GENERAL SURGICAL SUPPLIES) SUPPLEMENTARY
4634 | 4229541411800 | CUSTOMIZED EFFICIENCY EYE KIT, 1 BNS SURGICAL GOWN UL SP L, 2 HAND TOWEL WHITE 47 X 38 CM WHITE, 1 CREPE PAPER 60 X 60 CM, 1 TABLE COVER 150 X 190 CM REINFORCED, 4 HAND TOWEL WHITE 47 X 38 CM WHITE, 1 BNS SURGICAL GOWN UL SP XLL, 1 MAYO STAND COVER 58 X 137 CM, 10 GAUZE SWAB 10 X 10 CM 16 P XRD, 4 OP TOWEL 65 X 42 CM XRD, 1 NDLE CNTR 20 - CNT FOAM BLCK/MAG BLD REM YELL, 5 EYE SPEAR PVA 5 PC, 1 EYE PAD 5 X 7 CM, 1 INSTRUMENT WIPE 7.5 X 7.5 CM, 4 SA LABEL 3.8 X 6.0 CM WHITE, 1 HYPODERMIC NEEDLE 30 GAUGE 12 MM YELLOW, 1 EYE SHIELD, 4 SA LABEL 1.0 X 4.0 CM WHITE BLANK, 1 SYRINGE 10 ML L/L, 1 SYRINGE 5 ML L/L, 1 NEEDLE HYPODERMIC 25 GAUGE 16 MM, 1 NEEDLE HYPODERMIC 20 GAUGE 25 MM, 1 SYRINGE 3 ML L/L, 1 GALLIPOT 120 ML, 1 BOWL 500 ML, 1 BOWL 250 ML, 1 DIATHERMY CABLE BIPOLAR, 1 SKIN MARKER REGULAR, 1 SUCTION TUBE 24 CH 4.0 M, 1 FLUID COLLECTION POUCH 40 X 35 CM, 1 SUCTION AND DIATHERMY BAG, 40 X 35 CM, 1 KIDNEY BOWL 800 ML, 1 TUBE HOLDER 2.5 X 30 CM, 2 OP TOWEL 90 X 72.5 CM, 1 SPLIT SHEET 15 | GENERAL CONSUMABLES (GENERAL SURGICAL SUPPLIES) SUPPLEMENTARY
4635 | 4229541411600 | CUSTOMIZED EFFICIENCY CARDIAC CORE KIT; 2 HAND TOWEL 47 X 38 CM WHITE, 1 CREPE PAPER 60 X 60 CM, 1 TABLE COVER 150 X 190 CM REINFORCED, 2 HAND TOWEL 47 X 38 CM WHITE, 2 HAND TOWEL 47 X 38 CM WHITE, 1 SYRINGE 20ML L/L, 1 SYRINGE 50/60 ML BULB CATHETER TIP CONC., 1 I.V. CANNULA 16 GAUGE 45 MM, 1 LABEL WATER, 4 SA LABEL 13 MM X 40 MM WHITE BLANK, 1 NEEDLE HYPODERMIC 25 GAUGE 25 MM, 1 SKIN MARKER REGULAR, 1 SCALPEL BLADE N°11, 1 SCALPEL BLADE N°15, 2 KIDNEY BOWL 800 ML, 1 SUCTION TUBE 18 CHANNEL 3.0 M, 1 FLUID COLLECTION POUCH 40 X 35 CM, 10 GAUZE LAP 20 X 30 CM 4P XRD, 1 BOWL 250 ML, 1 BOWL 500 ML, 10 GAUZE SWAB 10 X 10 CM 16 P XRD, 1 JUG 1200 ML POLYPROPYLENE GRADUATED TRANSP., 1 NDLE CNTR 60-CNT DBL MAG BLADE REM YELLOW, 1 SURGICAL GOWN UNIVERSAL L, SP, BNS, 6 OP TOWEL 65 X 42 CM XRD, 1 CREPE PAPER 80 X 80 CM, 1 SURGICAL GOWN UNIVERSAL XLL, SP, BNS, 1 SURGICAL GOWN UNIVERSAL XLL, SP, BNS | GENERAL CONSUMABLES (GENERAL SURGICAL SUPPLIES) SUPPLEMENTARY
4636 | 4229541411700 | CUSTOMIZED EFFICIENCY CESAREAN SECTION 2 ; 1 FLUID COLLECTION POUCH 40 X 35 CM, 1 SCALPEL BLADE N°20, 1 SCALPEL BLADE N°22, 2 BOWL 250 ML, 1 DIATHERMY PENCIL PFTE COATED CABLE LENGTH 3-3.5 M, 2 SURGICAL GOWN ULTRA XL WITH HAND TOWELS 47 X 38 CM WHITE, 1 JUG 1200 ML POLYPROPYLENE GRADUATED TRANSP., 1 CREPE PAPER 60 X 60 CM, 1 TABLE COVER 150 X 190 CM REINFORCED, 2 SURGICAL GOWN ULTRA L WITH HAND TOWELS WHITE 47 X 38 CM, 1 MAYO STAND COVER 58 X 137 CM, 1 MATERNITY PAD, 1 SUCTION CANNULA YANKAUER 24 CH, 1 NDLE CNTR 10-CNT FOAM BLCK/MAG BLD REM YELL, 1 SUCTION TUBE 18C H 3.0 M, 20 GAUZE LAP 45 X 45 CM 6P XRD, 1 SYRINGE 10 ML L/L, 1 BULB SYRINGE 65 ML BLUE, 1 NEEDLE HYPODERMIC 18 G 40 MM, 1 UMBILICAL CORD CLAMP WHITE, 1 BNS C-SECTION DRAPE 175/250 X 300 CM INC. 38 X 32 CM | GENERAL CONSUMABLES (GENERAL SURGICAL SUPPLIES) SUPPLEMENTARY
4637 | 4229541405300 | CUSTOMIZED EFFICIENCY MINOR ORTHO KIT; 2 HAND TOWEL 47 X 38 CM WHITE 1 SURGICAL GOWN ULTRA L-XL 1 CREPE PAPER 60 X60 CM 1 TA BLE COVER 150 X 190 CM REINFORCED 4 HAND TOWEL 47 X 38 CM WHITE 2 SURGICAL GOWN L-XL 15 LAP 30X30CM 16 PLY XRD1 DIATHERMY PENCIL 10 GAUZE SWAB 10 X 10 CM 16 PLY XRD 1 SYRINGE 50 / 60 ML BULB 1 KIDNEY BOWL 800 ML 4 SA LABEL 1.3 CM X 4 CM WHITE BLANK 2 SCALPEL BLADE N°10 2 SCALPEL BLADE N°15 1 BOWL 500 ML1 BOWL 1000 ML 4 SA LABEL 3.8 CM X 6 CM WHITE BLANK 1 BOWL 2000 ML 4 OP TOWEL 65 X 42 CM XRD 2 OP-TAPE 9 X 49 CM 1 FLUID COLLECTION POUCH 40 X 35 CM 1 SUCTION SET 24 CH 3.5 M WITH YANKRND TIP 20CH 1 NDLE CNTR 20-CNT FOAM 1 MAYO STAND COVER 80 X 145 CM. | GENERAL CONSUMABLES (GENERAL SURGICAL SUPPLIES) SUPPLEMENTARY
4638 | 4229541405800 | CUSTOMIZED EFFICIENCY VENTRICULO-PERITONEAL SHUNT KIT "MINOR NEURO"; 2 BNS SURGICAL GOWN UL HP L, 2 HAND TOWEL WHITE 47X38 CM WHITE,1 CREPE PA PER 80X80CM, 1 TABLE COVER 150X190CM REINFORCED, 6 HAND TOWEL WHITE 47X38 CM WHITE, 2 BNS SURGICAL GOWN UL HP XLL, 2 MAYOSTAND COVER REINFORCE D 79X145CM, 1 TABLE COVER 150X190CM FOLDED, 5 GAUZE LAP 20X30CM 4P XRD, 1 NDLE CNTR 40-CNT FOAM BLCK/MAG BLD REM YELL, 1 DIATHERMY CABLE BIPOL AR, 1 SYRINGE 50/60 ML BULB CATH. TIP CONC,. 1 SKIN STAPLER APPOSE ULC, 1 COLLECTION POUCH 50X58CM SA, 1 BULB SYRINGE 65ML BLUE, 1 SUTURE SOFS ILK 2-0 NO NEEDLE 60CM BLACK, 1 BONEWAX WHITE 2 ,5G, 2 POLYSORB 3-0 75CM, 1 PAPER BAG 14X25CM, 10 PATTI 13X13MM XRD W/STRING, 3 TUBE 1,65X10,1C M 13ML GRADUATED SCREW CAP, 1 BANDAGE 6CM 4M ELASTIC GAUZE WHITE, 1 SCALPEL BLADE N°11, 1 SUTURE BOOTS MOSQUITO YELLOW 5PR 10/1, 4 SA LABEL 3, 8X6,0CM WHITE, 1 NEEDLE HYPODERMIC 18G 40MM, 4 SA LABEL 1,0X4,0CM WHIT E BLANK, 2 BOWL 250ML, 2 0 GAUZE SWAB 10X10CM 16P XRD, 2 CONNECTORSTRA | GENERAL CONSUMABLES (GENERAL SURGICAL SUPPLIES) SUPPLEMENTARY
4639 | 4229541412100 | CUSTOMIZED EFFICIENCY INFUSAPORT KIT, 2 HAND TOWEL 47 X 38 CM WHITE, 1 SURGICAL GOWN ULTRA L - XL, 1 CREPE PAPER 60 X 60 CM, 1 TABLE COVER 150 X 190 CM REINFORCED, 6 HAND TOWEL 47 X 38 CM WHITE, 3 SURGICAL GOWN ULTRA L - XL, 1 MAYO STAND COVER 80 X 145 CM, 2 HAND TOWEL 47 X 38 CM WHITE, 1 NEEDLE COUNTER, 15 GAUZE LAP 20 X 30 CM 4 P XRD, 20 GAUZE SWAB 10 X 10 CM 16 P XRD, 1 SKIN STAPLER APPOSE ULC, 4 SA LABEL 3.8 X 6 CM WHITE BLANK, 4 SA LABEL 13 MM X 40 MM WHITE BLANK, 1 BOWL 500 ML, 1 BOWL 1000 ML, 1 BOWL 2000 ML, 1 DIATHERMY CABLE BIPOLAR, 1 SYRINGE 50/60 ML BULB CATHETER TIP CONC., 1 SYRINGE 20 ML L/L, 1 SKIN MARKER REGULAR, 1 SCALPEL BLADE N° 15, 2 BONEWAX WHITE 2.5 G, 1 SCALPEL BLADE N° 10, 1 KIDNEY BOWL 800 ML, 1 DIATHERMY PENCIL, 6 OP TOWEL 65 X 42 CM XRD, 1 MESORB 15 X 23 CM, 1 C - ARM DRAPE 116 X 183 CM, 2 FLUID COLLECTION POUCH 40 X 35 CM, 1 FOAM DRESSING 10 X 30 CM, 2 SPLIT SHEET 152 X 178 CM, 4 ADHESIVE OP TOWEL 90 X 90 CM, 1 SUC SET 24 CH 3.5 M NON COND YANK 12 CH TAPRD, 2 | GENERAL CONSUMABLES (GENERAL SURGICAL SUPPLIES) SUPPLEMENTARY
4640 | 4229541413400 | CUSTOMIZED EFFICIENCY BILATERAL TOTAL KNEE KIT 1 DIATHERMY PENCIL 2 HAND TOWEL WHITE 47 X 38 CM WHITE 20 GAUZE LAP 45 X 45 CM 16 PLY XRD 1 SURGICAL GOWN LARGE - EXTRA LARGE 1 CREPE PAPER 60 X 60 CM 1 TABLE COVER 150 X 210 CM REINFORCED 8 HAND TOWEL WHITE 47 X 38 CM WHITE 3 SURGICAL GOW LARGE - EXTRA LARGE 4 CAST PADDING 15 CM 3.0 M 4 BANDAGE 15 CM 4.5 M ELASTIC 2 SKIN STAPLER 4 SA LABEL 1.0 X 4.0 CM WHITE BLANK 1 BOWL 500 ML 1 NEEDLE COUNTER 2 SYRINGE 50/60 ML BULB 1 BOWL 1000 ML 1 BOWL 2000 ML 2 SKIN MARKER REGULAR4 SCALPEL BLADE N° 10 2 SCALPEL BLADE N° 15 2 SCALPEL BLADE N° 20 1 KIDNEY BOWL 800 ML 1 SET ORTHOPEDIC SUCTION TUBE WITH FILTER 2 STOCKINETTE 30 X 121 CM 6 OP TOWEL 65 X 42 CM XRD 2 SPLIT SHEET 152 X 178 CM 2 SPLIT SHEET PLASTIC 3 MAYO STAND COVER 80 X 145 CM ELECTROSURGICAL SCRATCHPAD 4 O P - TAPE 9 X 49 CM 2 FLUID COLLECTION POUCH 40 X 35 CM 4 OP SHEET 152 X 193 CM BLUE 1 BILATERAL ORTHOPEDIC LIMB DRAPE 116 X 88 X 144 IN 2 INCISE ANTIMICROBIAL DRAPE 4 LUER LOCK SYRINGE 50/60 ML2 LUER LOCK SYRINGE 20 ML 1 WATERJET LAVAGE SYSTEM 3 LARGER DRAPE | GENERAL CONSUMABLES (GENERAL SURGICAL SUPPLIES) SUPPLEMENTARY
4641 | 4229516800300 | FILTER ( FLUID TRAP ) , ELECTROSURGERY SMOKE EVACUATOR FILTER, NON-STERILE | GENERAL CONSUMABLES (GENERAL SURGICAL SUPPLIES) SUPPLEMENTARY
4642 | 4229517101700 | IMPLANT, MALLEABLE PENILE PROSTHESIS, HYDROPHILIC COATED, 13MM, STERILE | GENERAL CONSUMABLES (GENERAL SURGICAL SUPPLIES) SUPPLEMENTARY
4643 | 4229541413100 | CUSTOMIZED EFFICIENCY PERCUTANEOUS NEPHR (TRIANGLE POUCH), 2 TUBE HOLDER 2.5 X 30 CM, 1 REINFORCED TABLE COVER 150 X 240 WRAPPING, 10 GAUZE SWAB 10 X 10 CM 8 P, 1 BNS SURGICAL GOWN UL SP L, 2 OP TOWEL 50 X 50 CM, 1 BNS CRANIOTOMY DRAPE 230 X 300 CM INCLUDING 30 X 20, 1 DRAPE 150 X 175 CM, 1 FLUID COLLECTION POUCH 40 X 35 CM, 1 PAPER BAG 38 X 51 CM, 10 GAUZE SWAB 10 X 10 CM 32 P XRD, 2 BOWL 250 ML, 2 KIDNEY BOWL 800 ML, 1 BOWL 5000 ML, 1 JUG 1000 ML, 1 CYSTO/TURP IRRIGATION SET SINGLE, 3 HAND TOWEL 47 X 38 CM WHITE, 1 CYSTO/TURP IRRIGATION SET DOUBLE, 1 SCALPEL N° 11, 1 SCALPEL N° 15, 2 EXTENSION LINE 75 CM ID 3.0 MM RA/FLL, 1 CREPE PAPER 80 X 80 CM, 1 CREPE PAPER 60 X 60 CM, 1 CONNECTOR, 5 GAUZE LAP 30 X 30 CM, 1 SYRINGE 10 ML L/L 3 PARTS CONC., 1 SYRINGE 30 ML L/L 3 P ARTS CONC., 1 SYRINGE 3 ML L/L 3 PARTS CONC., 2 SYRINGE 60 ML L/S 3 PARTS CONC. CATHETER TIP | GENERAL CONSUMABLES (GENERAL SURGICAL SUPPLIES) SUPPLEMENTARY
4644 | 4229541413000 | CUSTOMIZED EFFICIENCY PEDIATRIC CYSTO SUPINE KIT, 1 BNS SURGICAL GOWN UL SP EXTRA LARGE, 2 HAND TOWEL WHITE 47 X 38 CM WHITE, 1 CREPE PAPER 60 X 60 CM, 1 TABLE COVER 150 X 190 CM STANDARD, 2 HAND TOWEL WHITE 47 X 38 CM WHITE, 1 BNS SURGICAL GOWN UL HP XLL, 1 KIDNEY BOWL 800 ML, 5 GAUZE SWAB 10 X 10 CM 16 P, 1 BOWL 1000 ML POLYPROPYLENE BLUE, 1 CYSTO/TURP IRRIGATION SET SINGLE, 1 APERTURE DRAPE 200 X 280 CM, 1 CREPE PAPER 60 X 60 CM | GENERAL CONSUMABLES (GENERAL SURGICAL SUPPLIES) SUPPLEMENTARY
4645 | 4229545307500 | SET, DILATOR, FASCIAL, SIZE: 8 FR X 15-25 CM, STERILE | GENERAL CONSUMABLES (GENERAL SURGICAL SUPPLIES) SUPPLEMENTARY
4646 | 4229517114000 | ACELLULAR DERMAL MATRIX ,DERIVED FORM PORCINE OR HUMANE, PRE-SHAPED, WITH COMPLETE WRAP OF BREAST PROSTHESIS, NON CHEMICAL WITH NON CROSS-LINKING, IT HAS INDICATION FOR PREPECTORAL BREAST RECONSTRUCTION, 20 CM X 30 CM (+/- 3 CM), THICKNESS 0.5-0.8 MM | GENERAL CONSUMABLES (GENERAL SURGICAL SUPPLIES) SUPPLEMENTARY
4647 | 4229541412900 | CUSTOMIZED EFFICIENCY PEDIATRIC CARDIAC KIT; 2 HAND TOWEL 47 X 38 CM WHITE, 1 CREPE PAPER 60 X 60 CM, 1 SURGICAL GOWN UNIVERSAL M, SP, BNS, 1 TABLE COVER 190 X 210 CM REINFORCED, 1 NEEDLE HYPODERMIC 25 GAUGE 16 MM, 1 I.V. CANNULA 14 GAUGE 45 MM, 1 SURGICAL GOWN UNIVERSAL M, SP, BNS, 4 HAND TOWEL 47 X 38 CM WHITE, 1 SURGICAL GOWN UNIVERSAL XXLL, HP, 1 SURGICAL GOWN UNIVERSAL XL, HP, BNS, 20 OP TOWEL 65 X 42 CM XRD, 3 MAYO STAND COVER 58 X 137 CM, 3 LABEL 1 X 4 CM NORMAL SALINE, 4 SA LABEL 13 MM X 40 MM WHITE BLANK, 3 SA LABEL 1 X 4 CM WHITE HEPARIN 1000 IE/ML, 2 SA LABEL 1 X 4 CM WHITE PAPAVERINE, 1 BOWL 250 ML, 1 LABEL WATER, 1 SA LABEL 1 X 4 CM WHITE RINGER-LACTATE, 1 BOWL 500 ML, 1 BOWL 1000 ML, 1 SYRINGE 50/60 ML BULB CATHETER TIP CONC., 1 DIATHERMY BLADE, 1 SYRINGE 20ML L/L, 1 I.V. CANNULA 16 GAUGE 45 MM, 2 KIDNEY BOWL 800 ML, 1 SKIN MARKER REGULAR, 1 HYPODERMIC NEEDLE 22 GAUGE 40 MM, 10 GAUZE LAP 20 X 30 CM 4P XRD, 20 GAUZE SWAB 10 X 10 CM 16P XRD, 1 JUG 1200 ML POLYPROPYLENE GRAD | GENERAL CONSUMABLES (GENERAL SURGICAL SUPPLIES) SUPPLEMENTARY
4648 | 4229517114100 | ACELLULAR DERMAL MATRIX , PRE-SHAPED, TWO PARTS ONE DOME SHAPED PART WITH THREE DIMENSIONAL, SECOND PART FLAT, ALLOWING FOR COMPLETE WRAP OF BREAST IMPLANT NON CHEMICAL WITH NON CROSS-LINKING, HAS INDICATION FOR PREPECTORAL BREAST RECONSTRUCTION, MAXIMUM DIAMETER 11-12CM, VOLUME 350-400 CC. | GENERAL CONSUMABLES (GENERAL SURGICAL SUPPLIES) SUPPLEMENTARY
4649 | 4229530222200 | UNIVERSAL SEAL RING CANNULA IS USED WHEN THE VESSEL TO BE PERFUSED ENDS WITH OR WITHOUT AN AORTIC PATCH OR SIMILAR CONDITION SIZE 3 MM DISPOSABLE | GENERAL CONSUMABLES (GENERAL SURGICAL SUPPLIES) SUPPLEMENTARY
4650 | 4229541404000 | PACK, FOR LAP, PEDIATRIC, 1 BACK TABLE COVER REINFORCED 44 INCH X 88 INCH, 1 MAYO STAND COVER REINFORCED 75 X145 CM, REINFORCED, 4 UTILITY DRAPES ISO-SEAL POSITIONING TAPE, 1 PEDIATRIC LAP SHEET 60 INCH X 100 INCH, 3 INCH X 8 INCH FENESTRATION CONTROL PLUS FABRIC REINFORCEMENT, STERILE | GENERAL CONSUMABLES (GENERAL SURGICAL SUPPLIES) SUPPLEMENTARY
4651 | 4229541412800 | CUSTOMIZED EFFICIENCY PCNL PACK, 1 TUBE HOLDER 2.5 X 30 CM, 1 REINFORCED TABLE COVER 150 X 240 WRAPPING, 2 GAUZE ROUND SPONGE N° 420 TH XRD 5 PIECES, 10 GAUZE SWAB 10 X 10 CM 8 P, 3 BNS SURGICAL GOWN UL HP XLL, 2 OP TOWEL 50 X 50 CM, 1 BNS CRANIOTOMY DRAPE 230 X 300 CM INCLUDING 30 X 2, 1 DRAPE 150 X 175 CM, 1 MAYO STAND COVER 79 X 145 CM, 1 SYRINGE 3 ML L/L, 1 SYRINGE 10 ML L/L, 1 SYRINGE 30 ML L/L, 1 SYRINGE 50 ML CATHETER TIP, 1 BOWL 250 ML, 2 KIDNEY BOWL 800 ML, 1 URINE DRAINAGE BAG 2000 ML, 6 HAND TOWEL 47 X 38 CM WHITE, 1 CYSTO/TURP IRRIGATION SET DOUBLE, 1 SCALPEL N° 11, 2 EXTENSION LINE 75 CM ID 3, 0 MM RA/FLL, 1 SYRINGE 50 ML, 1 CREPE PAPER 60 X 60 CM, 5 GAUZE LAP 30 X 30 CM, 124 CHANNEL X 300 CM SUCTION CONNECTING TUBING, 1 C - ARM DRAPE 116 X 183 CM | GENERAL CONSUMABLES (GENERAL SURGICAL SUPPLIES) SUPPLEMENTARY
4652 | 4229517101100 | DRAIN JACKSON PRATT SILICONE FLAT SIZE 10 MM DISPOSABLE STERILE | GENERAL CONSUMABLES (GENERAL SURGICAL SUPPLIES) SUPPLEMENTARY
4653 | 4229517114200 | ACELLULAR DERMAL MATRIX , PRE-SHAPED, TWO PARTS ONE DOME SHAPED PART WITH THREE DIMENSIONAL, SECOND PART FLAT, ALLOWING FOR COMPLETE WRAP OF BREAST IMPLANT NON CHEMICAL WITH NON CROSS-LINKING, HAS INDICATION FOR PREPECTORAL BREAST RECONSTRUCTION, MAXIMUM DIAMETER 13-15CM, VOLUME 500-550 CC. | GENERAL CONSUMABLES (GENERAL SURGICAL SUPPLIES) SUPPLEMENTARY
4654 | 4229541407100 | CUSTOMIZED EFFICIENCY UNI TOTAL KNEE KIT 1 DIATHERMY PENCIL 2 HAND TOWEL WHITE 47 X 38 CM WHITE 10 GAUZE LAP 45 X 45 CM 16 PLY XRD 1 SURGICAL GOWN LARGE - EXTRA LARGE 1 CREPE PAPER 60 X 60 CM 1 TABLE COVER 150 X 210 CM REINFORCED 8 HAND TOWEL WHITE 47 X 38 CM WHITE 3 SURGICAL GOW LARGE - EXTRA LARGE 2 CAST PADDING 15 CM 3.0 M 2 BANDAGE 15 CM 4.5 M ELASTIC 1 SKIN STAPLER 4 SA LABEL 1.0 X 4.0 CM WHITE BLANK 1 BOWL 500 ML 1 NEEDLE COUNTER 1 SYRINGE 50/60 ML BULB 1 BOWL 1000 ML 1 BOWL 2000 ML 1 SKIN MARKER REGULAR 2 SCALPEL BLADE N° 10 1 SCALPEL BLADE N° 15 1 SCALPEL BLADE N° 20 1 KIDNEY BOWL 800 ML 1 SET ORTHOPEDIC SUCTION TUBE WITH FILTER 1 STOCKINETTE 30 X 121 CM 6 OP TOWEL 65 X 42 CM XRD 1 SPLIT SHEET 152 X 178 CM 1 SPLIT SHEET PLASTIC 3 MAYO STAND COVER 80 X 145 CM ELECTROSURGICAL SCRATCHPAD 2 O P - TAPE 9 X 49 CM 1 FLUID COLLECTION POUCH 40 X 35 CM 2 OP SHEET 152 X 193 CM BLUE 1 EXTREMITY DRAPE 289 X 223 X 320 CM 1 INCISE ANTIMICROBIAL DRAPE 2 LUER LOCK SYRINGE 50/60 ML 1 LUER LOCK SYRINGE 20 ML 1 WAT = ERJET LAVAGE SYSTEM 3 LARGER DRAPE | GENERAL CONSUMABLES (GENERAL SURGICAL SUPPLIES) SUPPLEMENTARY
4655 | 4229541404100 | PACK, FOR LAP, TRANSVERSE PEDIATRIC, 1 BACK TABLE COVER, REINFORCES 44 INCH X 88 INCH, 1 HAND TOWEL, 1 SURGICAL GOWN SMALL, 1 SURGICAL GOWN X - LARGE, 1 MAYO STAND COVER REINFORCED 75 X145 CM, REINFORCED, 4 UTILITY DRAPES WITH TAPE, 1 PEDIATRIC LAP DRAPE, STERILE | GENERAL CONSUMABLES (GENERAL SURGICAL SUPPLIES) SUPPLEMENTARY
4656 | 4229541404300 | LAPAROSCOPIC (BARIATRIC CASES) GENERAL SURGERY PACK; 4 SURGICAL GOWNS UNIVERSAL LL, HP, BNS, 1 TABLE COVER 150 X 210 CM REINFORCED, 4 HAND TOWEL 47 X 38 CM WHITE, 1 MAYO STAND COVER 79 X 145 CM, 1 BASIN LINER - SINGLE, 10 GAUZE LAP 45 X 45CM 6 P XRD, 10 GAUZE ROUND 30 X 40 CM, 10 G AUZE SWAB 10 X 10 CM 16P XRD, 4 SA LABEL 3.8 X 6 CM WHITE, 1 SUTURE BAG 16.5 X 30.5 CM, 1 INSTRUMENT BAG 30 X 50CM, 1 COVER CAMERA 18 X 244 CM WITH CARD TRANSP, 1 NEEDLE COUNTER, 1 SYRINGE 10 ML L/L, 1 SYRINGE 20 ML L/L, 1 SKIN MARKER TAPER TIP RULER, 1 SCALPEL BLADE N°11, 1 SCALPEL BLADE N°10, 3 BOWL 250 ML, 1 SYRINGE 50/60 ML BULB CATHETER TIP CONCRETE, 2 KIDNEY BOWL 800ML, 1 VERESS NEEDLE 150 MM, 4 OP TOWEL 75 X 50 CM, 2 LITHOTOMY LEGGING 75 X 150 CM, 1 LAP. SUCTION/IRRIGATION SET DOUBLE SPIKE, 1 MONOPOLAR SCISSORS, 1 TRAY 43 X 28 X 1.5CM, 1 LAPAROSCOPY DRAPE, 1 RATCHET GRASPER ENDOCLINCH, 1 CLIP APPLIER, 1 NEEDLE SPINAL QUINCKE 20 GAUGE 75 MM, 1 DIATHERMY PENCIL, 1 SURGICAL CLIP MEDIUM, 1 SUCTION SET | GENERAL CONSUMABLES (GENERAL SURGICAL SUPPLIES) SUPPLEMENTARY
4657 | 4229517112300 | CUSTOMIZED EFFICIENCY OPHTHALMOLOGY SURGICAL KIT, CONTENTS: 1 BACK TABLE COVER, REINFORCED 140X190, 1 MAYO STAND COVER, REINFORCED 75X145 CM, 2 SURGICAL GOWN LARGE SIZE, 4 ABSORBENT TOWELS, 20 GAUZE SWABS 4INCH X 4 INCH 12 PLY, 15 COTTON APPLICATOR 3 INCH, 4 TRANSPARENT PLASTIC BAG 35X 50 CM, 1 MEDICINE CUP, 1 UTILITY BAG WITH TAPE, CUSTOMIZED MEDICATION LABELS, EENT SPLIT DRAPE 190 X 300, 7CM X 75 CM SPLIT CONTROL PLUS FABRIC REINFORCEMENT, TUBE HOLDER, 1 HEAD DRAPE WITH SEAL POSITIONING TAPE, STERILE | GENERAL CONSUMABLES (GENERAL SURGICAL SUPPLIES) SUPPLEMENTARY
4658 | 4229517112400 | CATHETER, URETERAL, CURVED OPEN END, FOR RETROGRADE PYLOGRAPHY, GRADUATED, RADIO-OPAQUE, 4.7-5 FR, LENGTH 70-75 CM, DISPOSABLE, STERILE | GENERAL CONSUMABLES (GENERAL SURGICAL SUPPLIES) SUPPLEMENTARY
4659 | 4229517112500 | FLEXIBLE URETEROSCOPE, SHAFT DIAMETER 7-7.9 FR, WITH WORKING CHANNEL 3.6 FR, BUILT IN LED LIGHT SOURCE ARTICULATION TIP DEFLECTION ( 270 DEGREE OR MORE ) IN BOTH DIRECTION, FOR USE WITH LAPTOP/TABLE AND MONITOR, DISPOSABLE, STERILE (ONE SCREEN FREE OF CHARGE WITH EVERY 150 PC) | GENERAL CONSUMABLES (GENERAL SURGICAL SUPPLIES) SUPPLEMENTARY
4660 | 4229517112600 | DRAPE, BACK TABLE COVER 60 INCH X 90 INCH (+/-2 INCH), WITH HIGH ABSORBENT, STERILE | GENERAL CONSUMABLES (GENERAL SURGICAL SUPPLIES) SUPPLEMENTARY
4661 | 4229517112700 | DRAPE, SURGICAL, MICROSCOPE, 132 X 381 CM, FOR ZEISS CONTRAVES, KINEVO 900, DISPOSABLE, STERILE | GENERAL CONSUMABLES (GENERAL SURGICAL SUPPLIES) SUPPLEMENTARY
4662 | 4229545307400 | SET, DILATOR, FASCIAL, SIZE: 10 FR X 15-25 CM, STERILE | GENERAL CONSUMABLES (GENERAL SURGICAL SUPPLIES) SUPPLEMENTARY
4663 | 4229517114300 | ACELLULAR DERMAL MATRIX WITH 3D LENS SHAPE, TO COVER THE INFERIOR LATERAL POLE OF A BREAST PROSTHESIS IN SUB-PECTORAL BREAST RECONST RUCTION NON CHEMICAL WITH NON CROSS-LINKING, SIZE 16CM X 8CM X 8CM AND THICKNESS 0.5-0.8 MM | GENERAL CONSUMABLES (GENERAL SURGICAL SUPPLIES) SUPPLEMENTARY
4664 | 4229541511300 | DRAPE, SHEET, COVER, CLEAR PLASTIC, 46 CM X 48.5 CM (18 X 19 INCH, ) FOR KARL STORZ ENDOSCOPIC TOUCH SCREEN OR EQUIVALENT, STERILE | GENERAL CONSUMABLES (GENERAL SURGICAL SUPPLIES) SUPPLEMENTARY
4665 | 4229542001100 | DRAIN, T-TUBE LATEX/RUBBER, 20 FR, LENGTH 30 - 50 CM, DISPOSABLE, STERILE | GENERAL CONSUMABLES (GENERAL SURGICAL SUPPLIES) SUPPLEMENTARY
4666 | 4229540608300 | PCNL II PACK; 1 BNS SURGICAL GOWN UL SP L, 1 HAND TOWEL 47X38CM WHITE, 1 CREPE PAPER 60X60CM, 1 REINFORCED TABLE COVER 150 X 240 WRAPPING, 2 HAND TOWEL 47 X 38 CM WHITE, 2 MAYO STAND COVER 79 X 145 CM, 2 BNS SURGICAL GOWN UL HP XLL, 1 PAPER BAG 38 X 51 CM, 1 URINE DRAINAGE BAG 2000 ML, 10 GAUZE SWAB 10 X 10 CM 32 P XRD, 10 GAUZE SWAB 10 X 10 CM 8P, 1 SYRINGE 30 ML L/L, 1 SYRINGE 3 ML L/L, 1 SYRINGE 10ML L/L, 1 BOWL 250 ML, 2 KIDNEY BOWL 800 ML, 1 FLUID COLLECTION POUCH 40 X 35 CM, 1 SYRINGE 50 ML CATHETER TIP, 1 SYRINGE 50 ML, 1 JUG 1000 ML, 1 CYSTO/TURP IRRIGATION SET SINGLE, 1 URO I/A DOUBLE SET 220 CM, 2 EXTENSION LINE 75 CM ID 3, 0MM RA/FLL, 1 BOWL 5000ML, 1 SCALPEL BLADE N°12, 2 OP TOWEL 50 X 50 CM, 2 TUBE HOLDER 2.5 X 30CM, 1 BNS NEPHROSCOPY DRAPE, 1 CREPE PAPER 60 X 60 CM | GENERAL CONSUMABLES (GENERAL SURGICAL SUPPLIES) SUPPLEMENTARY
4667 | 4229545306600 | DRAIN, T-TUBE LATEX/RUBBER, 10 FR, LENGTH 30 - 50 CM, DISPOSABLE, STERILE | GENERAL CONSUMABLES (GENERAL SURGICAL SUPPLIES) SUPPLEMENTARY
4668 | 4229517116800 | GEL, HYALURONIC ACID, CROSS LINKED, FOR REDUCTION OF POST-SURGICAL ADHESION FORMATION, 10 ML PREFILLED SYRINGE, STERILE | GENERAL CONSUMABLES (GENERAL SURGICAL SUPPLIES) SUPPLEMENTARY
4669 | 4229310003100 | INSTRUMENT, RETRACTOR ROUX, MOLDED FROM A HIGH-STIFFNESS, LENGTH 17 CM (+/-2), STERILE, DISPOSABLE | GENERAL CONSUMABLES (GENERAL SURGICAL SUPPLIES) SUPPLEMENTARY
4670 | 4229517112200 | LOOP, VESSEL, MINI, RED COLORED, DISPOSABLE, STERILE | GENERAL CONSUMABLES (GENERAL SURGICAL SUPPLIES) SUPPLEMENTARY
4671 | 4229517114700 | MESH, SYNTHETIC, ARTIFICIAL, FOR BREAST RECONSTRUCTION, FULL ABSORBABLE 30-36 MONTHS, SIZE 20 X 30 CM ( +/- 2 CM ), STERILE | GENERAL CONSUMABLES (GENERAL SURGICAL SUPPLIES) SUPPLEMENTARY
4672 | 4229541410900 | KIT, CATHETERIZATION, SUPRAPUBIC, 10 FR, WITH SCALPEL, TROCAR AND SHEATH, 2 - WAY, STANDARD LENGTH, STERILE | GENERAL CONSUMABLES (GENERAL SURGICAL SUPPLIES) SUPPLEMENTARY
4673 | 4229517114600 | MESH, SYNTHETIC, ARTIFICIAL, FOR BREAST RECONSTRUCTION, FULL ABSORBABLE 30-36 MONTHS, SIZE 15X20CM ( +/- 2 CM ), STERILE | GENERAL CONSUMABLES (GENERAL SURGICAL SUPPLIES) SUPPLEMENTARY
4674 | 4229541411200 | CUSTOMIZED EFFICIENCY TRAY FOR VP SHUNT SURGERIES 4 HAND TOWEL 4 DRAPE 175 X 173 CM 6 OP TOWEL 75 X 50 CM 3 SUCTION AND DIATHERMY BAG 40 X 35 CM 1 SPLIT SHEET 200 X 260 CM 1 NEEDLE HYPODERMIC 18 GAUGE 40 MM 1 NEEDLE HYPODERMIC 25 GAUGE 25 MM 3 SCALPEL BLADE N° 10 2 SCALPEL BLADE N° 15 2 FILM DRESSING 10 X 12 CM 3 SYRINGE 20 ML L/S 1 SYRINGE 10 ML L/S 5 GAUZE LAP 30 X 30 CM 24 P XRD 1 SKIN STAPLER APPOSE ULC 1 INCISE DRAPE 60 X 45 CM 1 BOWL 250 ML 1 BOWL 1000 ML 1 DIATHERMY CABLE BIPOLAR 1 SKIN MARKER REGULAR 30 GAUZE SWAB 10 X 10 CM 32 P XRD 1 SUTURE BOOTS MOSQUITO YELLOW 5 PR 10/1 2 KIDNEY BOWL 700 ML POLYPROPYLENE BLUE 1 SYRINGE 50/60 ML BULB CATHETER TIP CONC. 2 IV CANNULA 18 GAUGE 48 MM GREEN 1 SUTURE SOFSILK 2 - 0 NO NEEDLE 60 CM BLACK 1 BONEWAX WHITE 2.5 GAUZE 1 HYPODERMIC NEEDLE 23 GAUGE 30 MM 1 SUCTION TUBE 18 CHANNEL 4.0 M 1 INSTRUMENT CLEANER 5 X 5 CM 1 DIATHERMY ELECTRODE NEEDLE 6.5 CM SLEEVE TUNGS 1 DIATHERMY HOLSTER HDPE WHITE 4 SA LABEL 13 | GENERAL CONSUMABLES (GENERAL SURGICAL SUPPLIES) SUPPLEMENTARY
4675 | 4229300300200 | ACELLULAR DERMAL MATRIX DERIVED FROM FETAL BOVINE DERMIS DRY SHEET, FOR BREAST RECONSTRUCTION, SEMI OVAL, TERMINALLY STERILE, NON CROSS LINKED, SIZE 8 X 16 CM ( + / - 2 CM ) | GENERAL CONSUMABLES (GENERAL SURGICAL SUPPLIES) SUPPLEMENTARY
4676 | 4229541511400 | DRAPE, SLUSH, 122 X 122 CM (48 X 48 INCH), LATEX FREE, FOR ORS HASH SLUSH MACHINE, DISPOSABLE, STERILE | GENERAL CONSUMABLES (GENERAL SURGICAL SUPPLIES) SUPPLEMENTARY
4677 | 4229545305800 | DRAIN, JACKSON PRATT, SILICONE, FLAT, SIZE, 7 MM, DISPOSABLE, STERILE | GENERAL CONSUMABLES (GENERAL SURGICAL SUPPLIES) SUPPLEMENTARY
4678 | 4229540608900 | SPONGE, PEANUT, RADIOPAQUE, 3/8 INCH, PACK IN ONE SIDE STICKY FOAM, PK/5, STERILE | GENERAL CONSUMABLES (GENERAL SURGICAL SUPPLIES) SUPPLEMENTARY
4679 | 4229541511500 | DRAPE, SURGICAL, MICROSCOPE, 117 X 305 CM, FOR ZEISS CONTRAVES, DISPOSABLE, STERILE | GENERAL CONSUMABLES (GENERAL SURGICAL SUPPLIES) SUPPLEMENTARY
4680 | 4229517112100 | LOOP, VESSEL, MINI, YELLOW COLORED, DISPOSABLE, STERILE | GENERAL CONSUMABLES (GENERAL SURGICAL SUPPLIES) SUPPLEMENTARY
4681 | 4229541411500 | CUSTOMIZED EFFICIENCY BONE MARROW KIT, 2 HAND TOWEL WHITE 47 X 38 CM WHITE, 1 SURGICAL GOWN ULTRA L - XL, 1 CREPE PAPER 60 X 60 CM, 1 TABLE COVER 150 X 190 CM REINFORCED, 4 HAND TOWEL WHITE 47 X 38 CM WHITE, 2 SURGICAL GOWN ULTRA L - XL, 1 TABLE COVER 150 X 240 CM REINF FOLDED, 1 MAYO STAND COVER 58 X 137 CM, 6 OP TOWEL 65 X 42 CM XRD, 5 GAUZE SWAB 10 X 10 CM 16 P, 10 GAUZE SWAB 10 X 10 CM 16 P XRD, 4 UTILITY DRAPE WITH TAPE 64 X 38 CM, 4 SA LABEL 1.0 X 4.0 CM WHITE BLANK, 4 SA LABEL 3.8 X 6.0 CM WHITE, 1 SYRINGE 10 ML L/L, 1 BOWL 250 ML POLYPROPYLENE BLUE DENTURE, 4 SYRINGE 30 ML L/L, 1 PLASTIC BAG 20 X 30 CM ZIPLOCK, 1 SKIN MARKER REGULAR, 1 SPIKE CONNECTION LINE, 1 OP TOWEL 30 X 46 CM TRANSP., 2 BOWL 500 ML, 1 KIDNEY BOWL 800 ML, 1 BOWL 2500 ML POLYPROPYLENE BLUE, 2 MEPILEX BORDER POST - OP 9 X 15 CM PAD 4.5 X 10 CM, 2 MEPILEX BORDER POST - OP 6 X 8 CM PAD 3 X 5 CM, 1 OP - TAPE 9 X 49 CM, 1 FIXATION DRESSING 20 X 30 CM, 1 SPLIT SHEET 152 X 178 CM, 1 OP SHEET 152 X 193 CM BLUE, 1 SPL | GENERAL CONSUMABLES (GENERAL SURGICAL SUPPLIES) SUPPLEMENTARY
4682 | 4229545305900 | DRAIN, PENROSE, LATEX RUBBER, RADIOPAQUE, 1/2 X 12 INCH, DISPOSABLE, STERILE | GENERAL CONSUMABLES (GENERAL SURGICAL SUPPLIES) SUPPLEMENTARY
4683 | 4229541411400 | CUSTOMIZED EFFICIENCY BASIC ORTHO KIT; 2 HAND TOWEL 47 X 38 CM WHITE 1 SURGICAL GOWN L-XL 1 TABLE COVER 150 X 190 CM REINFORCED 4 HAND TOWEL 47 X 38 CM WHITE 2 SURGICAL GOWN L-XL 15 GAUZE LAP 30 X 30 CM 16 PLY XRD 1 DIATHERMY PENCIL 10 GAUZE SWAB 10 X 10 CM 16 PLY XRD 1 SYRINGE 50/60 ML BULB 1 KIDNEY BOWL 800 ML 4 SA LABEL 13 MM X 40 MM WHITE BLANK 2 SCALPEL BLADE N°10 2 SCALPEL BLADE N°15 1 BOWL 500 ML 1 BOWL 1000 ML 4 SA LABEL 3.8 X 6 CM WHITE BLANK 1 BOWL 2000 ML 4 OP TOWEL 65 X 42 CM XRD 2 OP-TAPE 9 X 49 CM 1 FLUID COLLECTION POUCH 40 X 35 CM 1 SUCTION SET 24 CH 3.5 M WITH YANKRND TIP 20 CH 1 NDLE CNTR 20-CNT 3 MAYO STAND COVER 80 X 145 CM 1 SPLIT SHEET 152 X 178 CM 2 OP SHEET 152 X 193 CM BLUE 1 TABLE COVER 150 X 240 CM FOLDED 1 SPLIT SHEET 193 X 304 CM | GENERAL CONSUMABLES (GENERAL SURGICAL SUPPLIES) SUPPLEMENTARY
4684 | 4229541800100 | PAD, MAGNETIC FOR INSTRUMENT, SIZE: 40 CM X 50 CM (+/-5CM) DISPOSABLE, STERILE | GENERAL CONSUMABLES (GENERAL SURGICAL SUPPLIES) SUPPLEMENTARY
4685 | 4229541411300 | CUSTOMIZED EFFICIENCY BASIC ORTHO KIT (BEACH CHAR), 2 SPLIT SHEET 150 X 193 CM, 4 HAND TOWEL 18 X 25 CM, 1 REINFORCED TABLE COVER 150 X 190 WRAPPING, 1 BNS BEACH CHAIR SHOULDER DRAPE 400 X 240 CM WITH POUCH AND SUCTION PORT, 2 OP - TAPE 9 X 49 CM, 1 STOCKINETTE 22 X 75 CM, 2 INSTRUMENTS POUCH W/STICKY 40 X 35 CM, 1 MAYO STAND COVER REINFORCED 79 X 145 CM, 1 BOWL 500 ML, 3 GALLIPOT 120 ML, 2 KIDNEY BOWL 800 ML, 1 BANDAGE 15 CM 4.5 M COHESIVE TAN, 10 GAUZE SWAB 10 X 10 CM 12 PLY XRD, 1 FLEXIBLE LIGHT HANDLE COVERS, 1 CREPE PAPER 60 X 60 CM, 1 INSTRUMENT CLEANER, 3 M SUCTION CONNECTING TUBING, 10 GAUZE LAP 30 X 30 CM 16 PLY XRD | GENERAL CONSUMABLES (GENERAL SURGICAL SUPPLIES) SUPPLEMENTARY
4686 | 4229541410800 | KIT, FOR HYSTEROSALPINGOGRAPHY: 7 FRENCH WITH STYLET, INCLUDES: FENESTRATED DRAPE, DISPOSABLE SPECULUM, DISPOSABLE CERVICAL DILATOR,SWAB STICK S, WIDE SWAB, STERILE WRAP, 2 OR3 3 INCH X 3 INCH GAUZES, INNER TRAY FOR IODINE SOLUTION, IODINE OINTMENT, 2 PACKS OF IODINE SOLUTION, 36 INCH EXTENSION TUBE, 20 CC SYRINGE WITH 18 GAUGE NEEDLE, LUBRICATING JELLY, STERILE | GENERAL CONSUMABLES (GENERAL SURGICAL SUPPLIES) SUPPLEMENTARY
4687 | 4229541512400 | DRAPE, UTILITY, WITH ADHESIVE TAPE, SIZE 35 X 65 CM (+/- 5 CM), DISPOSABLE, STERILE | GENERAL CONSUMABLES (GENERAL SURGICAL SUPPLIES) SUPPLEMENTARY
4688 | 4229545306000 | DRAIN, PENROSE, LATEX RUBBER, RADIOPAQUE, 1/4 X 18 INCH, DISPOSABLE, STERILE | GENERAL CONSUMABLES (GENERAL SURGICAL SUPPLIES) SUPPLEMENTARY
4689 | 4225160806300 | RESISTANCE EXERCISE BAND, WITH 9 TO 11 CONSECUTIVE LOOPS, LATEX FREE, DISPENSER BOX, EACH BOX CONTAIN 20-25 INDIVIDUALLY WRAPPED PACK, SIZE 13-15 CM X 1.5-2.5 M, ASSORTED RESISTANCE | REHABILITATION AND PHYSIOTHERAPY SUPPLIES SUPPLEMENTARY
4690 | 4225160806400 | RESISTANCE EXERCISE BAND, WITH CONSECUTIVE LOOPS, LATEX FREE, ROLL SIZE 13-15 CM X 20-25 M, ASSORTED RESISTANCE | REHABILITATION AND PHYSIOTHERAPY SUPPLIES SUPPLEMENTARY
4691 | 4618220100000 | MOBILIZATION BELT FOR MANUAL MOBILIZATION TECHNIQUES TO JOINT AND EXTREMITY ADJUSTABLE STRAP WITH QUICK-RELEASE BUCKLE FOR EASY AD = JUSTMENTS NYLON LENGTH 250 CM ( - + 25CM) WIDTH 5CM ( - + 1CM) | REHABILITATION AND PHYSIOTHERAPY SUPPLIES SUPPLEMENTARY
4692 | 4225160005100 | WEIGHTED VAGINAL CONES SET, INCLUDES: TWO CONES (LARGER AND SMALL), WEIGHTS SET (5 G, 10 G, 2 X 20 G), INDIVIDUAL USE | REHABILITATION AND PHYSIOTHERAPY SUPPLIES SUPPLEMENTARY
4693 | 4225170101600 | GAIT BELT, MULTI-HANDLED, DISINFECTANT, LENGTH SIZE 51-72CM (+- 10 CM) X WIDTH NOT LESS THAN 5CM | REHABILITATION AND PHYSIOTHERAPY SUPPLIES SUPPLEMENTARY
4694 | 4225161000300 | THERAPEUTIC, HAND EXERCISER, PUFFER BALLS, RESILIENT, SUPER SOFT BALLS, WITH EASY-TO-GRASP STRANDS HAVE A SOOTHING, SQUISHY TEXTURE, GREAT TACTILE HAND THERAPY, AND STRESS RELIEVER, PACK OF MORE THAN 3 COLORS | REHABILITATION AND PHYSIOTHERAPY SUPPLIES SUPPLEMENTARY
4695 | 4224150713600 | SPLINT, FOR ELBOW OR KNEE, INFANT/PEDIATRIC, MULTIPURPOSE SOFT SPLINTS RESTRICT ELBOW AND KNEE MOVEMENT (POSEY/FREEDOM OR EQUIVALENT), ADJUSTABLE HOOK AND LOOP CLOSURE, SPLINTS ARE FILLED WITH POLYESTER BEADS FOR A SOFT WAY TO POSITION A LIMB, LENGTH 11 CM (-+ 1), LIMB CIRCUMFERENCE 4 - 10 CM (-+ 3) | REHABILITATION AND PHYSIOTHERAPY SUPPLIES SUPPLEMENTARY
4696 | 4225150001700 | THERAPEUTIC, CRITICAL THINKING FOR ACTIVITIES OF DAILY LIVING AND COMMUNICATION FACILITATES COMMUNITY RE-ENTRY OF ADULT CLIENTS. PICTURE CARDS HELP IMPROVE COMMUNICATION AND PERFORMANCE OF DAILY LIVING ACTIVITIES. PERFECT FOR CLIENTS WHO HAVE DECREASED COGNITIVE SKILLS PRODUCED BY STROKE, TRAUMATIC BRAIN INJURY, DEMENTIA, OR NEUROLOGICAL INVOLVEMENT | REHABILITATION AND PHYSIOTHERAPY SUPPLIES SUPPLEMENTARY
4697 | 4225161703500 | SEAT CUSHION, MEMORY FOAM OR GEL, CUSHION PROVIDES SUPPORT FOR THE HIPS AND LOWER BACK, BREATHABLE, STANDARD LENGTH | REHABILITATION AND PHYSIOTHERAPY SUPPLIES SUPPLEMENTARY
4698 | 4231250003300 | SILICONE GEL, TUBE, FOR SCAR MANAGEMENT, CONTAINS NON STICKY AND QUICK DRYING WATERPROOF AND MOISTURE, SIZE 15ML TUBE ( SCAR MANAGEMENT) | REHABILITATION AND PHYSIOTHERAPY SUPPLIES SUPPLEMENTARY
4699 | 4219210000400 | INFANT SOFT FOAM FLOOR SEAT WITH EATING AND PLAY TOP TRAY, DEEP SEATING SURFACE AND ELEVATED LEG OPENINGS OF THIS BABY FLOOR SEAT GENTLY RECLINE THE BABY TOWARD THE CENTER OF THE ROUNDED BACKREST, WITH REMOVABLE FEEDING TRAY, EASY TO CLEAN, COMFORTABLE, DESIGNED FOR INFANTS AGED 3 TO 12 MONTHS | REHABILITATION AND PHYSIOTHERAPY SUPPLIES SUPPLEMENTARY
4700 | 4224150713500 | SPLINT, FOR ELBOW OR KNEE, INFANT/PEDIATRIC, MULTIPURPOSE SOFT SPLINTS RESTRICT ELBOW AND KNEE MOVEMENT (POSEY/FREEDOM OR EQUIVALENT), ADJUSTABLE HOOK AND LOOP CLOSURE, SPLINTS ARE FILLED WITH POLYESTER BEADS FOR A SOFT WAY TO POSITION A LIMB, LENGTH 8 CM (-+ 1), LIMB CIRCUMFERENCE 4 - 10 CM (-+ 3) | REHABILITATION AND PHYSIOTHERAPY SUPPLIES SUPPLEMENTARY
4701 | 4225162000800 | GYM FLOOR MAT, PVC, NON-SLIP AND COMFORTABLE OFFERING SAFE STABILITY DURING USE OF EACH EXERCISE AND OPTIMAL SHOCK ABSORPTION, LENGTH 170 CM - 185 CM X WIDTH 59 CM - 65 CM X THICKNESS - 0.5 CM -0.6 CM | REHABILITATION AND PHYSIOTHERAPY SUPPLIES SUPPLEMENTARY
4702 | 4224170317100 | KNEE IMMOBILIZER, 3-PANEL, WITH RIGID STAY, WRAP AROUND DESIGN, SIZE LARGE LONG (LENGTH MORE THAN 65CM) | REHABILITATION AND PHYSIOTHERAPY SUPPLIES SUPPLEMENTARY
4703 | 4224150006000 | SPLINTING ACCESSORIES, ELASTIC CORD, WRAPPED ELASTIC CORD, 1.6 MM, DIAMETER, 132 METER ROLL | REHABILITATION AND PHYSIOTHERAPY SUPPLIES SUPPLEMENTARY
4704 | 4618150400800 | WHEELCHAIR ACCESSORIES, GLOVES, PALM GEL ADDED, HALF-FINGER, MADE OF SOFT LEATHER, NON-SLIP FABRIC ON THE PALM OF THE GLOVE, COMFORTABLE, WITH ADJUSTABLE VELCRO CLOSURE, PAIR, SIZE: LARGE | REHABILITATION AND PHYSIOTHERAPY SUPPLIES SUPPLEMENTARY
4705 | 4921180400000 | PEARL HARD REFLECTIVE MARKER, ON A PLASTIC BASE, FOR MOTION ANALYSIS SYSTEM, SIZE 14 MM | REHABILITATION AND PHYSIOTHERAPY SUPPLIES SUPPLEMENTARY
4706 | 4618153900400 | WHEELCHAIR ACCESSORIES, GLOVES, PADDED MESH ANTI-VIBRATION, HALF-FINGER, ELASTOMER ABSORBS SHOCK, VIBRATION, AND PRESSURE, BREATHABLE AND COMFORTABLE WITH OPEN-WEAVE KNIT ON BACK SLIPS, WITH ADJUSTABLE VELCRO CLOSURE, PAIR, SIZE: X-LARGE | REHABILITATION AND PHYSIOTHERAPY SUPPLIES SUPPLEMENTARY
4707 | 4219220802900 | WHEELCHAIR ACCESSORIES, ELASTIC STRAP, HIGH-STRETCH NEOPRENE WITH HOOK-AND-LOOP CLOSURE, EASILY CUT-TO-LENGTH WITHOUT FRAYING, FITTINGS USE ON THE CHEST ABDOMEN THIGHS OR LOWER LEGS, LENGTH 142CM (+- 5 CM), WIDTH 11 CM (+- 1 CM) | REHABILITATION AND PHYSIOTHERAPY SUPPLIES SUPPLEMENTARY
4708 | 4618150401700 | WHEELCHAIR ACCESSORIES, GLOVES, HALF FINGER GLOVE WITH NYLON, LYCRA, AND TERRY CLOTH BACK, LATEX FREE, SIZE: X-SMALL | REHABILITATION AND PHYSIOTHERAPY SUPPLIES SUPPLEMENTARY
4709 | 4618153900100 | WHEELCHAIR ACCESSORIES, GLOVES, PADDED MESH ANTI-VIBRATION, HALF-FINGER, ELASTOMER ABSORBS SHOCK, VIBRATION, AND PRESSURE, BREATHABLE AND COMFORTABLE WITH OPEN-WEAVE KNIT ON BACK SLIPS, WITH ADJUSTABLE VELCRO CLOSURE, PAIR, SIZE: SMALL | REHABILITATION AND PHYSIOTHERAPY SUPPLIES SUPPLEMENTARY
4710 | 4618150400900 | WHEELCHAIR ACCESSORIES, GLOVES, PALM GEL ADDED, HALF-FINGER, MADE OF SOFT LEATHER, NON-SLIP FABRIC ON THE PALM OF THE GLOVE, COMFORTABLE, WITH ADJUSTABLE VELCRO CLOSURE, PAIR, SIZE: MEDIUM | REHABILITATION AND PHYSIOTHERAPY SUPPLIES SUPPLEMENTARY
4711 | 4618150401000 | WHEELCHAIR ACCESSORIES, GLOVES, PALM GEL ADDED, HALF-FINGER, MADE OF SOFT LEATHER, NON-SLIP FABRIC ON THE PALM OF THE GLOVE, COMFORTABLE, WITH ADJUSTABLE VELCRO CLOSURE, PAIR, SIZE: SMALL | REHABILITATION AND PHYSIOTHERAPY SUPPLIES SUPPLEMENTARY
4712 | 4224150207900 | SPLINTING ACCESSORIES, PADDING, SOFT ADHESIVE, MOLESTICK OR EQUIVALENT, APPROXIMATELY 15 CM X 5.5 M (+/- 2) | REHABILITATION AND PHYSIOTHERAPY SUPPLIES SUPPLEMENTARY
4713 | 4224180623300 | SPLINT, FUNCTIONAL WRIST-HAND ORTHOSIS, MALLEABLE, ALUMINUM WITH SOFT LINER AND STRAPS, ALLOWS DIFFERENT POSITIONING OF FINGERS, HAND, AND WRIST, NO THUMB SUPPORT, 3 DIFFERENT STRAP FINGERS, WRIST AND FOREARM, MEDIUM, RIGHT | REHABILITATION AND PHYSIOTHERAPY SUPPLIES SUPPLEMENTARY
4714 | 4224180705100 | SPLINT, RADIAL HINGED ULNAR DEVIATION SPLINT IMPROVES ALIGNMENT OF STRONGLY-DEVIATED FINGERS, SOFT FINGER STRAPS, PERMIT EACH FINGER TO BE CORRECTED INDIVIDUALLY FOR MAXIMUM CONTROL LINED WITH SOFT FELT, THIS DORSAL-BASED SPLINT LEAVES THE PALM FREE FOR FUNCTION, SIZE: LARGE, ASSORTED SIDE | REHABILITATION AND PHYSIOTHERAPY SUPPLIES SUPPLEMENTARY
4715 | 4224180302700 | CERVICAL BRACE, 3-4 POSTER, LIGHTWEIGHT, MALLEABLE, ADJUSTABLE, CHIN AND AXILLARY AND SHOULDER STRAPS, SHOULDER STRAPS WITH PADS, VELCRO CLOSURES, SIZE SMALL | REHABILITATION AND PHYSIOTHERAPY SUPPLIES SUPPLEMENTARY
4716 | 4618150401100 | WHEELCHAIR ACCESSORIES, GLOVES, PALM GEL ADDED, HALF-FINGER, MADE OF SOFT LEATHER, NON-SLIP FABRIC ON THE PALM OF THE GLOVE, COMFORTABLE, WITH ADJUSTABLE VELCRO CLOSURE, PAIR, SIZE: X-LARGE | REHABILITATION AND PHYSIOTHERAPY SUPPLIES SUPPLEMENTARY
4717 | 4231250400000 | SILICONE GEL, CHIN STRAP, FABRIC-LINED, FOR SCAR MANAGEMENT, SIZE ADULT (SCAR MANAGEMENT) | REHABILITATION AND PHYSIOTHERAPY SUPPLIES SUPPLEMENTARY
4718 | 4224180705000 | SPLINT, RADIAL HINGED ULNAR DEVIATION SPLINT IMPROVES ALIGNMENT OF STRONGLY-DEVIATED FINGERS, SOFT FINGER STRAPS, PERMIT EACH FINGER TO BE CORRECTED INDIVIDUALLY FOR MAXIMUM CONTROL LINED WITH SOFT FELT, THIS DORSAL-BASED SPLINT LEAVES THE PALM FREE FOR FUNCTION, SIZE: MEDIUM, ASSORTED SIDE | REHABILITATION AND PHYSIOTHERAPY SUPPLIES SUPPLEMENTARY
4719 | 4214280002800 | SHEET, FOR LYMPHEDEMA, MADE UP OF FOAM CUBES, ENCASED BETWEEN TWO NON-WOVEN BANDAGES, CUBE SIZE: 15 MM X 15 MM (BIG BLOCKS), SIZE: 20 CM WIDTH X 1 M LENGTH (LYMPHEDEMA) | REHABILITATION AND PHYSIOTHERAPY SUPPLIES SUPPLEMENTARY
4720 | 4224180616500 | SPLINT, LONG THUMB BRACE, COVER FOREARM, SUPPORTS WRIST AND MP AND CMC JOINTS OF THE THUMB, MADE OF THERMOPLASTIC, LEFT, SIZE: LARGE | REHABILITATION AND PHYSIOTHERAPY SUPPLIES SUPPLEMENTARY
4721 | 4214280002900 | SHEET, FOR LYMPHEDEMA, MADE UP OF FOAM CUBES, ENCASED BETWEEN TWO NON-WOVEN BANDAGES, CUBE SIZE: 5 MM X 5 MM (SMALL BLOCKS), SIZE: 25 CM WIDTH X 1 M LENGTH (LYMPHEDEMA) | REHABILITATION AND PHYSIOTHERAPY SUPPLIES SUPPLEMENTARY
4722 | 4224180205100 | LUMBOSACRAL CORSET, FOUR RIGID STAYS, PROVIDES LOWER BACK SUPPORT TO HELP REDUCE OR AVOID PAIN, VELCRO CLOSURE, SIZE: XXXX-LARGE | REHABILITATION AND PHYSIOTHERAPY SUPPLIES SUPPLEMENTARY
4723 | 4231150614500 | BANDAGE, COMPRESSION, SHORT STRETCH FOR LYMPHEDEMA, NON-ELASTIC, SIZE: 20 CM WIDTH, 5 M LENGTH (LYMPHEDEMA) | REHABILITATION AND PHYSIOTHERAPY SUPPLIES SUPPLEMENTARY
4724 | 4221150604600 | WALKING AID ACCESSORY, ADD-A-SEATS, COMPATIBLE WITH POSTURE CONTROL AND POSTURE REST WALKERS, SIZE SMALL | REHABILITATION AND PHYSIOTHERAPY SUPPLIES SUPPLEMENTARY
4725 | 4221150602700 | WALKER, ANTERIOR SUPPORT, WITH CHEST AND ADJUSTABLE SIDE CUSHIONS, FOLDING, MADE OF ALUMINUM, WITH 2-FRONTAL SWIVEL WHEELS, AND 2-REAR WHEELS, WITH ADJUSTABLE HEIGHT, 56 – 91 CM (+/- 3 CM), WITH CHEST AND SIDE CUSHION | REHABILITATION AND PHYSIOTHERAPY SUPPLIES SUPPLEMENTARY
4726 | 4221150602100 | WALKER, BARIATRIC, ALUMINUM, BUTTONS FOLDING, SOFT HANDLE, NON-RECIPROCAL WALKER WITH METAL REINFORCEMENT, HEAVY DUTY, AND HEIGHT ADJUSTABLE 81 - 112 CM (+/- 10 CM), WIDTH 65 CM (+/- 4 CM), WITH WEIGHT CAPACITY UP TO 225 KG | REHABILITATION AND PHYSIOTHERAPY SUPPLIES SUPPLEMENTARY
4727 | 4224151009300 | SPLINTING MATERIAL, THERMOPLASTIC SHEET, HIGH STRETCHING, HIGH MEMORY, NON STICK, NON PERFORATED, THICKNESS 2.2 MM SIZE 45 X 60 CM A PPROXIMATELY, BEIGE | REHABILITATION AND PHYSIOTHERAPY SUPPLIES SUPPLEMENTARY
4728 | 4221150601800 | WALKER, FOREARM SUPPORT, PADDED ARMRESTS, NON RECIPROCAL, ADULT, 4 - WHEELED, ADJUSTABLE HEIGHT 96 - 110 CM (+/- 4 CM), WIDTH 73 CM (+/- 4 CM), WEIGHT CAPACITY UP - TO 160 KGS | REHABILITATION AND PHYSIOTHERAPY SUPPLIES SUPPLEMENTARY
4729 | 4221150601700 | WALKER, FOREARM SUPPORT, PADDED ARMRESTS, NON RECIPROCAL, ADULT, 2 FRONT LEGS WITH 3 INCHES REMOVABLE WHEEL, OTHER 2 LEGS WITH HARD RUBBER TIPS, ADJUSTABLE HEIGHT 96 - 110 CM (+/- 4 CM), WIDTH 73 CM (+/- 4 CM), WEIGHT CAPACITY UP - TO 160 KG | REHABILITATION AND PHYSIOTHERAPY SUPPLIES SUPPLEMENTARY
4730 | 4231150612200 | BANDAGE, COMPRESSION, SHORT STRETCH FOR LYMPHEDEMA, NON-ELASTIC, SIZE: 15 CM WIDTH, 5 M LENGTH (LYMPHEDEMA) | REHABILITATION AND PHYSIOTHERAPY SUPPLIES SUPPLEMENTARY
4731 | 4221150504100 | WALKING AID ACCESSORY, EXTENSOR ASSIST CENTER PADS, COMPATIBLE WITH POSTURE CONTROL AND POSTURE REST WALKERS, SIZE 9 CM (+/- 2 CM) HEIGHT, 23 CM (+/- 2 CM) WIDTH | REHABILITATION AND PHYSIOTHERAPY SUPPLIES SUPPLEMENTARY
4732 | 4225150201800 | ASSESSMENT TOOLS, THE BRAIN INJURY VISUAL ASSESSMENT BATTERY FOR ADULTS (BIVABA) OR EQUIVALENT, THE BIVABA PROVIDES THERAPISTS WITH A PRACTICAL TOOL FOR COMPLETING A QUICK, ACCURATE, RELIABLE, AND USEFUL ASSESSMENT OF VISUAL PROCESSING ABILITY FOLLOWING ADULT ONSET BRAIN | REHABILITATION AND PHYSIOTHERAPY SUPPLIES SUPPLEMENTARY
4733 | 4225150200600 | THERAPEUTIC, FOUR TIER BALL ACTIVITY, DESIGNED FOR PATIENTS WITH LITTLE SHOULDER OR ELBOW MOVEMENT. USED AS A UNIT OR THE TUBES CAN BE REMOVED AND USED SEPARATELY TO FACILITATE PROGRESSION AND STRENGTHENING IN PLANES OF MOVEMENT. | REHABILITATION AND PHYSIOTHERAPY SUPPLIES SUPPLEMENTARY
4734 | 4221150604700 | WALKING AID ACCESSORY, ADD-A-SEATS, COMPATIBLE WITH POSTURE CONTROL AND POSTURE REST WALKERS, SIZE: MEDIUM | REHABILITATION AND PHYSIOTHERAPY SUPPLIES SUPPLEMENTARY
4735 | 4221150504000 | WALKING AID ACCESSORY, EXTENSOR ASSIST CENTER PADS, COMPATIBLE WITH POSTURE CONTROL AND POSTURE REST WALKERS, SIZE 9 CM (+/- 2 CM) HEIGHT, 15 CM (+/- 2 CM) WIDTH | REHABILITATION AND PHYSIOTHERAPY SUPPLIES SUPPLEMENTARY
4736 | 4225150002000 | THERAPEUTIC, ORAL MOTOR CHEWY TUBES, DESIGNED TO PROVIDE A CHEWABLE SURFACE FOR DEVELOPING AND PRACTICING FUNDAMENTAL BITING AND CHEWING SKILLS, PROVIDING TACTILE AND ORAL STIMULATION. DIFFERENT COLOR WITH DIFFERENT SIZES, FOOD GRADE NON-TOXIC, LEAD-FREE, AND NO PVC OR PHTHALATES, INCLUDES A 50-PAGE MANUAL AND 25 ASSESSMENT FORMS | REHABILITATION AND PHYSIOTHERAPY SUPPLIES SUPPLEMENTARY
4737 | 4224180613300 | WALKING AID ACCESSORY, FOREARM SUPPORTS, COMPATIBLE WITH POSTURE CONTROL AND POSTURE REST WALKERS, SIZE 10 -20 CM (+/- 2 CM) | REHABILITATION AND PHYSIOTHERAPY SUPPLIES SUPPLEMENTARY
4738 | 4231250003400 | SILICONE GEL, TUBE, FOR SCAR MANAGEMENT, CONTAINS NON STICKY AND QUICK DRYING WATERPROOF AND MOISTURE, SIZE 30ML TUBE ( SCAR MANAGEMENT) | REHABILITATION AND PHYSIOTHERAPY SUPPLIES SUPPLEMENTARY
4739 | 4224150207500 | SPLINTING ACCESSORIES, PADDING, FIRM, SELF-ADHESIVE, CLOSED-CELL, SIZE: APPROXIMATELY 45 CM X 61 CM | REHABILITATION AND PHYSIOTHERAPY SUPPLIES SUPPLEMENTARY
4740 | 4224180613400 | WALKING AID ACCESSORY, FOREARM SUPPORTS, COMPATIBLE WITH POSTURE CONTROL AND POSTURE REST WALKERS, SIZE 16 -25 CM (+/- 2 CM) | REHABILITATION AND PHYSIOTHERAPY SUPPLIES SUPPLEMENTARY
4741 | 4225150002300 | ASSESSMENT TOOLS, INFANT DEVELOPMENT SCALE (BAYLEY SCALES OR EQUIVALENT), USED TO IDENTIFY DEVELOPMENTAL COMPETENCIES OF VERY YOUNG CHILDREN, FROM ONE TO 42 MONTHS OF AGE, ITS PURPOSE IS TO IDENTIFY DEFICITS IN CHILDREN AS EARLY AS POSSIBLE SO THAT INTERVENTION CAN BEGIN QUICKLY, IT EVALUATES FIVE MAJOR DEVELOPMENTAL AREAS, INCLUDING LANGUAGE, MOTOR, ADAPTIVE, COGNITIVE, AND SOCIAL-EMOTIONAL DEVELOPMENT | REHABILITATION AND PHYSIOTHERAPY SUPPLIES SUPPLEMENTARY
4742 | 4224151010900 | SPLINTING MATERIAL, THERMOPLASTIC SHEET, MODERATE STRETCHING, HIGH MEMORY, STICK, RIGID, NON PERFORATED, THICKNESS 3.2 MM SIZE 45 X 60 CM APPROXIMATELY, 4 SHEETS/CASE | REHABILITATION AND PHYSIOTHERAPY SUPPLIES SUPPLEMENTARY
4743 | 4221181210400 | TOE CAP, PROVIDES LIGHT TO MODERATE COMPRESSION FOR THE TOES, ASSORTED SIZES. | REHABILITATION AND PHYSIOTHERAPY SUPPLIES SUPPLEMENTARY
4744 | 4214280257800 | INTERSTITIAL CYSTITIS THERAPEUTIC GLASS WAND FOR PAIN RELIEF MEDICAL GRADE GLASS INTERSTITIAL CYSTITIS AND PELVIC FLOOR DYSFUNCTION UNIVERSAL - HYPOALLERGENIC AND NON-POROUS DEVICE-CAN BE COOLED OR HEATED | REHABILITATION AND PHYSIOTHERAPY SUPPLIES SUPPLEMENTARY
4745 | 4225150200200 | ASSESSMENT TOOLS SENSATION KIT MONOFILAMENTS DISTINGUISH DISTINGUISH BETWEEN NORMAL DIMINISHED LIGHT TOUCH DIMINISHED PROTECTIVE SENSATION COMPLETE KIT | REHABILITATION AND PHYSIOTHERAPY SUPPLIES SUPPLEMENTARY
4746 | 4231150603600 | BANDAGE, COHESIVE, FOR LYMPHEDEMA, 2 COMPRESSION SYSTEM, WITH COMFORT FOAM LAYER PROTECTS THE SKIN DURING COMPRESSION THERAPY, DOES NOT STICK TO SKIN OR HAIR, ONLY TO ITSELF, NO NEED FOR TAPES OR PINS, WITH VISUAL INDICATORS CONTROLS COMPRESSION LEVELS ACCORDING TO STRETCH FORCES, LATEX FREE, FLEXIBLE, DURABLE AND STRONG, NON-SLIP, OFFERING COMPRESSION AND SUPPORT, WIDTH 10CM X LENGTH 3.5-4.0M (LYMPHEDEMA) | REHABILITATION AND PHYSIOTHERAPY SUPPLIES SUPPLEMENTARY
4747 | 4224180311100 | CERVICAL COLLAR, ADJUSTABLE HEIGHT, RIGID, PEDIATRIC, ADJUSTABLE 3 LEVELS OF HEIGHT | REHABILITATION AND PHYSIOTHERAPY SUPPLIES SUPPLEMENTARY
4748 | 4224180311000 | CERVICAL COLLAR, ADJUSTABLE HEIGHT, RIGID, ADULT, ADJUSTABLE 4 LEVELS OF HEIGHT | REHABILITATION AND PHYSIOTHERAPY SUPPLIES SUPPLEMENTARY
4749 | 4221150503900 | WALKING AID ACCESSORY, EXTENSOR ASSIST BELT, MADE OF DURABLE MATERIAL, OPENED AND CLOSED WITH BUCKLES, TO BE USED WITH POSTURAL WALKERS STABILIZER/PAD | REHABILITATION AND PHYSIOTHERAPY SUPPLIES SUPPLEMENTARY
4750 | 4221151000000 | WALKING AID ACCESSORY, RUBBER TIP, COMPLETE FLEXIBLE RUBBER, ASSORTED SIZE | REHABILITATION AND PHYSIOTHERAPY SUPPLIES SUPPLEMENTARY
4751 | 4225170102000 | GAIT BELT, MULTI-HANDLED, DISINFECTANT, LENGTH SIZE 70-125 CM (+- 10 CM) X WIDTH NOT LESS THAN 10CM | REHABILITATION AND PHYSIOTHERAPY SUPPLIES SUPPLEMENTARY
4752 | 4219220803000 | WHEELCHAIR ACCESSORIES, ELASTIC STRAP, HIGH-STRETCH NEOPRENE WITH HOOK-AND-LOOP CLOSURE, EASILY CUT-TO-LENGTH WITHOUT FRAYING, FITTINGS USE ON THE CHEST ABDOMEN THIGHS OR LOWER LEGS, LENGTH 142CM (+- 5 CM), WIDTH 15 CM (+- 1 CM) | REHABILITATION AND PHYSIOTHERAPY SUPPLIES SUPPLEMENTARY
4753 | 4224150006600 | SPLINTING ACCESSORIES, LOOP, SOFT PILE, LAMINATED TO BOTH SIDES OF FOAM PACKING, NON STRETCH, PROVIDING OVER 1000 CLOSURES, WHITE, SIZE 3.8 CM X 9 M | REHABILITATION AND PHYSIOTHERAPY SUPPLIES SUPPLEMENTARY
4754 | 4921180400100 | PEARL HARD REFLECTIVE MARKER, ON A PLASTIC BASE, FOR MOTION ANALYSIS SYSTEM, SIZE 6.4 MM | REHABILITATION AND PHYSIOTHERAPY SUPPLIES SUPPLEMENTARY
4755 | 4214182000000 | ANAL ELECTRODE STIMULATION ANAL SPHINCTER MUSCLE BIOCOMPATIBLE PLASTIC AND GOLD-PLATED ELECTRODES ANAL SPHINCTER MUSCLE UNIVERSAL - CONDUCTOR FOR ELECTRICAL STIMULATION | REHABILITATION AND PHYSIOTHERAPY SUPPLIES SUPPLEMENTARY
4756 | 4225170700200 | WALKING AID ACCESSORY, SUSPENSION CONVERSION KIT, WALKER ACCESSORY, COMPATIBLE WITH POSTURE CONTROL WALKERS, SIZE: LARGE | REHABILITATION AND PHYSIOTHERAPY SUPPLIES SUPPLEMENTARY
4757 | 4225170700300 | WALKING AID ACCESSORY, SUSPENSION HARNESSES KIT, COMPATIBLE WITH SUSPENSION WALKERS AND POSTURE CONTROL WALKERS, SIZE: SMALL | REHABILITATION AND PHYSIOTHERAPY SUPPLIES SUPPLEMENTARY
4758 | 4224180302900 | CERVICAL BRACE, 3-4 POSTER, LIGHTWEIGHT, MALLEABLE, ADJUSTABLE, CHIN AND AXILLARY AND SHOULDER STRAPS, SHOULDER STRAPS WITH PADS, VELCRO CLOSURES, SIZE LARGE | REHABILITATION AND PHYSIOTHERAPY SUPPLIES SUPPLEMENTARY
4759 | 4224180903300 | SHOULDER ABDUCTION BRACE WITH ADJUSTABLE ABDUCTION RANGE FROM 0-90, PADDED CLAVICLE STRAP, SIZE IS UNIVERSAL | REHABILITATION AND PHYSIOTHERAPY SUPPLIES SUPPLEMENTARY
4760 | 4225170700400 | WALKING AID ACCESSORY, SUSPENSION HARNESSES KIT, COMPATIBLE WITH SUSPENSION WALKERS AND POSTURE CONTROL WALKERS, SIZE: MEDIUM - SLIM | REHABILITATION AND PHYSIOTHERAPY SUPPLIES SUPPLEMENTARY
4761 | 4221150604800 | WALKING AID ACCESSORY, ADD-A-SEATS, COMPATIBLE WITH POSTURE CONTROL AND POSTURE REST WALKERS, SIZE: LARGE | REHABILITATION AND PHYSIOTHERAPY SUPPLIES SUPPLEMENTARY
4762 | 4225170700500 | WALKING AID ACCESSORY, SUSPENSION HARNESSES KIT, COMPATIBLE WITH SUSPENSION WALKERS AND POSTURE CONTROL WALKERS, SIZE: MEDIUM | REHABILITATION AND PHYSIOTHERAPY SUPPLIES SUPPLEMENTARY
4763 | 4225170700600 | WALKING AID ACCESSORY, SUSPENSION HARNESSES KIT, COMPATIBLE WITH SUSPENSION WALKERS AND POSTURE CONTROL WALKERS, SIZE: LARGE | REHABILITATION AND PHYSIOTHERAPY SUPPLIES SUPPLEMENTARY
4764 | 4224180903400 | SHOULDER ABDUCTION BRACE WITH ADJUSTABLE ABDUCTION RANGE FROM 0-90, PADDED CLAVICLE STRAP, ASSORTED SIZE | REHABILITATION AND PHYSIOTHERAPY SUPPLIES SUPPLEMENTARY
4765 | 4224180623900 | SPLINT, LONG THUMB BRACE, COVER FOREARM, SUPPORTS WRIST AND MP AND CMC JOINTS OF THE THUMB, MADE OF THERMOPLASTIC, RIGHT, SIZE: MEDIUM | REHABILITATION AND PHYSIOTHERAPY SUPPLIES SUPPLEMENTARY
4766 | 4224180802700 | CHEST BINDER, WITH ANATOMIC STERNAL PAD, PROVIDES COMPRESSION TO THE RIB CAGE AND STERNUM ALLOWING FLEXIBILITY FOR COMFORTABLE BREATHING, SIZE ASSORTED SIZE | REHABILITATION AND PHYSIOTHERAPY SUPPLIES SUPPLEMENTARY
4767 | 4214170509200 | KNEE EXTENSION PILLOW, FOAM WEDGE, PREVENT EXTERNAL ROTATION OF THE HIP, ELEVATES THE KNEE SLIGHTLY, LIGHTWEIGHT | REHABILITATION AND PHYSIOTHERAPY SUPPLIES SUPPLEMENTARY
4768 | 4224150704900 | SPLINT, ULNAR POLYCENTRIC HINGED DEVIATION, RESTORES METACARPOPHALANGEAL (MP) JOINT ALIGNMENT, PALM FREE AND THE JOINT ALLOWS FULL FLEXION AND EXTENSION, PADDED FINGER STAYS ARE MALLEABLE FOR EASE OF APPLICATION AND TO PROVIDE OPTIMAL ALIGNMENT, SIZE: LARGE, ASSORTED SIDE | REHABILITATION AND PHYSIOTHERAPY SUPPLIES SUPPLEMENTARY
4769 | 4224180623700 | SPLINT, LONG THUMB BRACE, COVER FOREARM, SUPPORTS WRIST AND MP AND CMC JOINTS OF THE THUMB, MADE OF THERMOPLASTIC, RIGHT, SIZE: LARGE | REHABILITATION AND PHYSIOTHERAPY SUPPLIES SUPPLEMENTARY
4770 | 4618153900300 | WHEELCHAIR ACCESSORIES, GLOVES, PADDED MESH ANTI-VIBRATION, HALF-FINGER, ELASTOMER ABSORBS SHOCK, VIBRATION, AND PRESSURE, BREATHABLE AND COMFORTABLE WITH OPEN-WEAVE KNIT ON BACK SLIPS, WITH ADJUSTABLE VELCRO CLOSURE, PAIR, SIZE: LARGE | REHABILITATION AND PHYSIOTHERAPY SUPPLIES SUPPLEMENTARY
4771 | 4618153900200 | WHEELCHAIR ACCESSORIES, GLOVES, PADDED MESH ANTI-VIBRATION, HALF-FINGER, ELASTOMER ABSORBS SHOCK, VIBRATION, AND PRESSURE, BREATHABLE AND COMFORTABLE WITH OPEN-WEAVE KNIT ON BACK SLIPS, WITH ADJUSTABLE VELCRO CLOSURE, PAIR, SIZE: MEDIUM | REHABILITATION AND PHYSIOTHERAPY SUPPLIES SUPPLEMENTARY
4772 | 4224181200500 | ELBOW HINGED BRACE, ADJUSTABLE HINGE AND ROM ROTATING AND PRESSING LOCK, SOFT COMFORTABLE BREATHABLE FABRIC, SIZE EXTRA LARGE | REHABILITATION AND PHYSIOTHERAPY SUPPLIES SUPPLEMENTARY
4773 | 4921180400200 | PEARL HARD REFLECTIVE MARKER, ON A PLASTIC BASE, FOR MOTION ANALYSIS SYSTEM, SIZE 9.5 MM | REHABILITATION AND PHYSIOTHERAPY SUPPLIES SUPPLEMENTARY
4774 | 4224180623800 | SPLINT, LONG THUMB BRACE, COVER FOREARM, SUPPORTS WRIST AND MP AND CMC JOINTS OF THE THUMB, MADE OF THERMOPLASTIC, LEFT, SIZE: MEDIUM | REHABILITATION AND PHYSIOTHERAPY SUPPLIES SUPPLEMENTARY
4775 | 4224150713000 | MOUTH SPLINT, JOUGLARD’S MOUTH SPACER OR EQUIVALENT, USED TO AVOID RETRACTION WHICH LEADS TO MICROSTOMIA IN THE LIPS AND THE AREA AROUND THE LIPS OF BURN PATIENTS, THE SCREW ON THE MOUTH SPACER CAN TIGHTEN OR LOOSEN THE DEVICE PROVIDING IDEAL TENSION | REHABILITATION AND PHYSIOTHERAPY SUPPLIES SUPPLEMENTARY
4776 | 4224181200400 | ELBOW HINGED BRACE, ADJUSTABLE HINGE AND ROM ROTATING AND PRESSING LOCK, SOFT COMFORTABLE BREATHABLE FABRIC, SIZE SMALL | REHABILITATION AND PHYSIOTHERAPY SUPPLIES SUPPLEMENTARY
4777 | 4224180626200 | SPLINT, SHORT HAND-BASED THUMB SPICA SPLINT, SUPPORTS MP AND CMC JOINTS OF THE THUMB, MALLEABLE ALUMINUM STAY IS CONTOURED FOR AN ANATOMICALLY CORRECT FIT SELF-WICKING LINING TO CONTROL PERSPIRATION, NO CONTACT ON THE ULNAR SIDE OF THE HAND, LEFT, SIZE: SMALL | REHABILITATION AND PHYSIOTHERAPY SUPPLIES SUPPLEMENTARY
4778 | 4224150710200 | SPLINT WRIST WRAP FOR TFCC TEAR TWO COMPRESSION SOFT COMFORTABLE STRAPS WITH EXTRA LONG STRAP PROVIDE STABLE AND RELIABLE SUPPORT FOR THE WRIST PROVIDES TARGETED STABILIZATION FIT RIGHT AND LEFT UNIVERSAL SIZE | REHABILITATION AND PHYSIOTHERAPY SUPPLIES SUPPLEMENTARY
4779 | 4224180624000 | SPLINT, LONG THUMB BRACE, COVER FOREARM, SUPPORTS WRIST AND MP AND CMC JOINTS OF THE THUMB, MADE OF THERMOPLASTIC, LEFT, SIZE: SMALL | REHABILITATION AND PHYSIOTHERAPY SUPPLIES SUPPLEMENTARY
4780 | 4219220800800 | WHEELCHAIR ACCESSORIES, CHEST BELT, DYNAMIC ADJUSTABLE STRETCH CENTER OPENING WITH BUCKLE TORSO SUPPORT ANTERIOR TRUNK SUPPORT, NEOPRENE, WHEELCHAIR POSITIONING AND SUPPORT, ADJUSTABLE, SIZE: LARGE | REHABILITATION AND PHYSIOTHERAPY SUPPLIES SUPPLEMENTARY
4781 | 4225170700000 | WALKING AID ACCESSORY, SUSPENSION CONVERSION KIT, WALKER ACCESSORY, COMPATIBLE WITH POSTURE CONTROL WALKERS, SIZE: SMALL | REHABILITATION AND PHYSIOTHERAPY SUPPLIES SUPPLEMENTARY
4782 | 4224181200300 | ELBOW HINGED BRACE, ADJUSTABLE HINGE AND ROM ROTATING AND PRESSING LOCK, SOFT COMFORTABLE BREATHABLE FABRIC, SIZE MEDIUM | REHABILITATION AND PHYSIOTHERAPY SUPPLIES SUPPLEMENTARY
4783 | 4224180623500 | SPLINT, FUNCTIONAL WRIST-HAND ORTHOSIS, MALLEABLE, ALUMINUM WITH SOFT LINER AND STRAPS, ALLOWS DIFFERENT POSITIONING OF FINGERS, HAND, AND WRIST, NO THUMB SUPPORT, 3 DIFFERENT STRAP FINGERS, WRIST AND FOREARM, SMALL, RIGHT | REHABILITATION AND PHYSIOTHERAPY SUPPLIES SUPPLEMENTARY
4784 | 4218154201200 | ADHESIVE SENSOR, 4 SLOT, SPECIFICALLY DESIGNED ADHESIVE INTERFACE TO ATTACH TRIGNO SENSORS TO HUMAN SKIN | REHABILITATION AND PHYSIOTHERAPY SUPPLIES SUPPLEMENTARY
4785 | 4224152007300 | SPLINTING ACCESSORIES, HEAT PAN LINER, PREVENTS MATERIALS FROM ADHERING TO HEAT PAN BOTTOM AND FROM STRETCHING DURING REMOVAL FROM HEAT PAN PLASTIC SPLINTING ACCESSORIES 9X15IN NON-STICK | REHABILITATION AND PHYSIOTHERAPY SUPPLIES SUPPLEMENTARY
4786 | 4224152007200 | SPLINTING ACCESSORIES, HEAT PAN LINER, PREVENTS MATERIALS FROM ADHERING TO HEAT PAN BOTTOM AND FROM STRETCHING DURING REMOVAL FROM HEAT PAN PLASTIC SPLINTING ACCESSORIES 30X45IN NON-STICK | REHABILITATION AND PHYSIOTHERAPY SUPPLIES SUPPLEMENTARY
4787 | 4224152007100 | SPLINTING ACCESSORIES, HEAT PAN LINER, PREVENTS MATERIALS FROM ADHERING TO HEAT PAN BOTTOM AND FROM STRETCHING DURING REMOVAL FROM HEAT PAN PLASTIC SPLINTING ACCESSORIES 15X24IN NON-STICK | REHABILITATION AND PHYSIOTHERAPY SUPPLIES SUPPLEMENTARY
4788 | 4214420102100 | NEEDLE, ACUPUNCTURE / DRY, 60-65 X 0.30 - 0.35 MM, IN INTRODUCER TUBE, DISPOSABLE, STERILE, INDIVIDUAL PACK | REHABILITATION AND PHYSIOTHERAPY SUPPLIES SUPPLEMENTARY
4789 | 4224180302800 | CERVICAL BRACE, 3-4 POSTER, LIGHTWEIGHT, MALLEABLE, ADJUSTABLE, CHIN AND AXILLARY AND SHOULDER STRAPS, SHOULDER STRAPS WITH PADS, VELCRO CLOSURES, SIZE MEDIUM | REHABILITATION AND PHYSIOTHERAPY SUPPLIES SUPPLEMENTARY
4790 | 4214420102200 | NEEDLE, ACUPUNCTURE / DRY, 80-85 X 0.30 - 0.40 MM, IN INTRODUCER TUBE, DISPOSABLE, STERILE, INDIVIDUAL PACK | REHABILITATION AND PHYSIOTHERAPY SUPPLIES SUPPLEMENTARY
4791 | 4231155210900 | TAPE EXTRA-STICKY ADHESIVE DOUBLE SIDED TAPE SKIN-FRIENDLY HYPOALLERGENIC SUITABLE FOR MEDICAL APPLICATIONS AND IDEAL FOR ATTACH = ING ANALYSIS SYSTEM TO MOST ANY SURFACE SIZE 24 MM WIDTH (+/- 2 MM) | REHABILITATION AND PHYSIOTHERAPY SUPPLIES SUPPLEMENTARY
4792 | 4618150412800 | GLOVES, READY MADE, MEDICAL GRADUATED COMPRESSION, MADE OF FOAM CUBES, CONTAINS POLYURETHANE, FOR LYMPHEDEMA, 5 MM X 5 MM (SMALL BLOCKS), LEFT, SIZE 4 OR X-LARGE (LYMPHEDEMA) | REHABILITATION AND PHYSIOTHERAPY SUPPLIES SUPPLEMENTARY
4793 | 4225170700100 | WALKING AID ACCESSORY, SUSPENSION CONVERSION KIT, WALKER ACCESSORY, COMPATIBLE WITH POSTURE CONTROL WALKERS, SIZE: MEDIUM | REHABILITATION AND PHYSIOTHERAPY SUPPLIES SUPPLEMENTARY
4794 | 4618150413000 | GLOVES, READY MADE, MEDICAL GRADUATED COMPRESSION, MADE OF FOAM CUBES, CONTAINS POLYURETHANE, FOR LYMPHEDEMA, 5 MM X 5 MM (SMALL BLOCKS), LEFT, SIZE 6 OR XXX-LARGE (LYMPHEDEMA) | REHABILITATION AND PHYSIOTHERAPY SUPPLIES SUPPLEMENTARY
4795 | 4618150412900 | GLOVES, READY MADE, MEDICAL GRADUATED COMPRESSION, MADE OF FOAM CUBES, CONTAINS POLYURETHANE, FOR LYMPHEDEMA, 5 MM X 5 MM (SMALL BLOCKS), LEFT, SIZE 5 OR XX-LARGE (LYMPHEDEMA) | REHABILITATION AND PHYSIOTHERAPY SUPPLIES SUPPLEMENTARY
4796 | 4219220821400 | WHEELCHAIR ACCESSORIES, FOAM ARMRESTS PADDING, ATTACH WITH HOOK AND LOOP FASTENER, COMFORT, PRESSURE RELIEF AND PROTECTION OF SENSITIVE ARM AND ELBOWS, COVERED WITH FABRIC THAT CAN EASILY BE CLEAN, LENGTH 11 INCH | REHABILITATION AND PHYSIOTHERAPY SUPPLIES SUPPLEMENTARY
4797 | 4224180624100 | SPLINT, LONG THUMB BRACE, COVER FOREARM, SUPPORTS WRIST AND MP AND CMC JOINTS OF THE THUMB, MADE OF THERMOPLASTIC, RIGHT, SIZE: SMALL | REHABILITATION AND PHYSIOTHERAPY SUPPLIES SUPPLEMENTARY
4798 | 4224150008000 | SPLINTING ACCESSORIES, STRAP, WEBBING, WOVEN, POLYESTER, STRAPPING MATERIAL, SIZE: APPROXIMATELY 5 CM, 25 YARDS | REHABILITATION AND PHYSIOTHERAPY SUPPLIES SUPPLEMENTARY
4799 | 4219220802800 | WHEELCHAIR ACCESSORIES, ELASTIC STRAP, HIGH-STRETCH NEOPRENE WITH HOOK-AND-LOOP CLOSURE, EASILY CUT-TO-LENGTH WITHOUT FRAYING, FITTINGS USE ON THE CHEST ABDOMEN THIGHS OR LOWER LEGS, LENGTH 142CM (+- 5 CM), WIDTH 7.5CM (+- 1 CM) | REHABILITATION AND PHYSIOTHERAPY SUPPLIES SUPPLEMENTARY
4800 | 4618150413500 | GLOVES, READY MADE, MEDICAL GRADUATED COMPRESSION, MADE OF FOAM CUBES, CONTAINS POLYURETHANE, FOR LYMPHEDEMA, 5 MM X 5 MM (SMALL BLOCKS), RIGHT, SIZE 5 OR XX-LARGE (LYMPHEDEMA) | REHABILITATION AND PHYSIOTHERAPY SUPPLIES SUPPLEMENTARY
4801 | 4224181200200 | ELBOW HINGED BRACE, ADJUSTABLE HINGE AND ROM ROTATING AND PRESSING LOCK, SOFT COMFORTABLE BREATHABLE FABRIC, SIZE LARGE | REHABILITATION AND PHYSIOTHERAPY SUPPLIES SUPPLEMENTARY
4802 | 4618150413600 | GLOVES, READY MADE, MEDICAL GRADUATED COMPRESSION, MADE OF FOAM CUBES, CONTAINS POLYURETHANE, FOR LYMPHEDEMA, 5 MM X 5 MM (SMALL BLOCKS), RIGHT, SIZE 6 OR XXX-LARGE (LYMPHEDEMA) | REHABILITATION AND PHYSIOTHERAPY SUPPLIES SUPPLEMENTARY
4803 | 4214182000200 | CONNECTION CABLE FOR ANAL PRESSURE PROBE PLASTIC CONNECTING CABLE ANAL SPHINCTER MUSCLE UNIVERSAL - | REHABILITATION AND PHYSIOTHERAPY SUPPLIES SUPPLEMENTARY
4804 | 4618150413400 | GLOVES, READY MADE, MEDICAL GRADUATED COMPRESSION, MADE OF FOAM CUBES, CONTAINS POLYURETHANE, FOR LYMPHEDEMA, 5 MM X 5 MM (SMALL BLOCKS), RIGHT, SIZE 4 OR X-LARGE (LYMPHEDEMA) | REHABILITATION AND PHYSIOTHERAPY SUPPLIES SUPPLEMENTARY
4805 | 4219220801900 | WHEELCHAIR ACCESSORIES, CHEST BELT, DYNAMIC CLASSIC TORSO SUPPORT, ADJUSTABLE STRETCH NEOPRENE, WHEELCHAIR POSITIONING AND SUPPORT, ADJUSTABLE, SIZE: LARGE | REHABILITATION AND PHYSIOTHERAPY SUPPLIES SUPPLEMENTARY
4806 | 4224150007900 | SPLINTING ACCESSORIES, STRAP, WEBBING, WOVEN, POLYESTER, STRAPPING MATERIAL, SIZE: APPROXIMATELY 2.5 CM, 25 YARDS | REHABILITATION AND PHYSIOTHERAPY SUPPLIES SUPPLEMENTARY
4807 | 4224150006300 | SPLINTING ACCESSORIES, NEOPRENE SHEET, BREATHABLE, FABRICATE SEMI-FLEXIBLE SPLINTS, COOL AND COMFORTABLE, THICKNESS 3.5 MM SIZE 45 X 60 CM APPROXIMATELY | REHABILITATION AND PHYSIOTHERAPY SUPPLIES SUPPLEMENTARY
4808 | 4228152801900 | CLEANING INDICATOR, MONITORING THE CLEANING EFFICIENCY OF THE WASHER DISINFECTOR TO DETECT ITS CHEMICAL AND MECHANICAL ACTIVITY PROBLEMS, NO TOXIC, LEAD OR HEAVY METALS FREE, PLASTIC PLATE INDICATOR CONTAIN PRINTED DIE (BLOOD EQUIVALENT) , STORAGE IN ROOM TEMP, SUPPLIER PROVIDE 1 HOLDER FOR EVERY 200 STRIPS. | STERILIZATION SUPPLIES (CSSD)
4809 | 4228180800500 | WRAPPER STERILIZATION CREPE PAPER 60X60CM MEDICAL GRADE 60 GSM | STERILIZATION SUPPLIES (CSSD)
4810 | 4228152802000 | INDICATOR, FOR WATER HARDNESS, MONITORING FOR WATER HARDNESS RANGE (0 - 425) PPM, COLOR OF INDICATOR IS DIRECTLY COMPARED TO COLOR BLOCKS ON BOTTLE LABEL. | STERILIZATION SUPPLIES (CSSD)
4811 | 4228152801700 | INDICATOR, FOR TEMPERATURE INSIDE WASHER, A TEMPERATURE INDICATING STRIPS FOR MONITORING TEMPERATURES DURING THE AUTOMATED WASH CYCLE (IRREVERSIBLE INDICATOR), COLOR CHANGE WHEN IT CONTACTS WITH WATER | STERILIZATION SUPPLIES (CSSD)
4812 | 4228152801800 | CLEANING INDICATOR, FOR VALIDATION AND MONITORING OF THE CLEANING EFFICACY PROCESSES IN WASHERS DISINFECTORS WITH SOIL TEST CORRELATES TO HUMAN BLOOD. | STERILIZATION SUPPLIES (CSSD)
4813 | 4228152110500 | ALKALINE DETERGENT, SODIUM/POTASSIUM HYDROXIDE, EFFECTIVE ON HARD TO CLEAN SOILS, DISSOLVES COMPLETELY IN HARD OR SOFT WATER, EASY TO RINSE, LOW FOAMING, SUITABLE FOR AUTOMATIC CLEANING, 2-5 ML DOSE FORMULA, PH ALKALINE 10 – 13 BEFORE DILUTION, CORROSION INHIBITOR, BIODEGRADABLE, 18-20 L. | STERILIZATION SUPPLIES (CSSD)
4814 | 4228152801500 | CHEMICAL INDICATOR, EMULATING TYPE 6 FOR STEAM STERILIZATION, USE FOR BOTH OF 121 AND 134, NON-TOXIC INK, LEAD OR HEAVY METALS FREE, NOT LESS THAN ONE YEAR COLOR CHANGE AFTER EXPOSURE, ENDPOINT COLOR FOR PASS AND FAIL, LAMINATED, SIZE 6 - 7 CM (L) X 2 - 3 CM (W) STRIP | STERILIZATION SUPPLIES (CSSD)
4815 | 4228152105400 | STRINGER OPENING HINGE STAINLESS STEEL FOR JOINTED INSTRUMENTS 200X60MM | STERILIZATION SUPPLIES (CSSD)
4816 | 4228152105500 | STRINGER OPENING HINGE STAINLESS STEEL FOR JOINTED INSTRUMENTS 250X60MM | STERILIZATION SUPPLIES (CSSD)
4817 | 4228152106000 | TYVEK POUCH H2O2 STERILIZATION PRE-CUT FLAT HEAT SEAL70 GSM, PUNCTURE RESISTANT PLASTIC, TRANSPARENT FILM, PROCESS INDICATOR TYPE 1 PRINTED AT DISTANCE EVERY 15 CM, SIZE: L 480 MM X W 250 MM | STERILIZATION SUPPLIES (CSSD)
4818 | 4228152106400 | STEAM POUCH STERILIZATION ROLL GUSSET, MEDICAL GRADE, NOT LESS THAN 60 GSM, PUNCTURE RESISTANT PLASTIC, TRANSPARENT FILM, PROCESS INDICATOR TYPE 1 PRINTED AT DISTANCE EVERY 15 CM, SIZE: 100 MM X 50 MM X 100 M. | STERILIZATION SUPPLIES (CSSD)
4819 | 4228152106500 | STEAM POUCH STERILIZATION ROLL GUSSET, MEDICAL GRADE, NOT LESS THAN 60 GSM, PUNCTURE RESISTANT PLASTIC, TRANSPARENT FILM, PROCESS INDICATOR TYPE 1 PRINTED AT DISTANCE EVERY 15 CM, SIZE: 150 MM X 50 MM X 100 M. | STERILIZATION SUPPLIES (CSSD)
4820 | 4228152106600 | STEAM POUCH STERILIZATION ROLL GUSSET, MEDICAL GRADE, NOT LESS THAN 60 GSM, PUNCTURE RESISTANT PLASTIC, TRANSPARENT FILM, PROCESS INDICATOR TYPE 1 PRINTED AT DISTANCE EVERY 15 CM, SIZE: 200 MM X 50 MM X 100 M. | STERILIZATION SUPPLIES (CSSD)
4821 | 4228152106700 | STEAM POUCH STERILIZATION ROLL GUSSET, MEDICAL GRADE, NOT LESS THAN 60 GSM, PUNCTURE RESISTANT PLASTIC, TRANSPARENT FILM, PROCESS INDICATOR TYPE 1 PRINTED AT DISTANCE EVERY 15 CM, SIZE: 75 MM X 38 MM X 100 M. | STERILIZATION SUPPLIES (CSSD)
4822 | 4228152106800 | SPRAY GUN STAINLESS STEEL, FOR WATER AND AIR WITH 6 FULL ATTACHMENT AND WALL BRACKET | STERILIZATION SUPPLIES (CSSD)
4823 | 4410240800800 | LABEL, FOR TRAY TAG, TO IDENTIFY INSTRUMENT SETS, WASHABLE UP TO 95 DEGREE. | STERILIZATION SUPPLIES (CSSD)
4824 | 4228152801600 | CLEANING INDICATOR, MONITORING THE ENZYME ACTIVITY OF THE ENZYME SOLUTION ON THE MANUAL BATH, COMPARISON COLOR BLOCKS LABEL ON BOTTLE WITH THE STRIP COLOR RESULT, STORAGE IN ROOM TEMPERATURE. | STERILIZATION SUPPLIES (CSSD)
4825 | 4228152108400 | WRAPPING SHEET, NON-WOVEN SPUNBOND MELTBLOWN SPUNBOND (SMS), TWO LAYERS BONDED, SIMULTANEOUS, EACH LAYER DIFFERENT COLOR, EACH LAYER THICKNESS 80 GSM, COMPATIBLE WITH THE STEAM STERILIZATION AND HYDROGEN PEROXIDE STERILIZATION SYSTEMS, NON-LEACHING AND ODORLESS, MICROBIAL BARRIER, TEAR RESISTANCE, AIR PERMEABILITY AND BURST STRENGTH, WRAPPING SHEETS SIZE 122 CM X 122 CM | STERILIZATION SUPPLIES (CSSD)
4826 | 4228152110100 | WRAPPING SHEET, NON-WOVEN SPUNBOND MELTBLOWN SPUNBOND (SMS), THICKNESS 80 GSM, COMPATIBLE WITH THE STEAM STERILIZATION AND HYDROGEN PEROXIDE STERILIZATION SYSTEMS, NON-LEACHING AND ODORLESS, MICROBIAL BARRIER, TEAR RESISTANCE, AIR PERMEABILITY AND BURST STRENGTH, WRAPPING SHEETS GREEN OR BLUE, SIZE 137CM X 137 CM | STERILIZATION SUPPLIES (CSSD)
4827 | 4228180800400 | WRAPPER STERILIZATION CREPE PAPER 50X50CM MEDICAL GRADE 60GSM | STERILIZATION SUPPLIES (CSSD)
4828 | 4228152700100 | CASSETTE, HYDROGEN PEROXIDE STERILANT FOR STERRAD NX STERILIZER, WITH AN EXTERNAL LEAK MONITOR, FOR 5 CYCLES. | STERILIZATION SUPPLIES (CSSD)
4829 | 4228152700300 | V-PRO MAX CARTRIDGE OR CUP, 59% HYDROGEN PEROXIDE, (15 CYCLES / CUP) . | STERILIZATION SUPPLIES (CSSD)
4830 | 4228152700900 | CASSETTE, HYDROGEN PEROXIDE STERILANT FOR STERRAD 100 S STERILIZER, WITH AN EXTERNAL LEAK MONITOR, FOR 5 CYCLES. | STERILIZATION SUPPLIES (CSSD)
4831 | 4228152701000 | LABEL TAPE, FOR CASSETTE - 24 MM LAMINATED BLACK LETTERS ON WHITE TAPE USED IN STERILIZATION | STERILIZATION SUPPLIES (CSSD)
4832 | 4228152701400 | LABEL, FOR LASER P-TOUCH COMPATIBLE WITH MESH TRAYMARKING BAR CODING 30X40MM | STERILIZATION SUPPLIES (CSSD)
4833 | 4213150709100 | SHOES, ANTI-SLIPPERY, WATER PROOF, PUNCTURE RESISTANT, ANTISTATIC, COVERING THE FEET AND TOES WITH REINFORCEMENT HEEL, LATERAL VENTILATION PORTS, COMFORTABLE, ERGONOMIC DESIGN TO RELIEVE TENSION IN FEET AND LOWER BACK, LIGHT WEIGHT (NOT MORE THAN 80G PER PIECE), EASY TO CLEAN AND DISINFECT, SIZE 43/44 BLUE | STERILIZATION SUPPLIES (CSSD)
4834 | 4228152800900 | CHEMICAL INTEGRATOR CLASS 5 STRIP MOVING INK TECHNOLOGY | STERILIZATION SUPPLIES (CSSD)
4835 | 4228152108500 | WRAPPER STERILIZATION WETLAID NON WOVEN PAPER 70GSM 100X100CM MEDICAL GRADE | STERILIZATION SUPPLIES (CSSD)
4836 | 4228152802100 | INDICATOR, FOR WATER PH, MONITORING FOR WATER PH RANGE (0-14) , COLOR OF INDICATOR IS DIRECTLY COMPARED TO COLOR BLOCKS ON BOTTLE LABEL. | STERILIZATION SUPPLIES (CSSD)
4837 | 4228160314000 | HIGH LEVEL DISINFECTANT, FOR ALL FLEXIBLE SCOPES AND HEAT-SENSITIVE MEDICAL DEVICES, ORTHOPHTHALDEHYDE SOLUTIONS, SOLUTION CONCENTRATION 0.55%, STABILIZING AGENTS, ANTI-CORROSION AGENTS, ODORLESS, NO TOXIC VAPOR OR RESIDUES, BIODEGRADABLE, READY FOR USE OR PROVIDED WITH ITS ADDITIVE, FOR MANUAL OR AUTOMATED ENDOSCOPY PREPROCESSORS, COMPATIBLE TO USE ON ALL TYPE AND MATERIAL OF THE ENDOSCOPES, RE-USED IN RANGE OF 14 – 21 DAYS, SOLUTION EFFICIENCY TEST 25 STRIPS FOR EVERY GALLON. | STERILIZATION SUPPLIES (CSSD)
4838 | 4228152802700 | CLEANING INDICATOR, MONITORING THE CLEANING EFFICIENCY OF THE ULTRASONIC, SELF-CONTAINED VIAL VISUALLY CHECKED FOR COLOR CHANGE, STO RAGE IN ROOM TEMPERATURE. | STERILIZATION SUPPLIES (CSSD)
4839 | 4228171100000 | LIQUID, DESCALER FOR REMOVAL OF LIME SCALE OF WASHER DISINFECTOR AND CART WASHER, GALLON. | STERILIZATION SUPPLIES (CSSD)
4840 | 4228180701000 | BIOLOGICAL INDICATOR PROCESS CHALLENGE DEVICE (PCD), FOR PLASMA STERILIZERS, READOUT INCUBATION TIME LESS THAN 30 MIN, EXTERNAL CHEMICAL INDICATOR TYPE 1 | STERILIZATION SUPPLIES (CSSD)
4841 | 4228180700300 | WATER LEVEL LABEL WITH TEMPERATURE MEASUREMENT, TO BE STICKED TO THE SURGICAL INSTRUMENT WASHING SINK. | STERILIZATION SUPPLIES (CSSD)
4842 | 4228171600000 | CLEANING INDICATOR, PEN DETECTION TEST PROTEIN RESIDUES | STERILIZATION SUPPLIES (CSSD)
4843 | 4228152105300 | STRINGER BALL CLOSURE FOR JOINTED INSTRUMENTS 150MMX60MM | STERILIZATION SUPPLIES (CSSD)
4844 | 4228180601300 | INDICATOR STRIP TEST FOR ORTH - PHTHALALDEHYDE SOLUTION EFFECTIVENESS | STERILIZATION SUPPLIES (CSSD)
4845 | 4228180600800 | CHEMICAL INTEGRATOR CLASS 5 STRIP COLOR CHANGE TECHNOLOGY | STERILIZATION SUPPLIES (CSSD)
4846 | 4229490006300 | BALL TEA STRAINER FINE MESH STAINLESS STEEL, WITH SPRING CLOSURE, X 9.5 CM INNER DIAMETER | STERILIZATION SUPPLIES (CSSD)
4847 | 4228180000600 | CHEMICAL INDICATOR FOR HYDROGEN PEROXIDE, LOW TEMPERATURE STERILIZATION | STERILIZATION SUPPLIES (CSSD)
4848 | 4228180000700 | CHEMICAL INDICATOR, TYPE 4 FOR LOW TEMPERATURE (PLASMA) STERILIZER, COMPLY WITH ISO 11140-1, NON-TOXIC INK, LEAD OR HEAVY METALS FREE, NOT LESS THAN ONE YEAR COLOR CHANGE AFTER EXPOSURE TO VAPORIZED HYDROGEN PEROXIDE, ENDPOINT COLOR FOR PASS AND FAIL, SIZE: 1.5-2 CM WIDE AND 7.5-10 CM LENGTH. | STERILIZATION SUPPLIES (CSSD)
4849 | 4228180200300 | COLORED IDENTIFICATION NAME PLATE (LABEL) FOR RIGID STERILIZATION CONTAINER, RE-USEABLE, ALUMINUM, GREEN, OUTER LENGTH: 50MM X W 18MM | STERILIZATION SUPPLIES (CSSD)
4850 | 4228180301200 | BIOLOGICAL INDICATOR, SELF-CONTAINED INDIVIDUAL VIALS FOR STEAM STERILIZERS, READOUT INCUBATION TIME LESS THAN 30 MIN, EXTERNAL CHEMICAL INDICATOR TYPE 1. | STERILIZATION SUPPLIES (CSSD)
4851 | 4228180300900 | BIOLOGICAL INDICATOR, SELF-CONTAINED INDIVIDUAL VIALS FOR PLASMA STERILIZERS, READOUT INCUBATION TIME LESS THAN 30 MIN, EXTERNAL CHEMICAL INDICATOR TYPE 1 | STERILIZATION SUPPLIES (CSSD)
4852 | 4228180200700 | COLORED IDENTIFICATION NAME PLATE (LABEL) FOR RIGID STERILIZATION CONTAINER, RE-USEABLE, ALUMINUM, YELLOW, OUTER LENGTH: 50MM X W 18MM | STERILIZATION SUPPLIES (CSSD)
4853 | 4228180200600 | COLORED IDENTIFICATION NAME PLATE (LABEL) FOR RIGID STERILIZATION CONTAINER, RE-USEABLE, ALUMINUM, RED, OUTER LENGTH: 50MM X W 18MM | STERILIZATION SUPPLIES (CSSD)
4854 | 4228180701100 | PLATE, LABEL, FOR BARCODE STAINLESS STEEL CAN BE ATTACHED TO PERFORATED TRAYS 90 CM X 30 CM | STERILIZATION SUPPLIES (CSSD)
4855 | 4228180701200 | PLATE, LABEL, ROUND FOR QR CODE, STAINLESS STEEL CAN BE ATTACHED TO PERFORATED TRAYS SIZE : 2.5 CM OR EQUIVALENT | STERILIZATION SUPPLIES (CSSD)
4856 | 4228170602200 | INSTRUMENT LUBRICANT MILK, TO BE USED WITH WASHER DISINFECTORS, NON-SILICONE-BASED, FORMULA DOES NOT INTERFERE WITH THE STERILIZATION METHOD, NEUTRAL PH, CONTAINS AN ANTIMICROBIAL ADDITIVES, COMPATIBILITY WITH STAINLESS STEEL, TUNGSTEN CARBIDE, ALUMINUM, AND TITANIUM INSTRUMENTS, GALLON. | STERILIZATION SUPPLIES (CSSD)
4857 | 4228170601200 | INSTRUMENT LUBRICANT MILK, TO BE USED WITH WASHER DISINFECTORS, NON-SILICONE-BASED, FORMULA DOES NOT INTERFERE WITH THE STERILIZATION METHOD, NEUTRAL PH, CONTAINS AN ANTIMICROBIAL ADDITIVES, COMPATIBILITY WITH STAINLESS STEEL, TUNGSTEN CARBIDE, ALUMINUM, AND TITANIUM INSTRUMENTS, SIZE 18 - 20 L . | STERILIZATION SUPPLIES (CSSD)
4858 | 4228152803600 | LABEL INFORMATION CARD, FOR RIGID STERILIZATION CONTAINER, WITH TYPE 1 STEAM CHEMICAL INDICATOR, CONTAIN ALL THE FIELDS RELEVANT FOR RECORDING INFORMATION, UNERASABLE, 75 - 80 MM X 28 - 30 MM | STERILIZATION SUPPLIES (CSSD)
4859 | 4410240800700 | LABEL STICKER, FOR T- DOC ZEBRA PRINTER, SIZE, 10.2 CM X 5.6 CM | STERILIZATION SUPPLIES (CSSD)
4860 | 4228153600100 | FILTER, POLYTETRAFLUOROETHYLENE ( PTFE ), FOR RIGID CONTAINER, REUSABLE, ROUND, FREE LATEX | STERILIZATION SUPPLIES (CSSD)
4861 | 4410240800600 | LABEL, STRONG, ADHESIVE, KEEPS LABEL WITH STAND STEAM STERILIZATION, THE LABEL PROVIDES 3 LINES OF INFORMATION WITH UP TO 10 CHARACTERS PER LINE, 1000 - 1200 LABELS PER ROLL, PROVIDE GUN APPLICATOR FOR EACH 450000 LABEL. | STERILIZATION SUPPLIES (CSSD)
4862 | 4111197900000 | PRINTING PAPER ROLL, THERMAL SIZE 110 MM COMPATIBLE WITH SECTORS MACHINE | STERILIZATION SUPPLIES (CSSD)
4863 | 4228170400300 | LUBRICANT SPRAY, OIL, AEROSOL, PRESSURIZED, READY TO USE, FOR MANUAL APPLICATION, WITH NOZZLE NOT LESS THAN 10 CM, NON-SILICONE-BASED, ODORLESS, COLORLESS, NON GREASY, LEAK PROOF, FORMULA DOES NOT INTERFERE WITH THE STERILIZATION METHOD, NEUTRAL PH, CONTAINS AN ANTIMICROBIAL ADDITIVES, COMPATIBILITY WITH STAINLESS STEEL, TUNGSTEN CARBIDE, ALUMINUM, AND TITANIUM INSTRUMENTS, 250 - 500 ML | STERILIZATION SUPPLIES (CSSD)
4864 | 4228170402900 | ALKALINE DETERGENT SODIUM/POTASSIUM HYDROXIDE EFFECTIVE ON HARD TO CLEAN SOILS DISSOLVES COMPLETELY IN HARD OR SOFT WATER EASY TO RINSE LOW FOAMING SUITABLE FOR AUTOMATIC CLEANING 2-5 ML DOSE FORMULA PH ALKALINE 10 – 13 BEFORE DILUTION CORROSION INHIBITOR BIODEGRADABLE FIT TO CABINET (WIDE CAP) GALLON 3 – 5 L | STERILIZATION SUPPLIES (CSSD)
4865 | 4228152802200 | LABEL INFORMATION CARD, FOR RIGID STERILIZATION CONTAINER, WITH TYPE 1 STEAM CHEMICAL INDICATOR, CONTAIN ALL THE FIELDS RELEVANT FOR RECORDING INFORMATION, UNERASABLE, 35 MM X 80 MM | STERILIZATION SUPPLIES (CSSD)
4866 | 4228170403100 | ENZYMATIC DETERGENT, NOT LESS THAN 3 ENZYMES (AMYLASE, PROTEASE, LIPASE) , EFFECTIVE ON HARD TO CLEAN SOILS, DISSOLVES COMPLETELY IN HARD OR SOFT WATER, EASY TO RINSE, LOW FOAMING, SUITABLE FOR AUTOMATIC AND MANUAL CLEANING, 2-5 ML DOSE FORMULA, NEUTRAL PH, CORROSION INHIBITOR, BIODEGRADABLE, MUST BE COMPATIBLE WITH WASHER DISINFECTOR, CART WASHER, ULTRASONIC MACHINES, FIT TO CABINET (WIDE CAP) , WITH EVERY 5 GALLON ONE MANUAL DOSING PUMP, GALLON. | STERILIZATION SUPPLIES (CSSD)
4867 | 4228170405800 | ALKALINE DETERGENT, SODIUM/POTASSIUM HYDROXIDE, EFFECTIVE ON HARD TO CLEAN SOILS, DISSOLVES COMPLETELY IN HARD OR SOFT WATER, EASY TO RINSE, LOW FOAMING, SUITABLE FOR AUTOMATIC CLEANING, 2-5 ML DOSE FORMULA, ALKALINE PH SOLUTION UP TO 11, CORROSION INHIBITOR, BIODEGRADABLE, 200 L. | STERILIZATION SUPPLIES (CSSD)
4868 | 4228170405900 | DETERGENT, MECHANICAL CLEAN FOR CART WASHER, RINSE AID, NO FOAM, NEUTRAL 18 - 20 LITER. | STERILIZATION SUPPLIES (CSSD)
4869 | 4228160402700 | DETERGENT, MECHANICAL CLEAN FOR CART WASHER, RINSE AID, NO FOAM, NEUTRAL, GALLON. | STERILIZATION SUPPLIES (CSSD)
4870 | 4228170406000 | ENZYMATIC DETERGENT, 3 ENZYMES (AMYLASE, PROTEASE, LIPASE), EFFECTIVE ON HARD TO CLEAN SOILS, DISSOLVES COMPLETELY IN HARD OR SOFT WATER, EASY TO RINSE, LOW FOAMING, SUITABLE FOR AUTOMATIC AND MANUAL CLEANING, 2-5 ML DOSE FORMULA, NEUTRAL PH, CORROSION INHIBITOR, BIODEGRADABLE, CE, EPA, OR SFDA REGISTERED, MUST BE COMPATIBLE WITH WASHER DISINFECTOR, CART WASHER, ULTRASONIC MACHINES, FIT TO CABINET (WIDE CAP), WITH EVERY 5 GALLON ONE MANUAL DOSING PUMP, GALLON. | STERILIZATION SUPPLIES (CSSD)
4871 | 4228170406100 | ENZYMATIC DETERGENT, 5 ENZYMES, EFFECTIVE ON HARD TO CLEAN SOILS, DISSOLVES COMPLETELY IN HARD OR SOFT WATER, EASY TO RINSE, LOW FOAMING, SUITABLE FOR AUTOMATIC AND MANUAL CLEANING, 2-5 ML DOSE FORMULA, NEUTRAL PH, CORROSION INHIBITOR, BIODEGRADABLE, MUST BE COMPATIBLE WITH WASHER DISINFECTOR, CART WASHER, ULTRASONIC MACHINES, FIT TO CABINET (WIDE CAP) , WITH EVERY 5 GALLON ONE MANUAL DOSING PUMP, GALLON. | STERILIZATION SUPPLIES (CSSD)
4872 | 4228170406200 | ENZYMATIC DETERGENT, NOT LESS THAN 3 ENZYMES (AMYLASE, PROTEASE, LIPASE) , EFFECTIVE ON HARD TO CLEAN SOILS, DISSOLVES COMPLETELY IN HARD OR SOFT WATER, EASY TO RINSE, LOW FOAMING, SUITABLE FOR AUTOMATIC AND MANUAL CLEANING, 2-5 ML DOSE FORMULA, NEUTRAL PH, CORROSION INHIBITOR, BIODEGRADABLE, 200 L. | STERILIZATION SUPPLIES (CSSD)
4873 | 4228170406300 | RUST AND STAIN REMOVER, ACIDIC BASED, MAINTAINS THE PROTECTIVE PASSIVE LAYER INTEGRITY OF STAINLESS-STEEL OF SURGICAL INSTRUMENT, AN TI-CORROSION, REMOVE RUST PITTING STAINS AND LIMESCALE, EFFECTIVE IN HARD WATER SCALE, RINSE FREE, FOR MANUAL PROCESS, WITH EVERY 5 GALLON ONE MANUAL DOSING PUMP, GALLON. | STERILIZATION SUPPLIES (CSSD)
4874 | 4228160314400 | PRE CLEAN ENZYMATIC AND DISINFECTANT SPRAY, FOAM, FOR POINT OF USE, READY TO USE, NOT LESS THAN 3 ENZYMES (AMYLASE, PROTEASE, LIPASE), SURFACTANT, CONDENSED, CLINGS TO SOIL, MAINTAIN THE MOISTURE DURING TRANSPORT UP TO 48 - 72 HOURS, OIL FILM FREE, DYE-FREE, NEUTRAL PH, CONTAINS CORROSION INHIBITORS, SAFE FOR ALUMINUM, SOFT METALS, GOLD HANDLES, RINSES FREE, LEAK PROOF, SIZE: 600ML – 1000 ML | STERILIZATION SUPPLIES (CSSD)
4875 | 4228152105200 | STRINGER OPENING HINGE STAINLESS STEEL FOR JOINTED INSTRUMENTS 100X60MM | STERILIZATION SUPPLIES (CSSD)
4876 | 4229680600900 | HOLDER, FOR CLEANING INDICATOR, LOAD CHECK, STAINLESS STEEL SPRING LOADED FOR QUALITY ASSURANCE MONITOR COMPATIBLE WITH CLEANING INDICATOR | STERILIZATION SUPPLIES (CSSD)
4877 | 4228152104000 | POUCH STEAM STERILIZATION PRE-CUT FLAT HEAT SEAL, MEDICAL GRADE PAPER NOT LESS THAN 60 GSM (WHITE) , THICK PLASTIC TRANSPARENT FILM, PUNCTURE RESISTANT INDICATOR TYPE 1 PRINTED AT DISTANCE EVERY 15 CM, SEAL EDGE 9 MM, SIZE: L 500 MM X W 250 MM, PRICE FOR EACH POUCH. | STERILIZATION SUPPLIES (CSSD)
4878 | 4231210805400 | POUCH STEAM STERILIZATION PRE-CUT FLAT HEAT SEAL, MEDICAL GRADE PAPER NOT LESS THAN 60 GSM (WHITE) , THICK PLASTIC TRANSPARENT FILM, PUNCTURE RESISTANT INDICATOR TYPE 1 PRINTED AT DISTANCE EVERY 15 CM, SEAL EDGE 9 MM, SIZE: L 508 MM X W 325 MM | STERILIZATION SUPPLIES (CSSD)
4879 | 4231210805600 | STEAM POUCH STERILIZATION ROLL FLAT, MEDICAL GRADE NOT LESS THAN 60 GSM, PUNCTURE RESISTANT PLASTIC, TRANSPARENT FILM, PROCESS INDICATOR TYPE 1 PRINTED AT DISTANCE EVERY 15 CM, SIZE: 50 MM X 100 M. | STERILIZATION SUPPLIES (CSSD)
4880 | 4231210805700 | STEAM POUCH STERILIZATION ROLL FLAT, MEDICAL GRADE NOT LESS THAN 60 GSM, PUNCTURE RESISTANT PLASTIC, TRANSPARENT FILM, PROCESS INDICATOR TYPE 1 PRINTED AT DISTANCE EVERY 15 CM, SIZE: 75 MM X 100 M. | STERILIZATION SUPPLIES (CSSD)
4881 | 4231210805800 | STEAM POUCH STERILIZATION ROLL FLAT, MEDICAL GRADE NOT LESS THAN 60 GSM, PUNCTURE RESISTANT PLASTIC, TRANSPARENT FILM, PROCESS INDICATOR TYPE 1 PRINTED AT DISTANCE EVERY 15 CM, SIZE: 100 MM X 100 M. | STERILIZATION SUPPLIES (CSSD)
4882 | 4231210805900 | STEAM POUCH STERILIZATION ROLL FLAT, MEDICAL GRADE NOT LESS THAN 60 GSM, PUNCTURE RESISTANT PLASTIC, TRANSPARENT FILM, PROCESS INDICATOR TYPE 1 PRINTED AT DISTANCE EVERY 15 CM, SIZE: 200 MM X 100 M. | STERILIZATION SUPPLIES (CSSD)
4883 | 4231210806300 | POUCH STEAM STERILIZATION PRE-CUT FLAT HEAT SEAL, MEDICAL GRADE PAPER NOT LESS THAN 60 GSM (WHITE) , THICK PLASTIC TRANSPARENT FILM, PUNCTURE RESISTANT INDICATOR TYPE 1 PRINTED AT DISTANCE EVERY 15 CM, SEAL EDGE 9 MM, SIZE: L 300 MM X W 75 MM | STERILIZATION SUPPLIES (CSSD)
4884 | 4231210806900 | TYVEK POUCH H2O2 STERILIZATION PRE-CUT FLAT SELF-SEAL70 GSM, PUNCTURE RESISTANT PLASTIC, TRANSPARENT FILM, PROCESS INDICATOR TYPE 1 PRINTED AT DISTANCE EVERY 15 CM, SIZE: L 441 MM X W 203 MM | STERILIZATION SUPPLIES (CSSD)
4885 | 4231210807000 | TYVEK POUCH H2O2 STERILIZATION PRE-CUT FLAT SELF-SEAL70 GSM, PUNCTURE RESISTANT PLASTIC, TRANSPARENT FILM, PROCESS INDICATOR TYPE 1 PRINTED AT DISTANCE EVERY 15 CM, SIZE: L 270 MM X W 200 MM | STERILIZATION SUPPLIES (CSSD)
4886 | 4231210807100 | TYVEK POUCH H2O2 STERILIZATION PRE-CUT FLAT SELF-SEAL 70 GSM, PUNCTURE RESISTANT PLASTIC, TRANSPARENT FILM, PROCESS INDICATOR TYPE 1 PRINTED AT DISTANCE EVERY 15 CM, SIZE: L 480 MM X W 250 MM | STERILIZATION SUPPLIES (CSSD)
4887 | 4231210807200 | TYVEK POUCH H2O2 STERILIZATION PRE-CUT FLAT SELF-SEAL70 GSM, PUNCTURE RESISTANT PLASTIC, TRANSPARENT FILM, PROCESS INDICATOR TYPE 1 PRINTED AT DISTANCE EVERY 15 CM, SIZE: L 600 MM X W 350 MM | STERILIZATION SUPPLIES (CSSD)
4888 | 4231210807300 | TYVEK POUCH H2O2 STERILIZATION PRE-CUT FLAT SELF-SEAL 70 GSM, PUNCTURE RESISTANT PLASTIC, TRANSPARENT FILM, PROCESS INDICATOR TYPE 1 PRINTED AT DISTANCE EVERY 15 CM, SIZE: L 200 MM X W 75 MM | STERILIZATION SUPPLIES (CSSD)
4889 | 4231210807400 | POUCH STEAM STERILIZATION PRE-CUT FLAT SELF-SEAL, MEDICAL GRADE PAPER NOT LESS THAN 60 GSM (WHITE) , THICK PLASTIC TRANSPARENT FILM, PUNCTURE RESISTANT INDICATOR TYPE 1 PRINTED AT DISTANCE EVERY 15 CM, SEAL EDGE 9 MM, SIZE: L 230 MM X W 100 MM | STERILIZATION SUPPLIES (CSSD)
4890 | 4231210808100 | STEAM POUCH STERILIZATION ROLL FLAT, NOT LESS THAN 60 GSM, PUNCTURE RESISTANT PLASTIC, TRANSPARENT FILM, PROCESS INDICATOR TYPE 1 PRINTED AT DISTANCE EVERY 15 CM, SIZE: 250 MM X 100 M. | STERILIZATION SUPPLIES (CSSD)
4891 | 4231210808400 | POUCH STEAM STERILIZATION PRE-CUT FLAT SELF-SEAL, MEDICAL GRADE PAPER NOT LESS THAN 60 GSM (WHITE), THICK PLASTIC TRANSPARENT FILM, PUNCTURE RESISTANT INDICATOR TYPE 1 PRINTED AT DISTANCE EVERY 15 CM, SEAL EDGE 9 MM, SIZE: L 400 MM X W 200 MM | STERILIZATION SUPPLIES (CSSD)
4892 | 4231210808800 | TYVEK POUCH H2O2 STERILIZATION PRE-CUT FLAT HEAT SEAL70 GSM, PUNCTURE RESISTANT PLASTIC, TRANSPARENT FILM, PROCESS INDICATOR TYPE 1 PRINTED AT DISTANCE EVERY 15 CM, SIZE: L 350 MM X W 150 MM | STERILIZATION SUPPLIES (CSSD)
4893 | 4231210809300 | VACUUM STORAGE AND TRANSPORT POUCHES SIZE 55 X 85 CM WHICH INCLUDE ACCESSORIES: RUBBER AND PAPER INDICATOR. | STERILIZATION SUPPLIES (CSSD)
4894 | 4229542704200 | BRUSH CLEANING NYLON BRISTLE SURGICAL INSTRUMENT 16X12MM TWISTED WIRE MORE THAN 300MM LENGTH | STERILIZATION SUPPLIES (CSSD)
4895 | 4215151100300 | TRAY TAGS LABEL, COLOR : GREEN; WIDTH : 2 INCH (5CM) ; LENGTH : 5.5 INCH (14CM) | STERILIZATION SUPPLIES (CSSD)
4896 | 4229542701300 | BRUSH CLEANING CANNULATED INSTRUMENT, SINGLE ENDED, HIGH QUALITY WHITE MEDICAL GRADE SOFT NYLON BRISTLES, STAINLESS STEEL HANDLE, DISPOSABLE, NON-STERILE, BRISTLE DIAMETER WIDE 0.6 X 6.3 CM, OVERALL LENGTH NOT LESS THAN 35 CM. | STERILIZATION SUPPLIES (CSSD)
4897 | 4229542701200 | BRUSH CLEANING CANNULATED INSTRUMENT, SINGLE ENDED, HIGH QUALITY WHITE MEDICAL GRADE SOFT NYLON BRISTLES, STAINLESS STEEL HANDLE, DISPOSABLE, NON-STERILE, BRISTLE DIAMETER WIDE 0.5 X 6.3 CM, OVERALL LENGTH NOT LESS THAN 35 CM. | STERILIZATION SUPPLIES (CSSD)
4898 | 4231210810800 | TYVEK POUCH H2O2 STERILIZATION PRE-CUT HEAT SEAL 70 GSM, PUNCTURE RESISTANT PLASTIC, TRANSPARENT FILM, PROCESS INDICATOR TYPE 1 PRINTED AT DISTANCE EVERY 15 CM, SIZE: L 320 MM X W 150 MM | STERILIZATION SUPPLIES (CSSD)
4899 | 4231210805300 | POUCH STEAM STERILIZATION PRE-CUT FLAT HEAT SEAL, MEDICAL GRADE PAPER NOT LESS THAN 60 GSM (WHITE) , THICK PLASTIC TRANSPARENT FILM, PUNCTURE RESISTANT INDICATOR TYPE 1 PRINTED AT DISTANCE EVERY 15 CM, SEAL EDGE 9 MM, SIZE: L 356 MM X W 213 MM | STERILIZATION SUPPLIES (CSSD)
4900 | 4231210805200 | POUCH STEAM STERILIZATION PRE-CUT FLAT HEAT SEAL, MEDICAL GRADE PAPER NOT LESS THAN 60 GSM (WHITE) , THICK PLASTIC TRANSPARENT FILM, PUNCTURE RESISTANT INDICATOR TYPE 1 PRINTED AT DISTANCE EVERY 15 CM, SEAL EDGE 9 MM, SIZE: L 305 MM X W 100 MM | STERILIZATION SUPPLIES (CSSD)
4901 | 4231210805100 | POUCH STEAM STERILIZATION PRE-CUT FLAT HEAT SEAL, MEDICAL GRADE PAPER NOT LESS THAN 60 GSM (WHITE) , THICK PLASTIC TRANSPARENT FILM, PUNCTURE RESISTANT INDICATOR TYPE 1 PRINTED AT DISTANCE EVERY 15 CM, SEAL EDGE 9 MM, SIZE: L 200 MM X W 80 MM | STERILIZATION SUPPLIES (CSSD)
4902 | 4231210805000 | POUCH STEAM STERILIZATION PRE-CUT FLAT HEAT SEAL, MEDICAL GRADE PAPER NOT LESS THAN 60 GSM (WHITE) , THICK PLASTIC TRANSPARENT FILM, PUNCTURE RESISTANT INDICATOR TYPE 1 PRINTED AT DISTANCE EVERY 15 CM, SEAL EDGE 9 MM, SIZE: L 406 MM X W 200 MM | STERILIZATION SUPPLIES (CSSD)
4903 | 4214000063900 | SEAL, TAMPER PROOF PLASTIC SURGICAL CONTAINERS, BLUE UNIVERSAL SINGLE USE. | STERILIZATION SUPPLIES (CSSD)
4904 | 4229542703500 | BRUSH CLEANING CANNULATED INSTRUMENTS 1 - 1.2 MM SINGLE-ENDED, HIGH QUALITY WHITE MEDICAL GRADE SOFT NYLON BRISTLES, DISPOSABLE, NON -STERILE, OVERALL LENGTH 60 CM. | STERILIZATION SUPPLIES (CSSD)
4905 | 4214000063600 | BASKET, STAINLESS STEEL, FOR CSSD WASHERS, MESH ON ALL SIDES, FINE MESH MAXIMUM OPENING 4 MM, ROUND EDGES, SIZE 25.4 X 25.4 X 3.81 CM | STERILIZATION SUPPLIES (CSSD)
4906 | 4214000063500 | BASKET, STAINLESS STEEL, FOR CSSD WASHER, WITH SECURE LID MESH TOP AND BOTTOM SOLID SIDES "LAP TOP", 23 X 18 X 3 CM | STERILIZATION SUPPLIES (CSSD)
4907 | 4214000063400 | BASKET, STAINLESS STEEL, FOR CSSD WASHER, WITH SECURE LID MESH TOP AND BOTTOM SOLID SIDES "LAP TOP", 18 X 14 X 3 CM | STERILIZATION SUPPLIES (CSSD)
4908 | 4214000063300 | BASKET, STAINLESS STEEL, FOR CSSD WASHERS, MESH ON ALL SIDES, FINE MESH MAXIMUM OPENING 4 MM, ROUND EDGES, SIZE 53.34 X 25.4 X 3.81 CM | STERILIZATION SUPPLIES (CSSD)
4909 | 4111580610000 | PRINTING PAPER ROLL, THERMAL SIZE 57 MM COMPATIBLE WITH SECTORS MACHINE | STERILIZATION SUPPLIES (CSSD)
4910 | 4229542703700 | BRUSH CLEANING CANNULATED INSTRUMENTS 13 - 15 MM SINGLE-ENDED, HIGH QUALITY WHITE MEDICAL GRADE SOFT NYLON BRISTLES, DISPOSABLE, NON -STERILE, OVERALL LENGTH 60 CM. | STERILIZATION SUPPLIES (CSSD)
4911 | 4229542703800 | BRUSH CLEANING CANNULATED INSTRUMENTS 3 - 5 MM SINGLE-ENDED, HIGH QUALITY WHITE MEDICAL GRADE SOFT NYLON BRISTLES, DISPOSABLE, NON-S TERILE, OVERALL LENGTH 60CM. | STERILIZATION SUPPLIES (CSSD)
4912 | 4225162000700 | MAT, TO PREVENT STAFF STRAINING FEET FOR PROLONGED TIME STANDING, NON ABSORBENT PUNCTURE RESISTANT, ANTIMICROBIAL, WASHABLE, SIZE : 50 CM X 120 | STERILIZATION SUPPLIES (CSSD)
4913 | 4231210811100 | TYVEK POUCH H2O2 STERILIZATION PRE-CUT HEAT SEAL 70 GSM, PUNCTURE RESISTANT PLASTIC, TRANSPARENT FILM, PROCESS INDICATOR TYPE 1 PRINTED AT DISTANCE EVERY 15 CM, SIZE: L 350 MM X W 100 MM | STERILIZATION SUPPLIES (CSSD)
4914 | 4229542703900 | BRUSH CLEANING CANNULATED INSTRUMENTS 6 - 8 MM SINGLE-ENDED, HIGH QUALITY WHITE MEDICAL GRADE SOFT NYLON BRISTLES, DISPOSABLE, NON-S TERILE, OVERALL LENGTH 60CM. | STERILIZATION SUPPLIES (CSSD)
4915 | 4229542704000 | BRUSH CLEANING CANNULATED INSTRUMENTS 9-12MM SINGLE-ENDED, HIGH QUALITY WHITE MEDICAL GRADE SOFT NYLON BRISTLES, DISPOSABLE, NON-STERILE, OVERALL LENGTH 60CM. | STERILIZATION SUPPLIES (CSSD)
4916 | 4229542701500 | BRUSH, FOR LUMEN CLEANING, MICRO/MINI BRUSH 0.18 X 1.3 CM, CANNULATED INSTRUMENTS CLEANING HIGH QUALITY BRUSH STAINLESS STEEL HANDLE AND WHITE MEDICAL GRADE NYLON BRISTLES, OVERALL LENGTH NOT LESS THAN 35 CM. | STERILIZATION SUPPLIES (CSSD)
4917 | 4229542701400 | BRUSH CLEANING CANNULATED INSTRUMENT, SINGLE ENDED, HIGH QUALITY WHITE MEDICAL GRADE SOFT NYLON BRISTLES, STAINLESS STEEL HANDLE, DISPOSABLE, NON-STERILE, BRISTLE DIAMETER WIDE 1.1 X 6.3CM, OVERALL LENGTH NOT LESS THAN 35 CM. | STERILIZATION SUPPLIES (CSSD)
4918 | 4231210501500 | PRE CLEAN ENZYMATIC SPRAY, FOR POINT OF USE, READY TO USE, NOT LESS THAN 3 ENZYMES (AMYLASE, PROTEASE, LIPASE), SURFACTANT, CLINGS TO SOIL, MAINTAIN THE MOISTURE DURING TRANSPORT UP TO 48 - 72 HOURS, OIL FILM FREE, DYE-FREE, NEUTRAL PH, CONTAINS CORROSION INHIBITORS, SAFE FOR ALUMINUM, SOFT METALS, GOLD HANDLES, RINSES FREE, LEAK PROOF, SIZE: 600ML – 1000 ML | STERILIZATION SUPPLIES (CSSD)
4919 | 4231210803800 | BAG, BIOHAZARD, SEALED, TO KEEP THE ITEM MOIST, SINGLE USE, SIZE, HALF DIN | STERILIZATION SUPPLIES (CSSD)
4920 | 4231210803900 | BAG, BIOHAZARD, SEALED, TO KEEP THE ITEM MOIST, SINGLE USE, SIZE, FULL DIN | STERILIZATION SUPPLIES (CSSD)
4921 | 4231210804800 | TYVEK POUCH H2O2 STERILIZATION PRE-CUT FLAT HEAT SEAL NOT LESS THAN 60 GSM, PUNCTURE RESISTANT PLASTIC, TRANSPARENT FILM, PROCESS INDICATOR TYPE 1 PRINTED AT DISTANCE EVERY 15 CM, SIZE: L 400 MM X W 200 MM | STERILIZATION SUPPLIES (CSSD)
4922 | 4214000063200 | BASKET, STAINLESS STEEL, FOR CSSD WASHERS, MESH ON ALL SIDES, FINE MESH MAXIMUM OPENING 4 MM, ROUND EDGES, SIZE 50.8 X 25.4 X 7.62 CM | STERILIZATION SUPPLIES (CSSD)
4923 | 4214000063100 | BASKET, STAINLESS STEEL, FOR CSSD WASHERS, MESH ON ALL SIDES, FINE MESH MAXIMUM OPENING 4 MM, ROUND EDGES, SIZE 25.4 X 25.4 X 7.62 CM | STERILIZATION SUPPLIES (CSSD)
4924 | 4231210804900 | POUCH STEAM STERILIZATION PRE-CUT FLAT HEAT SEAL, MEDICAL GRADE PAPER NOT LESS THAN 60 GSM (WHITE) , THICK PLASTIC TRANSPARENT FILM, PUNCTURE RESISTANT INDICATOR TYPE 1 PRINTED AT DISTANCE EVERY 15 CM, SEAL EDGE 9 MM, SIZE: L 406 MM X W 150 MM | STERILIZATION SUPPLIES (CSSD)
4925 | 4229542701600 | BRUSH, FOR LUMEN CLEANING, MICRO/MINI BRUSH 0.32 X 2.5 CM, CANNULATED INSTRUMENTS CLEANING HIGH QUALITY BRUSH STAINLESS STEEL HANDLE AND WHITE MEDICAL GRADE NYLON BRISTLES, OVERALL LENGTH NOT LESS THAN 35 CM. | STERILIZATION SUPPLIES (CSSD)
4926 | 4215151100400 | TRAY TAGS LABEL, COLOR RED, WIDTH : 2 INCH (5CM) ; LENGTH : 5.5 INCH (14CM) | STERILIZATION SUPPLIES (CSSD)
4927 | 4110410503800 | TRANSPORTATION BOX, FOR DELIVERING DIRTY INSTRUMENT, PROPYLENE PLASTIC MATERIAL, FREE LID LOCKABLE ATTACHED TO BOTH SIDES AND WELL SECURED, COLOR RED, WASHABLE UP TO 95 DEGREE, DURABLE, EXTERNAL SIZE 30 CM X 20 CM X 12 CM | STERILIZATION SUPPLIES (CSSD)
4928 | 4111600476700 | CASSETTE, HYDROGEN PEROXIDE STERILANT FOR STERRAD 100 NX STERILIZER PLASMA, WITH AN EXTERNAL LEAK MONITOR, FOR 5 CYCLES. | STERILIZATION SUPPLIES (CSSD)
4929 | 4228150914700 | TYVEK POUCH H2O2 STERILIZATION PRE-CUT HEAT SEAL 70 GSM, PUNCTURE RESISTANT PLASTIC, TRANSPARENT FILM, PROCESS INDICATOR TYPE 1 PRINTED AT DISTANCE EVERY 15 CM, SIZE: L 260MM X W 100 MM | STERILIZATION SUPPLIES (CSSD)
4930 | 4228150914800 | TYVEK POUCH H2O2 STERILIZATION PRE-CUT HEAT SEAL 70 GSM, PUNCTURE RESISTANT PLASTIC, TRANSPARENT FILM, PROCESS INDICATOR TYPE 1 PRINTED AT DISTANCE EVERY 15 CM, SIZE: L 650 MM X W 200 MM | STERILIZATION SUPPLIES (CSSD)
4931 | 4410311200800 | RIBBON ZEBRA SIZE 110 MM X 74 M PROVIDE 1 PRINTER FOR EACH 200 ROLL. | STERILIZATION SUPPLIES (CSSD)
4932 | 4228151300700 | TRAY, FOR MINOR SURGICAL INSTRUMENTS, W/ 4 COMPARTMENTS CONTAINS 3 SMALL DIVISIONS AND LARGE, AUTOCLAVABLE, SIZE 28X16X4 CM BLUE COLOR | STERILIZATION SUPPLIES (CSSD)
4933 | 4228151301000 | TRAY, SYSTEM CIDEX, WITH LID, DISINFECTING, DURABLE, AUTOCLAVABLE 10 X 4 X 5 INCH | STERILIZATION SUPPLIES (CSSD)
4934 | 4228152100100 | HEAVY DUTY GLOVES, MEDICAL GRADE NITRILE OR NATURAL RUBBER LATEX, POWDER FREE, FINGER THICKNESS 15 MIL, PALM THICKNESS 13 MIL, LONG CUFFS 30-35CM FROM THE INDEX FINGER, PUNCTURE RESISTANT, CHEMO RESISTANT, SINGLE USE, NON-STERILE, X-LARGE. | STERILIZATION SUPPLIES (CSSD)
4935 | 4228152101400 | WRAPPING SHEET, NON-WOVEN SPUNBOND MELTBLOWN SPUNBOND (SMS), THICKNESS 80 GSM, COMPATIBLE WITH THE STEAM STERILIZATION AND HYDROGEN PEROXIDE STERILIZATION SYSTEMS, NON-LEACHING AND ODORLESS, MICROBIAL BARRIER, TEAR RESISTANCE, AIR PERMEABILITY AND BURST STRENGTH, WRAPPING SHEETS GREEN OR BLUE, SIZE 120 CM X 120 CM | STERILIZATION SUPPLIES (CSSD)
4936 | 4228152101500 | POUCH STEAM STERILIZATION PRE-CUT FLAT SELF-SEAL, MEDICAL GRADE PAPER NOT LESS THAN 60 GSM (WHITE) , THICK PLASTIC TRANSPARENT FILM, PUNCTURE RESISTANT INDICATOR TYPE 1 PRINTED AT DISTANCE EVERY 15 CM, SEAL EDGE 9 MM, SIZE: L 225 MM X W 165 MM, PRICE FOR EACH POUCH. | STERILIZATION SUPPLIES (CSSD)
4937 | 4228152101600 | STEAM POUCH STERILIZATION ROLL FLAT, NOT LESS THAN 60 GSM, PUNCTURE RESISTANT PLASTIC, TRANSPARENT FILM, PROCESS INDICATOR TYPE 1 PRINTED AT DISTANCE EVERY 15 CM, SIZE: 150 MM X 100 M. | STERILIZATION SUPPLIES (CSSD)
4938 | 4228152101700 | POUCH STEAM STERILIZATION PRE-CUT FLAT HEAT SEAL, MEDICAL GRADE PAPER NOT LESS THAN 60 GSM (WHITE) , THICK PLASTIC TRANSPARENT FILM, PUNCTURE RESISTANT INDICATOR TYPE 1 PRINTED AT DISTANCE EVERY 15 CM, SEAL EDGE 9 MM, SIZE: L 200 MM X W 100 MM | STERILIZATION SUPPLIES (CSSD)
4939 | 4228150914600 | SOAKING TRAY, POLYPROPYLENE, WITH LID, DISINFECTING, DURABLE, AUTOCLAVABLE 74 X 22 X 13.2 CM | STERILIZATION SUPPLIES (CSSD)
4940 | 4228152102100 | PROTECTORS/GUARD REGULAR TIP, CLEAR, VENTED, PLASTIC, ALL ASSORTED SIZES LATEX FREE AUTOCLAVABLE TRANSPARENT | STERILIZATION SUPPLIES (CSSD)
4941 | 4228152102400 | ENZYMATIC DETERGENT, NOT LESS THAN 3 ENZYMES (AMYLASE, PROTEASE, LIPASE), EFFECTIVE ON HARD TO CLEAN SOILS, DISSOLVES COMPLETELY IN HARD OR SOFT WATER, EASY TO RINSE, LOW FOAMING, SUITABLE FOR AUTOMATIC AND MANUAL CLEANING, 2-5 ML DOSE FORMULA, NEUTRAL PH, CORROSION INHIBITOR, BIODEGRADABLE, MUST BE COMPATIBLE WITH WASHER DISINFECTOR, CART WASHER, ULTRASONIC MACHINES, 18 - 20 L PAIL. | STERILIZATION SUPPLIES (CSSD)
4942 | 4228152102500 | REGULAR BRUSH CLEANING INSTRUMENTS LARGE SINGLE-ENDED, HIGH QUALITY WHITE MEDICAL GRADE SOFT NYLON BRISTLES, DISPOSABLE, NON-STERILE, BRISTLE DIAMETER: LENGTH- 6CM ; WIDTH- 3CM, OVERALL LENGTH: 17-18 CM. | STERILIZATION SUPPLIES (CSSD)
4943 | 4228152102600 | BRUSH CLEANING CANNULATED INSTRUMENT, SINGLE ENDED, HIGH QUALITY WHITE MEDICAL GRADE SOFT NYLON BRISTLES, STAINLESS STEEL HANDLE, DISPOSABLE, NON-STERILE, BRISTLE DIAMETER WIDE: 5 MM, OVERALL LENGTH NOT LESS THAN 30 CM. | STERILIZATION SUPPLIES (CSSD)
4944 | 4228152102700 | BRUSH CLEANING CANNULATED, SINGLE ENDED, HIGH QUALITY WHITE MEDICAL GRADE SOFT NYLON BRISTLES, STAINLESS STEEL HANDLE, DISPOSABLE, N ON-STERILE, BRISTLE DIAMETER WIDE: 10 -15 MM, OVERALL LENGTH NOT LESS THAN 30 CM. | STERILIZATION SUPPLIES (CSSD)
4945 | 4228152102800 | BRUSH CLEANING CANNULATED INSTRUMENT, SINGLE ENDED, HIGH QUALITY WHITE MEDICAL GRADE SOFT NYLON BRISTLES, STAINLESS STEEL HANDLE, DISPOSABLE, NON-STERILE, BRISTLE DIAMETER WIDE: 15 -20 MM, OVERALL LENGTH NOT LESS THAN 30 CM | STERILIZATION SUPPLIES (CSSD)
4946 | 4111280000200 | TRANSPORTATION RIGID PLASTIC TRAY, PERFORATED WITH RIDGED BOTTOM, TO BE USED WITH WRAPPED INSTRUMENTS SETS SIZE 70 X 45 CM | STERILIZATION SUPPLIES (CSSD)
4947 | 4410240801200 | LABEL, STRONG, ADHESIVE, KEEPS LABEL WITH STAND STEAM STERILIZATION, THE LABEL PROVIDES 2 LINES OF INFORMATION WITH UP TO 10 CHARACTERS PER LINE, 800 - 1000 LABELS PER ROLL, PROVIDE GUN APPLICATOR FOR EACH 450000 LABEL. | STERILIZATION SUPPLIES (CSSD)
4948 | 4228152103700 | POUCH STEAM STERILIZATION PRE-CUT FLAT HEAT SEAL, MEDICAL GRADE PAPER NOT LESS THAN 60 GSM (WHITE) , THICK PLASTIC TRANSPARENT FILM, PUNCTURE RESISTANT INDICATOR TYPE 1 PRINTED AT DISTANCE EVERY 15 CM, SEAL EDGE 9 MM, SIZE: L 350 MM X W 100 MM, PRICE FOR EACH POUCH. | STERILIZATION SUPPLIES (CSSD)
4949 | 4228152103800 | POUCH STEAM STERILIZATION PRE-CUT FLAT HEAT SEAL, MEDICAL GRADE PAPER NOT LESS THAN 60 GSM (WHITE) , THICK PLASTIC TRANSPARENT FILM, PUNCTURE RESISTANT INDICATOR TYPE 1 PRINTED AT DISTANCE EVERY 15 CM, SEAL EDGE 9 MM, SIZE: L 300 MM X W 150 MM, PRICE FOR EACH POUCH. | STERILIZATION SUPPLIES (CSSD)
4950 | 4228152103900 | POUCH STEAM STERILIZATION PRE-CUT GUSSET HEAT SEAL, MEDICAL GRADE PAPER NOT LESS THAN 60 GSM (WHITE) , THICK PLASTIC TRANSPARENT FILM, PUNCTURE RESISTANT INDICATOR TYPE 1 PRINTED AT DISTANCE EVERY 15 CM, SEAL EDGE 9 MM, SIZE: L 400 MM X W 200 MM X H 50 MM, PRICE FOR EACH POUCH. | STERILIZATION SUPPLIES (CSSD)
4951 | 4228152102300 | NEUTRALIZER DETERGENT, ACIDIC FORMULA, FOR RUST AND SCALE REMOVAL, PHOSPHATE FREE FORMULA THAT RESTORES AND MAINTAINS THE PROTECTIVE PASSIVE LAYER INTEGRITY OF STAINLESS-STEEL SURFACES, RESISTANT TO CORROSION AND PITTING, REMOVING STAINS, RUST, HARD WATER SCALE DEPOSITS, EASY TO RINSE LEAVING RESIDUE-FREE SURFACE, FOR AUTOMATED PROCESS. SDS MUST BE PROVIDED, NEUTRALIZER DETERGENT MUST COMPLY WITH THE ENZYMATIC AND ALKALINE SOLUTION SAME PROVIDER, 18 -25L | STERILIZATION SUPPLIES (CSSD)
4952 | 4229490006000 | BALL TEA STRAINER FINE MESH STAINLESS STEEL, WITH SPRING CLOSURE, X 7.5 CM INNER DIAMETER | STERILIZATION SUPPLIES (CSSD)
4953 | 4228150914500 | SOAKING TRAY, POLYPROPYLENE, WITH LID, DISINFECTING, DURABLE, AUTOCLAVABLE 59.4 X 38.1 X 14.1 CM | STERILIZATION SUPPLIES (CSSD)
4954 | 4228150914300 | BASKET, STAINLESS STEEL, FOR CSSD WASHERS, FINE MESH MAXIMUM OPENING 4 MM, ROUND EDGES, SIZE 25CM WIDTH, 34CM LENGTH, 7CM HEIGHT | STERILIZATION SUPPLIES (CSSD)
4955 | 4228180800600 | WRAPPER STERILIZATION CREPE PAPER 90X90CM MEDICAL GRADE 60 GSM | STERILIZATION SUPPLIES (CSSD)
4956 | 4229542704300 | BRUSH CLEANING NYLON BRISTLE SURGICAL INSTRUMENT 16X50MM GREEN BEAD - TWISTED WIRE | STERILIZATION SUPPLIES (CSSD)
4957 | 4229542706700 | STAINLESS STEEL, CHANNEL CLEANING BRUSHES, MEDICAL-GRADE NYLON BRISTLES, FLEXIBLE, HEAVY-DUTY, TAPERED, LOOPED END, REUSABLE 5MM DIAMETER, NYLON BRISTLE 30CM (12 INCH) | STERILIZATION SUPPLIES (CSSD)
4958 | 4229530602500 | TYVEK POUCH H2O2 STERILIZATION ROLL FLAT, 70 GSM, PUNCTURE RESISTANT PLASTIC, TRANSPARENT FILM, PROCESS INDICATOR TYPE 1 PRINTED AT DISTANCE EVERY 15 CM, SIZE: 500 MM X 70 M | STERILIZATION SUPPLIES (CSSD)
4959 | 4214230504200 | MARKER, FINE TIP, PERMANENT INK, MUST BE WITH STAND STEAM AND PLASMA STERILIZATION BLACK NON STERILE. | STERILIZATION SUPPLIES (CSSD)
4960 | 4219280300000 | FOAM DISINFECTANT HARD SURFACES 750 ML | STERILIZATION SUPPLIES (CSSD)
4961 | 4229490003500 | GUARD TIP, CLEAR, VENTED, PLASTIC, LATEX FREE AUTOCLAVABLE 1.9 X 9.5 X 25.4 MM | STERILIZATION SUPPLIES (CSSD)
4962 | 4229490003600 | GUARD TIP, CLEAR, VENTED, PLASTIC LATEX FREE AUTOCLAVABLE SIZE 3.17 X 25.4 X 25.4 MM | STERILIZATION SUPPLIES (CSSD)
4963 | 4229490003700 | GUARD TIP, CLEAR, VENTED, PLASTIC LATEX FREE AUTOCLAVABLE 19.8 X 15.8 X 25.4 MM | STERILIZATION SUPPLIES (CSSD)
4964 | 4229490003800 | GUARD TIP, VENTED, PLASTIC LATEX FREE AUTOCLAVABLE 10.3 X 19 MM | STERILIZATION SUPPLIES (CSSD)
4965 | 4228150914400 | BASKET, STAINLESS STEEL, FOR CSSD WASHERS, FINE MESH MAXIMUM OPENING 4 MM, ROUND EDGES, SIZE 34CM WIDTH, 45CM LENGTH, 7CM HEIGHT | STERILIZATION SUPPLIES (CSSD)
4966 | 4229490003900 | GUARD TIP, VENTED, PLASTIC, LATEX FREE AUTOCLAVABLE 4.7 X 25.4 MM | STERILIZATION SUPPLIES (CSSD)
4967 | 4228150004800 | PRINTING PAPER ROLL, THERMAL SIZE 120 MM COMPATIBLE WITH SECTORS MACHINE | STERILIZATION SUPPLIES (CSSD)
4968 | 4228150004900 | PRINTING PAPER ROLL, THERMAL SIZE 70 MM COMPATIBLE WITH SECTORS MACHINE | STERILIZATION SUPPLIES (CSSD)
4969 | 4228150005000 | PRINTING PAPER ROLL, THERMAL SIZE 80 MM COMPATIBLE WITH SECTORS MACHINE | STERILIZATION SUPPLIES (CSSD)
4970 | 4228150300300 | FILTER, PAPER, FOR STERILIZATION RIGID CONTAINER, DISPOSABLE, ROUND PAPER, CENTRAL HOLE, THE PAPER HAS PRINTED EXPOSURE INDICATORS TYPE 1 UNIVERSAL. | STERILIZATION SUPPLIES (CSSD)
4971 | 4618160702900 | SHOES, ANTI-SLIPPERY, WATERPROOF, PUNCTURE RESISTANT, ANTISTATIC, COVERING THE FEET AND TOES WITH REINFORCEMENT HEEL, LATERAL VENTILATION PORTS, COMFORTABLE, ERGONOMIC DESIGN TO RELIEVE TENSION IN FEET AND LOWER BACK, LIGHT WEIGHT (NOT MORE THAN 80G PER PIECE) , EASY TO CLEAN AND DISINFECT, SIZE 45/46 BLUE | STERILIZATION SUPPLIES (CSSD)
4972 | 4618160702800 | SHOES, ANTI-SLIPPERY, WATERPROOF, PUNCTURE RESISTANT, ANTISTATIC, COVERING THE FEET AND TOES WITH REINFORCEMENT HEEL, LATERAL VENTILATION PORTS, COMFORTABLE, ERGONOMIC DESIGN TO RELIEVE TENSION IN FEET AND LOWER BACK, LIGHT WEIGHT (NOT MORE THAN 80G PER PIECE) , EASY TO CLEAN AND DISINFECT, SIZE 41/42 BLUE | STERILIZATION SUPPLIES (CSSD)
4973 | 4213220509100 | GLOVES SILICONE HEAT RESISTANT UP TO 134 DEGREE, WATER RESISTANCE, REUSABLE | STERILIZATION SUPPLIES (CSSD)
4974 | 4618160702700 | SHOES, ANTI-SLIPPERY, WATERPROOF, PUNCTURE RESISTANT, ANTISTATIC, COVERING THE FEET AND TOES WITH REINFORCEMENT HEEL, LATERAL VENTILATION PORTS, COMFORTABLE, ERGONOMIC DESIGN TO RELIEVE TENSION IN FEET AND LOWER BACK, LIGHT WEIGHT (NOT MORE THAN 80G PER PIECE) , EASY TO CLEAN AND DISINFECT, SIZE 39/40 BLUE | STERILIZATION SUPPLIES (CSSD)
4975 | 4213220508900 | HEAVY DUTY GLOVES, MEDICAL GRADE NITRILE OR NATURAL RUBBER LATEX, POWDER FREE, FINGER THICKNESS 15 MIL, PALM THICKNESS 13 MIL, LONG CUFFS 30-35CM FROM THE INDEX FINGER, PUNCTURE RESISTANT, CHEMO RESISTANT, SINGLE USE, NON-STERILE, SMALL. | STERILIZATION SUPPLIES (CSSD)
4976 | 4228150914200 | BASKET, STAINLESS STEEL, FOR CSSD WASHERS, FINE MESH MAXIMUM OPENING 4 MM, ROUND EDGES, SIZE 17CM WIDTH, 25CM LENGTH, 7CM HEIGHT | STERILIZATION SUPPLIES (CSSD)
4977 | 4229490005900 | BALL TEA STRAINER FINE MESH STAINLESS STEEL, WITH SPRING CLOSURE, X 5 CM INNER DIAMETER | STERILIZATION SUPPLIES (CSSD)
4978 | 4228180802000 | TYVEK POUCH H2O2 STERILIZATION ROLL FLAT, 70 GSM, PUNCTURE RESISTANT PLASTIC, TRANSPARENT FILM, PROCESS INDICATOR TYPE 1 PRINTED AT DISTANCE EVERY 15 CM, SIZE: 250 MM X 70 M | STERILIZATION SUPPLIES (CSSD)
4979 | 4228181001500 | BOWIE-DICK TEST PACK, MONITORING THE PERFORMANCE OF STEAM STERILIZERS, DETECT WET STEAM, SUPERHEATED STEAM AND NON-CONDENSABLE GASES PROBLEMS, INADEQUATE STEAM PENETRATION AND VACUUM PUMP FAILURES, LEAD AND TOXIC FREE, NON LAMINATED, TEST SHEET INCLUDES INQUIRES DOCUMENTATION INFORMATION | STERILIZATION SUPPLIES (CSSD)
4980 | 4228180802200 | ROLL, FOR SCISSORS SHARPNESS 4 INCH, THE TEST IS USED TO DETERMINE THE SHARPNESS OF THE SCISSORS, TEST MATERIAL FOR SCISSORS GREATER THAN 4 INCH (START FROM10.16 CM) OR SMALLER, COLOR YELLOW, SIZE 550 CM X 14 CM, LATEX FREE. | STERILIZATION SUPPLIES (CSSD)
4981 | 4229490013900 | DISH KIDNEY POLYPROPYLENE 300ML AUTOCLAVABLE UP TO 134 DEGREES CELSIUS REUSABLE | STERILIZATION SUPPLIES (CSSD)
4982 | 4229490013800 | DISH KIDNEY POLYPROPYLENE 1500ML AUTOCLAVABLE UP TO 134 DEGREES CELSIUS REUSABLE | STERILIZATION SUPPLIES (CSSD)
4983 | 4229490013700 | JUG POLYPROPYLENE 500 ML AUTOCLAVABLE UP TO 134 DEGREES CELSIUS REUSABLE | STERILIZATION SUPPLIES (CSSD)
4984 | 4229490013600 | JUG POLYPROPYLENE 1000 ML AUTOCLAVABLE UP TO 134 DEGREES CELSIUS REUSABLE | STERILIZATION SUPPLIES (CSSD)
4985 | 4229490013500 | BOWL POLYPROPYLENE 5000 ML AUTOCLAVABLE UP TO 134 DEGREE CELSIUS REUSABLE | STERILIZATION SUPPLIES (CSSD)
4986 | 4228201000600 | MAT SILICONE NUB FLEXIBLE SUITABLE FOR WASHER DISINFECTOR AUTOCLAVABLE | STERILIZATION SUPPLIES (CSSD)
4987 | 4229490014000 | DISH KIDNEY POLYPROPYLENE 500ML AUTOCLAVABLE UP TO 134 DEGREES CELSIUS REUSABLE | STERILIZATION SUPPLIES (CSSD)
4988 | 4228200100600 | RIBBON CARTRIDGE, FOR STERIS AMSCO CENTURY STEAM STERILIZER | STERILIZATION SUPPLIES (CSSD)
4989 | 4228200002100 | TRANSPORTATION BOX, FOR DELIVERING STERILE INSTRUMENT, PROPYLENE PLASTIC MATERIAL, FREE LID LOCKABLE ATTACHED TO BOTH SIDES AND WELL SECURED, COLOR BLUE, W/ LABEL POCKET, WASHABLE UP TO 95 DEGREE BOX, DURABLE, EXTERNAL SIZE 40 X 30 X 22 CM | STERILIZATION SUPPLIES (CSSD)
4990 | 4228200001900 | SEAL, CHECK VALIDATION PAPER, FOR HEAT SEALER | STERILIZATION SUPPLIES (CSSD)
4991 | 4228200001100 | CLEANER, AUTOCLAVE, NON FOAMING, NON CORROSIVE RESTORES ORIGINAL FINISH | STERILIZATION SUPPLIES (CSSD)
4992 | 4228200001000 | TRANSPORTATION BOX, FOR DELIVERING DIRTY INSTRUMENT, PROPYLENE PLASTIC MATERIAL, FREE LID LOCKABLE ATTACHED TO BOTH SIDES AND WELL SECURED, COLOR RED, WASHABLE UP TO 95 DEGREE, DURABLE, EXTERNAL SIZE 40 X 30 X 22 CM | STERILIZATION SUPPLIES (CSSD)
4993 | 4228200000900 | CASSETTE, COLLECTION, BOX, FOR STERRAD STERILIZER | STERILIZATION SUPPLIES (CSSD)
4994 | 4228200000800 | TRANSPORTATION BOX, FOR DELIVERING DIRTY INSTRUMENT, PROPYLENE PLASTIC MATERIAL, FREE LID LOCKABLE ATTACHED TO BOTH SIDES AND WELL SECURED, COLOR RED, WASHABLE UP TO 95 DEGREE, DURABLE, EXTERNAL SIZE 60 X 40X 32 CM | STERILIZATION SUPPLIES (CSSD)
4995 | 4228200002200 | TRANSPORTATION BOX, FOR DELIVERING STERILE INSTRUMENT, PROPYLENE PLASTIC MATERIAL, FREE LID LOCKABLE ATTACHED TO BOTH SIDES AND WELL SECURED, COLOR BLUE, W/ LABEL POCKET, WASHABLE UP TO 95 DEGREE BOX, DURABLE, EXTERNAL SIZE 60 X 40 X 32 CM | STERILIZATION SUPPLIES (CSSD)
4996 | 4229490014100 | KIDNEY DISH POLYPROPYLENE 750 ML AUTOCLAVABLE UP TO 134 DEGREES CELSIUS REUSABLE | STERILIZATION SUPPLIES (CSSD)
4997 | 4217210501500 | TRAY LINER, MADE OF CELLULOSE FIBERS 80 G TO BE USE UNDER THE SURGICAL TRAY TO ABSORB ANY MOISTURE AFTER THE CYCLE, WHITE, SIZE 500 X 300 MM. | STERILIZATION SUPPLIES (CSSD)
4998 | 4229542706800 | STAINLESS STEEL, CHANNEL CLEANING BRUSHES, MEDICAL-GRADE NYLON BRISTLES, FLEXIBLE, HEAVY-DUTY, TAPERED, LOOPED END, REUSABLE 5MM DIAMETER, NYLON BRISTLE 40CM (16 INCH) | STERILIZATION SUPPLIES (CSSD)
4999 | 4231154605300 | BRUSH, CHANNEL CLEANING, SINGLE USE 0.5MM X 160CM, NYLON BRISTLE DIAMETER 2.25MM, CHANNEL DIAMETER RANGE 1.0-2.0MM | STERILIZATION SUPPLIES (CSSD)
5000 | 4231154605000 | BRUSH, BABY TOOTH, FOR CLEANING MICRO INSTRUMENTS, SMALL HEAD, SOFT BRISTLES | STERILIZATION SUPPLIES (CSSD)
5001 | 4229542706500 | STAINLESS STEEL, CHANNEL CLEANING BRUSHES, MEDICAL-GRADE NYLON BRISTLES, FLEXIBLE, HEAVY-DUTY, TAPERED, LOOPED END, REUSABLE 4MM DIAMETER, NYLON BRISTLE 30CM /12 INCH | STERILIZATION SUPPLIES (CSSD)
5002 | 4229542706600 | STAINLESS STEEL, CHANNEL CLEANING BRUSHES, MEDICAL-GRADE NYLON BRISTLES, FLEXIBLE, HEAVY-DUTY, TAPERED, LOOPED END, REUSABLE 5FR SUCTION TUBE CLEANING BRUSH | STERILIZATION SUPPLIES (CSSD)
5003 | 4229542704400 | BRUSH CLEANING NYLON BRISTLE SURGICAL INSTRUMENT 24X10MM TWISTED WIRE MORE THAN 300MM LENGTH | STERILIZATION SUPPLIES (CSSD)
5004 | 4229510701100 | BIN TOOLS, FOR STORAGE, WHICH CAN BE STACKED ON SHELVES OR HUNG ON RACKS, INDUSTRIAL GRADE POLYMER SIZE 33.97 X 64.77 X 12.7 CM | STERILIZATION SUPPLIES (CSSD)
5005 | 4231231000100 | TAPE ADHESIVES REMOVER SPRAY | STERILIZATION SUPPLIES (CSSD)
5006 | 4229340604600 | CLIP, FOR BUNDLE RING TO GROUP THE INSTRUMENT, MEDIUM | STERILIZATION SUPPLIES (CSSD)
5007 | 4229340604700 | CLIP, FOR BUNDLE RING TO GROUP THE INSTRUMENT, SMALL | STERILIZATION SUPPLIES (CSSD)
5008 | 4215290005300 | GUN APPLICATOR, FOR STERILIZATION LOAD LABEL, DURABLE, LIGHTWEIGHT, CLEAR HIGH QUALITY PRINTOUT ON THE LABEL, 3- LINE MINIMUM, 10 DIGITS MINIMUM IN EACH LINE, ENGLISH LETTERS AND GEORGIAN DATE, MUST BE COMPATIBLE WITH THE LABELING ROLLS. | STERILIZATION SUPPLIES (CSSD)
5009 | 4229490014400 | LOTION BOWL POLYPROPYLENE 750ML AUTOCLAVABLE UP TO 134 DEGREES CELSIUS REUSABLE | STERILIZATION SUPPLIES (CSSD)
5010 | 4229542707200 | STAINLESS STEEL, CHANNEL CLEANING BRUSHES, MEDICAL-GRADE NYLON BRISTLES, FLEXIBLE, HEAVY-DUTY, TAPERED, LOOPED END, REUSABLE 7MM DIAMETER, NYLON BRISTLE 40CM (16 INCH) | STERILIZATION SUPPLIES (CSSD)
5011 | 4229490014300 | LOTION BOWL POLYPROPYLENE 3000ML AUTOCLAVABLE UP TO 134 DEGREES CELSIUS REUSABLE | STERILIZATION SUPPLIES (CSSD)
5012 | 4229542707100 | STAINLESS STEEL, CHANNEL CLEANING BRUSHES, MEDICAL-GRADE NYLON BRISTLES, FLEXIBLE, HEAVY-DUTY, TAPERED, LOOPED END, REUSABLE 7FR SUCTION TUBE CLEANING BRUSH | STERILIZATION SUPPLIES (CSSD)
5013 | 4229542707000 | STAINLESS STEEL, CHANNEL CLEANING BRUSHES, MEDICAL-GRADE NYLON BRISTLES, FLEXIBLE, HEAVY-DUTY, TAPERED, LOOPED END, REUSABLE 6MM DIAMETER, NYLON BRISTLE 30CM (12 INCH) | STERILIZATION SUPPLIES (CSSD)
5014 | 4228191700100 | SURGICAL INSTRUMENT TIP CAPS, OSTEOTOME WITH VENT BLUE TINT 1 INCH (25.4MM) LENGTH X 0.375 INCH (9.5MM) DIAMETER SIZE: 12 | STERILIZATION SUPPLIES (CSSD)
5015 | 4231154605400 | BRUSH, CHANNEL CLEANING, SUD 1.7MM X 230CM BRISTLE DIAMETER 5-7MM TAPERED CHANNEL DIAMETER RANGE 2.0-6.0MM | STERILIZATION SUPPLIES (CSSD)
5016 | 4228191700000 | PROTECTORS/GUARD DUAL TIP, CLEAR, VENTED, PLASTIC, ALL ASSORTED SIZES LATEX FREE AUTOCLAVABLE TRANSPARENT | STERILIZATION SUPPLIES (CSSD)
5017 | 4228190900200 | LABEL FOR ZEBRA PRINTER MODEL 105 SL ULTIMATE 3000 T WHITE ROLL SIZE 7.5 X 2.5 CM | STERILIZATION SUPPLIES (CSSD)
5018 | 4228190700300 | PROTECTOR PLASTIC POINT 30MM TRANSPARENT DISPOSABLE AUTOCLAVABLE | STERILIZATION SUPPLIES (CSSD)
5019 | 4228190413900 | POUCH STERILIZATION ROLL FLAT, STEAM AND LOW TEMPERATURE, MEDICAL GRADE, PUNCTURE RESISTANT PLASTIC, TRANSPARENT FILM, PROCESS INDICATOR TYPE 1 PRINTED AT DISTANCE EVERY 15 CM, SIZE: 80 MM X 70 M | STERILIZATION SUPPLIES (CSSD)
5020 | 4228190413800 | POUCH STERILIZATION ROLL FLAT, STEAM AND LOW TEMPERATURE, MEDICAL GRADE, PUNCTURE RESISTANT PLASTIC, TRANSPARENT FILM, PROCESS INDICATOR TYPE 1 PRINTED AT DISTANCE EVERY 15 CM, SIZE: 580 MM X 70 M | STERILIZATION SUPPLIES (CSSD)
5021 | 4228190413700 | POUCH STERILIZATION ROLL FLAT, STEAM AND LOW TEMPERATURE, MEDICAL GRADE, PUNCTURE RESISTANT PLASTIC, TRANSPARENT FILM, PROCESS INDICATOR TYPE 1 PRINTED AT DISTANCE EVERY 15 CM, SIZE: 520 MM X 70 M | STERILIZATION SUPPLIES (CSSD)
5022 | 4228190413600 | POUCH STERILIZATION ROLL FLAT, STEAM AND LOW TEMPERATURE, MEDICAL GRADE, PUNCTURE RESISTANT PLASTIC, TRANSPARENT FILM, PROCESS INDICATOR TYPE 1 PRINTED AT DISTANCE EVERY 15 CM, SIZE: 50 MM X 70 M | STERILIZATION SUPPLIES (CSSD)
5023 | 4228190413500 | POUCH STERILIZATION ROLL FLAT, STEAM AND LOW TEMPERATURE, MEDICAL GRADE, PUNCTURE RESISTANT PLASTIC, TRANSPARENT FILM, PROCESS INDICATOR TYPE 1 PRINTED AT DISTANCE EVERY 15 CM, SIZE: 470 MM X 70 M | STERILIZATION SUPPLIES (CSSD)
5024 | 4228190700700 | COVER SILICONE MESH FLEXIBLE SUITABLE FOR WASHER DISINFECTOR TRAY HEAT RESISTANT UP TO 100 DEGREES CELSIUS 425X210MM | STERILIZATION SUPPLIES (CSSD)
5025 | 4228190413400 | POUCH STERILIZATION ROLL FLAT, STEAM AND LOW TEMPERATURE, MEDICAL GRADE, PUNCTURE RESISTANT PLASTIC, TRANSPARENT FILM, PROCESS INDICATOR TYPE 1 PRINTED AT DISTANCE EVERY 15 CM, SIZE: 420 MM X 70 M | STERILIZATION SUPPLIES (CSSD)
5026 | 4228190413200 | POUCH STERILIZATION ROLL FLAT, STEAM AND LOW TEMPERATURE, MEDICAL GRADE, PUNCTURE RESISTANT PLASTIC, TRANSPARENT FILM, PROCESS INDICATOR TYPE 1 PRINTED AT DISTANCE EVERY 15 CM, SIZE: 320 MM X 70 M | STERILIZATION SUPPLIES (CSSD)
5027 | 4228190413100 | POUCH STERILIZATION ROLL FLAT, STEAM AND LOW TEMPERATURE, MEDICAL GRADE, PUNCTURE RESISTANT PLASTIC, TRANSPARENT FILM, PROCESS INDICATOR TYPE 1 PRINTED AT DISTANCE EVERY 15 CM, SIZE: 285 MM X 70 M | STERILIZATION SUPPLIES (CSSD)
5028 | 4228190413000 | POUCH STERILIZATION ROLL FLAT, STEAM AND LOW TEMPERATURE, MEDICAL GRADE, PUNCTURE RESISTANT PLASTIC, TRANSPARENT FILM, PROCESS INDICATOR TYPE 1 PRINTED AT DISTANCE EVERY 15 CM, SIZE: 220 MM X 70 M | STERILIZATION SUPPLIES (CSSD)
5029 | 4228190412900 | POUCH STERILIZATION ROLL FLAT, STEAM AND LOW TEMPERATURE, MEDICAL GRADE, PUNCTURE RESISTANT PLASTIC, TRANSPARENT FILM, PROCESS INDICATOR TYPE 1 PRINTED AT DISTANCE EVERY 15 CM, SIZE: 160 MM X 70 M | STERILIZATION SUPPLIES (CSSD)
5030 | 4228190412800 | POUCH STERILIZATION ROLL FLAT, STEAM AND LOW TEMPERATURE, MEDICAL GRADE, PUNCTURE RESISTANT PLASTIC, TRANSPARENT FILM, PROCESS INDICATOR TYPE 1 PRINTED AT DISTANCE EVERY 15 CM, SIZE: 120 MM X 70 M | STERILIZATION SUPPLIES (CSSD)
5031 | 4229351400300 | TRAY LINER, MADE OF CELLULOSE FIBERS 80 G TO BE USE UNDER THE SURGICAL TRAY TO ABSORB ANY MOISTURE AFTER THE CYCLE, WHITE, SIZE 280X520 MM. | STERILIZATION SUPPLIES (CSSD)
5032 | 4228190413300 | POUCH STERILIZATION ROLL FLAT, STEAM AND LOW TEMPERATURE, MEDICAL GRADE, PUNCTURE RESISTANT PLASTIC, TRANSPARENT FILM, PROCESS INDICATOR TYPE 1 PRINTED AT DISTANCE EVERY 15 CM, SIZE: 380 MM X 70 M | STERILIZATION SUPPLIES (CSSD)
5033 | 4228190700800 | COVER SILICONE MESH FLEXIBLE SUITABLE FOR WASHER DISINFECTOR TRAY HEAT RESISTANT UP TO 100 DEGREE CELSIUS 445X230MM | STERILIZATION SUPPLIES (CSSD)
5034 | 4228190700900 | PROTECTOR PLASTIC POINT 15MM TRANSPARENT DISPOSABLE AUTOCLAVABLE | STERILIZATION SUPPLIES (CSSD)
5035 | 4228190701000 | GUARD PROTECTION TIP INSTRUMENTS DUO VENTED LATEX FREE TRANSPARENT AUTOCLAVABLE 1.5 X 19.1MM | STERILIZATION SUPPLIES (CSSD)
5036 | 4228190900100 | LABEL, STRONG, ADHESIVE, KEEPS LABEL WITH STAND H2O2 STERILIZATION, THE LABEL PROVIDE 3 LINES OF INFORMATION WITH UP TO 10 CHARACTERS PER LINE | STERILIZATION SUPPLIES (CSSD)
5037 | 4228190800800 | TRAY LINER, MADE OF CELLULOSE FIBERS 80 G TO BE USE UNDER THE SURGICAL TRAY TO ABSORB ANY MOISTURE AFTER THE CYCLE, WHITE, SIZE 250MM X 320MM. | STERILIZATION SUPPLIES (CSSD)
5038 | 4228190800600 | TRAY LINER, MADE OF CELLULOSE FIBERS 80 G TO BE USE UNDER THE SURGICAL TRAY TO ABSORB ANY MOISTURE AFTER THE CYCLE, WHITE, SIZE 300 X 600 MM. | STERILIZATION SUPPLIES (CSSD)
5039 | 4228190800500 | TRAY LINER, MADE OF CELLULOSE FIBERS 80 G TO BE USE UNDER THE SURGICAL TRAY TO ABSORB ANY MOISTURE AFTER THE CYCLE, WHITE, SIZE 300 X 450 MM. | STERILIZATION SUPPLIES (CSSD)
5040 | 4228190800400 | TRAY LINER, MADE OF CELLULOSE FIBERS 80 G TO BE USE UNDER THE SURGICAL TRAY TO ABSORB ANY MOISTURE AFTER THE CYCLE, WHITE, SIZE 300 X 300 MM. | STERILIZATION SUPPLIES (CSSD)
5041 | 4228190702500 | SURGICAL INSTRUMENT TIP CAPS, OSTEOTOME WITH VENT WHITE TINT 0.75 INCH (19.1MM) X 0.25 INCH 96.5MM) DIAMETER SIZE: 11 | STERILIZATION SUPPLIES (CSSD)
5042 | 4228190702400 | SURGICAL INSTRUMENT TIP CAPS, OSTEOTOME WITH VENT GREEN TINT 1 INCH (25.4MM) LENGTH X 0.5 INCH (12.7MM) DIAMETER SIZE: 13 | STERILIZATION SUPPLIES (CSSD)
5043 | 4228180802100 | TYVEK POUCH H2O2 STERILIZATION ROLL FLAT, 70 GSM, PUNCTURE RESISTANT PLASTIC, TRANSPARENT FILM, PROCESS INDICATOR TYPE 1 PRINTED AT DISTANCE EVERY 15 CM, SIZE: 75 MM X 70 M | STERILIZATION SUPPLIES (CSSD)
5044 | 4228190702100 | VENTED INSTRUMENT GUARD 3.3X25.4MM TRANSPARENT AUTOCLAVABLE DISPOSABLE | STERILIZATION SUPPLIES (CSSD)
5045 | 4228190702000 | VENTED INSTRUMENT GUARD 2.8X19.1MM TRANSPARENT AUTOCLAVABLE DISPOSABLE | STERILIZATION SUPPLIES (CSSD)
5046 | 4228190701700 | GUARD PROTECTION TIP INSTRUMENTS DUO VENTED LATEX FREE TRANSPARENT AUTOCLAVABLE 4.8 X 25.4MM | STERILIZATION SUPPLIES (CSSD)
5047 | 4228190701600 | GUARD PROTECTION TIP INSTRUMENTS DUO VENTED LATEX FREE TRANSPARENT AUTOCLAVABLE 3.3 X 25.4MM | STERILIZATION SUPPLIES (CSSD)
5048 | 4228190701500 | GUARD PROTECTION TIP INSTRUMENTS DUO VENTED LATEX FREE TRANSPARENT AUTOCLAVABLE 2.8 X 19.1MM | STERILIZATION SUPPLIES (CSSD)
5049 | 4228190701400 | GUARD PROTECTION TIP INSTRUMENTS DUO VENTED LATEX FREE TRANSPARENT AUTOCLAVABLE 2.0 X 19.1MM | STERILIZATION SUPPLIES (CSSD)
5050 | 4228190701100 | GUARD PROTECTION TIP INSTRUMENTS DUO VENTED LATEX FREE TRANSPARENT AUTOCLAVABLE 1.5 X 9.7MM | STERILIZATION SUPPLIES (CSSD)
5051 | 4228190900300 | INK LABEL GUN COMPATIBLE WITH 3 LINES RECORD SYSTEM | STERILIZATION SUPPLIES (CSSD)
5052 | 4231154605500 | BRUSH, CHANNEL CLEANING, SINGLE USE 1.7MM X 350CM NYLON BRISTLE DIAMETER 7-9MM TAPERED CHANNEL DIAMETER RANGE 2.8-6.0MM | STERILIZATION SUPPLIES (CSSD)
5053 | 4231154606100 | REGULAR CLEANING BRUSH, DOUBLE-ENDED, HIGH QUALITY WHITE MEDICAL GRADE SOFT NYLON BRISTLES, PLASTIC HANDLE, DISPOSABLE, BRISTLE WIDTH THICK 1 CM AND THIN 0.5 CM, TOTAL LENGTH 17-18 CM. | STERILIZATION SUPPLIES (CSSD)
5054 | 4231154606200 | BRUSH CLEANING CANNULATED INSTRUMENT, SINGLE ENDED, HIGH QUALITY WHITE MEDICAL GRADE SOFT NYLON BRISTLES, STAINLESS STEEL HANDLE, DISPOSABLE, NON-STERILE, BRISTLE DIAMETER WIDE: 20 - 25 MM, OVERALL LENGTH NOT LESS THAN 35 CM. | STERILIZATION SUPPLIES (CSSD)
5055 | 4231155206900 | TAPE, IDENTIFICATION SURGICAL INSTRUMENT SHEET WITH SYMBOLS RED HEARTS/WHITE | STERILIZATION SUPPLIES (CSSD)
5056 | 4231155206800 | TAPE, IDENTIFICATION SURGICAL INSTRUMENT SHEET WITH SYMBOLS ALPHABET FUSCHIA/WHITE | STERILIZATION SUPPLIES (CSSD)
5057 | 4229542705300 | BRUSH CLEANING, LONG LUMEN 500X150X10MM DISPOSABLE | STERILIZATION SUPPLIES (CSSD)
5058 | 4229542705400 | BRUSH CLEANING, LONG LUMEN 500X150X12MM DISPOSABLE | STERILIZATION SUPPLIES (CSSD)
5059 | 4231155206600 | TAPE, IDENTIFICATION SURGICAL INSTRUMENT SHEET WITH NUMBERS MEDICAL BLUE | STERILIZATION SUPPLIES (CSSD)
5060 | 4231155206500 | TAPE, IDENTIFICATION SURGICAL INSTRUMENT SHEET WITH NUMBERS FUSCHIA | STERILIZATION SUPPLIES (CSSD)
5061 | 4231155207000 | TAPE, IDENTIFICATION SURGICAL INSTRUMENT SHEET WITH SYMBOLS SMILEY FACE YELLOW WITH BLACK | STERILIZATION SUPPLIES (CSSD)
5062 | 4231155206400 | TAPE, IDENTIFICATION SURGICAL INSTRUMENT SHEET WITH NUMBERS EMERALD GREEN | STERILIZATION SUPPLIES (CSSD)
5063 | 4213170403300 | CLOTH TOWEL 60X80 CM NON-LINTING, NON-RAYTEC, NON-STERILE, DISPOSABLE | STERILIZATION SUPPLIES (CSSD)
5064 | 4213170403200 | CLOTH TOWEL 40X60CM NON-LINTING, NON-RAYTEC, NON-STERILE, DISPOSABLE | STERILIZATION SUPPLIES (CSSD)
5065 | 4231155206200 | TAPE, IDENTIFICATION SURGICAL INSTRUMENT SHEET WITH DOTS MEDICAL GREEN | STERILIZATION SUPPLIES (CSSD)
5066 | 4231155206100 | TAPE, IDENTIFICATION SURGICAL INSTRUMENT SHEET WITH DOTS MEDICAL BLUE | STERILIZATION SUPPLIES (CSSD)
5067 | 4231155206000 | TAPE, IDENTIFICATION SURGICAL INSTRUMENT SHEET WITH DOTS FUSCHIA | STERILIZATION SUPPLIES (CSSD)
5068 | 4231155205900 | TAPE, IDENTIFICATION SURGICAL INSTRUMENT SHEET WITH DIAGNOSTIC STRIPES YELLOW WITH BLACK | STERILIZATION SUPPLIES (CSSD)
5069 | 4231155206300 | TAPE, IDENTIFICATION SURGICAL INSTRUMENT SHEET WITH DOTS VIOLET | STERILIZATION SUPPLIES (CSSD)
5070 | 4231155207100 | TAPE, IDENTIFICATION SURGICAL INSTRUMENT SHEET WITH SYMBOLS WHITE HEARTS/RED | STERILIZATION SUPPLIES (CSSD)
5071 | 4231155207200 | TAPE, IDENTIFICATION SURGICAL INSTRUMENT SHEET WITH TRIANGLES FUSCHIA | STERILIZATION SUPPLIES (CSSD)
5072 | 4231155207300 | TAPE, IDENTIFICATION SURGICAL INSTRUMENT SHEET WITH TRIANGLES MEDICAL BLUE | STERILIZATION SUPPLIES (CSSD)
5073 | 4229542707300 | STAINLESS STEEL, CHANNEL CLEANING BRUSHES, MEDICAL-GRADE NYLON BRISTLES, FLEXIBLE, HEAVY-DUTY, TAPERED, LOOPED END, REUSABLE 7MM DIAMETER, NYLON BRISTLE 61CM (24 INCH) | STERILIZATION SUPPLIES (CSSD)
5074 | 4231160601400 | PRE CLEAN SPONGE, SCOPE SHAPED IMPREGNATED IN ENZYMATIC SOLUTION, SURFACTANTS, ANTICORROSIVE, AND ANTIFOAMING AGENT, ALDEHYDES AND C HLORINE COMPONENT FREE, NONTOXIC AND SAFE TO HANDLE, RINSE FREE, BIODEGRADABLE, BACTERICIDAL, SIZE 500 – 600 ML | STERILIZATION SUPPLIES (CSSD)
5075 | 4229542707400 | STAINLESS STEEL, CHANNEL CLEANING BRUSHES, MEDICAL-GRADE NYLON BRISTLES, FLEXIBLE, HEAVY-DUTY, TAPERED, LOOPED END, REUSABLE 8FR SUCTION TUBE CLEANING BRUSH | STERILIZATION SUPPLIES (CSSD)
5076 | 4213220302500 | HEAVY DUTY GLOVES MEDICAL GRADE NITRILE OR NATURAL RUBBER LATEX POWDER FREE FINGER THICKNESS 15 MIL PALM THICKNESS 13 MIL LONG CUFFS 30-35CM FROM THE INDEX FINGER PUNCTURE RESISTANT CHEMO RESISTANT SINGLE USE NON-STERILE MEDIUM. | STERILIZATION SUPPLIES (CSSD)
5077 | 4213220302300 | HEAVY DUTY GLOVES, MEDICAL GRADE NITRILE OR NATURAL RUBBER LATEX, POWDER FREE, FINGER THICKNESS 15 MIL, PALM THICKNESS 13 MIL, LONG CUFFS 30-35CM FROM THE INDEX FINGER, PUNCTURE RESISTANT, CHEMO RESISTANT, SINGLE USE, NON-STERILE, LARGE. | STERILIZATION SUPPLIES (CSSD)
5078 | 4229542705100 | BRUSH CLEANING SHORT LUMEN, HIGH QUALITY WHITE MEDICAL GRADE SOFT NYLON BRISTLES, DISPOSABLE, 320X100X4MM. | STERILIZATION SUPPLIES (CSSD)
5079 | 4229542705000 | BRUSH CLEANING SHORT LUMEN, HIGH QUALITY WHITE MEDICAL GRADE SOFT NYLON BRISTLES, DISPOSABLE, 320X100X3MM. | STERILIZATION SUPPLIES (CSSD)
5080 | 4018301000000 | SPRINKLER PRESSURE FLEXIBLE HOSE NICKEL BRUSHED HAND CONTROL WITH FULL ACCESSORIES FOR INSTALLATION. | STERILIZATION SUPPLIES (CSSD)
5081 | 4229542704600 | BRUSH CLEANING NYLON SURGICAL INSTRUMENT 16X7MM TWISTED WIRE MORE THAN 300MM LENGTH | STERILIZATION SUPPLIES (CSSD)
5082 | 4229542704500 | BRUSH CLEANING NYLON BRISTLE SURGICAL INSTRUMENT 24X7.0MM TWISTED WIRE MORE THAN 300MM LENGTH | STERILIZATION SUPPLIES (CSSD)
5083 | 4229542705200 | BRUSH CLEANING SHORT LUMEN, HIGH QUALITY WHITE MEDICAL GRADE SOFT NYLON BRISTLES, DISPOSABLE, 320X150X5MM | STERILIZATION SUPPLIES (CSSD)
5084 | 4231155207700 | TAPE, IDENTIFICATION SURGICAL INSTRUMENT SHEET YELLOW | STERILIZATION SUPPLIES (CSSD)
5085 | 4231155207600 | TAPE, IDENTIFICATION SURGICAL INSTRUMENT SHEET WHITE | STERILIZATION SUPPLIES (CSSD)
5086 | 4231155207500 | TAPE, IDENTIFICATION SURGICAL INSTRUMENT SHEET WITH TRIANGLES VIOLET | STERILIZATION SUPPLIES (CSSD)
5087 | 4231155207400 | TAPE, IDENTIFICATION SURGICAL INSTRUMENT SHEET WITH TRIANGLES MEDICAL GREEN | STERILIZATION SUPPLIES (CSSD)
5088 | 4231155205800 | TAPE, IDENTIFICATION SURGICAL INSTRUMENT SHEET WITH DIAGNOSTIC STRIPES WHITE/BLACK | STERILIZATION SUPPLIES (CSSD)
5089 | 4231155205700 | TAPE, IDENTIFICATION SURGICAL INSTRUMENT SHEET WITH DIAGNOSTIC STRIPES RUBINE/BLACK | STERILIZATION SUPPLIES (CSSD)
5090 | 4231155205600 | TAPE, IDENTIFICATION SURGICAL INSTRUMENT SHEET WITH DIAGNOSTIC STRIPES PURPLE/BLACK | STERILIZATION SUPPLIES (CSSD)
5091 | 4231155205500 | TAPE, IDENTIFICATION SURGICAL INSTRUMENT SHEET WITH DIAGNOSTIC STRIPES ORANGE/BLACK | STERILIZATION SUPPLIES (CSSD)
5092 | 4229542705600 | BRUSH CLEANING, LONG LUMEN 500X150X8MM DISPOSABLE | STERILIZATION SUPPLIES (CSSD)
5093 | 4229542705700 | STAINLESS STEEL, CHANNEL CLEANING BRUSHES, MEDICAL-GRADE NYLON BRISTLES, FLEXIBLE, HEAVY-DUTY, TAPERED, LOOPED END, REUSABLE 10FR SUCTION TUBE CLEANING BRUSH | STERILIZATION SUPPLIES (CSSD)
5094 | 4231154800000 | TAPE DISPENSER, MADE OF HEAVY DUTY METAL FRAME, CAN ACCOMMODATE TWO TAPE ROLLS, WITH SLIP RESISTANT BASE DESIGNED TO HOLD, CUT AND DISPENSE PROCESS INDICATOR TAPE | STERILIZATION SUPPLIES (CSSD)
5095 | 4229542705800 | STAINLESS STEEL, CHANNEL CLEANING BRUSHES, MEDICAL-GRADE NYLON BRISTLES, FLEXIBLE, HEAVY-DUTY, TAPERED, LOOPED END, REUSABLE 10MM DIAMETER, NYLON BRISTLE 40CM (16 INCH) | STERILIZATION SUPPLIES (CSSD)
5096 | 4229542705900 | STAINLESS STEEL, CHANNEL CLEANING BRUSHES, MEDICAL-GRADE NYLON BRISTLES, FLEXIBLE, HEAVY-DUTY, TAPERED, LOOPED END, REUSABLE 10MM DIAMETER, NYLON BRISTLE 61CM (24 INCH) | STERILIZATION SUPPLIES (CSSD)
5097 | 4229542706000 | STAINLESS STEEL, CHANNEL CLEANING BRUSHES, MEDICAL-GRADE NYLON BRISTLES, FLEXIBLE, HEAVY-DUTY, TAPERED, LOOPED END, REUSABLE 11FR SUCTION TUBE CLEANING BRUSH | STERILIZATION SUPPLIES (CSSD)
5098 | 4229542706200 | STAINLESS STEEL, CHANNEL CLEANING BRUSHES, MEDICAL-GRADE NYLON BRISTLES, FLEXIBLE, HEAVY-DUTY, TAPERED, LOOPED END, REUSABLE 2.5MM DIAMETER, NYLON BRISTLE 61CM /24 INCH | STERILIZATION SUPPLIES (CSSD)
5099 | 4229542706300 | STAINLESS STEEL, CHANNEL CLEANING BRUSHES, MEDICAL-GRADE NYLON BRISTLES, FLEXIBLE, HEAVY-DUTY, TAPERED, LOOPED END, REUSABLE 2MM DIAMETER, NYLON BRISTLE 30CM /12 INCH | STERILIZATION SUPPLIES (CSSD)
5100 | 4229542706400 | STAINLESS STEEL, CHANNEL CLEANING BRUSHES, MEDICAL-GRADE NYLON BRISTLES, FLEXIBLE, HEAVY-DUTY, TAPERED, LOOPED END, REUSABLE 3MM DIAMETER, NYLON BRISTLE 30CM /12 INCH | STERILIZATION SUPPLIES (CSSD)
5101 | 4231154607700 | BRUSH FOR LUMEN CLEANING 320 × 100 × 2MM CANNULATED INSTRUMENTS CLEANING HIGH QUALITY BRUSH STAINLESS STEEL HANDLE AND WHITE MEDICAL GRADE NYLON BRISTLES | STERILIZATION SUPPLIES (CSSD)
5102 | 4231154607600 | REGULAR CLEANING BRUSH, SINGLE-ENDED, HIGH QUALITY WHITE MEDICAL GRADE SOFT NYLON BRISTLES, DISPOSABLE, NON-STERILE, BRISTLE DIAMETER (3 L, 1 W) CM, OVERALL LENGTH 17-18 CM. | STERILIZATION SUPPLIES (CSSD)
5103 | 4231154606800 | CHANNEL CLEANING BRUSHES NYLON BRISTLE, STAINLESS STEEL HANDLE 16 INCH (41CM) LONG X 393 INCH (9.98MM) DIAMETER, DISPOSABLE | STERILIZATION SUPPLIES (CSSD)
5104 | 4231154606700 | CHANNEL CLEANING BRUSHES NYLON BRISTLE, STAINLESS STEEL HANDLE 12 INCH (30.46 CM) LONG X 197 INCH (5.00MM) DIAMETER, DISPOSABLE | STERILIZATION SUPPLIES (CSSD)
5105 | 4231154606600 | CHANNEL CLEANING BRUSHES NYLON BRISTLE, STAINLESS STEEL HANDLE 8 INCH (20.32 CM) LONG X 144 INCH (3.36MM) DIAMETER, DISPOSABLE | STERILIZATION SUPPLIES (CSSD)
5106 | 4231154606300 | CHANNEL CLEANING BRUSHES FAN BRISTLE TIP GALVANIZED STEEL WIRE HANDLE AND NYLON BRISTLE (15.24 CM) LONG X (12.7MM) DIAMETER | STERILIZATION SUPPLIES (CSSD)
5107 | 4231155203900 | TAPE TYPE 1 INDICATOR, ADHESIVE SEALING, NON-CELLULOSIC, FOR HYDROGEN PEROXIDE STERILIZATION, LEAD FREE, INK COLOR STABLE, NOT LESS THAN 50 METERS LONG, WIDE SIZE: 1.9 CM | STERILIZATION SUPPLIES (CSSD)
5108 | 4229351400400 | TRAY LINER, MADE OF CELLULOSE FIBERS 80 G TO BE USE UNDER THE SURGICAL TRAY TO ABSORB ANY MOISTURE AFTER THE CYCLE, WHITE, SIZE 241 X 317 MM. | STERILIZATION SUPPLIES (CSSD)
5109 | 4231155204000 | TAPE, FOR STEAM STERILIZATION, TYPE 1 INDICATOR ADHESIVE SEALING, COMPATIBLE TO ALL TEMPERATURE AND PRESSURE DEGREES, LEAD FREE, INK COLOR STABLE, NOT LESS THEN 50 METERS LONG, WIDE SIZE: 2.4 - 2.5 CM | STERILIZATION SUPPLIES (CSSD)
5110 | 4231155204300 | TAPE, IDENTIFICATION SURGICAL INSTRUMENT SHEET BLACK | STERILIZATION SUPPLIES (CSSD)
5111 | 4229542705500 | BRUSH CLEANING, LONG LUMEN 500X150X6MM DISPOSABLE | STERILIZATION SUPPLIES (CSSD)
5112 | 4231155205400 | TAPE, IDENTIFICATION SURGICAL INSTRUMENT SHEET WITH DIAGNOSTIC STRIPES GREEN/BLACK | STERILIZATION SUPPLIES (CSSD)
5113 | 4231155205300 | TAPE, IDENTIFICATION SURGICAL INSTRUMENT SHEET WITH DIAGNOSTIC STRIPES BLUE/BLACK | STERILIZATION SUPPLIES (CSSD)
5114 | 4231155205200 | TAPE, IDENTIFICATION SURGICAL INSTRUMENT SHEET RED | STERILIZATION SUPPLIES (CSSD)
5115 | 4231155205100 | TAPE, IDENTIFICATION SURGICAL INSTRUMENT SHEET PURPLE | STERILIZATION SUPPLIES (CSSD)
5116 | 4213170201500 | PROTECTIVE GOWN, REINFORCED LAYER WITH CUFF, MINIMUM 60 MM, NON-WOVEN MATERIAL, LENGTH FROM MIDDLE OF NECKLINE TO BOTTOM, LEVEL 4 OF PROTECTION AND PERMEABILITY TO LIQUIDS, CHEMO RESISTANCE, TEAR RESISTANCE, OPEN BACK DESIGN, NON STERILE, DISPOSABLE, BLUE COLOR, SIZE XX-LARGE. | STERILIZATION SUPPLIES (CSSD)
5117 | 4213170201300 | PROTECTIVE GOWN, REINFORCED LAYER WITH CUFF, MINIMUM 60 MM, NON-WOVEN MATERIAL, LENGTH FROM MIDDLE OF NECKLINE TO BOTTOM, LEVEL 4 OF PROTECTION AND PERMEABILITY TO LIQUIDS, CHEMO RESISTANCE, TEAR RESISTANCE, OPEN BACK DESIGN, NON STERILE, DISPOSABLE, BLUE COLOR, SIZE X- SMALL. | STERILIZATION SUPPLIES (CSSD)
5118 | 4231155205000 | TAPE, IDENTIFICATION SURGICAL INSTRUMENT SHEET ORANGE | STERILIZATION SUPPLIES (CSSD)
5119 | 4231155204900 | TAPE, IDENTIFICATION SURGICAL INSTRUMENT SHEET LIGHT GREEN | STERILIZATION SUPPLIES (CSSD)
5120 | 4231155204800 | TAPE, IDENTIFICATION SURGICAL INSTRUMENT SHEET LIGHT BLUE | STERILIZATION SUPPLIES (CSSD)
5121 | 4231155204700 | TAPE, IDENTIFICATION SURGICAL INSTRUMENT SHEET GREY | STERILIZATION SUPPLIES (CSSD)
5122 | 4214160601000 | GALLIPOT POLYPROPYLENE 280ML AUTOCLAVABLE UP TO 134 DEGREES CELSIUS REUSABLE | STERILIZATION SUPPLIES (CSSD)
5123 | 4231155204600 | TAPE, IDENTIFICATION SURGICAL INSTRUMENT SHEET GREEN | STERILIZATION SUPPLIES (CSSD)
5124 | 4231155204500 | TAPE, IDENTIFICATION SURGICAL INSTRUMENT SHEET BROWN | STERILIZATION SUPPLIES (CSSD)
5125 | 4231155204400 | TAPE, IDENTIFICATION SURGICAL INSTRUMENT SHEET BLUE | STERILIZATION SUPPLIES (CSSD)
5126 | 4231155204100 | LABEL TAPE FOR CASSETTE - 12 MM LAMINATED BLACK LETTERS ON WHITE TAPE USED IN STERILIZATION | STERILIZATION SUPPLIES (CSSD)
5127 | 4229351400500 | TRAY LINER, MADE OF CELLULOSE FIBERS 80 G TO BE USE UNDER THE SURGICAL TRAY TO ABSORB ANY MOISTURE AFTER THE CYCLE, WHITE, SIZE 482 X 635 MM. | STERILIZATION SUPPLIES (CSSD)
5128 | 4229542703600 | BRUSH CLEANING CANNULATED INSTRUMENTS 1.4 - 2.6 MM SINGLE-ENDED, HIGH QUALITY WHITE MEDICAL GRADE SOFT NYLON BRISTLES, DISPOSABLE, N ON-STERILE, OVERALL LENGTH 60 CM. | STERILIZATION SUPPLIES (CSSD)
5129 | 4228190207400 | TAPE COLOR CODING ROLL LATEX FREE SURGICAL INSTRUMENTS 3000MM X 2.5 MM RED | STERILIZATION SUPPLIES (CSSD)
5130 | 4228190400000 | POUCH STEAM STERILIZATION PAPER TO PAPER, THICKNESS 60 GSM, SERRATED TOP, HEAT SEAL MEDICAL GRADE, 140X75X250MM | STERILIZATION SUPPLIES (CSSD)
5131 | 4228190400200 | POUCH STEAM STERILIZATION PAPER TO PAPER 250X100X380MM HEAT SEAL MEDICAL GRADE | STERILIZATION SUPPLIES (CSSD)
5132 | 4228190400600 | POUCH STEAM STERILIZATION PAPER TO PAPER 90X50X125MM HEAT SEAL MEDICAL GRADE | STERILIZATION SUPPLIES (CSSD)
5133 | 4228190400700 | POUCH STEAM STERILIZATION PAPER TO PAPER, THICKNESS 60 GSM, SERRATED TOP, HEAT SEAL MEDICAL GRADE, 90X50X250MM | STERILIZATION SUPPLIES (CSSD)
5134 | 4228190102000 | WRAPPER STERILIZATION WETLAID NONWOVEN PAPER 90 X 90 CM 60 GSM GREEN MEDICAL GRADE | STERILIZATION SUPPLIES (CSSD)
5135 | 4228190403300 | POUCH STEAM STERILIZATION PRE-CUT FLAT SELF SEAL, MEDICAL GRADE PAPER NOT LESS THAN 60 GSM (WHITE), THICK PLASTIC TRANSPARENT FILM, PUNCTURE RESISTANT INDICATOR TYPE 1 PRINTED AT DISTANCE EVERY 15 CM, SEAL EDGE 9 MM, SIZE: L 400 MM X W 205 MM | STERILIZATION SUPPLIES (CSSD)
5136 | 4228190101900 | WRAPPER STERILIZATION WETLAID NONWOVEN PAPER 75 X 75 CM 60 GSM GREEN MEDICAL GRADE | STERILIZATION SUPPLIES (CSSD)
5137 | 4228190403600 | POUCH STEAM STERILIZATION PRE-CUT FLAT SELF-SEAL, MEDICAL GRADE PAPER NOT LESS THAN 60 GSM (WHITE) , THICK PLASTIC TRANSPARENT FILM, PUNCTURE RESISTANT INDICATOR TYPE 1 PRINTED AT DISTANCE EVERY 15 CM, SEAL EDGE 9 MM, SIZE: L 230 MM X W 90 MM | STERILIZATION SUPPLIES (CSSD)
5138 | 4228190404500 | KIT, ACCESSORIES, CONTAINS, RIBBON, PRINT OUT PAPER, VAPORIZER PLATE, COLLECTION BOX, FOR STERRAD, 100 S | STERILIZATION SUPPLIES (CSSD)
5139 | 4228190101800 | WRAPPER STERILIZATION WETLAID NONWOVEN PAPER 60 X 60 CM 60 GSM GREEN MEDICAL GRADE | STERILIZATION SUPPLIES (CSSD)
5140 | 4228190101700 | WRAPPER STERILIZATION WETLAID NONWOVEN PAPER 50 X 50 CM 60 GSM GREEN MEDICAL GRADE | STERILIZATION SUPPLIES (CSSD)
5141 | 4228190101600 | WRAPPER STERILIZATION WETLAID NONWOVEN PAPER 30 X 30 CM 60 GSM GREEN MEDICAL GRADE | STERILIZATION SUPPLIES (CSSD)
5142 | 4228181100800 | SEAL, TAMPER PROOF PLASTIC SURGICAL CONTAINERS WITH STEAM INDICATOR, RED DISPOSABLE | STERILIZATION SUPPLIES (CSSD)
5143 | 4228190404700 | STEAM POUCH STERILIZATION ROLL FLAT, MEDICAL GRADE NOT LESS THAN 60 GSM, PUNCTURE RESISTANT PLASTIC, TRANSPARENT FILM, PROCESS INDICATOR TYPE 1 PRINTED AT DISTANCE EVERY 15 CM, SIZE: 420 MM X 100 M. | STERILIZATION SUPPLIES (CSSD)
5144 | 4228181100600 | SEAL, TAMPER PROOF PLASTIC SURGICAL CONTAINERS WITH STEAM INDICATOR, GREEN UNIVERSAL DISPOSABLE | STERILIZATION SUPPLIES (CSSD)
5145 | 4228190404900 | BAG, BIOHAZARD, SEALED, TO KEEP THE ITEM MOIST, SINGLE USE, SIZE, 200 MM X 350 MM | STERILIZATION SUPPLIES (CSSD)
5146 | 4228190405200 | BAG, BIOHAZARD, SEALED, TO KEEP THE ITEM MOIST, SINGLE USE, SIZE, 650 MM X 770 MM | STERILIZATION SUPPLIES (CSSD)
5147 | 4228190204400 | TYVEK POUCH H2O2 STERILIZATION ROLL FLAT, 70 GSM, PUNCTURE RESISTANT PLASTIC, TRANSPARENT FILM, PROCESS INDICATOR TYPE 1 PRINTED AT DISTANCE EVERY 15 CM, SIZE: 150 MM X 70 M | STERILIZATION SUPPLIES (CSSD)
5148 | 4228190406800 | POUCH STEAM STERILIZATION PRE-CUT GUSSET HEAT SEAL, MEDICAL GRADE PAPER NOT LESS THAN 60 GSM (WHITE) , THICK PLASTIC TRANSPARENT FILM, PUNCTURE RESISTANT INDICATOR TYPE 1 PRINTED AT DISTANCE EVERY 15 CM, SEAL EDGE 9 MM, SIZE: L 230 MM X W 100 MM X H 50 MM | STERILIZATION SUPPLIES (CSSD)
5149 | 4228190406700 | POUCH STEAM STERILIZATION PRE-CUT FLAT SELF-SEAL, MEDICAL GRADE PAPER NOT LESS THAN 60 GSM (WHITE) , THICK PLASTIC TRANSPARENT FILM, PUNCTURE RESISTANT INDICATOR TYPE 1 PRINTED AT DISTANCE EVERY 15 CM, SEAL EDGE 9 MM, SIZE: L 250 MM X W 90 MM | STERILIZATION SUPPLIES (CSSD)
5150 | 4228190406600 | POUCH STEAM STERILIZATION PRE-CUT FLAT SELF-SEAL, MEDICAL GRADE PAPER NOT LESS THAN 60 GSM (WHITE) , THICK PLASTIC TRANSPARENT FILM, PUNCTURE RESISTANT INDICATOR TYPE 1 PRINTED AT DISTANCE EVERY 15 CM, SEAL EDGE 9 MM, SIZE: L 170 MM X W 90 MM | STERILIZATION SUPPLIES (CSSD)
5151 | 4228190406500 | POUCH STEAM STERILIZATION PRE-CUT FLAT SELF-SEAL, MEDICAL GRADE PAPER NOT LESS THAN 60 GSM (WHITE) , THICK PLASTIC TRANSPARENT FILM, PUNCTURE RESISTANT INDICATOR TYPE 1 PRINTED AT DISTANCE EVERY 15 CM, SEAL EDGE 9 MM, SIZE: L 300 MM X W 80 MM | STERILIZATION SUPPLIES (CSSD)
5152 | 4228190406400 | POUCH STEAM STERILIZATION PRE-CUT FLAT HEAT SEAL, MEDICAL GRADE PAPER NOT LESS THAN 60 GSM (WHITE) , THICK PLASTIC TRANSPARENT FILM, PUNCTURE RESISTANT INDICATOR TYPE 1 PRINTED AT DISTANCE EVERY 15 CM, SEAL EDGE 9 MM, SIZE: L 150 MM X W 75 MM | STERILIZATION SUPPLIES (CSSD)
5153 | 4228190300800 | COVER, PLASTIC TRANSPARENT, SELF-SEALING PREPRINTED, WITH STERILITY MAINTENANCE COVER FOR USE AFTER STERILIZATION 40.6 X 76CM. | STERILIZATION SUPPLIES (CSSD)
5154 | 4228190406200 | POUCH STEAM STERILIZATION PRE-CUT FLAT SELF-SEAL, MEDICAL GRADE PAPER NOT LESS THAN 60 GSM (WHITE) , THICK PLASTIC TRANSPARENT FILM, PUNCTURE RESISTANT INDICATOR TYPE 1 PRINTED AT DISTANCE EVERY 15 CM, SEAL EDGE 9 MM, SIZE: L 100 MM X W 60 MM | STERILIZATION SUPPLIES (CSSD)
5155 | 4228190406000 | POUCH STEAM STERILIZATION PRE-CUT GUSSET HEAT SEAL, MEDICAL GRADE PAPER NOT LESS THAN 60 GSM (WHITE) , THICK PLASTIC TRANSPARENT FILM, PUNCTURE RESISTANT INDICATOR TYPE 1 PRINTED AT DISTANCE EVERY 15 CM, SEAL EDGE 9 MM, SIZE: L 460 MM X W 250 MM X H 50 MM | STERILIZATION SUPPLIES (CSSD)
5156 | 4228190405900 | POUCH STEAM STERILIZATION PRE-CUT FLAT HEAT SEAL, MEDICAL GRADE PAPER NOT LESS THAN 60 GSM (WHITE) , THICK PLASTIC TRANSPARENT FILM, PUNCTURE RESISTANT INDICATOR TYPE 1 PRINTED AT DISTANCE EVERY 15 CM, SEAL EDGE 9 MM, SIZE: L 250 MM X W 200 MM | STERILIZATION SUPPLIES (CSSD)
5157 | 4228190405700 | POUCH STEAM STERILIZATION PRE-CUT FLAT HEAT SEAL, MEDICAL GRADE PAPER NOT LESS THAN 60 GSM (WHITE) , THICK PLASTIC TRANSPARENT FILM, PUNCTURE RESISTANT INDICATOR TYPE 1 PRINTED AT DISTANCE EVERY 15 CM, SEAL EDGE 9 MM, SIZE: L 360 MM X W 150 MM | STERILIZATION SUPPLIES (CSSD)
5158 | 4228190405600 | POUCH STEAM STERILIZATION PRE-CUT FLAT SELF-SEAL, MEDICAL GRADE PAPER NOT LESS THAN 60 GSM (WHITE) , THICK PLASTIC TRANSPARENT FILM, PUNCTURE RESISTANT INDICATOR TYPE 1 PRINTED AT DISTANCE EVERY 15 CM, SEAL EDGE 9 MM, SIZE: L 280 MM X W 130 MM | STERILIZATION SUPPLIES (CSSD)
5159 | 4228190405500 | POUCH STEAM STERILIZATION PRE-CUT FLAT SELF-SEAL, MEDICAL GRADE PAPER NOT LESS THAN 60 GSM (WHITE) , THICK PLASTIC TRANSPARENT FILM, PUNCTURE RESISTANT INDICATOR TYPE 1 PRINTED AT DISTANCE EVERY 15 CM, SEAL EDGE 9 MM, SIZE: L 300 MM X W 110 MM | STERILIZATION SUPPLIES (CSSD)
5160 | 4228190405300 | POUCH STEAM STERILIZATION PRE-CUT GUSSET HEAT SEAL, MEDICAL GRADE PAPER NOT LESS THAN 60 GSM (WHITE) , THICK PLASTIC TRANSPARENT FILM, PUNCTURE RESISTANT INDICATOR TYPE 1 PRINTED AT DISTANCE EVERY 15 CM, SEAL EDGE 9 MM, SIZE: L 355MM X W 230 MM X H 100MM | STERILIZATION SUPPLIES (CSSD)
5161 | 4228190406100 | POUCH STEAM STERILIZATION PRE-CUT FLAT SELF-SEAL, MEDICAL GRADE PAPER NOT LESS THAN 60 GSM (WHITE) , THICK PLASTIC TRANSPARENT FILM, PUNCTURE RESISTANT INDICATOR TYPE 1 PRINTED AT DISTANCE EVERY 15 CM, SEAL EDGE 9 MM, SIZE: L 230 MM X W 50 MM | STERILIZATION SUPPLIES (CSSD)
5162 | 4228181100500 | SEAL, TAMPER PROOF PLASTIC SURGICAL CONTAINERS WITH STEAM INDICATOR, BLUE UNIVERSAL DISPOSABLE | STERILIZATION SUPPLIES (CSSD)
5163 | 4228190200700 | POUCH STEAM STERILIZATION PRE-CUT FLAT SELF-SEAL, MEDICAL GRADE PAPER NOT LESS THAN 60 GSM (WHITE) , THICK PLASTIC TRANSPARENT FILM, PUNCTURE RESISTANT INDICATOR TYPE 1 PRINTED AT DISTANCE EVERY 15 CM, SEAL EDGE 9 MM, SIZE: L 380 MM X W 150 MM | STERILIZATION SUPPLIES (CSSD)
5164 | 4228190202900 | WRAPPING SHEET, NON-WOVEN SPUNBOND MELTBLOWN SPUNBOND (SMS), TWO LAYERS BONDED, SIMULTANEOUS, EACH LAYER DIFFERENT COLOR, EACH LAYER THICKNESS 80 GSM, COMPATIBLE WITH THE STEAM STERILIZATION AND HYDROGEN PEROXIDE STERILIZATION SYSTEMS, NON-LEACHING AND ODORLESS, MICROBIAL BARRIER, TEAR RESISTANCE, AIR PERMEABILITY AND BURST STRENGTH, WRAPPING SHEETS SIZE 150 CM X 150 CM | STERILIZATION SUPPLIES (CSSD)
5165 | 4228190204500 | TYVEK POUCH H2O2 STERILIZATION ROLL FLAT, 70 GSM, PUNCTURE RESISTANT PLASTIC, TRANSPARENT FILM, PROCESS INDICATOR TYPE 1 PRINTED AT DISTANCE EVERY 15 CM, SIZE: 350 MM X 70 M | STERILIZATION SUPPLIES (CSSD)
5166 | 4228190204600 | STEAM POUCH STERILIZATION ROLL GUSSET, MEDICAL GRADE, NOT LESS THAN 60 GSM, PUNCTURE RESISTANT PLASTIC, TRANSPARENT FILM, PROCESS INDICATOR TYPE 1 PRINTED AT DISTANCE EVERY 15 CM, SIZE: 300 MM X100 MM X 100 M. | STERILIZATION SUPPLIES (CSSD)
5167 | 4228190205000 | WRAPPING SHEET, NON-WOVEN SPUNBOND MELTBLOWN SPUNBOND (SMS), TWO LAYERS BONDED, SIMULTANEOUS, EACH LAYER DIFFERENT COLOR, EACH LAYER THICKNESS 60 GSM, COMPATIBLE WITH THE STEAM STERILIZATION AND HYDROGEN PEROXIDE STERILIZATION SYSTEMS, NON-LEACHING AND ODORLESS, MICROBIAL BARRIER, TEAR RESISTANCE, AIR PERMEABILITY AND BURST STRENGTH, WRAPPING SHEETS SIZE 60 CM X 60 CM | STERILIZATION SUPPLIES (CSSD)
5168 | 4228190205100 | WRAPPING SHEET, NON-WOVEN SPUNBOND MELTBLOWN SPUNBOND (SMS), TWO LAYERS BONDED, SIMULTANEOUS, EACH LAYER DIFFERENT COLOR, EACH LAYER THICKNESS 60 GSM, COMPATIBLE WITH THE STEAM STERILIZATION AND HYDROGEN PEROXIDE STERILIZATION SYSTEMS, NON-LEACHING AND ODORLESS, MICROBIAL BARRIER, TEAR RESISTANCE, AIR PERMEABILITY AND BURST STRENGTH, WRAPPING SHEETS SIZE 76 CM X 76 CM | STERILIZATION SUPPLIES (CSSD)
5169 | 4228190205200 | WRAPPING SHEET, NON-WOVEN SPUNBOND MELTBLOWN SPUNBOND (SMS), TWO LAYERS BONDED, SIMULTANEOUS, EACH LAYER DIFFERENT COLOR, EACH LAYER THICKNESS 60 GSM, COMPATIBLE WITH THE STEAM STERILIZATION AND HYDROGEN PEROXIDE STERILIZATION SYSTEMS, NON-LEACHING AND ODORLESS, MICROBIAL BARRIER, TEAR RESISTANCE, AIR PERMEABILITY AND BURST STRENGTH, WRAPPING SHEETS SIZE 91 CM X 91 CM | STERILIZATION SUPPLIES (CSSD)
5170 | 4228190205300 | WRAPPING SHEET, NON-WOVEN SPUNBOND MELTBLOWN SPUNBOND (SMS), TWO LAYERS BONDED, SIMULTANEOUS, EACH LAYER DIFFERENT COLOR, EACH LAYER THICKNESS 80 GSM, COMPATIBLE WITH THE STEAM STERILIZATION AND HYDROGEN PEROXIDE STERILIZATION SYSTEMS, NON-LEACHING AND ODORLESS, MICROBIAL BARRIER, TEAR RESISTANCE, AIR PERMEABILITY AND BURST STRENGTH, WRAPPING SHEETS SIZE 114 CM X 114 CM | STERILIZATION SUPPLIES (CSSD)
5171 | 4228190205500 | WRAPPING SHEET, NON-WOVEN SPUNBOND MELTBLOWN SPUNBOND (SMS), TWO LAYERS BONDED, SIMULTANEOUS, EACH LAYER DIFFERENT COLOR, EACH LAYER THICKNESS 80 GSM, COMPATIBLE WITH THE STEAM STERILIZATION AND HYDROGEN PEROXIDE STERILIZATION SYSTEMS, NON-LEACHING AND ODORLESS, MICROBIAL BARRIER, TEAR RESISTANCE, AIR PERMEABILITY AND BURST STRENGTH, WRAPPING SHEETS SIZE 137 CM X 137 CM | STERILIZATION SUPPLIES (CSSD)
5172 | 4228190205600 | WRAPPING SHEET, NON-WOVEN SPUNBOND MELTBLOWN SPUNBOND (SMS), TWO LAYERS BONDED, SIMULTANEOUS, EACH LAYER DIFFERENT COLOR, EACH LAYER THICKNESS 60 GSM, COMPATIBLE WITH THE STEAM STERILIZATION AND HYDROGEN PEROXIDE STERILIZATION SYSTEMS, NON-LEACHING AND ODORLESS, MICROBIAL BARRIER, TEAR RESISTANCE, AIR PERMEABILITY AND BURST STRENGTH, WRAPPING SHEETS SIZE 38 CM X 38 CM | STERILIZATION SUPPLIES (CSSD)
5173 | 4228190204200 | WRAPPING SHEET, NON-WOVEN SPUNBOND MELTBLOWN SPUNBOND (SMS), THICKNESS 80 GSM, COMPATIBLE WITH THE STEAM STERILIZATION AND HYDROGEN PEROXIDE STERILIZATION SYSTEMS, NON-LEACHING AND ODORLESS, MICROBIAL BARRIER, TEAR RESISTANCE, AIR PERMEABILITY AND BURST STRENGTH, WRAPPING SHEETS GREEN OR BLUE, SIZE 140 CM X 140 CM | STERILIZATION SUPPLIES (CSSD)
5174 | 4228190206000 | INSTRUMENT TAG, PRINTED REPAIR | STERILIZATION SUPPLIES (CSSD)
5175 | 4228190206100 | LINT REMOVER ROLLER ADHESIVE WITH HANDLE | STERILIZATION SUPPLIES (CSSD)
5176 | 4228190206500 | TAPE COLOR CODING ROLL LATEX FREE SURGICAL INSTRUMENTS 3000MM X 2.5 MM GREEN | STERILIZATION SUPPLIES (CSSD)
5177 | 4228190206600 | TAPE COLOR CODING ROLL LATEX FREE SURGICAL INSTRUMENTS 3000MM X 2.5 MM WHITE | STERILIZATION SUPPLIES (CSSD)
5178 | 4228190206700 | TAPE COLOR CODING ROLL LATEX FREE SURGICAL INSTRUMENTS 3000MM X 2.5 MM BLACK | STERILIZATION SUPPLIES (CSSD)
5179 | 4228190204100 | WRAPPING SHEET, NON-WOVEN SPUNBOND MELTBLOWN SPUNBOND (SMS), THICKNESS 60 GSM, COMPATIBLE WITH THE STEAM STERILIZATION AND HYDROGEN PEROXIDE STERILIZATION SYSTEMS, NON-LEACHING AND ODORLESS, MICROBIAL BARRIER, TEAR RESISTANCE, AIR PERMEABILITY AND BURST STRENGTH, WRAPPING SHEETS GREEN OR BLUE, SIZE 40 CM X 40 CM | STERILIZATION SUPPLIES (CSSD)
5180 | 4228190206800 | TAPE COLOR CODING ROLL LATEX FREE SURGICAL INSTRUMENTS 3000MM X 2.5 MM BLUE | STERILIZATION SUPPLIES (CSSD)
5181 | 4228190206900 | TAPE COLOR CODING ROLL LATEX FREE SURGICAL INSTRUMENTS 3000MM X 2.5 MM BROWN | STERILIZATION SUPPLIES (CSSD)
5182 | 4228190300700 | COVER, PLASTIC TRANSPARENT, SELF-SEALING PREPRINTED WITH STERILITY MAINTENANCE, COVER FOR USE AFTER STERILIZATION 40.6 X 56CM. | STERILIZATION SUPPLIES (CSSD)
5183 | 4228190300600 | COVER, PLASTIC TRANSPARENT, SELF-SEALING PREPRINTED WITH STERILITY MAINTENANCE COVER FOR USE AFTER STERILIZATION, 30.5 X 56CM. | STERILIZATION SUPPLIES (CSSD)
5184 | 4228190203400 | BIOLOGICAL INDICATOR, CHALLENGE PACK FOR STEAM STERILIZER (SELF-CONTAINED BIOLOGICAL INDICATOR PLUS CHEMICAL INTEGRATOR TYPE 5) , READOUT INCUBATION TIME LESS THAN 30 MIN, EXTERNAL CHEMICAL INDICATOR TYPE 1, PROVIDE BIOLOGICAL INDICATOR CONTROL WITH SAME LOT NUMBER. | STERILIZATION SUPPLIES (CSSD)
5185 | 4228190300500 | COVER, PLASTIC TRANSPARENT, SELF-SEALING PREPRINTED WITH STERILITY MAINTENANCE COVER FOR USE AFTER STERILIZATION, 20 X 30 CM. | STERILIZATION SUPPLIES (CSSD)
5186 | 4228190300100 | COVER, PLASTIC TRANSPARENT, SELF-SEALING PREPRINTED WITH STERILITY MAINTENANCE" FOR PROTECTING STERILE PACKAGES DURING STORAGE AND T RANSPORTATION, SIZE 60.96 X 76.2 CM | STERILIZATION SUPPLIES (CSSD)
5187 | 4228190208200 | WRAPPING SHEET, TWO LAYERS BONDED, EACH LAYER DIFFERENT COLOR, SIMULTANEOUS, NON-WOVEN SPUNBOND MELTBLOWN SPUNBOND (SMS), THICKNESS 70 GSM/ WETLAID 60 GSM, COMPATIBLE WITH THE STEAM STERILIZATION AND ETHYLENE OXIDE STERILIZATION SYSTEMS, NON-LEACHING AND ODORLESS, MICROBIAL BARRIER, TEAR RESISTANCE, AIR PERMEABILITY AND BURST STRENGTH, WRAPPING SHEETS SIZE : 120 CM X 120 CM | STERILIZATION SUPPLIES (CSSD)
5188 | 4228190201900 | WRAPPING SHEET, NON-WOVEN SPUNBOND MELTBLOWN SPUNBOND (SMS), THICKNESS 80 GSM, COMPATIBLE WITH THE STEAM STERILIZATION AND HYDROGEN PEROXIDE STERILIZATION SYSTEMS, NON-LEACHING AND ODORLESS, MICROBIAL BARRIER, TEAR RESISTANCE, AIR PERMEABILITY AND BURST STRENGTH, WRAPPING SHEETS GREEN OR BLUE, SIZE 100 CM X 100 CM | STERILIZATION SUPPLIES (CSSD)
5189 | 4228190208100 | WRAPPING SHEET, TWO LAYERS BONDED, EACH LAYER DIFFERENT COLOR, SIMULTANEOUS, NON-WOVEN SPUNBOND MELTBLOWN SPUNBOND (SMS), THICKNESS 70 GSM/ WETLAID 60 GSM, COMPATIBLE WITH THE STEAM STERILIZATION AND ETHYLENE OXIDE STERILIZATION SYSTEMS, NON-LEACHING AND ODORLESS, MICROBIAL BARRIER, TEAR RESISTANCE, AIR PERMEABILITY AND BURST STRENGTH, WRAPPING SHEETS SIZE : 100 CM X 100 CM | STERILIZATION SUPPLIES (CSSD)
5190 | 4228190207700 | TAPE COLOR CODING ROLL LATEX FREE SURGICAL INSTRUMENTS 3000MM X 2.5 MM STRIPED YELLOW / WHITE | STERILIZATION SUPPLIES (CSSD)
5191 | 4228190207600 | TAPE COLOR CODING ROLL LATEX FREE SURGICAL INSTRUMENTS 3000MM X 2.5 MM YELLOW | STERILIZATION SUPPLIES (CSSD)
5192 | 4228190207500 | TAPE COLOR CODING ROLL LATEX FREE SURGICAL INSTRUMENTS 3000MM X 2.5 MM STRIPED RED/ WHITE | STERILIZATION SUPPLIES (CSSD)
5193 | 4229351400600 | TRAY LINER, MADE OF CELLULOSE FIBERS 80 G TO BE USE UNDER THE SURGICAL TRAY TO ABSORB ANY MOISTURE AFTER THE CYCLE, WHITE, SIZE 457 X 610 MM. | STERILIZATION SUPPLIES (CSSD)
5194 | 4228190207300 | TAPE COLOR CODING ROLL LATEX FREE SURGICAL INSTRUMENTS 3000MM X 2.5 MM PURPLE | STERILIZATION SUPPLIES (CSSD)
5195 | 4228190207200 | TAPE COLOR CODING ROLL LATEX FREE SURGICAL INSTRUMENTS 3000MM X 2.5 MM ORANGE | STERILIZATION SUPPLIES (CSSD)
5196 | 4228190208000 | WRAPPING SHEET, TWO LAYERS BONDED, EACH LAYER DIFFERENT COLOR, SIMULTANEOUS, NON-WOVEN SPUNBOND MELTBLOWN SPUNBOND (SMS), THICKNESS 43 GSM/ WETLAID 40 GSM, COMPATIBLE WITH THE STEAM STERILIZATION AND ETHYLENE OXIDE STERILIZATION SYSTEMS, NON-LEACHING AND ODORLESS, MICROBIAL BARRIER, TEAR RESISTANCE, AIR PERMEABILITY AND BURST STRENGTH, WRAPPING SHEETS SIZE : 90 CM X 90 CM | STERILIZATION SUPPLIES (CSSD)
5197 | 4228190101500 | WRAPPER STERILIZATION WETLAID NON WOVEN PAPER 137 X 137 CM 70 GSM GREEN MEDICAL GRADE | STERILIZATION SUPPLIES (CSSD)
5198 | 4228190407000 | POUCH STEAM STERILIZATION PRE-CUT FLAT SELF-SEAL, MEDICAL GRADE PAPER NOT LESS THAN 60 GSM (WHITE) , THICK PLASTIC TRANSPARENT FILM, PUNCTURE RESISTANT INDICATOR TYPE 1 PRINTED AT DISTANCE EVERY 15 CM, SEAL EDGE 9 MM, SIZE: L 130 MM X W 70 MM | STERILIZATION SUPPLIES (CSSD)
5199 | 4228190407100 | POUCH STEAM STERILIZATION PRE-CUT FLAT SELF-SEAL, MEDICAL GRADE PAPER NOT LESS THAN 60 GSM (WHITE) , THICK PLASTIC TRANSPARENT FILM, PUNCTURE RESISTANT INDICATOR TYPE 1 PRINTED AT DISTANCE EVERY 15 CM, SEAL EDGE 9 MM, SIZE: L 250 MM X W 70 MM | STERILIZATION SUPPLIES (CSSD)
5200 | 4228190410300 | POUCH STEAM STERILIZATION PRE-CUT FLAT SELF-SEAL, MEDICAL GRADE PAPER NOT LESS THAN 60 GSM (WHITE) , THICK PLASTIC TRANSPARENT FILM, PUNCTURE RESISTANT INDICATOR TYPE 1 PRINTED AT DISTANCE EVERY 15 CM, SEAL EDGE 9 MM, SIZE: L 400 MM X W 75 MM | STERILIZATION SUPPLIES (CSSD)
5201 | 4228181000600 | BOWIE-DICK TEST PACK, MONITORING THE PERFORMANCE OF STEAM STERILIZERS, DETECT WET STEAM, SUPERHEATED STEAM AND NON-CONDENSABLE GASES PROBLEMS, INADEQUATE STEAM PENETRATION AND VACUUM PUMP FAILURES, LEAD AND TOXIC FREE, TEST LAYER LAMINATED, TEST SHEET INCLUDE INQUIRES DOCUMENTATION INFORMATION | STERILIZATION SUPPLIES (CSSD)
5202 | 4228180802800 | TYVEK POUCH H2O2 STERILIZATION ROLL FLAT, 70 GSM, PUNCTURE RESISTANT PLASTIC, TRANSPARENT FILM, PROCESS INDICATOR TYPE 1 PRINTED AT DISTANCE EVERY 15 CM, SIZE: 300 MM X 70 M | STERILIZATION SUPPLIES (CSSD)
5203 | 4228190001800 | TRANSPORTATION BOX, FOR DELIVERING STERILE INSTRUMENT, PROPYLENE PLASTIC MATERIAL, FREE LID LOCKABLE ATTACHED TO BOTH SIDES AND WELL SECURED, COLOR BLUE, W/ LABEL POCKET, WASHABLE UP TO 95 DEGREE BOX, DURABLE, EXTERNAL SIZE 30 X 20X 12 CM | STERILIZATION SUPPLIES (CSSD)
5204 | 4228190410400 | POUCH STEAM STERILIZATION PRE-CUT FLAT SELF-SEAL, MEDICAL GRADE PAPER NOT LESS THAN 60 GSM (WHITE) , THICK PLASTIC TRANSPARENT FILM, PUNCTURE RESISTANT INDICATOR TYPE 1 PRINTED AT DISTANCE EVERY 15 CM, SEAL EDGE 9 MM, SIZE: L 457 MM X W 305 MM | STERILIZATION SUPPLIES (CSSD)
5205 | 4228190001600 | VACUUM STORAGE AND TRANSPORT POUCHES SIZE 44 X 80 CM WHICH INCLUDE ACCESSORIES: RUBBER AND PAPER INDICATOR. | STERILIZATION SUPPLIES (CSSD)
5206 | 4228190001500 | VACUUM STORAGE AND TRANSPORT POUCHES SIZE 44 X 60 CM WHICH INCLUDE ACCESSORIES: RUBBER AND PAPER INDICATOR . | STERILIZATION SUPPLIES (CSSD)
5207 | 4228190001400 | VACUUM STORAGE AND TRANSPORT POUCHES SIZE 35 X 50 CM WHICH INCLUDE ACCESSORIES: RUBBER AND PAPER INDICATOR. | STERILIZATION SUPPLIES (CSSD)
5208 | 4228181100700 | SEAL, TAMPER PROOF PLASTIC SURGICAL CONTAINERS WITH STEAM INDICATOR, ORANGE UNIVERSAL DISPOSABLE | STERILIZATION SUPPLIES (CSSD)
5209 | 4228180802600 | TYVEK POUCH H2O2 STERILIZATION ROLL FLAT, 70 GSM, PUNCTURE RESISTANT PLASTIC, TRANSPARENT FILM, PROCESS INDICATOR TYPE 1 PRINTED AT DISTANCE EVERY 15 CM, SIZE: 400 MM X 70 M | STERILIZATION SUPPLIES (CSSD)
5210 | 4228190410500 | POUCH STEAM STERILIZATION PRE-CUT GUSSET HEAT SEAL, MEDICAL GRADE PAPER NOT LESS THAN 60 GSM (WHITE) , THICK PLASTIC TRANSPARENT FILM, PUNCTURE RESISTANT INDICATOR TYPE 1 PRINTED AT DISTANCE EVERY 15 CM, SEAL EDGE 9 MM, SIZE: L 125 MM X W 90 MM X H 38 MM | STERILIZATION SUPPLIES (CSSD)
5211 | 4228190410600 | POUCH STEAM STERILIZATION PRE-CUT GUSSET HEAT SEAL, MEDICAL GRADE PAPER NOT LESS THAN 60 GSM (WHITE) , THICK PLASTIC TRANSPARENT FILM, PUNCTURE RESISTANT INDICATOR TYPE 1 PRINTED AT DISTANCE EVERY 15 CM, SEAL EDGE 9 MM, SIZE: L 400 MM X W 250 MM X H 80 MM | STERILIZATION SUPPLIES (CSSD)
5212 | 4228190001000 | TRANSPORTATION BOX, FOR DELIVERING STERILE INSTRUMENT, PROPYLENE PLASTIC MATERIAL, FREE LID LOCKABLE ATTACHED TO BOTH SIDES AND WELL SECURED, COLOR BLUE, WASHABLE UP TO 95 DEGREE BOX, DURABLE, EXTERNAL SIZE 40 X 30 X 25 CM | STERILIZATION SUPPLIES (CSSD)
5213 | 4228190000900 | TRANSPORTATION BOX, FOR DELIVERING STERILE INSTRUMENT, PROPYLENE PLASTIC MATERIAL, FREE LID LOCKABLE ATTACHED TO BOTH SIDES AND WELL SECURED, COLOR BLUE, WASHABLE UP TO 95 DEGREE BOX, DURABLE, EXTERNAL SIZE 30 X 20 X 19 CM | STERILIZATION SUPPLIES (CSSD)
5214 | 4228190101400 | WRAPPER STERILIZATION WETLAID NONWOVEN PAPER 120 X 120 CM 70 GSM GREEN MEDICAL GRADE | STERILIZATION SUPPLIES (CSSD)
5215 | 4228180802500 | TYVEK POUCH H2O2 STERILIZATION ROLL FLAT, 70 GSM, PUNCTURE RESISTANT PLASTIC, TRANSPARENT FILM, PROCESS INDICATOR TYPE 1 PRINTED AT DISTANCE EVERY 15 CM, SIZE: 100 MM X 70 M | STERILIZATION SUPPLIES (CSSD)
5216 | 4228190410700 | POUCH STEAM STERILIZATION PRE-CUT GUSSET HEAT SEAL, MEDICAL GRADE PAPER NOT LESS THAN 60 GSM (WHITE) , THICK PLASTIC TRANSPARENT FILM, PUNCTURE RESISTANT INDICATOR TYPE 1 PRINTED AT DISTANCE EVERY 15 CM, SEAL EDGE 9 MM, SIZE: L 600MM X W 400MM X H 130MM | STERILIZATION SUPPLIES (CSSD)
5217 | 4228190000800 | TRANSPORTABLE CONTAINER TRANSPARENT LIGHT WEIGHT PUNCTURE PROOF PROPYLENE WITH SECURE LOCKABLE LID SIZE: WIDTH 45CM LENGTH 65CM HEIGHT 25CM | STERILIZATION SUPPLIES (CSSD)
5218 | 4228190410800 | STEAM POUCH STERILIZATION ROLL FLAT, MEDICAL GRADE NOT LESS THAN 60 GSM, PUNCTURE RESISTANT PLASTIC, TRANSPARENT FILM, PROCESS INDICATOR TYPE 1 PRINTED AT DISTANCE EVERY 15 CM, SIZE: 520 MM X 100 M. | STERILIZATION SUPPLIES (CSSD)
5219 | 4228190410900 | STEAM POUCH STERILIZATION ROLL FLAT, NOT LESS THAN 60 GSM, PUNCTURE RESISTANT PLASTIC, TRANSPARENT FILM, PROCESS INDICATOR TYPE 1 PRINTED AT DISTANCE EVERY 15 CM, SIZE: 300 MM X 100 M. | STERILIZATION SUPPLIES (CSSD)
5220 | 4228190411000 | STEAM POUCH STERILIZATION ROLL GUSSET, MEDICAL GRADE, NOT LESS THAN 60 GSM, PUNCTURE RESISTANT PLASTIC, TRANSPARENT FILM, PROCESS INDICATOR TYPE 1 PRINTED AT DISTANCE EVERY 15 CM, SIZE: 250 MM X 65 MM X 100 M. | STERILIZATION SUPPLIES (CSSD)
5221 | 4228190411100 | POUCH STEAM STERILIZATION PRE-CUT FLAT HEAT SEAL, MEDICAL GRADE PAPER NOT LESS THAN 60 GSM (WHITE), THICK PLASTIC TRANSPARENT FILM, PUNCTURE RESISTANT INDICATOR TYPE 1 PRINTED AT DISTANCE EVERY 15 CM, SEAL EDGE 9 MM, SIZE: L 350 MM X W 270 MM | STERILIZATION SUPPLIES (CSSD)
5222 | 4228190411200 | POUCH STEAM STERILIZATION PRE-CUT FLAT SELF-SEAL, MEDICAL GRADE PAPER NOT LESS THAN 60 GSM (WHITE), THICK PLASTIC TRANSPARENT FILM, PUNCTURE RESISTANT INDICATOR TYPE 1 PRINTED AT DISTANCE EVERY 15 CM, SEAL EDGE 9 MM, SIZE: L 250 MM X W 50 MM | STERILIZATION SUPPLIES (CSSD)
5223 | 4228190411300 | POUCH STEAM STERILIZATION ROLL FLAT, NOT LESS THAN 60 GSM, PUNCTURE RESISTANT PLASTIC, TRANSPARENT FILM, PROCESS INDICATOR TYPE 1 PRINTED AT DISTANCE EVERY 15 CM, SIZE: 350 MM X 100 M | STERILIZATION SUPPLIES (CSSD)
5224 | 4228181101200 | SEAL TAMPER PROOF PLASTIC FOR MARTIN CONTAINERS WITH STEAM INDICATOR DISPOSABLE | STERILIZATION SUPPLIES (CSSD)
5225 | 4228181101100 | SEAL, TAMPER PROOF PLASTIC SURGICAL CONTAINERS WITH STEAM INDICATOR, YELLOW UNIVERSAL DISPOSABLE | STERILIZATION SUPPLIES (CSSD)
5226 | 4618160702600 | SHOES, ANTI-SLIPPERY, WATERPROOF, PUNCTURE RESISTANT, ANTISTATIC, COVERING THE FEET AND TOES WITH REINFORCEMENT HEEL, LATERAL VENTILATION PORTS, COMFORTABLE, ERGONOMIC DESIGN TO RELIEVE TENSION IN FEET AND LOWER BACK, LIGHT WEIGHT (NOT MORE THAN 80G PER PIECE) , EASY TO CLEAN AND DISINFECT, SIZE 37/38 BLUE | STERILIZATION SUPPLIES (CSSD)
5227 | 4618160702500 | SHOES, ANTI-SLIPPERY, WATERPROOF, PUNCTURE RESISTANT, ANTISTATIC, COVERING THE FEET AND TOES WITH REINFORCEMENT HEEL, LATERAL VENTILATION PORTS, COMFORTABLE, ERGONOMIC DESIGN TO RELIEVE TENSION IN FEET AND LOWER BACK, LIGHT WEIGHT (NOT MORE THAN 80G PER PIECE) , EASY TO CLEAN AND DISINFECT, SIZE 35/36 BLUE | STERILIZATION SUPPLIES (CSSD)
5228 | 4228181101000 | SEAL, TAMPER PROOF PLASTIC SURGICAL CONTAINERS WITH STEAM INDICATOR, WHITE UNIVERSAL DISPOSABLE | STERILIZATION SUPPLIES (CSSD)
5229 | 4228181100900 | SEAL, TAMPER PROOF PLASTIC SURGICAL CONTAINERS WITH STEAM INDICATOR, VIOLET UNIVERSAL DISPOSABLE | STERILIZATION SUPPLIES (CSSD)
5230 | 4228180802300 | ROLL, FOR SCISSORS SHARPNESS 4.5 INCH, THE TEST IS USED TO DETERMINE THE SHARPNESS OF THE SCISSORS, TEST MATERIAL FOR SCISSORS GREAT ER THAN 4.5 INCH (START FROM 11.4 CM) OR LARGER, COLOR RED, SIZE 550 CM X 14 CM, LATEX FREE. | STERILIZATION SUPPLIES (CSSD)
5231 | 4228190410100 | POUCH STEAM STERILIZATION PRE-CUT FLAT SELF-SEAL, MEDICAL GRADE PAPER NOT LESS THAN 60 GSM (WHITE) , THICK PLASTIC TRANSPARENT FILM, PUNCTURE RESISTANT INDICATOR TYPE 1 PRINTED AT DISTANCE EVERY 15 CM, SEAL EDGE 9 MM, SIZE: L 220 MM X W 120 MM | STERILIZATION SUPPLIES (CSSD)
5232 | 4228190410200 | POUCH STEAM STERILIZATION PRE-CUT FLAT SELF-SEAL, MEDICAL GRADE PAPER NOT LESS THAN 60 GSM (WHITE) , THICK PLASTIC TRANSPARENT FILM, PUNCTURE RESISTANT INDICATOR TYPE 1 PRINTED AT DISTANCE EVERY 15 CM, SEAL EDGE 9 MM, SIZE: L 260 MM X W 90 MM | STERILIZATION SUPPLIES (CSSD)
5233 | 4228190410000 | POUCH STEAM STERILIZATION PRE-CUT FLAT SELF-SEAL, MEDICAL GRADE PAPER NOT LESS THAN 60 GSM (WHITE) , THICK PLASTIC TRANSPARENT FILM, PUNCTURE RESISTANT INDICATOR TYPE 1 PRINTED AT DISTANCE EVERY 15 CM, SEAL EDGE 9 MM, SIZE: L 110 MM X W 90 MM | STERILIZATION SUPPLIES (CSSD)
5234 | 4228190407900 | TYVEK POUCH H2O2 STERILIZATION PRE-CUT FLAT HEAT SEAL 70 GSM, PUNCTURE RESISTANT PLASTIC, TRANSPARENT FILM, PROCESS INDICATOR TYPE 1 PRINTED AT DISTANCE EVERY 15 CM, SIZE: L 75 MM X W 70 MM | STERILIZATION SUPPLIES (CSSD)
5235 | 4228190407800 | TYVEK POUCH H2O2 STERILIZATION PRE-CUT FLAT HEAT SEAL 70 GSM, PUNCTURE RESISTANT PLASTIC, TRANSPARENT FILM, PROCESS INDICATOR TYPE 1 PRINTED AT DISTANCE EVERY 15 CM, SIZE: L 500 MM X W 200 MM | STERILIZATION SUPPLIES (CSSD)
5236 | 4228190407700 | TYVEK POUCH H2O2 STERILIZATION PRE-CUT FLAT HEAT SEAL 70 GSM, PUNCTURE RESISTANT PLASTIC, TRANSPARENT FILM, PROCESS INDICATOR TYPE 1 PRINTED AT DISTANCE EVERY 15 CM, SIZE: L 150 MM X W 76 MM | STERILIZATION SUPPLIES (CSSD)
5237 | 4228190100300 | WRAPPING SHEET, NON-WOVEN SPUNBOND MELTBLOWN SPUNBOND (SMS), THICKNESS 80 GSM, COMPATIBLE WITH THE STEAM STERILIZATION AND HYDROGEN PEROXIDE STERILIZATION SYSTEMS, NON-LEACHING AND ODORLESS, MICROBIAL BARRIER, TEAR RESISTANCE, AIR PERMEABILITY AND BURST STRENGTH, WRAPPING SHEETS GREEN OR BLUE, SIZE 100CM X 122 CM | STERILIZATION SUPPLIES (CSSD)
5238 | 4228190407600 | TYVEK POUCH H2O2 STERILIZATION PRE-CUT HEAT SEAL 70 GSM, PUNCTURE RESISTANT PLASTIC, TRANSPARENT FILM, PROCESS INDICATOR TYPE 1 PRINTED AT DISTANCE EVERY 15 CM, SIZE: L 200 MM X W 75 MM | STERILIZATION SUPPLIES (CSSD)
5239 | 4228190100500 | WRAPPING SHEET, NON-WOVEN SPUNBOND MELTBLOWN SPUNBOND (SMS), THICKNESS 80 GSM, COMPATIBLE WITH THE STEAM STERILIZATION AND HYDROGEN PEROXIDE STERILIZATION SYSTEMS, NON-LEACHING AND ODORLESS, MICROBIAL BARRIER, TEAR RESISTANCE, AIR PERMEABILITY AND BURST STRENGTH, WRAPPING SHEETS GREEN OR BLUE, SIZE 136CM X 150 CM | STERILIZATION SUPPLIES (CSSD)
5240 | 4228181000800 | TEST STRIP, FOR WATER QUALITY, ( SHOWS PH, ALKALINITY AND HARDNESS MEASURES) | STERILIZATION SUPPLIES (CSSD)
5241 | 4228190407500 | TYVEK POUCH H2O2 STERILIZATION PRE-CUT FLAT HEAT SEAL 70 GSM, PUNCTURE RESISTANT PLASTIC, TRANSPARENT FILM, PROCESS INDICATOR TYPE 1 PRINTED AT DISTANCE EVERY 15 CM, SIZE: L 450 MM X W 320 MM | STERILIZATION SUPPLIES (CSSD)
5242 | 4228190100700 | WRAPPING SHEET, NON-WOVEN SPUNBOND MELTBLOWN SPUNBOND (SMS), THICKNESS 80 GSM, COMPATIBLE WITH THE STEAM STERILIZATION AND HYDROGEN PEROXIDE STERILIZATION SYSTEMS, NON-LEACHING AND ODORLESS, MICROBIAL BARRIER, TEAR RESISTANCE, AIR PERMEABILITY AND BURST STRENGTH, WRAPPING SHEETS GREEN OR BLUE, SIZE 150CM X 188 CM | STERILIZATION SUPPLIES (CSSD)
5243 | 4228190100800 | WRAPPING SHEET, NON-WOVEN SPUNBOND MELTBLOWN SPUNBOND (SMS), THICKNESS 60 GSM, COMPATIBLE WITH THE STEAM STERILIZATION AND HYDROGEN PEROXIDE STERILIZATION SYSTEMS, NON-LEACHING AND ODORLESS, MICROBIAL BARRIER, TEAR RESISTANCE, AIR PERMEABILITY AND BURST STRENGTH, WRAPPING SHEETS GREEN OR BLUE, SIZE 30CM X 30 CM | STERILIZATION SUPPLIES (CSSD)
5244 | 4228181001300 | BOWIE DICK PACK AIR REMOVAL TEST LAMINATED INDICATOR INK FREE OF ANY TOXIC COMPONENT INCLUDING ONE SHEET FOR DOCUMENTATION EARLY WARNING DISPOSABLE | STERILIZATION SUPPLIES (CSSD)
5245 | 4228190100900 | WRAPPING SHEET, NON-WOVEN SPUNBOND MELTBLOWN SPUNBOND (SMS), THICKNESS 60 GSM, COMPATIBLE WITH THE STEAM STERILIZATION AND HYDROGEN PEROXIDE STERILIZATION SYSTEMS, NON-LEACHING AND ODORLESS, MICROBIAL BARRIER, TEAR RESISTANCE, AIR PERMEABILITY AND BURST STRENGTH, WRAPPING SHEETS GREEN OR BLUE, SIZE 50CM X 50 CM | STERILIZATION SUPPLIES (CSSD)
5246 | 4228190101000 | WRAPPING SHEET, NON-WOVEN SPUNBOND MELTBLOWN SPUNBOND (SMS), THICKNESS 60 GSM, COMPATIBLE WITH THE STEAM STERILIZATION AND HYDROGEN PEROXIDE STERILIZATION SYSTEMS, NON-LEACHING AND ODORLESS, MICROBIAL BARRIER, TEAR RESISTANCE, AIR PERMEABILITY AND BURST STRENGTH, WRAPPING SHEETS GREEN OR BLUE, SIZE 60CM X 60 CM | STERILIZATION SUPPLIES (CSSD)
5247 | 4228190101100 | WRAPPING SHEET, NON-WOVEN SPUNBOND MELTBLOWN SPUNBOND (SMS), THICKNESS 60 GSM, COMPATIBLE WITH THE STEAM STERILIZATION AND HYDROGEN PEROXIDE STERILIZATION SYSTEMS, NON-LEACHING AND ODORLESS, MICROBIAL BARRIER, TEAR RESISTANCE, AIR PERMEABILITY AND BURST STRENGTH, WRAPPING SHEETS GREEN OR BLUE, SIZE 75CM X 75 CM | STERILIZATION SUPPLIES (CSSD)
5248 | 4228190407300 | TYVEK POUCH H2O2 STERILIZATION PRE-CUT FLAT HEAT SEAL 70 GSM, PUNCTURE RESISTANT PLASTIC, TRANSPARENT FILM, PROCESS INDICATOR TYPE 1 PRINTED AT DISTANCE EVERY 15 CM, SIZE: L 350 MM X W 210 MM | STERILIZATION SUPPLIES (CSSD)
5249 | 4228190408000 | TYVEK POUCH H2O2 STERILIZATION PRE-CUT FLAT HEAT SEAL 70 GSM, PUNCTURE RESISTANT PLASTIC, TRANSPARENT FILM, PROCESS INDICATOR TYPE 1 PRINTED AT DISTANCE EVERY 15 CM, SIZE: L 90 MM X W 70 MM | STERILIZATION SUPPLIES (CSSD)
5250 | 4228190100100 | HOLDER COUNTING SHEET SLOTTED | STERILIZATION SUPPLIES (CSSD)
5251 | 4228190100000 | CLIP LABEL HOLDER STAINLESS STEEL COMPATIBLE WITH P - TOUCH - COMPATIBLE LABEL WITH MESH TRAY LABEL FOR LASER MARKING BAR CODING 30 X 40 MM | STERILIZATION SUPPLIES (CSSD)
5252 | 4228190409800 | POUCH STERILIZATION ROLL FLAT STEAM AND LOW TEMPERATURE MEDICAL GRADE PUNCTURE RESISTANT PLASTIC TRANSPARENT FILM PROCESS INDICATOR TYPE 1 PRINTED AT DISTANCE EVERY 15 CM SIZE: 750 MM X 70 M | STERILIZATION SUPPLIES (CSSD)
5253 | 4228190409700 | TYVEK POUCH H2O2 STERILIZATION ROLL FLAT, 70 GSM, PUNCTURE RESISTANT PLASTIC, TRANSPARENT FILM, PROCESS INDICATOR TYPE 1 PRINTED AT DISTANCE EVERY 15 CM, SIZE: 420 MM X 70 M | STERILIZATION SUPPLIES (CSSD)
5254 | 4228190409500 | POUCH STERILIZATION ROLL FLAT STEAM AND LOW TEMPERATURE MEDICAL GRADE PUNCTURE RESISTANT PLASTIC TRANSPARENT FILM PROCESS INDICATOR TYPE 1 PRINTED AT DISTANCE EVERY 15 CM SIZE: 250 MM X 70 M | STERILIZATION SUPPLIES (CSSD)
5255 | 4228190409400 | TYVEK POUCH H2O2 STERILIZATION ROLL FLAT, 70 GSM, PUNCTURE RESISTANT PLASTIC, TRANSPARENT FILM, PROCESS INDICATOR TYPE 1 PRINTED AT DISTANCE EVERY 15 CM, SIZE: 200 MM X 70 M | STERILIZATION SUPPLIES (CSSD)
5256 | 4228190408600 | POUCH STEAM STERILIZATION PAPER TO PAPER, THICKNESS 60 GSM, SERRATED TOP, HEAT SEAL MEDICAL GRADE, 380X125X610MM | STERILIZATION SUPPLIES (CSSD)
5257 | 4228190408100 | POUCH STEAM STERILIZATION PAPER TO PAPER, THICKNESS 60 GSM, SERRATED TOP, HEAT SEAL MEDICAL GRADE, 110X30X380MM | STERILIZATION SUPPLIES (CSSD)
5258 | 4228190408400 | POUCH STEAM STERILIZATION PAPER TO PAPER, THICKNESS 60 GSM, SERRATED TOP, HEAT SEAL MEDICAL GRADE, 190X65X330MM | STERILIZATION SUPPLIES (CSSD)
5259 | 4228190408500 | POUCH STEAM STERILIZATION PAPER TO PAPER, THICKNESS 60 GSM, SERRATED TOP, HEAT SEAL MEDICAL GRADE, 300X75X530MM | STERILIZATION SUPPLIES (CSSD)
5260 | 4228190408300 | POUCH STEAM STERILIZATION PAPER TO PAPER 180 X 95 X 380MM HEAT SEAL MEDICAL GRADE | STERILIZATION SUPPLIES (CSSD)
5261 | 4228190408200 | POUCH STEAM STERILIZATION PAPER TO PAPER, THICKNESS 60 GSM, SERRATED TOP, HEAT SEAL MEDICAL GRADE, 110X30X190MM | STERILIZATION SUPPLIES (CSSD)
5262 | 4228190204300 | WRAPPING SHEET, NON-WOVEN SPUNBOND MELTBLOWN SPUNBOND (SMS), THICKNESS 60 GSM, COMPATIBLE WITH THE STEAM STERILIZATION AND HYDROGEN PEROXIDE STERILIZATION SYSTEMS, NON-LEACHING AND ODORLESS, MICROBIAL BARRIER, TEAR RESISTANCE, AIR PERMEABILITY AND BURST STRENGTH, WRAPPING SHEETS GREEN OR BLUE, SIZE 90 CM X 90 CM | STERILIZATION SUPPLIES (CSSD)
5263 | 4228152702100 | CARTRIDGE, HYDROGEN PEROXIDE STERILANT FOR STERICOOL STERILIZER, FOR 20 CYCLES / 160 L | STERILIZATION SUPPLIES (CSSD)
5264 | 4016160200200 | CARTRIDGE / CUP, HYDROGEN PEROXIDE STERILIZER, FOR HMTS-80E STERILANT, (4 CYCLES / CUP). | STERILIZATION SUPPLIES (CSSD)
5265 | 4228152702200 | LABEL TAPE, FOR CASSETTE - 24 MM NON LAMINATED BLACK LETTERS ON WHITE TAPE USED IN STERILIZATION. | STERILIZATION SUPPLIES (CSSD)
5266 | 4228200002300 | TRANSPORTATION BOX, FOR DELIVERING STERILE INSTRUMENT, PROPYLENE PLASTIC MATERIAL, FREE LID LOCKABLE ATTACHED TO BOTH SIDES AND WELL SECURED, COLOR BLUE, W/ LABEL POCKET, WASHABLE UP TO 95 DEGREE BOX, DURABLE, EXTERNAL SIZE 80 X 60 X 60 CM | STERILIZATION SUPPLIES (CSSD)
5267 | 4224200443500 | SILICONE LINER LOCKING FOR TRANSFEMORAL AMPUTEES ANTIBACTERIAL MATERIAL SUITABLE FOR AMPUTEES WITH EXCESS SOFT TISSUE SIZE 410 MM APPROXIMATELY THICKNESS: 2.5-3 MM | PROSTHETICS & ORTHOSIS SUPPLIES
5268 | 4224200443100 | SILICONE LINER LOCKING FOR TRANSFEMORAL AMPUTEES ANTIBACTERIAL MATERIAL SUITABLE FOR AMPUTEES WITH EXCESS SOFT TISSUE SIZE 350 MM APPROXIMATELY THICKNESS: 2.5-3 MM | PROSTHETICS & ORTHOSIS SUPPLIES
5269 | 4224200443300 | SILICONE LINER LOCKING FOR TRANSFEMORAL AMPUTEES ANTIBACTERIAL MATERIAL SUITABLE FOR AMPUTEES WITH EXCESS SOFT TISSUE SIZE 380 MM APPROXIMATELY THICKNESS: 2.5-3 MM | PROSTHETICS & ORTHOSIS SUPPLIES
5270 | 4224200443200 | SILICONE LINER LOCKING FOR TRANSFEMORAL AMPUTEES ANTIBACTERIAL MATERIAL SUITABLE FOR AMPUTEES WITH EXCESS SOFT TISSUE SIZE 350 MM APPROXIMATELY THICKNESS: 5.5-6 MM | PROSTHETICS & ORTHOSIS SUPPLIES
5271 | 4224200443400 | SILICONE LINER LOCKING FOR TRANSFEMORAL AMPUTEES ANTIBACTERIAL MATERIAL SUITABLE FOR AMPUTEES WITH EXCESS SOFT TISSUE SIZE 380 MM APPROXIMATELY THICKNESS: 5.5-6 MM | PROSTHETICS & ORTHOSIS SUPPLIES
5272 | 4224200601500 | CUSTOM MADE COSMETIC PROSTHESIS HIGH DEFINITION SILICONE TRANSRADIAL PEDIATRIC STRETCHABLE SILICONE WITH MULTI-COLORED SKIN TONE AND ATTENTION TO DETAIL INCLUDING HAIRS MOLES AND FRECKLES SILICONE NAILS WHICH CAN BE PAINTED WITH NAIL VARNISH BY USER TO INCLUDE SILICONE SOCKET COMPONENTS AND TEST PIECE REQUIRED (APPENDIX B) | PROSTHETICS & ORTHOSIS SUPPLIES
5273 | 4224200442900 | SILICONE LINER LOCKING FOR TRANSFEMORAL AMPUTEES ANTIBACTERIAL MATERIAL SUITABLE FOR AMPUTEES WITH EXCESS SOFT TISSUE SIZE 320 MM APPROXIMATELY THICKNESS: 2.5-3 MM | PROSTHETICS & ORTHOSIS SUPPLIES
5274 | 4224200010200 | ORTHOTIC KNEE JOINT POSTERIOR OFFSET RING LOCK KNEE JOINT STAINLESS STEEL MEDIAL AND LATERAL STRAIGHT WITH ROUND EDGE ALUMINUM UPRIGHTS SIZE 3/16 INCHES X 1/2 INCHES APPROXIMATELY CHILD SET | PROSTHETICS & ORTHOSIS SUPPLIES
5275 | 4224200435400 | SILICONE LINER CUSHION FOR TRANSFEMORAL AMPUTEES ANTIBACTERIAL MATERIAL SUITABLE FOR AMPUTEES WITH EXCESS SOFT TISSUE SIZE 440 MM APPROXIMATELY THICKNESS: 5.5-6 MM | PROSTHETICS & ORTHOSIS SUPPLIES
5276 | 4224200009000 | LAMINATION RING, FOR BABY HAND | PROSTHETICS & ORTHOSIS SUPPLIES
5277 | 4224200435300 | SILICONE LINER CUSHION FOR TRANSFEMORAL AMPUTEES ANTIBACTERIAL MATERIAL SUITABLE FOR AMPUTEES WITH EXCESS SOFT TISSUE SIZE 440 MM APPROXIMATELY THICKNESS: 2.5-3 MM | PROSTHETICS & ORTHOSIS SUPPLIES
5278 | 4224200435200 | SILICONE LINER CUSHION FOR TRANSFEMORAL AMPUTEES ANTIBACTERIAL MATERIAL SUITABLE FOR AMPUTEES WITH EXCESS SOFT TISSUE SIZE 410 MM APPROXIMATELY THICKNESS: 5.5-6 MM | PROSTHETICS & ORTHOSIS SUPPLIES
5279 | 4224200435100 | SILICONE LINER CUSHION FOR TRANSFEMORAL AMPUTEES ANTIBACTERIAL MATERIAL SUITABLE FOR AMPUTEES WITH EXCESS SOFT TISSUE SIZE 410 MM APPROXIMATELY THICKNESS: 2.5-3 MM | PROSTHETICS & ORTHOSIS SUPPLIES
5280 | 4224200435000 | SILICONE LINER CUSHION FOR TRANSFEMORAL AMPUTEES ANTIBACTERIAL MATERIAL SUITABLE FOR AMPUTEES WITH EXCESS SOFT TISSUE SIZE 380 MM APPROXIMATELY THICKNESS: 5.5-6 MM | PROSTHETICS & ORTHOSIS SUPPLIES
5281 | 4224200441700 | SILICONE LINER LOCKING FOR TRANSFEMORAL AMPUTEES ANTIBACTERIAL MATERIAL SUITABLE FOR AMPUTEES WITH EXCESS SOFT TISSUE SIZE 200 MM APPROXIMATELY THICKNESS: 2.5-3 MM | PROSTHETICS & ORTHOSIS SUPPLIES
5282 | 4224200434900 | SILICONE LINER CUSHION FOR TRANSFEMORAL AMPUTEES ANTIBACTERIAL MATERIAL SUITABLE FOR AMPUTEES WITH EXCESS SOFT TISSUE SIZE 380 MM APPROXIMATELY THICKNESS: 2.5-3 MM | PROSTHETICS & ORTHOSIS SUPPLIES
5283 | 4224200434700 | SILICONE LINER CUSHION FOR TRANSFEMORAL AMPUTEES ANTIBACTERIAL MATERIAL SUITABLE FOR AMPUTEES WITH EXCESS SOFT TISSUE SIZE 350 MM APPROXIMATELY THICKNESS: 2.5-3 MM | PROSTHETICS & ORTHOSIS SUPPLIES
5284 | 4224200434600 | SILICONE LINER CUSHION FOR TRANSFEMORAL AMPUTEES ANTIBACTERIAL MATERIAL SUITABLE FOR AMPUTEES WITH EXCESS SOFT TISSUE SIZE 320 MM APPROXIMATELY THICKNESS: 5.5-6 MM | PROSTHETICS & ORTHOSIS SUPPLIES
5285 | 4224200434500 | SILICONE LINER CUSHION FOR TRANSFEMORAL AMPUTEES ANTIBACTERIAL MATERIAL SUITABLE FOR AMPUTEES WITH EXCESS SOFT TISSUE SIZE 320 MM APPROXIMATELY THICKNESS: 2.5-3 MM | PROSTHETICS & ORTHOSIS SUPPLIES
5286 | 4224200434400 | SILICONE LINER CUSHION FOR TRANSFEMORAL AMPUTEES ANTIBACTERIAL MATERIAL SUITABLE FOR AMPUTEES WITH EXCESS SOFT TISSUE SIZE 300 MM APPROXIMATELY THICKNESS: 5.5-6 MM | PROSTHETICS & ORTHOSIS SUPPLIES
5287 | 4224200008900 | LAMINATION RING FOR MYOQUICK DISCONNECT HAND SIZE 8 1/4 INCHES APPROXIMATELY | PROSTHETICS & ORTHOSIS SUPPLIES
5288 | 4224200434300 | SILICONE LINER CUSHION FOR TRANSFEMORAL AMPUTEES ANTIBACTERIAL MATERIAL SUITABLE FOR AMPUTEES WITH EXCESS SOFT TISSUE SIZE 300 MM APPROXIMATELY THICKNESS: 2.5-3 MM | PROSTHETICS & ORTHOSIS SUPPLIES
5289 | 4224200434200 | SILICONE LINER CUSHION FOR TRANSFEMORAL AMPUTEES ANTIBACTERIAL MATERIAL SUITABLE FOR AMPUTEES WITH EXCESS SOFT TISSUE SIZE 280 MM APPROXIMATELY THICKNESS: 5.5-6 MM | PROSTHETICS & ORTHOSIS SUPPLIES
5290 | 4224200434800 | SILICONE LINER CUSHION FOR TRANSFEMORAL AMPUTEES ANTIBACTERIAL MATERIAL SUITABLE FOR AMPUTEES WITH EXCESS SOFT TISSUE SIZE 350 MM APPROXIMATELY THICKNESS: 5.5-6 MM | PROSTHETICS & ORTHOSIS SUPPLIES
5291 | 4224200441800 | SILICONE LINER LOCKING FOR TRANSFEMORAL AMPUTEES ANTIBACTERIAL MATERIAL SUITABLE FOR AMPUTEES WITH EXCESS SOFT TISSUE SIZE 200 MM APPROXIMATELY THICKNESS: 5.5-6 MM | PROSTHETICS & ORTHOSIS SUPPLIES
5292 | 4224200009100 | BATTERY CONNECTION CABLE, FOR CONNECTION BATTERY, WITH THE DISTRIBUTER | PROSTHETICS & ORTHOSIS SUPPLIES
5293 | 4224200441900 | SILICONE LINER LOCKING FOR TRANSFEMORAL AMPUTEES ANTIBACTERIAL MATERIAL SUITABLE FOR AMPUTEES WITH EXCESS SOFT TISSUE SIZE 220 MM APPROXIMATELY THICKNESS: 2.5-3 MM | PROSTHETICS & ORTHOSIS SUPPLIES
5294 | 4224200442800 | SILICONE LINER LOCKING FOR TRANSFEMORAL AMPUTEES ANTIBACTERIAL MATERIAL SUITABLE FOR AMPUTEES WITH EXCESS SOFT TISSUE SIZE 300 MM APPROXIMATELY THICKNESS: 5.5-6 MM | PROSTHETICS & ORTHOSIS SUPPLIES
5295 | 4224200442700 | SILICONE LINER LOCKING FOR TRANSFEMORAL AMPUTEES ANTIBACTERIAL MATERIAL SUITABLE FOR AMPUTEES WITH EXCESS SOFT TISSUE SIZE 300 MM APPROXIMATELY THICKNESS: 2.5-3 MM | PROSTHETICS & ORTHOSIS SUPPLIES
5296 | 4224200442600 | SILICONE LINER LOCKING FOR TRANSFEMORAL AMPUTEES ANTIBACTERIAL MATERIAL SUITABLE FOR AMPUTEES WITH EXCESS SOFT TISSUE SIZE 280 MM APPROXIMATELY THICKNESS: 5.5-6 MM | PROSTHETICS & ORTHOSIS SUPPLIES
5297 | 4224200442500 | SILICONE LINER LOCKING FOR TRANSFEMORAL AMPUTEES ANTIBACTERIAL MATERIAL SUITABLE FOR AMPUTEES WITH EXCESS SOFT TISSUE SIZE 280 MM APPROXIMATELY THICKNESS: 2.5-3 MM | PROSTHETICS & ORTHOSIS SUPPLIES
5298 | 4224200442400 | SILICONE LINER LOCKING FOR TRANSFEMORAL AMPUTEES ANTIBACTERIAL MATERIAL SUITABLE FOR AMPUTEES WITH EXCESS SOFT TISSUE SIZE 260 MM APPROXIMATELY THICKNESS: 5.5-6 MM | PROSTHETICS & ORTHOSIS SUPPLIES
5299 | 4224200442300 | SILICONE LINER LOCKING FOR TRANSFEMORAL AMPUTEES ANTIBACTERIAL MATERIAL SUITABLE FOR AMPUTEES WITH EXCESS SOFT TISSUE SIZE 260 MM APPROXIMATELY THICKNESS: 2.5-3 MM | PROSTHETICS & ORTHOSIS SUPPLIES
5300 | 4224200600900 | MECHANICAL HAND VOLUNTARY OPENING WITH PERLON CABLE THROUGH THE PALM OF THE HAND (INNER PULL) WITH THREADED STUD 12 X 1.5 MM APPROXIMATELY AND INNER HAND SIZE: 7 1/4 RIGHT SIDE | PROSTHETICS & ORTHOSIS SUPPLIES
5301 | 4224200442200 | SILICONE LINER LOCKING FOR TRANSFEMORAL AMPUTEES ANTIBACTERIAL MATERIAL SUITABLE FOR AMPUTEES WITH EXCESS SOFT TISSUE SIZE 240 MM APPROXIMATELY THICKNESS: 5.5-6 MM | PROSTHETICS & ORTHOSIS SUPPLIES
5302 | 4224200442100 | SILICONE LINER LOCKING FOR TRANSFEMORAL AMPUTEES ANTIBACTERIAL MATERIAL SUITABLE FOR AMPUTEES WITH EXCESS SOFT TISSUE SIZE 240 MM APPROXIMATELY THICKNESS: 2.5-3 MM | PROSTHETICS & ORTHOSIS SUPPLIES
5303 | 4224200601600 | CUSTOM MADE COSMETIC PROSTHESIS HIGH DEFINITION SILICONE FINGER PEDIATRIC ONE DIGITS STRETCHABLE SILICONE WITH MULTI-COLORED SKIN TONE AND ATTENTION TO DETAIL INCLUDING HAIRS MOLES AND FRECKLES SILICONE NAILS WHICH CAN BE PAINTED WITH NAIL VARNISH BY USER TO INCLUDE SILICONE SOCKET COMPONENTS AND TEST PIECE REQUIRED (APPENDIX B) | PROSTHETICS & ORTHOSIS SUPPLIES
5304 | 4224200009300 | LOCK SET FOR SILICONE ARM LINER | PROSTHETICS & ORTHOSIS SUPPLIES
5305 | 4224200601700 | CUSTOM MADE COSMETIC PROSTHESIS HIGH DEFINITION SILICONE FINGER PEDIATRIC TWO DIGITS STRETCHABLE SILICONE WITH MULTI-COLORED SKIN TONE AND ATTENTION TO DETAIL INCLUDING HAIRS MOLES AND FRECKLES SILICONE NAILS WHICH CAN BE PAINTED WITH NAIL VARNISH BY USER TO INCLUDE SILICONE SOCKET COMPONENTS AND TEST PIECE REQUIRED (APPENDIX B) | PROSTHETICS & ORTHOSIS SUPPLIES
5306 | 4224200601800 | CUSTOM MADE COSMETIC PROSTHESIS HIGH DEFINITION SILICONE FINGER PEDIATRIC MORE THAN 3 DIGITS STRETCHABLE SILICONE WITH MULTI-COLORED SKIN TONE AND ATTENTION TO DETAIL INCLUDING HAIRS MOLES AND FRECKLES SILICONE NAILS WHICH CAN BE PAINTED WITH NAIL VARNISH BY USER TO INCLUDE SILICONE SOCKET COMPONENTS AND TEST PIECE REQUIRED (APPENDIX B) | PROSTHETICS & ORTHOSIS SUPPLIES
5307 | 4224200601900 | CUSTOM MADE SILICONE PARTIAL HAND PROSTHESIS FOR CHILDREN CUSTOM MADE FROM A MORE FLEXIBLE SILICONE TO STRETCH TO ALLOW GROWTH HIGH DEFINITION WITH MULTI-COLORED SKIN TONE AND ATTENTION TO DETAIL INCLUDING HAIRS MOLES AND FRECKLES SILICONE NAILS WHICH CAN BE PAINTED WITH NAIL VARNISH BY THE USER TO INCLUDE SILICONE TEST PIECE IF REQUIRED (APPENDIX B) | PROSTHETICS & ORTHOSIS SUPPLIES
5308 | 4224210000100 | POWDER HARDENER FOR RESIN, WITH 1 GRAM MEASURING SPOON 150 GM, APPROXIMATELY | PROSTHETICS & ORTHOSIS SUPPLIES
5309 | 4224210301600 | CERVICAL ORTHOSIS STERNO OCCIPITAL MANDIBULAR IMMOBILIZER TYPE (S.O.M.I) SIZE LARGE | PROSTHETICS & ORTHOSIS SUPPLIES
5310 | 4224200442000 | SILICONE LINER LOCKING FOR TRANSFEMORAL AMPUTEES ANTIBACTERIAL MATERIAL SUITABLE FOR AMPUTEES WITH EXCESS SOFT TISSUE SIZE 220 MM APPROXIMATELY THICKNESS: 5.5-6 MM | PROSTHETICS & ORTHOSIS SUPPLIES
5311 | 4224200443000 | SILICONE LINER LOCKING FOR TRANSFEMORAL AMPUTEES ANTIBACTERIAL MATERIAL SUITABLE FOR AMPUTEES WITH EXCESS SOFT TISSUE SIZE 320 MM APPROXIMATELY THICKNESS: 5.5-6 MM | PROSTHETICS & ORTHOSIS SUPPLIES
5312 | 4224200443600 | SILICONE LINER LOCKING FOR TRANSFEMORAL AMPUTEES ANTIBACTERIAL MATERIAL SUITABLE FOR AMPUTEES WITH EXCESS SOFT TISSUE SIZE 410 MM APPROXIMATELY THICKNESS: 5.5-6 MM | PROSTHETICS & ORTHOSIS SUPPLIES
5313 | 4224200505300 | SILICONE LINER LOCKING FOR TRANSTIBIAL AMPUTEES WITH DISTAL CONNECTION ANTIBACTERIAL MATERIAL SUITABLE FOR AMPUTEES WITH EXCESS S = OFT TISSUE CLOTH COVER SIZE 360 MM APPROXIMATELY THICKNESS: 2.5-3 MM | PROSTHETICS & ORTHOSIS SUPPLIES
5314 | 4224200504700 | SILICONE LINER LOCKING FOR TRANSTIBIAL AMPUTEES WITH DISTAL CONNECTION ANTIBACTERIAL MATERIAL SUITABLE FOR AMPUTEES WITH EXCESS S = OFT TISSUE CLOTH COVER SIZE 250 MM APPROXIMATELY THICKNESS: 2.5-3 MM | PROSTHETICS & ORTHOSIS SUPPLIES
5315 | 4224200509700 | ADAPTER 4 - HOLE ALUMINUM HEIGHT 11 MM APPROXIMATELY WEIGHT CAPACITY IS UP TO 100 KG | PROSTHETICS & ORTHOSIS SUPPLIES
5316 | 4224200509300 | SOCKET ATTACHMENT BLOCK PLASTIC FOR CHILDREN WITH FOUR COUNTER SUNK HEAD SCREWS AND 4 X 8 APPROXIMATELY LAMINATION CAP | PROSTHETICS & ORTHOSIS SUPPLIES
5317 | 4224200509200 | SOCKET, ATTACHMENT, BLOCK, PEDIATRIC, FOR TRANSTIBIAL AND TRANSFEMORAL | PROSTHETICS & ORTHOSIS SUPPLIES
5318 | 4224200509100 | SOCKET ATTACHMENT BLOCK WITH FOUR COUNTERSUNK HEAD SCREW S AND LAMINATION DUMMY 120 MM WOOD CONNECTION DIAMETER 30 MM HEIGHT APPROXI MATELY | PROSTHETICS & ORTHOSIS SUPPLIES
5319 | 4224200508700 | SOCKET ATTACHMENT BLOCK WITH FOUR COUNTERSUNK HEAD SCREW S AND LAMINATION DUMMY 147 MM WOOD CONNECTION DIAMETER 64 MM HEIGHT APPROXI MATELY | PROSTHETICS & ORTHOSIS SUPPLIES
5320 | 4224200508600 | ADAPTER, TUBE CLAMP, FEMALE, TITANIUM, MOVABLE, 34 MM | PROSTHETICS & ORTHOSIS SUPPLIES
5321 | 4224200505100 | SILICONE LINER LOCKING FOR TRANSTIBIAL AMPUTEES WITH DISTAL CONNECTION ANTIBACTERIAL MATERIAL SUITABLE FOR AMPUTEES WITH EXCESS S = OFT TISSUE CLOTH COVER SIZE 320 MM APPROXIMATELY THICKNESS: 2.5-3 MM | PROSTHETICS & ORTHOSIS SUPPLIES
5322 | 4224200505200 | SILICONE LINER LOCKING FOR TRANSTIBIAL AMPUTEES WITH DISTAL CONNECTION ANTIBACTERIAL MATERIAL SUITABLE FOR AMPUTEES WITH EXCESS S = OFT TISSUE CLOTH COVER SIZE 340 MM APPROXIMATELY THICKNESS: 2.5-3 MM | PROSTHETICS & ORTHOSIS SUPPLIES
5323 | 4224200508500 | ADAPTER DOUBLE WITH PYRAMID TITANIUM FUNCTIONAL HEIGHT 30 MM APPROXIMATELY | PROSTHETICS & ORTHOSIS SUPPLIES
5324 | 4224200508400 | ADAPTER TUBE CLAMP PEDIATRIC WITH UPPER PYRAMID AND LOWER TUBE CLAMP WITH CLAMP SCREW FOR TRANSTIBIAL PROSTHESIS | PROSTHETICS & ORTHOSIS SUPPLIES
5325 | 4224200508300 | ADAPTER, TUBE CLAMP, PEDIATRIC | PROSTHETICS & ORTHOSIS SUPPLIES
5326 | 4224200508000 | ADAPTER, SOCKET WITH FOUR ADJUSTMENT SET SCREW S, TITANIUM | PROSTHETICS & ORTHOSIS SUPPLIES
5327 | 4224200507900 | ADAPTER, SOCKET, ROTATABLE, TITANIUM, APPLICATION AS FOR SOCKET ADAPTER, WITH ADJUSTMENT SET SCREW S | PROSTHETICS & ORTHOSIS SUPPLIES
5328 | 4224200507800 | SOCKET ADAPTER STAINLESS STEEL WITH PYRAMID AND LAMINATION ANCHOR WITH 4 X 3 LAMINATION DUMMY APPROXIMATELY | PROSTHETICS & ORTHOSIS SUPPLIES
5329 | 4224200507500 | SOCKET ATTACHMENT PIECE FOR ALIGNMENT OF FOREARM PIECE | PROSTHETICS & ORTHOSIS SUPPLIES
5330 | 4224200507300 | SOCKET ADAPTER WITH PYRAMID ROTATABLE TITANIUM SYSTEM HEIGHT: 9 MM APPROXIMATELY FOR BODY WEIGHT UP TO 150 KG. | PROSTHETICS & ORTHOSIS SUPPLIES
5331 | 4224200506200 | SILICONE LINER LOCKING FOR TRANSFEMORAL AMPUTEES WITHOUT SKIN GUARD SUITABLE FOR AMPUTEES WITH EXCESS SOFT TISSUE SIZE 550 MM APPROXIMATELY THICKNESS: 2.5-3 MM | PROSTHETICS & ORTHOSIS SUPPLIES
5332 | 4224200506100 | SILICONE LINER LOCKING FOR TRANSFEMORAL AMPUTEES WITHOUT SKIN GUARD SUITABLE FOR AMPUTEES WITH EXCESS SOFT TISSUE SIZE 500 MM AP = PROXIMATELY THICKNESS: 2.5-3 MM | PROSTHETICS & ORTHOSIS SUPPLIES
5333 | 4224200506000 | SILICONE LINER LOCKING FOR TRANSFEMORAL AMPUTEES WITHOUT SKIN GUARD SUITABLE FOR AMPUTEES WITH EXCESS SOFT TISSUE SIZE 450 MM AP = PROXIMATELY THICKNESS: 2.5-3 MM | PROSTHETICS & ORTHOSIS SUPPLIES
5334 | 4224200505800 | SOCKET ADAPTER WITH PYRAMID RECEIVER STAINLESS STEEL SYSTEM HEIGHT: 33 MM APPROXIMATELY FOR BODY WEIGHT UP TO 125 KG. | PROSTHETICS & ORTHOSIS SUPPLIES
5335 | 4224200503900 | ADAPTER DOUBLE TITANIUM ABOVE AND BELOW WITH FOUR EACH ADJUSTMENT SCREW S FOR CONNECTION BETWEEN TWO PYRAMID ADAPTERS SYSTEM HEIGHT: 112 MM APPROXIMATELY BODY WEIGHT UP TO 150 KG | PROSTHETICS & ORTHOSIS SUPPLIES
5336 | 4224200504000 | ADAPTER DOUBLE TITANIUM ABOVE AND BELOW WITH FOUR EACH ADJUSTMENT SCREW S FOR CONNECTION BETWEEN TWO PYRAMID ADAPTERS SYSTEM HEIGHT: 82 MM APPROXIMATELY BODY WEIGHT UP TO 150 KG | PROSTHETICS & ORTHOSIS SUPPLIES
5337 | 4224200505600 | CAP SCREW STAINLESS STEEL WITH SERRATED LOCK WASHER AND FLAT WASHER SIZE: M 10 X 60 APPROXIMATELY FOR FOOT ADAPTER COMPLETE SET | PROSTHETICS & ORTHOSIS SUPPLIES
5338 | 4224200505500 | SILICONE LINER LOCKING FOR TRANSTIBIAL AMPUTEES WITH DISTAL CONNECTION ANTIBACTERIAL MATERIAL SUITABLE FOR AMPUTEES WITH EXCESS S = OFT TISSUE CLOTH COVER SIZE 400 MM APPROXIMATELY THICKNESS: 2.5-3 MM | PROSTHETICS & ORTHOSIS SUPPLIES
5339 | 4224200505400 | SILICONE LINER LOCKING FOR TRANSTIBIAL AMPUTEES WITH DISTAL CONNECTION ANTIBACTERIAL MATERIAL SUITABLE FOR AMPUTEES WITH EXCESS S = OFT TISSUE CLOTH COVER SIZE 380 MM APPROXIMATELY THICKNESS: 2.5-3 MM | PROSTHETICS & ORTHOSIS SUPPLIES
5340 | 4224200509800 | ADAPTER SINGLE MALE SHORT ALUMINUM WITH STAINLESS STEEL PYRAMID INSERT HEIGHT 50 MM APPROXIMATELY WEIGHT CAPACITY IS UP TO 100 KG | PROSTHETICS & ORTHOSIS SUPPLIES
5341 | 4224200509900 | ADAPTER MALE SINGLE LONG ALUMINUM WITH STAINLESS STEEL PYRAMID INSERT HEIGHT 77 MM APPROXIMATELY AND CAN BE CUT TO 70 MM WEIGHT CAPACITY IS UP TO 100 KG | PROSTHETICS & ORTHOSIS SUPPLIES
5342 | 4224200510100 | ADAPTER FEMALE SINGLE SHORT ALUMINUM HEIGHT 200 MM APPROXIMATELY AND CAN BE CUT TO LENGTH 60 MM WEIGHT CAPACITY IS UP TO 100 KG | PROSTHETICS & ORTHOSIS SUPPLIES
5343 | 4224200510200 | ADAPTER FEMALE DOUBLE ALUMINUM HEIGHT 32 MM APPROXIMATELY WEIGHT CAPACITY IS UP TO 100 KG | PROSTHETICS & ORTHOSIS SUPPLIES
5344 | 4224200504800 | SILICONE LINER LOCKING FOR TRANSTIBIAL AMPUTEES WITH DISTAL CONNECTION ANTIBACTERIAL MATERIAL SUITABLE FOR AMPUTEES WITH EXCESS S = OFT TISSUE CLOTH COVER SIZE 265 MM APPROXIMATELY THICKNESS: 2.5-3 MM | PROSTHETICS & ORTHOSIS SUPPLIES
5345 | 4224200504600 | SILICONE LINER LOCKING FOR TRANSTIBIAL AMPUTEES WITH DISTAL CONNECTION ANTIBACTERIAL MATERIAL SUITABLE FOR AMPUTEES WITH EXCESS S = OFT TISSUE CLOTH COVER SIZE 235 MM APPROXIMATELY THICKNESS: 2.5-3 MM | PROSTHETICS & ORTHOSIS SUPPLIES
5346 | 4224200504500 | SILICONE LINER LOCKING FOR TRANSTIBIAL AMPUTEES WITH DISTAL CONNECTION ANTIBACTERIAL MATERIAL SUITABLE FOR AMPUTEES WITH EXCESS S = OFT TISSUE CLOTH COVER SIZE 220 MM APPROXIMATELY THICKNESS: 2.5-3 MM | PROSTHETICS & ORTHOSIS SUPPLIES
5347 | 4224200504400 | SILICONE LINER LOCKING FOR TRANSTIBIAL AMPUTEES WITH DISTAL CONNECTION ANTIBACTERIAL MATERIAL SUITABLE FOR AMPUTEES WITH EXCESS S = OFT TISSUE CLOTH COVER SIZE 210 MM APPROXIMATELY THICKNESS: 2.5-3 MM | PROSTHETICS & ORTHOSIS SUPPLIES
5348 | 4224200504900 | SILICONE LINER LOCKING FOR TRANSTIBIAL AMPUTEES WITH DISTAL CONNECTION ANTIBACTERIAL MATERIAL SUITABLE FOR AMPUTEES WITH EXCESS S = OFT TISSUE CLOTH COVER SIZE 280 MM APPROXIMATELY THICKNESS: 2.5-3 MM | PROSTHETICS & ORTHOSIS SUPPLIES
5349 | 4224200443800 | SILICONE LINER LOCKING FOR TRANSFEMORAL AMPUTEES ANTIBACTERIAL MATERIAL SUITABLE FOR AMPUTEES WITH EXCESS SOFT TISSUE SIZE 440 MM APPROXIMATELY THICKNESS: 5.5-6 MM | PROSTHETICS & ORTHOSIS SUPPLIES
5350 | 4224200009200 | MYOROTRONIC FOR ELECTRIC WRIST ROTATOR | PROSTHETICS & ORTHOSIS SUPPLIES
5351 | 4224200454000 | SOCK, COMPRESSION, SHRINKER, TRANSFEMORAL, RESIDUAL LIMB, CLASS 1 SIZE: SMALL, ASSORTED LENGTH | PROSTHETICS & ORTHOSIS SUPPLIES
5352 | 4224200503100 | SILICONE LINER LOCKING FOR TRANSFEMORAL AMPUTEES WITHOUT SKIN GUARD SUITABLE FOR AMPUTEES WITH EXCESS SOFT TISSUE SIZE 280 MM AP = PROXIMATELY THICKNESS: 2.5-3 MM | PROSTHETICS & ORTHOSIS SUPPLIES
5353 | 4224200503200 | SILICONE LINER LOCKING FOR TRANSFEMORAL AMPUTEES WITHOUT SKIN GUARD SUITABLE FOR AMPUTEES WITH EXCESS SOFT TISSUE SIZE 300 MM AP = PROXIMATELY THICKNESS: 2.5-3 MM | PROSTHETICS & ORTHOSIS SUPPLIES
5354 | 4224200503300 | SILICONE LINER LOCKING FOR TRANSFEMORAL AMPUTEES WITHOUT SKIN GUARD SUITABLE FOR AMPUTEES WITH EXCESS SOFT TISSUE SIZE 320 MM AP = PROXIMATELY THICKNESS: 2.5-3 MM | PROSTHETICS & ORTHOSIS SUPPLIES
5355 | 4224200504300 | SILICONE LINER LOCKING FOR TRANSTIBIAL AMPUTEES WITH DISTAL CONNECTION ANTIBACTERIAL MATERIAL SUITABLE FOR AMPUTEES WITH EXCESS S = OFT TISSUE CLOTH COVER SIZE 200 MM APPROXIMATELY THICKNESS: 2.5-3 MM | PROSTHETICS & ORTHOSIS SUPPLIES
5356 | 4224200443700 | SILICONE LINER LOCKING FOR TRANSFEMORAL AMPUTEES ANTIBACTERIAL MATERIAL SUITABLE FOR AMPUTEES WITH EXCESS SOFT TISSUE SIZE 440 MM APPROXIMATELY THICKNESS: 2.5-3 MM | PROSTHETICS & ORTHOSIS SUPPLIES
5357 | 4224200504200 | SHUTTLE LOCK FOR SILICONE LINER WITH DISTAL ADJUSTABLE SCREW COMPLETE SET TO CONNECTION BETWEEN THE LINER AND PROSTHESIS SYSTEM HEIGHT: 79 MM APPROXIMATELY INCLUDING LAMINATION DUMMY SET WITH SCREW FOR BODY WEIGHT UP TO 120 KG | PROSTHETICS & ORTHOSIS SUPPLIES
5358 | 4224200503500 | SILICONE LINER LOCKING FOR TRANSFEMORAL AMPUTEES WITHOUT SKIN GUARD SUITABLE FOR AMPUTEES WITH EXCESS SOFT TISSUE SIZE 360 MM AP = PROXIMATELY THICKNESS: 2.5-3 MM | PROSTHETICS & ORTHOSIS SUPPLIES
5359 | 4224200503600 | SILICONE LINER LOCKING FOR TRANSFEMORAL AMPUTEES WITHOUT SKIN GUARD SUITABLE FOR AMPUTEES WITH EXCESS SOFT TISSUE SIZE 380 MM AP = PROXIMATELY THICKNESS: 2.5-3 MM | PROSTHETICS & ORTHOSIS SUPPLIES
5360 | 4224200503700 | SILICONE LINER LOCKING FOR TRANSFEMORAL AMPUTEES WITHOUT SKIN GUARD SUITABLE FOR AMPUTEES WITH EXCESS SOFT TISSUE SIZE 400 MM AP = PROXIMATELY THICKNESS: 2.5-3 MM | PROSTHETICS & ORTHOSIS SUPPLIES
5361 | 4224200503800 | ADAPTER DOUBLE TITANIUM ABOVE AND BELOW WITH FOUR EACH ADJUSTMENT SCREW S FOR CONNECTION BETWEEN TWO PYRAMID ADAPTERS SYSTEM HEIGHT: 97 MM APPROXIMATELY BODY WEIGHT UP TO 150 KG | PROSTHETICS & ORTHOSIS SUPPLIES
5362 | 4224200505000 | SILICONE LINER LOCKING FOR TRANSTIBIAL AMPUTEES WITH DISTAL CONNECTION ANTIBACTERIAL MATERIAL SUITABLE FOR AMPUTEES WITH EXCESS S = OFT TISSUE CLOTH COVER SIZE 300 MM APPROXIMATELY THICKNESS: 2.5-3 MM | PROSTHETICS & ORTHOSIS SUPPLIES
5363 | 4224200510900 | ADAPTER MALE - FEMALE DOUBLE WITH 8 MM OFFSET AND 10 DEGREES ANGLE STAINLESS STEEL HEIGHT 40 MM APPROXIMATELY WEIGHT CAPACITY IS UP TO 125 KG | PROSTHETICS & ORTHOSIS SUPPLIES
5364 | 4224200510800 | ADAPTER SHIFT WITH TITANIUM HEIGHT 60 MM APPROXIMATELY WEIGHT CAPACITY IS UP TO 100 KG | PROSTHETICS & ORTHOSIS SUPPLIES
5365 | 4224200510700 | ADAPTER SACH FOOT ALUMINUM WITH STAINLESS STEEL PYRAMID INSERT HEIGHT 25 MM APPROXIMATELY WEIGHT CAPACITY IS UP TO 100 KG | PROSTHETICS & ORTHOSIS SUPPLIES
5366 | 4224200510600 | ADAPTER MALE DOUBLE ALUMINUM WITH STAINLESS STEEL PYRAMID INSERT HEIGHT 41 MM APPROXIMATELY WEIGHT CAPACITY IS UP TO 100 KG | PROSTHETICS & ORTHOSIS SUPPLIES
5367 | 4224200510500 | ADAPTER DOUBLE FEMALE ALUMINUM HEIGHT 75 MM APPROXIMATELY WEIGHT CAPACITY IS UP TO 100 KG | PROSTHETICS & ORTHOSIS SUPPLIES
5368 | 4224200510400 | ADAPTER DOUBLE FEMALE ALUMINUM HEIGHT 60 MM APPROXIMATELY WEIGHT CAPACITY IS UP TO 100 KG | PROSTHETICS & ORTHOSIS SUPPLIES
5369 | 4224200510300 | ADAPTER DOUBLE FEMALE ALUMINUM HEIGHT 45 MM APPROXIMATELY WEIGHT CAPACITY IS UP TO 100 KG | PROSTHETICS & ORTHOSIS SUPPLIES
5370 | 4224200503400 | SILICONE LINER LOCKING FOR TRANSFEMORAL AMPUTEES WITHOUT SKIN GUARD SUITABLE FOR AMPUTEES WITH EXCESS SOFT TISSUE SIZE 340 MM AP = PROXIMATELY THICKNESS: 2.5-3 MM | PROSTHETICS & ORTHOSIS SUPPLIES
5371 | 4224200508900 | SOCKET ATTACHMENT BLOCK WITH FOUR COUNTERSUNK HEAD SCREW S AND LAMINATION DUMMY 120 MM WOOD CONNECTION DIAMETER 64 MM HEIGHT APPROXI MATELY | PROSTHETICS & ORTHOSIS SUPPLIES
5372 | 4224200036100 | SCHMID PERIMETER GAGE (INSIDE CIRCUMFERENCE GAUGE), AN ORTHOTICS WORKSHOP TOOL, USED FOR MEASURING THE DISTANCE AROUND THE INSIDE OF A SOCKET AT ANY SELECTED DEPTH BELOW THE LOWEST PORTION OF THE TOP OF THE SOCKET | PROSTHETICS & ORTHOSIS SUPPLIES
5373 | 4224200008700 | ROTATION ADAPTER FOR MODULAR PROSTHESIS WITH THREAD STAINLESS STEEL THE LOWER LEG MAY BE ROTATED MEDIALLY OR LATERALLY RELATIVE TO THE SOCKET WITH THE KNEE FLEXED THROUGH THE ROTATION ADAPTER SYSTEM HEIGHT: 42 MM APPROXIMATELY WEIGHT: 185 GRAMS APPROXIMATELY ROTATION: MAXIMUM 360 DEGREE FOR BODY WEIGHT UP TO 150 KG | PROSTHETICS & ORTHOSIS SUPPLIES
5374 | 4224171319600 | PUMP MECHANICAL ELEVATED VACUUM SYSTEM INTEGRATED INTO THE SOCKET BUILT IN SHOCK ABSORPTION AND A TORSION FEATURE THE USER CAN MOVE AND POSITION THE PROSTHETIC FOOT MORE CONFIDENTLY MOTION INCREASED PROPRIOCEPTION DUE TO DECREASED MOVEMENT BETWEEN THE SOCKET AND THE RESIDUAL LIMB MAXIMUM BODY WEIGHT FROM 50 - 150 KG PART WEIGHT UP TO 600 GRAMS APPROXIMATELY | PROSTHETICS & ORTHOSIS SUPPLIES
5375 | 4224171319500 | PUMP MECHANICAL ELEVATED VACUUM SYSTEM INTEGRATED INTO THE SOCKET BUILT IN SHOCK ABSORPTION AND A TORSION FEATURE THE USER CAN MOVE AND POSITION THE PROSTHETIC FOOT MORE CONFIDENTLY MOTION INCREASED PROPRIOCEPTION DUE TO DECREASED MOVEMENT BETWEEN THE SOCKET AND THE RESIDUAL LIMB MAXIMUM BODY WEIGHT FROM 50 - 100 KG PART WEIGHT UP TO 500 GRAMS APPROXIMATELY | PROSTHETICS & ORTHOSIS SUPPLIES
5376 | 4224171319300 | FOOT IMPRESSION FOR TAKING FOOTPRINTS FOR ORTHOPEDIC DEVICES FOR FABRICATING INSOLES THICKNESS 50 MM APPROXIMATELY | PROSTHETICS & ORTHOSIS SUPPLIES
5377 | 4224171319200 | DONNING SHEATH FOR TRANSFEMORAL PROSTHESIS WASHABLE SIZE XX-LARGE | PROSTHETICS & ORTHOSIS SUPPLIES
5378 | 4224171319100 | DONNING SHEATH FOR TRANSFEMORAL PROSTHESIS WASHABLE SIZE X-LARGE | PROSTHETICS & ORTHOSIS SUPPLIES
5379 | 4224171319000 | DONNING SHEATH FOR TRANSFEMORAL PROSTHESIS WASHABLE SIZE: SMALL | PROSTHETICS & ORTHOSIS SUPPLIES
5380 | 4224171318900 | DONNING SHEATH FOR TRANSFEMORAL PROSTHESIS WASHABLE SIZE: MEDIUM | PROSTHETICS & ORTHOSIS SUPPLIES
5381 | 4224171318800 | DONNING SHEATH FOR TRANSFEMORAL PROSTHESIS WASHABLE SIZE: LARGE | PROSTHETICS & ORTHOSIS SUPPLIES
5382 | 4224171318300 | CLEANER TUBE, FOR PROSTHETIC GLOVE CLEANING | PROSTHETICS & ORTHOSIS SUPPLIES
5383 | 4224171318200 | SILICONE GREASE FOR ISOLATING COMPONENTS WITH LAMINATION TECHNIQUE TUBE 10-15 GM | PROSTHETICS & ORTHOSIS SUPPLIES
5384 | 4224171318100 | PASTE, PIGMENT, BLACK, NET CONTENTS 250 GRAMS, APPROXIMATELY | PROSTHETICS & ORTHOSIS SUPPLIES
5385 | 4224171320100 | DONNING SHEATH FOR TRANSFEMORAL PROSTHESIS WASHABLE SIZE: EXTRA SMALL | PROSTHETICS & ORTHOSIS SUPPLIES
5386 | 4224171318000 | PASTE, PIGMENT, BLUE, NET CONTENTS 250 GRAMS, APPROXIMATELY | PROSTHETICS & ORTHOSIS SUPPLIES
5387 | 4224171317800 | PASTE, PIGMENT, YELLOW, NET CONTENTS 250 GRAMS, APPROXIMATELY | PROSTHETICS & ORTHOSIS SUPPLIES
5388 | 4224171317700 | PASTE, PIGMENT, WHITE, NET CONTENTS 250 GRAMS, APPROXIMATELY | PROSTHETICS & ORTHOSIS SUPPLIES
5389 | 4224171317600 | PASTE, PIGMENT, SKIN COLOR BROWN, NET CONTENTS 250 GRAMS, APPROXIMATELY | PROSTHETICS & ORTHOSIS SUPPLIES
5390 | 4224171317500 | PASTE, PIGMENT, SKIN COLOR, CAUCASIAN, NET CONTENTS 1 KG., APPROXIMATELY | PROSTHETICS & ORTHOSIS SUPPLIES
5391 | 4224171317400 | TUBE ADAPTER TITANIUM 34 MM MAXIMUM 150 KG LENGTH 472 MM APPROXIMATELY | PROSTHETICS & ORTHOSIS SUPPLIES
5392 | 4224171317300 | TUBE ADAPTER TITANIUM 34 MM MAXIMUM 150 KG LENGTH 282 MM APPROXIMATELY | PROSTHETICS & ORTHOSIS SUPPLIES
5393 | 4224171317200 | TUBE ADAPTER, FOR CHILDREN, ANGLED, FOR MODULAR HIP JOINT, TUBE LENGTH 200 MM APPROXIMATELY, WITH FOUR ADJUSTMENT SET SCREW S | PROSTHETICS & ORTHOSIS SUPPLIES
5394 | 4224171317100 | TUBE ADAPTER, ALUMINUM, FOR CHILDREN, FOR FOOT ADAPTER, TUBE LENGTH 260 MM APPROXIMATELY WITH FOUR ADJUSTMENT SET SCREW S | PROSTHETICS & ORTHOSIS SUPPLIES
5395 | 4224171317000 | TUBE ADAPTER, ALUMINUM, FOR CHILDREN, FOR FOOT ADAPTER, TUBE LENGTH 300 MM APPROXIMATELY WITH FOUR ADJUSTMENT SET SCREW S | PROSTHETICS & ORTHOSIS SUPPLIES
5396 | 4224171316900 | TUBE ADAPTER STAINLESS STEEL 30 MM DIAMETER WITH 30 X 2 MM ALUMINUM ALLOY TUBE LENGTH 440 MM APPROXIMATELY | PROSTHETICS & ORTHOSIS SUPPLIES
5397 | 4224171316800 | TUBE ADAPTER STAINLESS STEEL 30 MM DIAMETER WITH 30 X 2 MM ALUMINUM ALLOY TUBE LENGTH 200 MM APPROXIMATELY | PROSTHETICS & ORTHOSIS SUPPLIES
5398 | 4224171317900 | PASTE, PIGMENT, RED, NET CONTENTS 250 GRAMS, APPROXIMATELY | PROSTHETICS & ORTHOSIS SUPPLIES
5399 | 4224171320700 | DONNING SHEATH ARM WASHABLE SIZE PEDIATRIC | PROSTHETICS & ORTHOSIS SUPPLIES
5400 | 4224171320800 | DONNING SHEATH ARM WASHABLE SIZE TRANSRADIAL | PROSTHETICS & ORTHOSIS SUPPLIES
5401 | 4224171320900 | DONNING SHEATH ARM WASHABLE SIZE TRANSHUMERAL | PROSTHETICS & ORTHOSIS SUPPLIES
5402 | 4224171326900 | SILICONE LINER TRANSFEMORAL WITH FIVE SEALING RING HEIGHTS CUSHION WITHOUT DISTAL CONNECTION ANTIBACTERIAL WITH MINERAL OILS REDUCED ELONGATION NO-STRETCH MATRIX THE ENTIRE LENGTH OF LINER FOR REDUCED ELONGATION AND GOOD TISSUE MANAGEMENT CONICAL SIZE 320 MM APPROXIMATELY | PROSTHETICS & ORTHOSIS SUPPLIES
5403 | 4224171326800 | SILICONE LINER TRANSFEMORAL WITH FIVE SEALING RING HEIGHTS CUSHION WITHOUT DISTAL CONNECTION ANTIBACTERIAL WITH MINERAL OILS REDUCED ELONGATION NO-STRETCH MATRIX THE ENTIRE LENGTH OF LINER FOR REDUCED ELONGATION AND GOOD TISSUE MANAGEMENT CONICAL SIZE 300 MM APPROXIMATELY | PROSTHETICS & ORTHOSIS SUPPLIES
5404 | 4224171326700 | SILICONE LINER TRANSFEMORAL WITH FIVE SEALING RING HEIGHTS CUSHION WITHOUT DISTAL CONNECTION ANTIBACTERIAL WITH MINERAL OILS REDUCED ELONGATION NO-STRETCH MATRIX THE ENTIRE LENGTH OF LINER FOR REDUCED ELONGATION AND GOOD TISSUE MANAGEMENT CONICAL SIZE 280 MM APPROXIMATELY | PROSTHETICS & ORTHOSIS SUPPLIES
5405 | 4224171326600 | SILICONE LINER TRANSFEMORAL WITH FIVE SEALING RING HEIGHTS CUSHION WITHOUT DISTAL CONNECTION ANTIBACTERIAL WITH MINERAL OILS REDUCED ELONGATION NO-STRETCH MATRIX THE ENTIRE LENGTH OF LINER FOR REDUCED ELONGATION AND GOOD TISSUE MANAGEMENT CONICAL SIZE 265 MM APPROXIMATELY | PROSTHETICS & ORTHOSIS SUPPLIES
5406 | 4224171326500 | SILICONE LINER TRANSFEMORAL WITH FIVE SEALING RING HEIGHTS CUSHION WITHOUT DISTAL CONNECTION ANTIBACTERIAL WITH MINERAL OILS REDUCED ELONGATION NO-STRETCH MATRIX THE ENTIRE LENGTH OF LINER FOR REDUCED ELONGATION AND GOOD TISSUE MANAGEMENT CONICAL SIZE 250 MM APPROXIMATELY | PROSTHETICS & ORTHOSIS SUPPLIES
5407 | 4224171326400 | SILICONE LINER TRANSFEMORAL WITH FIVE SEALING RING HEIGHTS CUSHION WITHOUT DISTAL CONNECTION ANTIBACTERIAL WITH MINERAL OILS REDUCED ELONGATION NO-STRETCH MATRIX THE ENTIRE LENGTH OF LINER FOR REDUCED ELONGATION AND GOOD TISSUE MANAGEMENT STANDARD SIZE 550 MM APPROXIMATELY | PROSTHETICS & ORTHOSIS SUPPLIES
5408 | 4224171326300 | SILICONE LINER TRANSFEMORAL WITH FIVE SEALING RING HEIGHTS CUSHION WITHOUT DISTAL CONNECTION ANTIBACTERIAL WITH MINERAL OILS REDUCED ELONGATION NO-STRETCH MATRIX THE ENTIRE LENGTH OF LINER FOR REDUCED ELONGATION AND GOOD TISSUE MANAGEMENT STANDARD SIZE 500 MM APPROXIMATELY | PROSTHETICS & ORTHOSIS SUPPLIES
5409 | 4224171326200 | SILICONE LINER TRANSFEMORAL WITH FIVE SEALING RING HEIGHTS CUSHION WITHOUT DISTAL CONNECTION ANTIBACTERIAL WITH MINERAL OILS REDUCED ELONGATION NO-STRETCH MATRIX THE ENTIRE LENGTH OF LINER FOR REDUCED ELONGATION AND GOOD TISSUE MANAGEMENT STANDARD SIZE 450 MM APPROXIMATELY | PROSTHETICS & ORTHOSIS SUPPLIES
5410 | 4224171326100 | SILICONE LINER TRANSFEMORAL WITH FIVE SEALING RING HEIGHTS CUSHION WITHOUT DISTAL CONNECTION ANTIBACTERIAL WITH MINERAL OILS REDUCED ELONGATION NO-STRETCH MATRIX THE ENTIRE LENGTH OF LINER FOR REDUCED ELONGATION AND GOOD TISSUE MANAGEMENT STANDARD SIZE 400 MM APPROXIMATELY | PROSTHETICS & ORTHOSIS SUPPLIES
5411 | 4224171326000 | SILICONE LINER TRANSFEMORAL WITH FIVE SEALING RING HEIGHTS CUSHION WITHOUT DISTAL CONNECTION ANTIBACTERIAL WITH MINERAL OILS REDUCED ELONGATION NO-STRETCH MATRIX THE ENTIRE LENGTH OF LINER FOR REDUCED ELONGATION AND GOOD TISSUE MANAGEMENT STANDARD SIZE 380 MM APPROXIMATELY | PROSTHETICS & ORTHOSIS SUPPLIES
5412 | 4224171325900 | SILICONE LINER TRANSFEMORAL WITH FIVE SEALING RING HEIGHTS CUSHION WITHOUT DISTAL CONNECTION ANTIBACTERIAL WITH MINERAL OILS REDUCED ELONGATION NO-STRETCH MATRIX THE ENTIRE LENGTH OF LINER FOR REDUCED ELONGATION AND GOOD TISSUE MANAGEMENT STANDARD SIZE 360 MM APPROXIMATELY | PROSTHETICS & ORTHOSIS SUPPLIES
5413 | 4224171325800 | SILICONE LINER TRANSFEMORAL WITH FIVE SEALING RING HEIGHTS CUSHION WITHOUT DISTAL CONNECTION ANTIBACTERIAL WITH MINERAL OILS REDUCED ELONGATION NO-STRETCH MATRIX THE ENTIRE LENGTH OF LINER FOR REDUCED ELONGATION AND GOOD TISSUE MANAGEMENT STANDARD SIZE 340 MM APPROXIMATELY | PROSTHETICS & ORTHOSIS SUPPLIES
5414 | 4224171325700 | SILICONE LINER TRANSFEMORAL WITH FIVE SEALING RING HEIGHTS CUSHION WITHOUT DISTAL CONNECTION ANTIBACTERIAL WITH MINERAL OILS REDUCED ELONGATION NO-STRETCH MATRIX THE ENTIRE LENGTH OF LINER FOR REDUCED ELONGATION AND GOOD TISSUE MANAGEMENT STANDARD SIZE 320 MM APPROXIMATELY | PROSTHETICS & ORTHOSIS SUPPLIES
5415 | 4224171325600 | SILICONE LINER TRANSFEMORAL WITH FIVE SEALING RING HEIGHTS CUSHION WITHOUT DISTAL CONNECTION ANTIBACTERIAL WITH MINERAL OILS REDUCED ELONGATION NO-STRETCH MATRIX THE ENTIRE LENGTH OF LINER FOR REDUCED ELONGATION AND GOOD TISSUE MANAGEMENT STANDARD SIZE 300 MM APPROXIMATELY | PROSTHETICS & ORTHOSIS SUPPLIES
5416 | 4224171325500 | SILICONE LINER TRANSFEMORAL WITH FIVE SEALING RING HEIGHTS CUSHION WITHOUT DISTAL CONNECTION ANTIBACTERIAL WITH MINERAL OILS REDUCED ELONGATION NO-STRETCH MATRIX THE ENTIRE LENGTH OF LINER FOR REDUCED ELONGATION AND GOOD TISSUE MANAGEMENT STANDARD SIZE 280 MM APPROXIMATELY | PROSTHETICS & ORTHOSIS SUPPLIES
5417 | 4224171325400 | SILICONE LINER TRANSFEMORAL WITH FIVE SEALING RING HEIGHTS CUSHION WITHOUT DISTAL CONNECTION ANTIBACTERIAL WITH MINERAL OILS REDUCED ELONGATION NO-STRETCH MATRIX THE ENTIRE LENGTH OF LINER FOR REDUCED ELONGATION AND GOOD TISSUE MANAGEMENT STANDARD SIZE 265 MM APPROXIMATELY | PROSTHETICS & ORTHOSIS SUPPLIES
5418 | 4224171325300 | SILICONE LINER TRANSFEMORAL WITH FIVE SEALING RING HEIGHTS CUSHION WITHOUT DISTAL CONNECTION ANTIBACTERIAL WITH MINERAL OILS REDUCED ELONGATION NO-STRETCH MATRIX THE ENTIRE LENGTH OF LINER FOR REDUCED ELONGATION AND GOOD TISSUE MANAGEMENT STANDARD SIZE 250 MM APPROXIMATELY | PROSTHETICS & ORTHOSIS SUPPLIES
5419 | 4224171325000 | GEL LINER CUSHION TAPERED SHAPE STRETCHABLE PROVIDES PRESSURE DISTRIBUTION REDUCE FRICTION COMFORT DURABILITY AND OPTIMAL SOCKET FITTING THICKNESS: 6 MM ASSORTED SIZES | PROSTHETICS & ORTHOSIS SUPPLIES
5420 | 4224171324500 | GEL LINER CUSHION UNIFORM SHAPE STRETCHABLE PROVIDES PRESSURE DISTRIBUTION REDUCE FRICTION COMFORT DURABILITY AND OPTIMAL SOCKET FITTING THICKNESS: 9 MM ASSORTED SIZES | PROSTHETICS & ORTHOSIS SUPPLIES
5421 | 4224171324400 | GEL LINER CUSHION UNIFORM SHAPE STRETCHABLE PROVIDES PRESSURE DISTRIBUTION REDUCE FRICTION COMFORT DURABILITY AND OPTIMAL SOCKET FITTING THICKNESS: 6 MM ASSORTED SIZES | PROSTHETICS & ORTHOSIS SUPPLIES
5422 | 4224171324300 | GEL LINER CUSHION UNIFORM SHAPE STRETCHABLE PROVIDES PRESSURE DISTRIBUTION REDUCE FRICTION COMFORT DURABILITY AND OPTIMAL SOCKET FITTING THICKNESS: 2.5-3 MM ASSORTED SIZES | PROSTHETICS & ORTHOSIS SUPPLIES
5423 | 4224171324100 | GEL LINER LOCKING TAPERED SHAPE STRETCHABLE PROVIDES PRESSURE DISTRIBUTION REDUCE FRICTION COMFORT DURABILITY AND OPTIMAL SOCKET FITTING THICKNESS: 6 MM ASSORTED SIZES | PROSTHETICS & ORTHOSIS SUPPLIES
5424 | 4224171323600 | GEL LINER LOCKING UNIFORM SHAPE STRETCHABLE PROVIDES PRESSURE DISTRIBUTION REDUCE FRICTION COMFORT DURABILITY AND OPTIMAL SOCKET FITTING THICKNESS: 9 MM ASSORTED SIZES | PROSTHETICS & ORTHOSIS SUPPLIES
5425 | 4224171323500 | GEL LINER LOCKING UNIFORM SHAPE STRETCHABLE PROVIDES PRESSURE DISTRIBUTION REDUCE FRICTION COMFORT DURABILITY AND OPTIMAL SOCKET FITTING THICKNESS: 6 MM ASSORTED SIZES | PROSTHETICS & ORTHOSIS SUPPLIES
5426 | 4224171323400 | GEL LINER LOCKING UNIFORM SHAPE STRETCHABLE PROVIDES PRESSURE DISTRIBUTION REDUCE FRICTION COMFORT DURABILITY AND OPTIMAL SOCKET FITTING THICKNESS: 2.5-3 MM ASSORTED SIZES | PROSTHETICS & ORTHOSIS SUPPLIES
5427 | 4224171316700 | HARNESS FOR BELOW ELBOW PROSTHESIS WITH HARNESS RING AND PERLON CABLE FOR ADULT, COMPLETE | PROSTHETICS & ORTHOSIS SUPPLIES
5428 | 4224171316600 | HARNESS FOR BELOW ELBOW PROSTHESIS WITH HARNESS RING AND PERLON CABLE WITH TRIPLE PULL STRAPS FOR ADULT, COMPLETE | PROSTHETICS & ORTHOSIS SUPPLIES
5429 | 4224171316400 | PROSTHETIC SHOULDER JOINT FREE SWING MOVEMENT FOR FUNCTION IN COMBINATION WITH HIGH TECH COMPONENTS RIGHT | PROSTHETICS & ORTHOSIS SUPPLIES
5430 | 4224171316300 | PROSTHETIC SHOULDER JOINT FREE SWING MOVEMENT FOR FUNCTION IN COMBINATION WITH HIGH TECH COMPONENTS LEFT | PROSTHETICS & ORTHOSIS SUPPLIES
5431 | 4224171309100 | TUBE ADAPTER TITANIUM MINIMUM SYSTEM HEIGHT: 97 MM MAXIMUM SYSTEM HEIGHT: 472 MM APPROXIMATELY DIAMETER: 30 MM APPROXIMATELY WEIGHT: 275 G APPROXIMATELY FOR BODY WEIGHT UP TO 100 KG | PROSTHETICS & ORTHOSIS SUPPLIES
5432 | 4224171309000 | TUBE ADAPTER TITANIUM MINIMUM SYSTEM HEIGHT: 97 MM APPROXIMATELY MAXIMUM SYSTEM HEIGHT: 232 MM APPROXIMATELY DIAMETER: 30 MM APPROX = IMATELY WEIGHT: 160 G APPROXIMATELY FOR BODY WEIGHT UP TO 100 KG | PROSTHETICS & ORTHOSIS SUPPLIES
5433 | 4224171308900 | RUBBER SOLE SHEET BLACK SIZE: 4 X 610 X 910 MM APPROXIMATELY | PROSTHETICS & ORTHOSIS SUPPLIES
5434 | 4224171308800 | SLEEVE, PAIR OF SUSPENSION, TWO - WAY STRETCH FOR BELOW KNEE AMPUTATION PROSTHESIS, LENGTH 250 MM, LOWER CIRCUMFERENCE 310 MM, UPPER CIRCUMFERENCE 410 MM, APPROXIMATELY | PROSTHETICS & ORTHOSIS SUPPLIES
5435 | 4224171308700 | SLEEVE, PAIR OF SUSPENSION, TWO - WAY STRETCH FOR BELOW KNEE AMPUTATION PROSTHESES, LENGTH 250 MM, LOWER CIRCUMFERENCE 310 MM, UPPER CIRCUMFERENCE 440 MM, APPROXIMATELY | PROSTHETICS & ORTHOSIS SUPPLIES
5436 | 4224171308600 | SLEEVE, PAIR OF SUSPENSION, TWO - WAY STRETCH FOR BELOW KNEE AMPUTATION PROSTHESIS, LENGTH 250 MM, LOWER CIRCUMFERENCE 295 MM, UPPER CIRCUMFERENCE 425 MM, APPROXIMATELY | PROSTHETICS & ORTHOSIS SUPPLIES
5437 | 4224171308500 | POLYOLEFIN FOAMS POGISTER MATERIAL OR EQUIVALENT SELF-ADHESIVE WHITE SIZE: 3 MM X 100 CM X 50 CM APPROXIMATELY | PROSTHETICS & ORTHOSIS SUPPLIES
5438 | 4224171308400 | P.V.A. BAGS FOR LAMINATION, 1300 X 260 X 50 MM, APPROXIMATELY | PROSTHETICS & ORTHOSIS SUPPLIES
5439 | 4224171308300 | P.V.A. BAGS, FOR LAMINATION, 1000 X 190 X 50 MM APPROXIMATELY | PROSTHETICS & ORTHOSIS SUPPLIES
5440 | 4224171308100 | PROSTHETIC SUSPENSION BELT TRANSFEMORAL NEOPRENE ADHESIVE STRIP SIZE HIP CIRCUMFERENCE 86 - 100 CM APPROXIMATELY RIGHT | PROSTHETICS & ORTHOSIS SUPPLIES
5441 | 4224171308000 | PROSTHETIC SUSPENSION BELT TRANSFEMORAL NEOPRENE ADHESIVE STRIP SIZE HIP CIRCUMFERENCE 86 - 100 CM APPROXIMATELY LEFT | PROSTHETICS & ORTHOSIS SUPPLIES
5442 | 4224171307900 | PROSTHETIC SUSPENSION BELT TRANSFEMORAL NEOPRENE ADHESIVE STRIP SIZE HIP CIRCUMFERENCE 76-90 CM APPROXIMATELY RIGHT | PROSTHETICS & ORTHOSIS SUPPLIES
5443 | 4224171307800 | PROSTHETIC SUSPENSION BELT TRANSFEMORAL NEOPRENE ADHESIVE STRIP SIZE HIP CIRCUMFERENCE 76-90 CM APPROXIMATELY LEFT | PROSTHETICS & ORTHOSIS SUPPLIES
5444 | 4224171307700 | PROSTHETIC SUSPENSION BELT TRANSFEMORAL NEOPRENE ADHESIVE STRIP SIZE HIP CIRCUMFERENCE 66-80 CM APPROXIMATELY RIGHT | PROSTHETICS & ORTHOSIS SUPPLIES
5445 | 4224171307600 | PROSTHETIC SUSPENSION BELT TRANSFEMORAL NEOPRENE ADHESIVE STRIP SIZE HIP CIRCUMFERENCE 66-80 CM APPROXIMATELY LEFT | PROSTHETICS & ORTHOSIS SUPPLIES
5446 | 4224171307500 | PROSTHETIC SUSPENSION BELT TRANSFEMORAL NEOPRENE ADHESIVE STRIP SIZE HIP CIRCUMFERENCE 60 - 74 CM APPROXIMATELY RIGHT | PROSTHETICS & ORTHOSIS SUPPLIES
5447 | 4224171307400 | PROSTHETIC SUSPENSION BELT TRANSFEMORAL NEOPRENE ADHESIVE STRIP SIZE HIP CIRCUMFERENCE 60-74 CM APPROXIMATELY LEFT | PROSTHETICS & ORTHOSIS SUPPLIES
5448 | 4224171306000 | MEASURING CUPS CALIBRATED 200 ML APPROXIMATELY | PROSTHETICS & ORTHOSIS SUPPLIES
5449 | 4224171300600 | ISCHIAL BAND STEEL 320 MM LENGTH APPROXIMATELY 35 MM WIDTH APPROXIMATELY 2 MM THICK APPROXIMATELY | PROSTHETICS & ORTHOSIS SUPPLIES
5450 | 4224171202500 | COVER, FOAM, PEDIATRIC, ABOVE KNEE, TRANSFEMORAL | PROSTHETICS & ORTHOSIS SUPPLIES
5451 | 4224171202400 | COVER, FOAM, PEDIATRIC, BELOW KNEE, TRANSTIBIAL | PROSTHETICS & ORTHOSIS SUPPLIES
5452 | 4224171200800 | FOAM COVER COSMETIC PURE FLEXIBLE FOAM SLIGHTLY PREFORMED TAN COLOR 30 DEGREES KNEE FLEXION WITH CENTER HOLE PROXIMALLY TO FLAME RESISTANCE FOR MODULAR TRANS - FEMORAL AND HIP DISARTICULATION PROSTHESIS LEFT SIDE WITH CALF CIRCUMFERENCE 44 CM APPROXIMATELY | PROSTHETICS & ORTHOSIS SUPPLIES
5453 | 4224170908900 | HEEL OFFLOAD SHOE TO OFFLOAD WEIGHT AND PRESSURE FROM THE REARFOOT SIZE 8 - 10 + | PROSTHETICS & ORTHOSIS SUPPLIES
5454 | 4224170908800 | HEEL OFFLOAD SHOE TO OFFLOAD WEIGHT AND PRESSURE FROM THE REARFOOT SIZE 6 - 7 | PROSTHETICS & ORTHOSIS SUPPLIES
5455 | 4224170908700 | HEEL OFFLOAD SHOE TO OFFLOAD WEIGHT AND PRESSURE FROM THE REARFOOT SIZE 3 - 5 | PROSTHETICS & ORTHOSIS SUPPLIES
5456 | 4224171309200 | SLIDING DOUBLE ADAPTER WITH ADJUSTABLE SCREWS "TITANIUM" WITH PYRAMID RECEIVER ALLOWS TRANSLATION ADJUSTMENT MEDIALLY OR LATERALLY IN THE FRONTAL PLANE OR DORSALLY OR VENTRALLY IN THE SAGITTAL PLANE HEIGHT: 60 MM APPROXIMATELY SYSTEM HEIGHT: 97 MM APPROXIMATELY FOR BODY WEIGHT UP TO 100 KG | PROSTHETICS & ORTHOSIS SUPPLIES
5457 | 4224171327000 | SILICONE LINER TRANSFEMORAL WITH FIVE SEALING RING HEIGHTS CUSHION WITHOUT DISTAL CONNECTION ANTIBACTERIAL WITH MINERAL OILS REDUCED ELONGATION NO-STRETCH MATRIX THE ENTIRE LENGTH OF LINER FOR REDUCED ELONGATION AND GOOD TISSUE MANAGEMENT CONICAL SIZE 340 MM APPROXIMATELY | PROSTHETICS & ORTHOSIS SUPPLIES
5458 | 4224171309300 | SLIDING ADAPTER WITH TUBE CLAMP ADAPTER TITANIUM 30 MM DIAMETER ALLOWS ADDITIONAL SLIDING ADJUSTMENTS BETWEEN THE PROSTHETIC SOCKET AND TUBE ADAPTER CAN BE SHIFTED MEDIALLY OR LATERALLY SYSTEM HEIGHT: 51 MM APPROXIMATELY WEIGHT: 190 APPROXIMATELY GRAMS FOR BODY WEIGHT UP TO 85 KG | PROSTHETICS & ORTHOSIS SUPPLIES
5459 | 4224171309700 | CARBON FIBERGLASS WEBBING UNIDIRECTIONAL WIDTH 25 MM LENGTH /ROLL 50 METERS APPROXIMATELY | PROSTHETICS & ORTHOSIS SUPPLIES
5460 | 4224171316100 | SLIDING ADAPTER ALUMINUM FOR MODULAR PROSTHESIS HEIGHT: 25 MM MAXIMUM BODY WEIGHT: 100 KG APPROXIMATELY | PROSTHETICS & ORTHOSIS SUPPLIES
5461 | 4224171316000 | SILICONE LINER TRANSFEMORAL WITH TWO SEALING RING HEIGHTS CUSHION WITHOUT DISTAL CONNECTION ANTIBACTERIAL WITH MINERAL OILS REDUCED ELONGATION NO-STRETCH MATRIX THE ENTIRE LENGTH OF LINER FOR REDUCED ELONGATION AND GOOD TISSUE MANAGEMENT SIZE 380 MM APPROXIMATELY | PROSTHETICS & ORTHOSIS SUPPLIES
5462 | 4224171315900 | SILICONE LINER TRANSFEMORAL WITH TWO SEALING RING HEIGHTS CUSHION WITHOUT DISTAL CONNECTION ANTIBACTERIAL WITH MINERAL OILS REDUCED ELONGATION NO-STRETCH MATRIX THE ENTIRE LENGTH OF LINER FOR REDUCED ELONGATION AND GOOD TISSUE MANAGEMENT SIZE 280 MM APPROXIMATELY | PROSTHETICS & ORTHOSIS SUPPLIES
5463 | 4224171315800 | SILICONE LINER TRANSFEMORAL WITH TWO SEALING RING HEIGHTS CUSHION WITHOUT DISTAL CONNECTION ANTIBACTERIAL WITH MINERAL OILS REDUCED ELONGATION NO-STRETCH MATRIX THE ENTIRE LENGTH OF LINER FOR REDUCED ELONGATION AND GOOD TISSUE MANAGEMENT SIZE 300 MM APPROXIMATELY | PROSTHETICS & ORTHOSIS SUPPLIES
5464 | 4224171312200 | SILICONE LINER TRANSFEMORAL WITH TWO SEALING RING HEIGHTS CUSHION WITHOUT DISTAL CONNECTION ANTIBACTERIAL WITH MINERAL OILS REDUCED ELONGATION NO-STRETCH MATRIX THE ENTIRE LENGTH OF LINER FOR REDUCED ELONGATION AND GOOD TISSUE MANAGEMENT SIZE 320 MM APPROXIMATELY | PROSTHETICS & ORTHOSIS SUPPLIES
5465 | 4224171312100 | SILICONE LINER TRANSFEMORAL WITH TWO SEALING RING HEIGHTS CUSHION WITHOUT DISTAL CONNECTION ANTIBACTERIAL WITH MINERAL OILS REDUCED ELONGATION NO-STRETCH MATRIX THE ENTIRE LENGTH OF LINER FOR REDUCED ELONGATION AND GOOD TISSUE MANAGEMENT SIZE 340 MM APPROXIMATELY | PROSTHETICS & ORTHOSIS SUPPLIES
5466 | 4224171311900 | SILICONE LINER TRANSFEMORAL WITH TWO SEALING RING HEIGHTS CUSHION WITHOUT DISTAL CONNECTION ANTIBACTERIAL WITH MINERAL OILS REDUCED ELONGATION NO-STRETCH MATRIX THE ENTIRE LENGTH OF LINER FOR REDUCED ELONGATION AND GOOD TISSUE MANAGEMENT SIZE 360 MM APPROXIMATELY | PROSTHETICS & ORTHOSIS SUPPLIES
5467 | 4224171311800 | SILICONE LINER TRANSFEMORAL WITH TWO SEALING RING HEIGHTS CUSHION WITHOUT DISTAL CONNECTION ANTIBACTERIAL WITH MINERAL OILS REDUCED ELONGATION NO-STRETCH MATRIX THE ENTIRE LENGTH OF LINER FOR REDUCED ELONGATION AND GOOD TISSUE MANAGEMENT SIZE 550 MM APPROXIMATELY | PROSTHETICS & ORTHOSIS SUPPLIES
5468 | 4224171311700 | SILICONE LINER TRANSFEMORAL WITH TWO SEALING RING HEIGHTS CUSHION WITHOUT DISTAL CONNECTION ANTIBACTERIAL WITH MINERAL OILS REDUCED ELONGATION NO-STRETCH MATRIX THE ENTIRE LENGTH OF LINER FOR REDUCED ELONGATION AND GOOD TISSUE MANAGEMENT SIZE 500 MM APPROXIMATELY | PROSTHETICS & ORTHOSIS SUPPLIES
5469 | 4224171311600 | SILICONE LINER TRANSFEMORAL WITH TWO SEALING RING HEIGHTS CUSHION WITHOUT DISTAL CONNECTION ANTIBACTERIAL WITH MINERAL OILS REDUCED ELONGATION NO-STRETCH MATRIX THE ENTIRE LENGTH OF LINER FOR REDUCED ELONGATION AND GOOD TISSUE MANAGEMENT SIZE 450 MM APPROXIMATELY | PROSTHETICS & ORTHOSIS SUPPLIES
5470 | 4224171311500 | SILICONE LINER TRANSFEMORAL WITH TWO SEALING RING HEIGHTS CUSHION WITHOUT DISTAL CONNECTION ANTIBACTERIAL WITH MINERAL OILS REDUCED ELONGATION NO-STRETCH MATRIX THE ENTIRE LENGTH OF LINER FOR REDUCED ELONGATION AND GOOD TISSUE MANAGEMENT SIZE 420 MM APPROXIMATELY | PROSTHETICS & ORTHOSIS SUPPLIES
5471 | 4224171311400 | PROXIMAL SEALING SYSTEM PROSEAL OR EQUIVALENT IS A PROXIMAL VACUUM SOCKET SEALING SYSTEM FOR USE IN TRANSFEMORAL FITTINGS WHICH DI = STINGUISHES ITSELF THROUGH SIMPLICITY AND EXCELLENT WEARER COMFORT SIZE 580 MM | PROSTHETICS & ORTHOSIS SUPPLIES
5472 | 4224171311300 | PROXIMAL SEALING SYSTEM PROSEAL OR EQUIVALENT IS A PROXIMAL VACUUM SOCKET SEALING SYSTEM FOR USE IN TRANSFEMORAL FITTINGS WHICH DI = STINGUISHES ITSELF THROUGH SIMPLICITY AND EXCELLENT WEARER COMFORT SIZE 560 MM | PROSTHETICS & ORTHOSIS SUPPLIES
5473 | 4224171311200 | PROXIMAL SEALING SYSTEM PROSEAL OR EQUIVALENT IS A PROXIMAL VACUUM SOCKET SEALING SYSTEM FOR USE IN TRANSFEMORAL FITTINGS WHICH DI = STINGUISHES ITSELF THROUGH SIMPLICITY AND EXCELLENT WEARER COMFORT SIZE 480 MM | PROSTHETICS & ORTHOSIS SUPPLIES
5474 | 4224171311100 | PROXIMAL SEALING SYSTEM PROSEAL OR EQUIVALENT IS A PROXIMAL VACUUM SOCKET SEALING SYSTEM FOR USE IN TRANSFEMORAL FITTINGS WHICH DI = STINGUISHES ITSELF THROUGH SIMPLICITY AND EXCELLENT WEARER COMFORT SIZE 460 MM | PROSTHETICS & ORTHOSIS SUPPLIES
5475 | 4224171310900 | PROXIMAL SEALING SYSTEM PROSEAL OR EQUIVALENT IS A PROXIMAL VACUUM SOCKET SEALING SYSTEM FOR USE IN TRANSFEMORAL FITTINGS WHICH DI = STINGUISHES ITSELF THROUGH SIMPLICITY AND EXCELLENT WEARER COMFORT SIZE 440 MM | PROSTHETICS & ORTHOSIS SUPPLIES
5476 | 4224171310800 | CLOTH PROSTHETIC DEVICE W 1200 MM APPROXIMATELY CARBON FIBER FOR LOCALIZED AND HIGH STRENGTH LAMINATE REINFORCEMENT | PROSTHETICS & ORTHOSIS SUPPLIES
5477 | 4224171310700 | PROXIMAL SEALING SYSTEM PROSEAL OR EQUIVALENT IS A PROXIMAL VACUUM SOCKET SEALING SYSTEM FOR USE IN TRANSFEMORAL FITTINGS WHICH DI = STINGUISHES ITSELF THROUGH SIMPLICITY AND EXCELLENT WEARER COMFORT SIZE 420 MM | PROSTHETICS & ORTHOSIS SUPPLIES
5478 | 4224171310600 | PINCH GAUGE, FOR TESTING THE GRIP FORCE OF SYSTEM ELECTRIC HAND | PROSTHETICS & ORTHOSIS SUPPLIES
5479 | 4224171310500 | DOUBLE - SIDED ADHESIVE TAPE FOR ADHERING INNER SOCKET TO OUTER FRAME TRANSPARENT LENGTH 50 METERS APPROXIMATELY WIDTH 19 MM APPROXIMATELY | PROSTHETICS & ORTHOSIS SUPPLIES
5480 | 4224171310400 | CARBON FIBER WEBBING WIDTH 50 MM APPROXIMATELY LENGTH 10 APPROXIMATELY | PROSTHETICS & ORTHOSIS SUPPLIES
5481 | 4224171310300 | CARBON UD STOCKINETTE FOR AXIAL REINFORCEMENT BENDING FORCES OF THIN - WALLED HIGH - STRENGTH LAMINATES SIZE 70 X 5 APPROXIMATELY | PROSTHETICS & ORTHOSIS SUPPLIES
5482 | 4224171310200 | CARBON UD STOCKINETTE FOR AXIAL REINFORCEMENT BENDING FORCES OF THIN - WALLED HIGH - STRENGTH LAMINATES SIZE 40 X 5 APPROXIMATELY | PROSTHETICS & ORTHOSIS SUPPLIES
5483 | 4224171310100 | CARBON UD STOCKINETTE FOR AXIAL REINFORCEMENT BENDING FORCES OF THIN - WALLED HIGH - STRENGTH LAMINATES SIZE 100 X 5 APPROXIMATELY | PROSTHETICS & ORTHOSIS SUPPLIES
5484 | 4224171309900 | CARBON FIBERGLASS WEBBING UNIDIRECTIONAL WIDTH 75 MM LENGTH /ROLL 50 METERS APPROXIMATELY | PROSTHETICS & ORTHOSIS SUPPLIES
5485 | 4224171309500 | WEBBING CARBON FIBERGLASS ROLL ,WIDTH IS 50 MM APPROXIMATELY ,LENGTH IS 50 M APPROXIMATELY | PROSTHETICS & ORTHOSIS SUPPLIES
5486 | 4224200008800 | LAMINATION RING, FOR MYOQUICK DISCONNECT HAND, SIZE 7 INCHES | PROSTHETICS & ORTHOSIS SUPPLIES
5487 | 4224171327100 | SILICONE LINER TRANSFEMORAL WITH FIVE SEALING RING HEIGHTS CUSHION WITHOUT DISTAL CONNECTION ANTIBACTERIAL WITH MINERAL OILS REDUCED ELONGATION NO-STRETCH MATRIX THE ENTIRE LENGTH OF LINER FOR REDUCED ELONGATION AND GOOD TISSUE MANAGEMENT CONICAL SIZE 360 MM APPROXIMATELY | PROSTHETICS & ORTHOSIS SUPPLIES
5488 | 4224171400000 | CHROME LINING, CORDOVAN OR EQUIVALENT | PROSTHETICS & ORTHOSIS SUPPLIES
5489 | 4224200004800 | TRANSTIBIAL MODULAR KIT WITH INNER TUBE ADAPTER AND TUBE CLAMP ADAPTER (TITANIUM) DIAMETER: 34 MM APPROXIMATELY FOR BODY WEIGHT UP TO 150 KG | PROSTHETICS & ORTHOSIS SUPPLIES
5490 | 4224200004700 | FOOT ADAPTER TITANIUM WITH CAP SCREW (FOOT BOLT) FOR ALL DYNAMIC AND SACH FEET BOLT SIZE M8 THREAD FOR BODY WEIGHT UP TO 100 KG | PROSTHETICS & ORTHOSIS SUPPLIES
5491 | 4224200004600 | FOOT ADAPTER TITANIUM WITH CAP SCREW (FOOT BOLT) FOR ALL DYNAMIC AND SACH FEET BOLT SIZE M10 THREAD FOR BODY WEIGHT UP TO 125 KG | PROSTHETICS & ORTHOSIS SUPPLIES
5492 | 4224200004500 | CALF LEATHER LINING FOR SHOE MAKING BLACK | PROSTHETICS & ORTHOSIS SUPPLIES
5493 | 4224200004200 | ANGLE TUBE ADAPTER TITANIUM WITH 20 DEGREES INNER DIAMETER 30 MM APPROXIMATELY HEIGHT: 34 MM APPROXIMATELY BODY WEIGHT UP TO 100 KG | PROSTHETICS & ORTHOSIS SUPPLIES
5494 | 4225170700700 | FOOT, DROP, SYSTEM, CUFF STRAP, SMALL | PROSTHETICS & ORTHOSIS SUPPLIES
5495 | 4225170700800 | FOOT, DROP SYSTEM, CUFF STRAP, MEDIUM | PROSTHETICS & ORTHOSIS SUPPLIES
5496 | 4225170700900 | FOOT, DROP SYSTEM, CUFF STRAP, LARGE | PROSTHETICS & ORTHOSIS SUPPLIES
5497 | 4618150500400 | KNEE SLEEVES, DERMA PROTECTION AND DERMA PROFLEX ARE MADE FROM A COPOLYMER GEL KNEE SLEEVES, PROVIDE INCREASED SUSPENSION BETWEEN SOCKET AND SKIN WHILE THEIR ELASTICITY ALLOWS A GOOD RANGE OF MOTION AT THE KNEE JOINT, CAN BE USED AS PRIMARY SUSPENSION OR WITH A VALVE OR THE HARMONY SYSTEM, THE COPOLYMER GEL IS MOLDED WITH A MEDICAL MINERAL OIL WHICH HAS A BENEFICIAL EFFECT ON THE SKIN DURING WEAR THE OIL, SLOWLY DIFFUSES FROM THE GEL THUS LUBRICATING AND MOISTURIZING THE SKIN OR EQUIVALENT, SIZE: 4 | PROSTHETICS & ORTHOSIS SUPPLIES
5498 | 4618150500300 | KNEE SLEEVES, DERMA PROTECTION AND DERMA PROFLEX ARE MADE FROM A COPOLYMER GEL KNEE SLEEVES, PROVIDE INCREASED SUSPENSION BETWEEN SOCKET AND SKIN WHILE THEIR ELASTICITY ALLOWS A GOOD RANGE OF MOTION AT THE KNEE JOINT, CAN BE USED AS PRIMARY SUSPENSION OR WITH A VALVE OR THE HARMONY SYSTEM, THE COPOLYMER GEL IS MOLDED WITH A MEDICAL MINERAL OIL WHICH HAS A BENEFICIAL EFFECT ON THE SKIN DURING WEAR THE OIL, SLOWLY DIFFUSES FROM THE GEL THUS LUBRICATING AND MOISTURIZING THE SKIN OR EQUIVALENT, SIZE: 3 | PROSTHETICS & ORTHOSIS SUPPLIES
5499 | 4618150500200 | KNEE SLEEVES, DERMA PROTECTION AND DERMA PROFLEX ARE MADE FROM A COPOLYMER GEL KNEE SLEEVES, PROVIDE INCREASED SUSPENSION BETWEEN SOCKET AND SKIN WHILE THEIR ELASTICITY ALLOWS A GOOD RANGE OF MOTION AT THE KNEE JOINT, CAN BE USED AS PRIMARY SUSPENSION OR WITH A VALVE OR THE HARMONY SYSTEM, THE COPOLYMER GEL IS MOLDED WITH A MEDICAL MINERAL OIL WHICH HAS A BENEFICIAL EFFECT ON THE SKIN DURING WEAR THE OIL, SLOWLY DIFFUSES FROM THE GEL THUS LUBRICATING AND MOISTURIZING THE SKIN OR EQUIVALENT, SIZE: 2 | PROSTHETICS & ORTHOSIS SUPPLIES
5500 | 4224200004900 | NATURAL CALF LINING, 1.1 MM, APPROXIMATELY | PROSTHETICS & ORTHOSIS SUPPLIES
5501 | 4618150500100 | KNEE SLEEVES, DERMA PROTECTION AND ANATOMICALLY SHAPED SEALING SLEEVE ARE MADE FROM A COPOLYMER GEL KNEE SLEEVES, PROVIDE INCREASED SUSPENSION BETWEEN SOCKET AND SKIN WHILE THEIR ELASTICITY ALLOWS A GOOD RANGE OF MOTION AT THE KNEE JOINT, CAN BE USED AS PRIMARY SUSPENSION OR WITH A VALVE OR THE HARMONY SYSTEM, THE COPOLYMER GEL IS MOLDED WITH A MEDICAL MINERAL OIL WHICH HAS A BENEFICIAL EFFECT ON THE SKIN DURING WEAR THE OIL, SLOWLY DIFFUSES FROM THE GEL THUS LUBRICATING AND MOISTURIZING THE SKIN OR EQUIVALENT, SIZE: 1 | PROSTHETICS & ORTHOSIS SUPPLIES
5502 | 4618153500400 | STOCKINGS NYLON WITH TOPBAND ARE INTENDED FOR THE OUTER COSMETIC FINISH OF MODULAR KNEE DISARTICULATION PROSTHESIS AND TRANSFEMORAL PROSTHESIS LENGTH 59 CM FOOT LENGTH 18-20 CM LIGHT BROWN | PROSTHETICS & ORTHOSIS SUPPLIES
5503 | 4412211900300 | FASTENER SELF ADHESIVE HOOK VELCRO OR EQUIVALENT WHITE 25 MM APPROXIMATELY WIDTH 25 METER/ROLL APPROXIMATELY | PROSTHETICS & ORTHOSIS SUPPLIES
5504 | 4618153500500 | STOCKINGS NYLON WITH TOPBAND ARE INTENDED FOR THE OUTER COSMETIC FINISH OF MODULAR KNEE DISARTICULATION PROSTHESIS AND TRANSFEMORAL PROSTHESIS LENGTH 61-62 CM FOOT LENGTH 19-20 CM BEIGE | PROSTHETICS & ORTHOSIS SUPPLIES
5505 | 4412211900000 | FASTENER SELF ADHESIVE HOOK VELCRO OR EQUIVALENT WHITE 50 MM APPROXIMATELY WIDTH 25 METER/ROLL APPROXIMATELY | PROSTHETICS & ORTHOSIS SUPPLIES
5506 | 4412210902900 | HOOK AND LOOP WIDTH 50 MM APPROXIMATELY LENGTH 400 MM APPROXIMATELY COLOR SKIN COLOR/WHITE | PROSTHETICS & ORTHOSIS SUPPLIES
5507 | 4412210902800 | HOOK AND LOOP WIDTH 40 MM APPROXIMATELY LENGTH 400 MM APPROXIMATELY SKIN COLOR/WHITE | PROSTHETICS & ORTHOSIS SUPPLIES
5508 | 4412210902700 | HOOK AND LOOP WIDTH 30 MM APPROXIMATELY LENGTH 400 MM APPROXIMATELY SKIN COLOR/WHITE | PROSTHETICS & ORTHOSIS SUPPLIES
5509 | 4412210902600 | HOOK AND LOOP WIDTH 25 MM APPROXIMATELY LENGTH 400 MM APPROXIMATELY SKIN COLOR/WHITE | PROSTHETICS & ORTHOSIS SUPPLIES
5510 | 4412210902200 | HOOK AND PILE CLOSURE WIDTH 30 MM APPROXIMATELY BLUE VELCRO OR EQUIVALENT ROLL 25 METER APPROXIMATELY | PROSTHETICS & ORTHOSIS SUPPLIES
5511 | 4412210902000 | HOOK AND PILE CLOSURE WIDTH 25 MM APPROXIMATELY DARK BROWN (VELCRO OR EQUIVALENT) ROLL 25 METERS APPROXIMATELY | PROSTHETICS & ORTHOSIS SUPPLIES
5512 | 4412210901900 | HOOK AND PILE CLOSURE WIDTH 25 MM APPROXIMATELY BLUE VELCRO OR EQUIVALENT ROLL 25 METERS APPROXIMATELY | PROSTHETICS & ORTHOSIS SUPPLIES
5513 | 4618153500300 | STOCKINGS NYLON WITH TOPBAND ARE INTENDED FOR THE OUTER COSMETIC FINISH OF MODULAR KNEE DISARTICULATION PROSTHESIS AND TRANSFEMORAL PROSTHESIS LENGTH 59 CM FOOT LENGTH 18-20 CM BEIGE | PROSTHETICS & ORTHOSIS SUPPLIES
5514 | 4224200005000 | FLEXIBLE RESIN FOR FLEXIBLE LAMINATION, NET CONTENTS 900 GM APPROXIMATELY | PROSTHETICS & ORTHOSIS SUPPLIES
5515 | 4224200005100 | LAMINATION RESIN FOR RIGID LAMINATION 80: 20 NET CONTENTS 900 GRAMS APPROXIMATELY | PROSTHETICS & ORTHOSIS SUPPLIES
5516 | 4224200005200 | SEALING RESIN, FOR SEALING AND BONDING, NET CONTENTS 900 GRAMS, APPROXIMATELY | PROSTHETICS & ORTHOSIS SUPPLIES
5517 | 4224200008600 | ROTATION ADAPTER FOR MODULAR PROSTHESIS WITH PYRAMID STAINLESS STEEL THE LOWER LEG MAY BE ROTATED MEDIALLY OR LATERALLY RELATIVE TO THE SOCKET WITH THE KNEE FLEXED THROUGH THE ROTATION ADAPTER SYSTEM HEIGHT: 22 MM APPROXIMATELY WEIGHT: 170 GRAMS APPROXIMATELY ROTATION: MAXIMUM 360 DEGREE FOR BODY WEIGHT UP TO 150 KG | PROSTHETICS & ORTHOSIS SUPPLIES
5518 | 4224200008500 | PROXIMAL SEALING SYSTEM PROSEAL OR EQUIVALENT IS A PROXIMAL VACUUM SOCKET SEALING SYSTEM FOR USE IN TRANSFEMORAL FITTINGS WHICH DI = STINGUISHES ITSELF THROUGH SIMPLICITY AND EXCELLENT WEARER COMFORT SIZE 400 MM | PROSTHETICS & ORTHOSIS SUPPLIES
5519 | 4224200008400 | PROXIMAL SEALING SYSTEM PROSEAL OR EQUIVALENT IS A PROXIMAL VACUUM SOCKET SEALING SYSTEM FOR USE IN TRANSFEMORAL FITTINGS WHICH DI = STINGUISHES ITSELF THROUGH SIMPLICITY AND EXCELLENT WEARER COMFORT SIZE 380 MM | PROSTHETICS & ORTHOSIS SUPPLIES
5520 | 4224200008300 | PROXIMAL SEALING SYSTEM PROSEAL OR EQUIVALENT IS A PROXIMAL VACUUM SOCKET SEALING SYSTEM FOR USE IN TRANSFEMORAL FITTINGS WHICH DI = STINGUISHES ITSELF THROUGH SIMPLICITY AND EXCELLENT WEARER COMFORT SIZE 360 MM | PROSTHETICS & ORTHOSIS SUPPLIES
5521 | 4224200008200 | PROXIMAL SEALING SYSTEM PROSEAL OR EQUIVALENT IS A PROXIMAL VACUUM SOCKET SEALING SYSTEM FOR USE IN TRANSFEMORAL FITTINGS WHICH DI = STINGUISHES ITSELF THROUGH SIMPLICITY AND EXCELLENT WEARER COMFORT SIZE 340 MM | PROSTHETICS & ORTHOSIS SUPPLIES
5522 | 4224200008100 | PROXIMAL SEALING SYSTEM PROSEAL OR EQUIVALENT IS A PROXIMAL VACUUM SOCKET SEALING SYSTEM FOR USE IN TRANSFEMORAL FITTINGS WHICH DI = STINGUISHES ITSELF THROUGH SIMPLICITY AND EXCELLENT WEARER COMFORT SIZE 320 MM | PROSTHETICS & ORTHOSIS SUPPLIES
5523 | 4224200008000 | LAMINATION ANCHOR WITH PYRAMID ADAPTER ROTATABLE STAINLESS STEEL CONNECT THE PROSTHETIC SOCKET TO THE DISTAL PROSTHETIC COMPONENTS SYSTEM HEIGHT: 44 MM WEIGHT: UP TO 160 GRAMS FOR BODY WEIGHT UP TO 150 KG. | PROSTHETICS & ORTHOSIS SUPPLIES
5524 | 4224200007900 | LAMINATION DUMMY, FOR ROTATION ADAPTER, CE MARK OR EQUIVALENT | PROSTHETICS & ORTHOSIS SUPPLIES
5525 | 4224200007800 | LAMINATION DUMMY, FOR ANCHORS, CE MARK OR EQUIVALENT | PROSTHETICS & ORTHOSIS SUPPLIES
5526 | 4224200007700 | LAMINATION ANCHOR WITH THREADED CONNECTOR STAINLESS STEEL SYSTEM HEIGHT: 8 MM WEIGHT: UP TO 100 GRAMS FOR BODY WEIGHT UP TO 125 KG. | PROSTHETICS & ORTHOSIS SUPPLIES
5527 | 4224200007600 | LAMINATION ANCHOR WITH PYRAMID ROTATABLE STAINLESS STEEL USED TO CONNECT THE PROSTHETIC SOCKET TO THE DISTAL PROSTHETIC COMPONENTS SYSTEM HEIGHT: 3 MM APPROXIMATELY WEIGHT: UP TO 180 GRAMS FOR BODY WEIGHT UP TO 125 KG. | PROSTHETICS & ORTHOSIS SUPPLIES
5528 | 4224200007500 | LAMINATION ANCHOR WITH PYRAMID ROTATABLE STAINLESS STEEL SYSTEM HEIGHT: 2 MM WEIGHT: UP TO 170 GRAMS APPROXIMATELY FOR BODY WEIGHT UP TO 150 KG. | PROSTHETICS & ORTHOSIS SUPPLIES
5529 | 4224200007400 | ROTATABLE SOCKET ADAPTER STAINLESS STEEL AND LAMINATION ANCHOR FOR LAMINATION DIRECTLY ONTO THE DISTAL END OF ABOVE KNEE SOCKET SYSTEM HEIGHT: 39 MM APPROXIMATELY FOR BODY WEIGHT UP TO 120 KG | PROSTHETICS & ORTHOSIS SUPPLIES
5530 | 4224200007300 | LAMINATION ANCHOR WITH PYRAMID RECEIVER ALUMINUM USED IN TRANSTIBIAL AND TRANSFEMORAL PROSTHESIS FOR CHILDREN AND IS LAMINATED INTO THE SOCKET SYSTEM HEIGHT: 35 MM FOR BODY WEIGHT UP TO 45 KG. | PROSTHETICS & ORTHOSIS SUPPLIES
5531 | 4224200007200 | ADAPTER DOUBLE TITANIUM MALE/FEMALE SYSTEM HEIGHT: 36 MM FOR BODY WEIGHT UP TO 150 KG | PROSTHETICS & ORTHOSIS SUPPLIES
5532 | 4224200006700 | SLIDING ADAPTER WITH ADJUSTABLE SCREW S "TITANIUM" CONNECTS 2 PROSTHETIC COMPONENTS WITH PYRAMID ADAPTER ALLOWS TRANSLATION ADJUSTMENT MEDIALLY OR LATERALLY IN THE FRONTAL PLANE OR DORSALLY OR VENTRALLY IN THE SAGITTAL PLANE HEIGHT: 112 MM APPROXIMATELY BODY WEIGHT UP TO 100 KG | PROSTHETICS & ORTHOSIS SUPPLIES
5533 | 4224200006500 | ADAPTER DOUBLE MALE/MALE 32 MM STAINLESS STEEL SYSTEM HEIGHT: 32 MM APPROXIMATELY FOR BODY WEIGHT UP TO 150 KG | PROSTHETICS & ORTHOSIS SUPPLIES
5534 | 4224200006300 | TUBULAR RIVET (SPEED RIVET) CAP CLOSED LOWER PART OPEN STEEL WITH MALE AND FEMALE PARTS HEAD DIAMETER 8 MM LENGTH 9 M APPROXIMATELY | PROSTHETICS & ORTHOSIS SUPPLIES
5535 | 4224200006100 | SUCTION VALVE FOR SOCKETS PUSH BUTTON RELEASE TRANSTIBIAL | PROSTHETICS & ORTHOSIS SUPPLIES
5536 | 4224200006000 | SUCTION VALVE FOR FLEXIBLE SOCKETS AUTO EXPULSION THREADED BODY PUSH BUTTON RELEASE | PROSTHETICS & ORTHOSIS SUPPLIES
5537 | 4224200005800 | ECCENTRIC ADAPTER TITANIUM APPLICATION AS FOR SOCKET ADAPTER WITH ADJUSTMENT PYRAMID DIAGONALLY OFFSET APPROXIMATELY 5 MM SYSTEM HEIGHT: 11 MM FOR BODY WEIGHT UP TO 150 KG. | PROSTHETICS & ORTHOSIS SUPPLIES
5538 | 4224200005700 | ECCENTRIC ADAPTER TITANIUM APPLICATION AS FOR SOCKET ADAPTER WITH ADJUSTMENT PYRAMID AXIALLY OFFSET APPROXIMATELY 7 MM SYSTEM HEIGHT: 11 MM FOR BODY WEIGHT UP TO 150 KG. | PROSTHETICS & ORTHOSIS SUPPLIES
5539 | 4224200005600 | ANGLE TUBE ADAPTER TITANIUM WITH 10 DEGREES INNER DIAMETER 30 MM APPROXIMATELY HEIGHT: 34 MM APPROXIMATELY BODY WEIGHT UP TO 100 KG | PROSTHETICS & ORTHOSIS SUPPLIES
5540 | 4224200005400 | ROLL LOOP INSIDE WIDTH 50 MM APPROXIMATELY | PROSTHETICS & ORTHOSIS SUPPLIES
5541 | 4224200005300 | RIGID FOAM FOR AVERAGE WEIGHT BEARING VOLUME INCREASE 6.5 TIMES, 865 GRAMS APPROXIMATELY. HARDNESS WILL BE ON DEMAND | PROSTHETICS & ORTHOSIS SUPPLIES
5542 | 4412210901600 | HOOK AND PILE CLOSURE WIDTH 20 MM APPROXIMATELY BLUE VELCRO OR EQUIVALENT ROLL 25 METERS APPROXIMATELY | PROSTHETICS & ORTHOSIS SUPPLIES
5543 | 4412210901500 | HOOK AND PILE CLOSURE WITH LOOP WIDTH 35 MM APPROXIMATELY LENGTH 380 MM APPROXIMATELY RED VELCRO OR EQUIVALENT | PROSTHETICS & ORTHOSIS SUPPLIES
5544 | 4412210901400 | HOOK AND PILE CLOSURE WITH LOOP WIDTH 35 MM APPROXIMATELY LENGTH 380 MM APPROXIMATELY WHITE VELCRO OR EQUIVALENT | PROSTHETICS & ORTHOSIS SUPPLIES
5545 | 4618153500600 | STOCKINGS NYLON WITH TOPBAND ARE INTENDED FOR THE OUTER COSMETIC FINISH OF MODULAR KNEE DISARTICULATION PROSTHESIS AND TRANSFEMORAL PROSTHESIS LENGTH 61-62 CM FOOT LENGTH 19-20 CM LIGHT BROWN | PROSTHETICS & ORTHOSIS SUPPLIES
5546 | 4221150601400 | OFF LOADING WALKING BOOT, LOW PROFILE ROCKER BOTTOM, SIZE EXTRA SMALL | PROSTHETICS & ORTHOSIS SUPPLIES
5547 | 4224180306300 | NON - INVASIVE HALO FOR CERVICAL STABILIZATION MRI COMPATIBLE, SIZE: UNIVERSAL, ADULT | PROSTHETICS & ORTHOSIS SUPPLIES
5548 | 4410311900100 | THERMO PAPERS PINK LENGTH 1000 X 1550 MM APPROXIMATELY | PROSTHETICS & ORTHOSIS SUPPLIES
5549 | 4410311900000 | THERMO PAPERS LIGHT BLUE LENGTH 1000 X 1550 MM APPROXIMATELY | PROSTHETICS & ORTHOSIS SUPPLIES
5550 | 4618153501300 | STOCKINGS NYLON WITH TOPBAND ARE INTENDED FOR THE OUTER COSMETIC FINISH OF MODULAR KNEE DISARTICULATION PROSTHESIS AND TRANSFEMORAL PROSTHESIS LENGTH 100-105 CM FOOT LENGTH 18-19 CM SIZE HIP DISARTICULATION LIGHT BROWN | PROSTHETICS & ORTHOSIS SUPPLIES
5551 | 4224200434100 | SILICONE LINER CUSHION FOR TRANSFEMORAL AMPUTEES ANTIBACTERIAL MATERIAL SUITABLE FOR AMPUTEES WITH EXCESS SOFT TISSUE SIZE 280 MM APPROXIMATELY THICKNESS: 2.5-3 MM | PROSTHETICS & ORTHOSIS SUPPLIES
5552 | 4410171600100 | SET REVOLVING PUNCH STAMPED 6 HOLES 2 MM APPROXIMATELY | PROSTHETICS & ORTHOSIS SUPPLIES
5553 | 4224180802300 | PECTUS CARINATUM ORTHOSIS WITH RATCHET CLOSURE PROVIDES INCREASED ANTERIOR/POSTERIOR DIRECTED CORRECTIVE COMPRESSION FORCES, UNIVERSAL SIZE | PROSTHETICS & ORTHOSIS SUPPLIES
5554 | 4221150900300 | HELMET FLEXIBLE PROTECTIVE FABRICATED FROM A FLEXIBLE PLASTIC WITH ANTI - BACTERIAL PADDING SIZE 43 - 46 CM APPROXIMATELY | PROSTHETICS & ORTHOSIS SUPPLIES
5555 | 4221150900400 | HELMET FLEXIBLE PROTECTIVE FABRICATED FROM A FLEXIBLE PLASTIC WITH ANTI - BACTERIAL PADDING SIZE 46 - 48 CM APPROXIMATELY | PROSTHETICS & ORTHOSIS SUPPLIES
5556 | 4221150900500 | HELMET FLEXIBLE PROTECTIVE FABRICATED FROM A FLEXIBLE PLASTIC WITH ANTI - BACTERIAL PADDING SIZE 53 - 56 CM APPROXIMATELY | PROSTHETICS & ORTHOSIS SUPPLIES
5557 | 4221150900600 | HELMET FLEXIBLE PROTECTIVE FABRICATED FROM A FLEXIBLE PLASTIC WITH ANTI - BACTERIAL PADDING SIZE 56 - 58 CM APPROXIMATELY | PROSTHETICS & ORTHOSIS SUPPLIES
5558 | 4221150900700 | HELMET FLEXIBLE PROTECTIVE FABRICATED FROM A FLEXIBLE PLASTIC WITH ANTI - BACTERIAL PADDING SIZE 58 - 61 CM APPROXIMATELY | PROSTHETICS & ORTHOSIS SUPPLIES
5559 | 4221150900800 | HELMET FLEXIBLE PROTECTIVE FABRICATED FROM A FLEXIBLE PLASTIC WITH ANTI - BACTERIAL PADDING SIZE 64 - 66 CM APPROXIMATELY | PROSTHETICS & ORTHOSIS SUPPLIES
5560 | 4221150900900 | HELMET, FLEXIBLE PROTECTIVE, FABRICATED FROM A FLEXIBLE PLASTIC WITH ANTI - BACTERIAL PADDING, SIZE 48 - 51 CM, APPROXIMATELY | PROSTHETICS & ORTHOSIS SUPPLIES
5561 | 4221150901000 | HELMET FLEXIBLE PROTECTIVE FABRICATED FROM A FLEXIBLE PLASTIC WITH ANTI - BACTERIAL PADDING SIZE 51 - 53 CM APPROXIMATELY | PROSTHETICS & ORTHOSIS SUPPLIES
5562 | 4221150901100 | HELMET FLEXIBLE PROTECTIVE FABRICATED FROM A FLEXIBLE PLASTIC WITH ANTI - BACTERIAL PADDING SIZE 61 - 64 CM APPROXIMATELY | PROSTHETICS & ORTHOSIS SUPPLIES
5563 | 4224180000400 | KNIGHT TAYLOR TLSO, EXTRA LARGE | PROSTHETICS & ORTHOSIS SUPPLIES
5564 | 4224180000300 | KNIGHT TAYLOR TLSO, LARGE | PROSTHETICS & ORTHOSIS SUPPLIES
5565 | 4224180000200 | KNIGHT TAYLOR TLSO, MEDIUM | PROSTHETICS & ORTHOSIS SUPPLIES
5566 | 4224180000100 | KNIGHT TAYLOR TLSO, SMALL | PROSTHETICS & ORTHOSIS SUPPLIES
5567 | 4224180000000 | CERVICAL ORTHOSIS STERNO OCCIPITAL MANDIBULAR IMMOBILIZER TYPE (S.O.M.I) SIZE SMALL | PROSTHETICS & ORTHOSIS SUPPLIES
5568 | 4224171501200 | PLATE ORTHOTIC CALIPER LEFT SIDE COMPATIBLE UPRIGHT SECTION 19 X 2.5 MM APPROXIMATELY STAINLESS STEEL LARGE WIDTH 75 MM APPROXIMATELY WEIGHT 90 GRAMS FOR ANKLE JOINT STIRRUPS | PROSTHETICS & ORTHOSIS SUPPLIES
5569 | 4224171400200 | LADIES BEST WILLOW, CALF SKIN, WHITE | PROSTHETICS & ORTHOSIS SUPPLIES
5570 | 4224171400100 | LADIES BEST WILLOW, CALF SKIN, BLUE | PROSTHETICS & ORTHOSIS SUPPLIES
5571 | 4221150601300 | OFF LOADING WALKING BOOT, LOW PROFILE ROCKER BOTTOM, SIZE EXTRA LARGE | PROSTHETICS & ORTHOSIS SUPPLIES
5572 | 4224171327200 | SILICONE LINER TRANSFEMORAL WITH FIVE SEALING RING HEIGHTS CUSHION WITHOUT DISTAL CONNECTION ANTIBACTERIAL WITH MINERAL OILS REDUCED ELONGATION NO-STRETCH MATRIX THE ENTIRE LENGTH OF LINER FOR REDUCED ELONGATION AND GOOD TISSUE MANAGEMENT CONICAL SIZE 380 MM APPROXIMATELY | PROSTHETICS & ORTHOSIS SUPPLIES
5573 | 4221150601200 | OFF LOADING WALKING BOOT, LOW PROFILE ROCKER BOTTOM, SIZE SMALL | PROSTHETICS & ORTHOSIS SUPPLIES
5574 | 4221150601000 | OFF LOADING WALKING BOOT, LOW PROFILE ROCKER BOTTOM, SIZE LARGE | PROSTHETICS & ORTHOSIS SUPPLIES
5575 | 4412210901300 | HOOK AND PILE CLOSURE WITH LOOP WIDTH 35 MM APPROXIMATELY LENGTH 380 MM APPROXIMATELY BLUE VELCRO OR EQUIVALENT | PROSTHETICS & ORTHOSIS SUPPLIES
5576 | 4412210901200 | HOOK AND PILE CLOSURE WITH LOOP WIDTH 30 MM APPROXIMATELY LENGTH 380 MM APPROXIMATELY WHITE VELCRO OR EQUIVALENT | PROSTHETICS & ORTHOSIS SUPPLIES
5577 | 4412210901100 | HOOK AND PILE CLOSURE WITH LOOP WIDTH 30 MM APPROXIMATELY LENGTH 380 MM APPROXIMATELY RED VELCRO OR EQUIVALENT | PROSTHETICS & ORTHOSIS SUPPLIES
5578 | 4412210901000 | HOOK AND PILE CLOSURE WITH LOOP WIDTH 30 MM APPROXIMATELY LENGTH 380 MM APPROXIMATELY BLUE VELCRO OR EQUIVALENT | PROSTHETICS & ORTHOSIS SUPPLIES
5579 | 4412210900900 | HOOK AND PILE CLOSURE WITH LOOP WIDTH 25 MM APPROXIMATELY LENGTH 380 MM APPROXIMATELY WHITE VELCRO OR EQUIVALENT | PROSTHETICS & ORTHOSIS SUPPLIES
5580 | 4412210900800 | HOOK AND PILE CLOSURE WITH LOOP WIDTH 25 MM APPROXIMATELY LENGTH 380 MM APPROXIMATELY RED VELCRO OR EQUIVALENT | PROSTHETICS & ORTHOSIS SUPPLIES
5581 | 4412210900700 | HOOK AND PILE CLOSURE WITH LOOP WIDTH 25 MM APPROXIMATELY LENGTH 380 MM APPROXIMATELY BLUE VELCRO OR EQUIVALENT | PROSTHETICS & ORTHOSIS SUPPLIES
5582 | 4412210900600 | HOOK AND PILE CLOSURE WIDTH 25 MM APPROXIMATELY WHITE (VELCRO OR EQUIVALENT) ROLL 25 METERS APPROXIMATELY | PROSTHETICS & ORTHOSIS SUPPLIES
5583 | 4412210900500 | HOOK AND PILE CLOSURE WIDTH 25 MM APPROXIMATELY SALMON (VELCRO OR EQUIVALENT) ROLL 25 METERS APPROXIMATELY | PROSTHETICS & ORTHOSIS SUPPLIES
5584 | 4412210900400 | HOOK AND PILE CLOSURE WIDTH 20 MM APPROXIMATELY WHITE (VELCRO OR EQUIVALENT) ROLL 25 METERS APPROXIMATELY | PROSTHETICS & ORTHOSIS SUPPLIES
5585 | 4412210900300 | HOOK AND PILE CLOSURE WIDTH 20 MM APPROXIMATELY SALMON (VELCRO OR EQUIVALENT) ROLL 25 METERS APPROXIMATELY | PROSTHETICS & ORTHOSIS SUPPLIES
5586 | 4618153500700 | STOCKINGS NYLON WITH TOPBAND ARE INTENDED FOR THE OUTER COSMETIC FINISH OF MODULAR KNEE DISARTICULATION PROSTHESIS AND TRANSFEMORAL PROSTHESIS LENGTH 66 CM FOOT LENGTH 20-21 CM BEIGE | PROSTHETICS & ORTHOSIS SUPPLIES
5587 | 4618153500800 | STOCKINGS NYLON WITH TOPBAND ARE INTENDED FOR THE OUTER COSMETIC FINISH OF MODULAR KNEE DISARTICULATION PROSTHESIS AND TRANSFEMORAL PROSTHESIS LENGTH 66 CM FOOT LENGTH 20-21 CM LIGHT BROWN | PROSTHETICS & ORTHOSIS SUPPLIES
5588 | 4618153500900 | STOCKINGS NYLON WITH TOPBAND ARE INTENDED FOR THE OUTER COSMETIC FINISH OF MODULAR KNEE DISARTICULATION PROSTHESIS AND TRANSFEMORAL PROSTHESIS LENGTH 72 CM FOOT LENGTH 20-21 CM BEIGE | PROSTHETICS & ORTHOSIS SUPPLIES
5589 | 4412161800400 | SCISSORS PLASTER CAST CUTTING LENGTH 220 MM APPROXIMATELY | PROSTHETICS & ORTHOSIS SUPPLIES
5590 | 4412161800300 | SCISSORS PLASTER CAST CUTTING LENGTH 210 MM APPROXIMATELY | PROSTHETICS & ORTHOSIS SUPPLIES
5591 | 4412161800200 | SCISSOR LISTER BANDAGE 7.5 INCHES LONG APPROXIMATELY | PROSTHETICS & ORTHOSIS SUPPLIES
5592 | 4412161800000 | LEATHER SHEARS WITH SERRATED EDGE 8 INCHES LONG APPROXIMATELY | PROSTHETICS & ORTHOSIS SUPPLIES
5593 | 4618153501000 | STOCKINGS NYLON WITH TOPBAND ARE INTENDED FOR THE OUTER COSMETIC FINISH OF MODULAR KNEE DISARTICULATION PROSTHESIS AND TRANSFEMORAL PROSTHESIS LENGTH 72 CM FOOT LENGTH 20-21 CM LIGHT BROWN | PROSTHETICS & ORTHOSIS SUPPLIES
5594 | 4618153501100 | STOCKINGS NYLON WITH TOPBAND ARE INTENDED FOR THE OUTER COSMETIC FINISH OF MODULAR KNEE DISARTICULATION PROSTHESIS AND TRANSFEMORAL PROSTHESIS LENGTH 83-84 CM FOOT LENGTH 20-21 CM BEIGE | PROSTHETICS & ORTHOSIS SUPPLIES
5595 | 4224180309800 | CERVICAL SUPPORT MINERVA OR EQUIVALENT TO SUPPORT AND STABILIZE CERVICAL SPINE AND UPPER THORACIC SPINE SIZE REGULAR 330 - 410 MM APPROXIMATELY | PROSTHETICS & ORTHOSIS SUPPLIES
5596 | 4224180309700 | CERVICAL SUPPORT MINERVA OR EQUIVALENT TO SUPPORT AND STABILIZE CERVICAL SPINE AND UPPER THORACIC SPINE SIZE SMALL 280 - 330 MM APPROXIMATELY | PROSTHETICS & ORTHOSIS SUPPLIES
5597 | 4224180309600 | CERVICAL SUPPORT MINERVA OR EQUIVALENT TO SUPPORT AND STABILIZE CERVICAL SPINE AND UPPER THORACIC SPINE SIZE PEDIATRIC 230 - 280 MM APPROXIMATELY | PROSTHETICS & ORTHOSIS SUPPLIES
5598 | 4224180309500 | CERVICAL THORACIC ORTHOSIS NON-INVASIVE HALO SYSTEM PROVIDE CERVICAL SPINE CONTROL CONTROLS ROTATION AND LATERAL BENDING OF CERVICAL SPINE PINLESS POSTOPERATIVE POSITIONING FOLLOWING STERNOCLEIDOMASTOID RELEASE FOR CONGENITAL MUSCULAR TORTICOLLIS REDUCTION OF C1-C2 ROTARY INSTABILITY ASSORTED SIZES | PROSTHETICS & ORTHOSIS SUPPLIES
5599 | 4618153501200 | STOCKINGS NYLON WITH TOPBAND ARE INTENDED FOR THE OUTER COSMETIC FINISH OF MODULAR KNEE DISARTICULATION PROSTHESIS AND TRANSFEMORAL PROSTHESIS LENGTH 83-84 CM FOOT LENGTH 20-21 CM LIGHT BROWN | PROSTHETICS & ORTHOSIS SUPPLIES
5600 | 4221150601100 | OFF LOADING WALKING BOOT, LOW PROFILE ROCKER BOTTOM, SIZE MEDIUM | PROSTHETICS & ORTHOSIS SUPPLIES
5601 | 4224200434000 | SILICONE LINER CUSHION FOR TRANSFEMORAL AMPUTEES ANTIBACTERIAL MATERIAL SUITABLE FOR AMPUTEES WITH EXCESS SOFT TISSUE SIZE 260 MM APPROXIMATELY THICKNESS: 5.5-6 MM | PROSTHETICS & ORTHOSIS SUPPLIES
5602 | 4224200402200 | RESIDUAL LIMB SOCK WITH SILICONE FOR ADDITIONAL PROTECTION OF BONY AREAS AND 2 LAYERS OF COOLMAX FABRIC, DERMA SEAL DOUBLE FORTE, SIZE 2 | PROSTHETICS & ORTHOSIS SUPPLIES
5603 | 4224200433900 | SILICONE LINER CUSHION FOR TRANSFEMORAL AMPUTEES ANTIBACTERIAL MATERIAL SUITABLE FOR AMPUTEES WITH EXCESS SOFT TISSUE SIZE 260 MM APPROXIMATELY THICKNESS: 2.5-3 MM | PROSTHETICS & ORTHOSIS SUPPLIES
5604 | 4224200129600 | SILICONE LINER CUSHION FOR TRANSTIBIAL AMPUTEES WITH ONE SEALING RING HEIGHTS SUITABLE FOR AMPUTEES WITH EXCESS SOFT TISSUE CLOTH COVER SIZE 250 MM APPROXIMATELY THICKNESS: 2.5-3 MM | PROSTHETICS & ORTHOSIS SUPPLIES
5605 | 4224200129500 | SILICONE LINER CUSHION FOR TRANSTIBIAL AMPUTEES WITH ONE SEALING RING HEIGHTS SUITABLE FOR AMPUTEES WITH EXCESS SOFT TISSUE CLOTH COVER SIZE 235 MM APPROXIMATELY THICKNESS: 2.5-3 MM | PROSTHETICS & ORTHOSIS SUPPLIES
5606 | 4224200129400 | SILICONE LINER CUSHION FOR TRANSTIBIAL AMPUTEES WITH ONE SEALING RING HEIGHTS SUITABLE FOR AMPUTEES WITH EXCESS SOFT TISSUE CLOTH COVER SIZE 220 MM APPROXIMATELY THICKNESS: 2.5-3 MM | PROSTHETICS & ORTHOSIS SUPPLIES
5607 | 4224200129300 | SILICONE LINER CUSHION FOR TRANSTIBIAL AMPUTEES WITH ONE SEALING RING HEIGHTS SUITABLE FOR AMPUTEES WITH EXCESS SOFT TISSUE CLOTH COVER SIZE 200 MM APPROXIMATELY THICKNESS: 2.5-3 MM | PROSTHETICS & ORTHOSIS SUPPLIES
5608 | 4224200129200 | SILICONE LINER CUSHION FOR TRANSTIBIAL AMPUTEES WITH ONE SEALING RING HEIGHTS SUITABLE FOR AMPUTEES WITH EXCESS SOFT TISSUE CLOTH COVER SIZE 180 MM APPROXIMATELY THICKNESS: 2.5-3 MM | PROSTHETICS & ORTHOSIS SUPPLIES
5609 | 4224200129100 | PROSTHETIC MONOCENTRIC KNEE JOINT ALUMINUM KNEE OFFERS TARGETED SUPPORT FOR THE THERAPY PROCESS FOLLOWING AN AMPUTATION THE RIGHT KNEE JOINT FROM THE FIRST STANDING AND WALKING EXERCISES WITH THE INTERIM PROSTHESIS ALL THE WAY TO THE DEFINITIVE FITTING IT IS A MONOCENTRIC KNEE JOINT WITH A LOAD - DEPENDENT BRAKE MECHANISM AND AN OPTIONAL LOCKING FUNCTION THE SWING PHASE IS CONTROLLED BY AN INTEGRATED ADJUSTABLE SPRING EXTENSION ASSIST KNEE FLEXION ANGLE 130 DEGREES FOR BODY WEIGHT UP TO 125 KG | PROSTHETICS & ORTHOSIS SUPPLIES
5610 | 4224200129700 | SILICONE LINER CUSHION FOR TRANSTIBIAL AMPUTEES WITH ONE SEALING RING HEIGHTS SUITABLE FOR AMPUTEES WITH EXCESS SOFT TISSUE CLOTH COVER SIZE 265 MM APPROXIMATELY THICKNESS: 2.5-3 MM | PROSTHETICS & ORTHOSIS SUPPLIES
5611 | 4224200129000 | PROSTHETIC MODULAR HYDRAULIC KNEE JOINT FOR CHILDREN ALUMINUM WITH 4 - AXIS - POLYCENTRIC WITH HYDRAULIC SWING PHASE CONTROL OFFERS ENHANCED SAFETY AND MAKES IT EASY TO INITIATE THE SWING PHASE HIGH FLEXION ANGLE OF 150 DEGREE ALLOWS THE CHILD MAXIMUM FREEDOM OF MOVEMENT HYDRAULIC SWING PHASE CONTROL SUPPORTS THE CHILD AT DIFFERENT WALKING SPEEDS FOR BODY WEIGHT UP TO 45 KG MAXIMUM WEIGHT OF THE KNEE JOINT 515 GRAM APPROXIMATELY | PROSTHETICS & ORTHOSIS SUPPLIES
5612 | 4224200128800 | PROSTHETIC MODULAR KNEE JOINT POLYCENTRIC ALUMINUM WITH INTEGRATED ROTATION THE LOWER JOINT SECTION PERMITS ROTATION OF THE PROSTHETIC FOOT THE FLEXION ANGLE OF APPROXIMATELY 165 DEGREES AND KNEE FLEXION APPROXIMATELY 175 DEGREES ENABLES CHILDREN A GOOD KNEELING OR SQUATTING POSITION WITH FOOT ROTATED OUTWARD FOR BODY WEIGHT UP TO 35 KG | PROSTHETICS & ORTHOSIS SUPPLIES
5613 | 4224200128700 | POLYCENTRIC PROSTHETIC KNEE WITH HYDRAULIC SWING PHASE CONTROL FOR KNEE DISARTICULATION TUBE ADAPTER TUBE CLAMP ADAPTER AND COSMETIC FOAM FOR HIGH TO V HIGH ACTIVITY MAXIMUM WEIGHT 120-130 KG KIT | PROSTHETICS & ORTHOSIS SUPPLIES
5614 | 4224200128500 | PROSTHETIC MODULAR TRANSFEMORAL KIT PEDIATRIC INCLUDING SINGLE AXIS KNEE JOINT WITH LOCK CLAMP ADAPTER COSMETIC FOAM AND PERLON STOCKINGS OR EQUIVALENT | PROSTHETICS & ORTHOSIS SUPPLIES
5615 | 4224200128400 | PROSTHETIC MODULAR SINGLE AXIS KNEE JOINT WITH LOCK FOR CHILDREN ALUMINUM ALLOY WITH PROXIMAL ADJUSTMENT PYRAMID AND DISTAL TUBE CLAMP | PROSTHETICS & ORTHOSIS SUPPLIES
5616 | 4224200128300 | PROSTHETIC MODULAR TRANSFEMORAL KIT PEDIATRIC INCLUDING SINGLE AXIS KNEE JOINT CLAMP ADAPTER COSMETIC FOAM AND PERLON STOCKINGS KIT OR EQUIVALENT | PROSTHETICS & ORTHOSIS SUPPLIES
5617 | 4224200128100 | PROSTHETIC MODULAR POLYCENTRIC FOUR BAR LINKAGE KNEE JOINT WITH INTERNAL EXTENSION ASSIST TITANIUM | PROSTHETICS & ORTHOSIS SUPPLIES
5618 | 4224200128900 | PROSTHETIC MODULAR TRANSFEMORAL KIT PEDIATRIC INCLUDING POLYCENTRIC KNEE JOINT CLAMP ADAPTER COSMETIC FOAM AND PERLON STOCKINGS OR EQUIVALENT | PROSTHETICS & ORTHOSIS SUPPLIES
5619 | 4224200129800 | SILICONE LINER CUSHION FOR TRANSTIBIAL AMPUTEES WITH ONE SEALING RING HEIGHTS SUITABLE FOR AMPUTEES WITH EXCESS SOFT TISSUE CLOTH COVER SIZE 280 MM APPROXIMATELY THICKNESS: 2.5-3 MM | PROSTHETICS & ORTHOSIS SUPPLIES
5620 | 4224200129900 | SILICONE LINER CUSHION FOR TRANSTIBIAL AMPUTEES WITH ONE SEALING RING HEIGHTS SUITABLE FOR AMPUTEES WITH EXCESS SOFT TISSUE CLOTH COVER SIZE 300 MM APPROXIMATELY THICKNESS: 2.5-3 MM | PROSTHETICS & ORTHOSIS SUPPLIES
5621 | 4224200130000 | SILICONE LINER CUSHION FOR TRANSTIBIAL AMPUTEES WITH ONE SEALING RING HEIGHTS SUITABLE FOR AMPUTEES WITH EXCESS SOFT TISSUE CLOTH COVER SIZE 320 MM APPROXIMATELY THICKNESS: 2.5-3 MM | PROSTHETICS & ORTHOSIS SUPPLIES
5622 | 4224200132800 | ANKLE FOOT ORTHOSIS (AFO) PEDIATRIC CARBON FIBER SIZE SMALL LEFT | PROSTHETICS & ORTHOSIS SUPPLIES
5623 | 4224200132700 | ANKLE FOOT ORTHOSIS (AFO) PEDIATRIC CARBON FIBER SIZE MEDIUM RIGHT | PROSTHETICS & ORTHOSIS SUPPLIES
5624 | 4224200132600 | ANKLE FOOT ORTHOSIS (AFO) PEDIATRIC CARBON FIBER SIZE MEDIUM LEFT | PROSTHETICS & ORTHOSIS SUPPLIES
5625 | 4224200132500 | ANKLE FOOT ORTHOSIS (AFO) PEDIATRIC CARBON FIBER SIZE LARGE RIGHT | PROSTHETICS & ORTHOSIS SUPPLIES
5626 | 4224200132400 | ANKLE FOOT ORTHOSIS (AFO) PEDIATRIC CARBON FIBER SIZE LARGE LEFT | PROSTHETICS & ORTHOSIS SUPPLIES
5627 | 4224200132300 | PROSTHETIC MODULAR HIP JOINT FOR CHILDREN ALUMINUM ALLOY WITH PROXIMAL SOCKET ATTACHMENT PLATE AND DISTAL TUBE CLAMP (HIP DISARTICULATION) | PROSTHETICS & ORTHOSIS SUPPLIES
5628 | 4224200132200 | PROSTHETIC MODULAR HIP JOINT OF TITANIUM WITH INTERNAL EXTENSION ASSIST ADJUSTABLE ABDUCTION FLEXION AND EXTENSION | PROSTHETICS & ORTHOSIS SUPPLIES
5629 | 4224200132100 | PROSTHETIC MODULAR SINGLE AXIS HIP JOINT ALUMINUM WITH MANUAL LOCK LEFT | PROSTHETICS & ORTHOSIS SUPPLIES
5630 | 4224200132000 | PROSTHETIC MODULAR SINGLE AXIS HIP JOINT ALUMINUM WITH STRIDE CONTROL AND EXTENSION ASSIST | PROSTHETICS & ORTHOSIS SUPPLIES
5631 | 4224200131900 | PROSTHETICS HIP JOINT SYSTEM COMBINATION WITH THE MICROPROCESSOR KNEE JOINT AND THE CORRESPONDING SYSTEM COMPONENTS FLEXION ANGLE 130 DEGREE MAXIMUM BODY WEIGHT 100 KG RIGHT | PROSTHETICS & ORTHOSIS SUPPLIES
5632 | 4224200131800 | PROSTHETICS HIP JOINT SYSTEM COMBINATION WITH THE MICROPROCESSOR KNEE JOINT AND THE CORRESPONDING SYSTEM COMPONENTS FLEXION ANGLE 130 DEGREE MAXIMUM BODY WEIGHT 100 KG LEFT | PROSTHETICS & ORTHOSIS SUPPLIES
5633 | 4224200130500 | SILICONE LINER LOCKING FOR TRANSTIBIAL AMPUTEES WITH DISTAL CONNECTION ANTIBACTERIAL MATERIAL SUITABLE FOR AMPUTEES WITH EXCESS S = OFT TISSUE CLOTH COVER SIZE 180 MM APPROXIMATELY THICKNESS: 2.5-3 MM | PROSTHETICS & ORTHOSIS SUPPLIES
5634 | 4224200130400 | SILICONE LINER LOCKING FOR TRANSTIBIAL AMPUTEES WITH DISTAL CONNECTION ANTIBACTERIAL MATERIAL SUITABLE FOR AMPUTEES WITH EXCESS S = OFT TISSUE CLOTH COVER SIZE 160 MM APPROXIMATELY THICKNESS: 2.5-3 MM | PROSTHETICS & ORTHOSIS SUPPLIES
5635 | 4224200130200 | SILICONE LINER CUSHION FOR TRANSTIBIAL AMPUTEES WITH ONE SEALING RING HEIGHTS SUITABLE FOR AMPUTEES WITH EXCESS SOFT TISSUE CLOTH COVER SIZE 360 MM APPROXIMATELY THICKNESS: 2.5-3 MM | PROSTHETICS & ORTHOSIS SUPPLIES
5636 | 4224200130100 | SILICONE LINER CUSHION FOR TRANSTIBIAL AMPUTEES WITH ONE SEALING RING HEIGHTS SUITABLE FOR AMPUTEES WITH EXCESS SOFT TISSUE CLOTH COVER SIZE 340 MM APPROXIMATELY THICKNESS: 2.5-3 MM | PROSTHETICS & ORTHOSIS SUPPLIES
5637 | 4224200128000 | PROSTHETIC MODULAR SINGLE AXIS KNEE JOINT TITANIUM WITH MANUAL LOCK AND INTERNAL EXTENSION ASSIST | PROSTHETICS & ORTHOSIS SUPPLIES
5638 | 4224200127900 | PROSTHETIC MODULAR SINGLE AXIS KNEE JOINT STAINLESS STEEL WITH MANUAL LOCK AND INTERNAL EXTENSION ASSIST | PROSTHETICS & ORTHOSIS SUPPLIES
5639 | 4224200127800 | PROSTHETIC MODULAR TRANSTIBIAL KIT WITH LAMINATION ANCHOR AND COSMETIC FOAM CE MARK OR EQUIVALENT | PROSTHETICS & ORTHOSIS SUPPLIES
5640 | 4224200127700 | TRANSTIBIAL PROSTHETIC KIT LIGHTWEIGHT ROBUST AND DURABLE CARBON FOOT WITH LOW CLEARANCE RESISTANT AGAINST DUST DIRT AND SPLASH WATER THE CARBON SPRING OFFERS A GOOD FOREFOOT STABILITY AND AN EFFICIENT ENERGY RETURN THE HEEL FOAM OFFERS A COMFORTABLE AND SAVE HEEL STRIKE TOE INSERT PRE-INSTALLED IN THE FOOTSHELL SERVES TO EXTEND THE LENGTH OF THE FOREFOOT SUPPORTING DIFFERENT WALKING SPEEDS LOW PROFILE FOOTSHELL FOR EASY ACCESS TO ADJUSTMENT SCREWS AND CONVENIENT INSTALLATION ALIGNMENT MARKS ON THE FOOTSHELL AND CONNECTION CAP ALLOW AN EASY BENCH ALIGNMENT INCLUDED TITANIUM TUBE ADAPTER TITANIUM TUBE CLAMP ADAPTER TITANIUM TRANS-TIBIAL LAMINATION ANCHOR WITH PYRAMID AND COSMETIC FOAM RIGHT SIZE 28 | PROSTHETICS & ORTHOSIS SUPPLIES
5641 | 4224200124200 | CARBON FOOT WITH FOOTSHELL AND COSMESIS CONNECTION CAP INCLUDES A SEPARATE BIG TOE AND CONNECTS THE FOREFOOT AND THE HEEL SPRING TO FORM A COMPLETE SYSTEM SAFETY WALKING ON UNEVEN SURFACES AN INTERCONNECTED LINEAR SPRING DESIGN PROVIDES THE LEVEL OF MIDSTANCE SUPPORT NEEDED FOR ACTIVITIES WHERE RESPONSIVENESS IS ESSENTIAL FOR PATIENTS WITH LIMITED CLEARANCE ROBUST TITANIUM ADAPTER CUSTOMIZABLE SHOCK ABSORPTION WITH TWO DIFFERENT HEEL WEDGE OPTIONS SUITABLE FOR A BROAD RANGE OF APPLICATION FROM EVERYDAY LIFE TO DEMANDING PROFESSIONS AND EVEN LEISURE SPORTS WATER AND CORROSION - RESISTANT SIZE 24 LEFT | PROSTHETICS & ORTHOSIS SUPPLIES
5642 | 4224200123900 | PROSTHETIC CARBON FOOT FOOTSHELL WITH COSMESIS CONNECTION CAP SPLIT BIG TOE AND CONNECTS THE FOREFOOT AND THE HEEL SPRING K LEVEL K3 -K4 WITH CARBON HEEL SPRING CUSTOMIZABLE SHOCK ABSORPTION WITH TWO DIFFERENT HEEL WEDGE OPTIONS WITH POSSIBILITY REPLACEABLE HEEL WEDGE WATERPROOF BODY WEIGHT 100 - 150 KG SIZE 29 RIGHT | PROSTHETICS & ORTHOSIS SUPPLIES
5643 | 4224200123800 | PROSTHETIC CARBON FOOT FOOTSHELL WITH COSMESIS CONNECTION CAP SPLIT BIG TOE AND CONNECTS THE FOREFOOT AND THE HEEL SPRING K LEVEL K3 -K4 WITH CARBON HEEL SPRING CUSTOMIZABLE SHOCK ABSORPTION WITH TWO DIFFERENT HEEL WEDGE OPTIONS WITH POSSIBILITY REPLACEABLE HEEL WEDGE WATERPROOF BODY WEIGHT 100 - 150 KG SIZE 28 RIGHT | PROSTHETICS & ORTHOSIS SUPPLIES
5644 | 4224200123700 | PROSTHETIC CARBON FOOT FOOTSHELL WITH COSMESIS CONNECTION CAP SPLIT BIG TOE AND CONNECTS THE FOREFOOT AND THE HEEL SPRING K LEVEL K3 -K4 WITH CARBON HEEL SPRING CUSTOMIZABLE SHOCK ABSORPTION WITH TWO DIFFERENT HEEL WEDGE OPTIONS WITH POSSIBILITY REPLACEABLE HEEL WEDGE WATERPROOF BODY WEIGHT 100 - 150 KG SIZE 27 RIGHT | PROSTHETICS & ORTHOSIS SUPPLIES
5645 | 4224200123600 | PROSTHETIC CARBON FOOT FOOTSHELL WITH COSMESIS CONNECTION CAP SPLIT BIG TOE AND CONNECTS THE FOREFOOT AND THE HEEL SPRING K LEVEL K3 -K4 WITH CARBON HEEL SPRING CUSTOMIZABLE SHOCK ABSORPTION WITH TWO DIFFERENT HEEL WEDGE OPTIONS WITH POSSIBILITY REPLACEABLE HEEL WEDGE WATERPROOF BODY WEIGHT 100 - 150 KG SIZE 26 RIGHT | PROSTHETICS & ORTHOSIS SUPPLIES
5646 | 4224200123500 | PROSTHETIC CARBON FOOT FOOTSHELL WITH COSMESIS CONNECTION CAP SPLIT BIG TOE AND CONNECTS THE FOREFOOT AND THE HEEL SPRING K LEVEL K3 -K4 WITH CARBON HEEL SPRING CUSTOMIZABLE SHOCK ABSORPTION WITH TWO DIFFERENT HEEL WEDGE OPTIONS WITH POSSIBILITY REPLACEABLE HEEL WEDGE WATERPROOF BODY WEIGHT 100 - 150 KG SIZE 25 RIGHT | PROSTHETICS & ORTHOSIS SUPPLIES
5647 | 4224200123400 | PROSTHETIC CARBON FOOT FOOTSHELL WITH COSMESIS CONNECTION CAP SPLIT BIG TOE AND CONNECTS THE FOREFOOT AND THE HEEL SPRING K LEVEL K3 -K4 WITH CARBON HEEL SPRING CUSTOMIZABLE SHOCK ABSORPTION WITH TWO DIFFERENT HEEL WEDGE OPTIONS WITH POSSIBILITY REPLACEABLE HEEL WEDGE WATERPROOF BODY WEIGHT 100 - 150 KG SIZE 24 RIGHT | PROSTHETICS & ORTHOSIS SUPPLIES
5648 | 4224200123200 | PROSTHETIC CARBON FOOT FOOTSHELL WITH COSMESIS CONNECTION CAP SPLIT BIG TOE AND CONNECTS THE FOREFOOT AND THE HEEL SPRING K LEVEL K3 -K4 WITH CARBON HEEL SPRING CUSTOMIZABLE SHOCK ABSORPTION WITH TWO DIFFERENT HEEL WEDGE OPTIONS WITH POSSIBILITY REPLACEABLE HEEL WEDGE WATERPROOF BODY WEIGHT 100 - 150 KG SIZE 29 LEFT | PROSTHETICS & ORTHOSIS SUPPLIES
5649 | 4224200123100 | PROSTHETIC CARBON FOOT FOOTSHELL WITH COSMESIS CONNECTION CAP SPLIT BIG TOE AND CONNECTS THE FOREFOOT AND THE HEEL SPRING K LEVEL K3 -K4 WITH CARBON HEEL SPRING CUSTOMIZABLE SHOCK ABSORPTION WITH TWO DIFFERENT HEEL WEDGE OPTIONS WITH POSSIBILITY REPLACEABLE HEEL WEDGE WATERPROOF BODY WEIGHT 100 - 150 KG SIZE 28 LEFT | PROSTHETICS & ORTHOSIS SUPPLIES
5650 | 4224200123000 | PROSTHETIC CARBON FOOT FOOTSHELL WITH COSMESIS CONNECTION CAP SPLIT BIG TOE AND CONNECTS THE FOREFOOT AND THE HEEL SPRING K LEVEL K3 -K4 WITH CARBON HEEL SPRING CUSTOMIZABLE SHOCK ABSORPTION WITH TWO DIFFERENT HEEL WEDGE OPTIONS WITH POSSIBILITY REPLACEABLE HEEL WEDGE WATERPROOF BODY WEIGHT 100 - 150 KG SIZE 27 LEFT | PROSTHETICS & ORTHOSIS SUPPLIES
5651 | 4224200122900 | PROSTHETIC CARBON FOOT FOOTSHELL WITH COSMESIS CONNECTION CAP SPLIT BIG TOE AND CONNECTS THE FOREFOOT AND THE HEEL SPRING K LEVEL K3 -K4 WITH CARBON HEEL SPRING CUSTOMIZABLE SHOCK ABSORPTION WITH TWO DIFFERENT HEEL WEDGE OPTIONS WITH POSSIBILITY REPLACEABLE HEEL WEDGE WATERPROOF BODY WEIGHT 100 - 150 KG SIZE 26 LEFT | PROSTHETICS & ORTHOSIS SUPPLIES
5652 | 4224200122800 | PROSTHETIC CARBON FOOT FOOTSHELL WITH COSMESIS CONNECTION CAP SPLIT BIG TOE AND CONNECTS THE FOREFOOT AND THE HEEL SPRING K LEVEL K3 -K4 WITH CARBON HEEL SPRING CUSTOMIZABLE SHOCK ABSORPTION WITH TWO DIFFERENT HEEL WEDGE OPTIONS WITH POSSIBILITY REPLACEABLE HEEL WEDGE WATERPROOF BODY WEIGHT 100 - 150 KG SIZE 25 LEFT | PROSTHETICS & ORTHOSIS SUPPLIES
5653 | 4224200032100 | RIVETING HAMMER, AN ORTHOTICS WORKSHOP TOOL, DOUBLE CHANNEL, CHASING HAMMER WITH SHAFT | PROSTHETICS & ORTHOSIS SUPPLIES
5654 | 4224200032200 | BALL-PEEN HAMMER, AN ORTHOTICS WORKSHOP TOOL, DOUBLE CHANNEL, HEMISPHERIC/FLAT-ROUND, WITH SHAFT | PROSTHETICS & ORTHOSIS SUPPLIES
5655 | 4224200032500 | RUBBER HEAD HAMMER, AN ORTHOTICS WORKSHOP TOOL, RUBBER MALLET WITH SHAFT | PROSTHETICS & ORTHOSIS SUPPLIES
5656 | 4224200124400 | CARBON FOOT WITH FOOTSHELL AND COSMESIS CONNECTION CAP INCLUDES A SEPARATE BIG TOE AND CONNECTS THE FOREFOOT AND THE HEEL SPRING TO FORM A COMPLETE SYSTEM SAFETY WALKING ON UNEVEN SURFACES AN INTERCONNECTED LINEAR SPRING DESIGN PROVIDES THE LEVEL OF MIDSTANCE SUPPORT NEEDED FOR ACTIVITIES WHERE RESPONSIVENESS IS ESSENTIAL FOR PATIENTS WITH LIMITED CLEARANCE ROBUST TITANIUM ADAPTER CUSTOMIZABLE SHOCK ABSORPTION WITH TWO DIFFERENT HEEL WEDGE OPTIONS SUITABLE FOR A BROAD RANGE OF APPLICATION FROM EVERYDAY LIFE TO DEMANDING PROFESSIONS AND EVEN LEISURE SPORTS WATER AND CORROSION - RESISTANT SIZE 25 LEFT | PROSTHETICS & ORTHOSIS SUPPLIES
5657 | 4224200031300 | LONG-NOSED PLIERS, AN ORTHOTICS WORKSHOP TOOL, OIL HARDENED, SIDE PIECE WITH PVC COATING, POLISHED HEAD, LENGTH 140-160 MM | PROSTHETICS & ORTHOSIS SUPPLIES
5658 | 4224200124600 | CARBON FOOT WITH FOOTSHELL AND COSMESIS CONNECTION CAP INCLUDES A SEPARATE BIG TOE AND CONNECTS THE FOREFOOT AND THE HEEL SPRING TO FORM A COMPLETE SYSTEM SAFETY WALKING ON UNEVEN SURFACES AN INTERCONNECTED LINEAR SPRING DESIGN PROVIDES THE LEVEL OF MIDSTANCE SUPPORT NEEDED FOR ACTIVITIES WHERE RESPONSIVENESS IS ESSENTIAL FOR PATIENTS WITH LIMITED CLEARANCE ROBUST TITANIUM ADAPTER CUSTOMIZABLE SHOCK ABSORPTION WITH TWO DIFFERENT HEEL WEDGE OPTIONS SUITABLE FOR A BROAD RANGE OF APPLICATION FROM EVERYDAY LIFE TO DEMANDING PROFESSIONS AND EVEN LEISURE SPORTS WATER AND CORROSION - RESISTANT SIZE 26 LEFT | PROSTHETICS & ORTHOSIS SUPPLIES
5659 | 4224200125200 | CARBON FOOT WITH FOOTSHELL AND COSMESIS CONNECTION CAP INCLUDES A SEPARATE BIG TOE AND CONNECTS THE FOREFOOT AND THE HEEL SPRING TO FORM A COMPLETE SYSTEM SAFETY WALKING ON UNEVEN SURFACES AN INTERCONNECTED LINEAR SPRING DESIGN PROVIDES THE LEVEL OF MIDSTANCE SUPPORT NEEDED FOR ACTIVITIES WHERE RESPONSIVENESS IS ESSENTIAL FOR PATIENTS WITH LIMITED CLEARANCE ROBUST TITANIUM ADAPTER CUSTOMIZABLE SHOCK ABSORPTION WITH TWO DIFFERENT HEEL WEDGE OPTIONS SUITABLE FOR A BROAD RANGE OF APPLICATION FROM EVERYDAY LIFE TO DEMANDING PROFESSIONS AND EVEN LEISURE SPORTS WATER AND CORROSION - RESISTANT SIZE 29 LEFT | PROSTHETICS & ORTHOSIS SUPPLIES
5660 | 4224200127600 | TRANSTIBIAL PROSTHETIC KIT LIGHTWEIGHT ROBUST AND DURABLE CARBON FOOT WITH LOW CLEARANCE RESISTANT AGAINST DUST DIRT AND SPLASH WATER THE CARBON SPRING OFFERS A GOOD FOREFOOT STABILITY AND AN EFFICIENT ENERGY RETURN THE HEEL FOAM OFFERS A COMFORTABLE AND SAVE HEEL STRIKE TOE INSERT PRE-INSTALLED IN THE FOOTSHELL SERVES TO EXTEND THE LENGTH OF THE FOREFOOT SUPPORTING DIFFERENT WALKING SPEEDS LOW PROFILE FOOTSHELL FOR EASY ACCESS TO ADJUSTMENT SCREWS AND CONVENIENT INSTALLATION ALIGNMENT MARKS ON THE FOOTSHELL AND CONNECTION CAP ALLOW AN EASY BENCH ALIGNMENT INCLUDED TITANIUM TUBE ADAPTER TITANIUM TUBE CLAMP ADAPTER TITANIUM TRANS-TIBIAL LAMINATION ANCHOR WITH PYRAMID AND COSMETIC FOAM RIGHT SIZE 27 | PROSTHETICS & ORTHOSIS SUPPLIES
5661 | 4224200127500 | TRANSTIBIAL PROSTHETIC KIT LIGHTWEIGHT ROBUST AND DURABLE CARBON FOOT WITH LOW CLEARANCE RESISTANT AGAINST DUST DIRT AND SPLASH WATER THE CARBON SPRING OFFERS A GOOD FOREFOOT STABILITY AND AN EFFICIENT ENERGY RETURN THE HEEL FOAM OFFERS A COMFORTABLE AND SAVE HEEL STRIKE TOE INSERT PRE-INSTALLED IN THE FOOTSHELL SERVES TO EXTEND THE LENGTH OF THE FOREFOOT SUPPORTING DIFFERENT WALKING SPEEDS LOW PROFILE FOOTSHELL FOR EASY ACCESS TO ADJUSTMENT SCREWS AND CONVENIENT INSTALLATION ALIGNMENT MARKS ON THE FOOTSHELL AND CONNECTION CAP ALLOW AN EASY BENCH ALIGNMENT INCLUDED TITANIUM TUBE ADAPTER TITANIUM TUBE CLAMP ADAPTER TITANIUM TRANS-TIBIAL LAMINATION ANCHOR WITH PYRAMID AND COSMETIC FOAM RIGHT SIZE 26 | PROSTHETICS & ORTHOSIS SUPPLIES
5662 | 4224200127400 | TRANSTIBIAL PROSTHETIC KIT LIGHTWEIGHT ROBUST AND DURABLE CARBON FOOT WITH LOW CLEARANCE RESISTANT AGAINST DUST DIRT AND SPLASH WATER THE CARBON SPRING OFFERS A GOOD FOREFOOT STABILITY AND AN EFFICIENT ENERGY RETURN THE HEEL FOAM OFFERS A COMFORTABLE AND SAVE HEEL STRIKE TOE INSERT PRE-INSTALLED IN THE FOOTSHELL SERVES TO EXTEND THE LENGTH OF THE FOREFOOT SUPPORTING DIFFERENT WALKING SPEEDS LOW PROFILE FOOTSHELL FOR EASY ACCESS TO ADJUSTMENT SCREWS AND CONVENIENT INSTALLATION ALIGNMENT MARKS ON THE FOOTSHELL AND CONNECTION CAP ALLOW AN EASY BENCH ALIGNMENT INCLUDED TITANIUM TUBE ADAPTER TITANIUM TUBE CLAMP ADAPTER TITANIUM TRANS-TIBIAL LAMINATION ANCHOR WITH PYRAMID AND COSMETIC FOAM LEFT SIZE 28 | PROSTHETICS & ORTHOSIS SUPPLIES
5663 | 4224200127300 | TRANSTIBIAL PROSTHETIC KIT LIGHTWEIGHT ROBUST AND DURABLE CARBON FOOT WITH LOW CLEARANCE RESISTANT AGAINST DUST DIRT AND SPLASH WATER THE CARBON SPRING OFFERS A GOOD FOREFOOT STABILITY AND AN EFFICIENT ENERGY RETURN THE HEEL FOAM OFFERS A COMFORTABLE AND SAVE HEEL STRIKE TOE INSERT PRE-INSTALLED IN THE FOOTSHELL SERVES TO EXTEND THE LENGTH OF THE FOREFOOT SUPPORTING DIFFERENT WALKING SPEEDS LOW PROFILE FOOTSHELL FOR EASY ACCESS TO ADJUSTMENT SCREWS AND CONVENIENT INSTALLATION ALIGNMENT MARKS ON THE FOOTSHELL AND CONNECTION CAP ALLOW AN EASY BENCH ALIGNMENT INCLUDED TITANIUM TUBE ADAPTER TITANIUM TUBE CLAMP ADAPTER TITANIUM TRANS-TIBIAL LAMINATION ANCHOR WITH PYRAMID AND COSMETIC FOAM LEFT SIZE 27 | PROSTHETICS & ORTHOSIS SUPPLIES
5664 | 4224200127200 | TRANSTIBIAL PROSTHETIC KIT LIGHTWEIGHT ROBUST AND DURABLE CARBON FOOT WITH LOW CLEARANCE RESISTANT AGAINST DUST DIRT AND SPLASH WATER THE CARBON SPRING OFFERS A GOOD FOREFOOT STABILITY AND AN EFFICIENT ENERGY RETURN THE HEEL FOAM OFFERS A COMFORTABLE AND SAVE HEEL STRIKE TOE INSERT PRE-INSTALLED IN THE FOOTSHELL SERVES TO EXTEND THE LENGTH OF THE FOREFOOT SUPPORTING DIFFERENT WALKING SPEEDS LOW PROFILE FOOTSHELL FOR EASY ACCESS TO ADJUSTMENT SCREWS AND CONVENIENT INSTALLATION ALIGNMENT MARKS ON THE FOOTSHELL AND CONNECTION CAP ALLOW AN EASY BENCH ALIGNMENT INCLUDED TITANIUM TUBE ADAPTER TITANIUM TUBE CLAMP ADAPTER TITANIUM TRANS-TIBIAL LAMINATION ANCHOR WITH PYRAMID AND COSMETIC FOAM LEFT SIZE 26 | PROSTHETICS & ORTHOSIS SUPPLIES
5665 | 4224200031400 | ROUND-NOSED PLIERS, AN ORTHOTICS WORKSHOP TOOL, SIDE PIECE WITH PVC COATING, LENGTH 140-160 MM | PROSTHETICS & ORTHOSIS SUPPLIES
5666 | 4224200031500 | COMBINATION PLIERS, AN ORTHOTICS WORKSHOP TOOL, SIDE PIECE WITH PVC COATING, LENGTH 140-160 MM | PROSTHETICS & ORTHOSIS SUPPLIES
5667 | 4224200031600 | LASTING PLIERS AN ORTHOTICS WORKSHOP TOOL JAW WIDTH 8-10 MM APPROXIMATELY LENGTH 180-220 MM APPROXIMATELY | PROSTHETICS & ORTHOSIS SUPPLIES
5668 | 4224200031700 | END-CUTTING PLIERS AN ORTHOTICS WORKSHOP TOOL INDUCTIVELY HARDENED CUTTING SIDE PIECE WITH PVC COATING FOR HARD WIRE LENGTH 160-200 MMG APPROXIMATELY | PROSTHETICS & ORTHOSIS SUPPLIES
5669 | 4224200127100 | TRANSTIBIAL PROSTHETIC KIT LIGHTWEIGHT ROBUST AND DURABLE CARBON FOOT WITH LOW CLEARANCE RESISTANT AGAINST DUST DIRT AND SPLASH WATER THE CARBON SPRING OFFERS A GOOD FOREFOOT STABILITY AND AN EFFICIENT ENERGY RETURN THE HEEL FOAM OFFERS A COMFORTABLE AND SAVE HEEL STRIKE TOE INSERT PRE-INSTALLED IN THE FOOTSHELL SERVES TO EXTEND THE LENGTH OF THE FOREFOOT SUPPORTING DIFFERENT WALKING SPEEDS LOW PROFILE FOOTSHELL FOR EASY ACCESS TO ADJUSTMENT SCREWS AND CONVENIENT INSTALLATION ALIGNMENT MARKS ON THE FOOTSHELL AND CONNECTION CAP ALLOW AN EASY BENCH ALIGNMENT INCLUDED TITANIUM TUBE ADAPTER TITANIUM TUBE CLAMP ADAPTER TITANIUM TRANS-TIBIAL LAMINATION ANCHOR WITH PYRAMID AND COSMETIC FOAM RIGHT SIZE 25 | PROSTHETICS & ORTHOSIS SUPPLIES
5670 | 4224200031800 | DIAGONAL-CUTTING AND SIDE-CUTTING PLIERS AN ORTHOTICS WORKSHOP TOOL SIDE PIECE WITH PVC COATING FOR HARD WIRE LENGTH 160-200 MM APPROXIMATELY | PROSTHETICS & ORTHOSIS SUPPLIES
5671 | 4224200127000 | TRANSTIBIAL PROSTHETIC KIT LIGHTWEIGHT ROBUST AND DURABLE CARBON FOOT WITH LOW CLEARANCE RESISTANT AGAINST DUST DIRT AND SPLASH WATER THE CARBON SPRING OFFERS A GOOD FOREFOOT STABILITY AND AN EFFICIENT ENERGY RETURN THE HEEL FOAM OFFERS A COMFORTABLE AND SAVE HEEL STRIKE TOE INSERT PRE-INSTALLED IN THE FOOTSHELL SERVES TO EXTEND THE LENGTH OF THE FOREFOOT SUPPORTING DIFFERENT WALKING SPEEDS LOW PROFILE FOOTSHELL FOR EASY ACCESS TO ADJUSTMENT SCREWS AND CONVENIENT INSTALLATION ALIGNMENT MARKS ON THE FOOTSHELL AND CONNECTION CAP ALLOW AN EASY BENCH ALIGNMENT INCLUDED TITANIUM TUBE ADAPTER TITANIUM TUBE CLAMP ADAPTER TITANIUM TRANS-TIBIAL LAMINATION ANCHOR WITH PYRAMID AND COSMETIC FOAM RIGHT SIZE 24 | PROSTHETICS & ORTHOSIS SUPPLIES
5672 | 4224200126900 | TRANSTIBIAL PROSTHETIC KIT LIGHTWEIGHT ROBUST AND DURABLE CARBON FOOT WITH LOW CLEARANCE RESISTANT AGAINST DUST DIRT AND SPLASH WATER THE CARBON SPRING OFFERS A GOOD FOREFOOT STABILITY AND AN EFFICIENT ENERGY RETURN THE HEEL FOAM OFFERS A COMFORTABLE AND SAVE HEEL STRIKE TOE INSERT PRE-INSTALLED IN THE FOOTSHELL SERVES TO EXTEND THE LENGTH OF THE FOREFOOT SUPPORTING DIFFERENT WALKING SPEEDS LOW PROFILE FOOTSHELL FOR EASY ACCESS TO ADJUSTMENT SCREWS AND CONVENIENT INSTALLATION ALIGNMENT MARKS ON THE FOOTSHELL AND CONNECTION CAP ALLOW AN EASY BENCH ALIGNMENT INCLUDED TITANIUM TUBE ADAPTER TITANIUM TUBE CLAMP ADAPTER TITANIUM TRANS-TIBIAL LAMINATION ANCHOR WITH PYRAMID AND COSMETIC FOAM LEFT SIZE 25 | PROSTHETICS & ORTHOSIS SUPPLIES
5673 | 4224200126800 | TRANSTIBIAL PROSTHETIC KIT LIGHTWEIGHT ROBUST AND DURABLE CARBON FOOT WITH LOW CLEARANCE RESISTANT AGAINST DUST DIRT AND SPLASH WATER THE CARBON SPRING OFFERS A GOOD FOREFOOT STABILITY AND AN EFFICIENT ENERGY RETURN THE HEEL FOAM OFFERS A COMFORTABLE AND SAVE HEEL STRIKE TOE INSERT PRE-INSTALLED IN THE FOOTSHELL SERVES TO EXTEND THE LENGTH OF THE FOREFOOT SUPPORTING DIFFERENT WALKING SPEEDS LOW PROFILE FOOTSHELL FOR EASY ACCESS TO ADJUSTMENT SCREWS AND CONVENIENT INSTALLATION ALIGNMENT MARKS ON THE FOOTSHELL AND CONNECTION CAP ALLOW AN EASY BENCH ALIGNMENT INCLUDED TITANIUM TUBE ADAPTER TITANIUM TUBE CLAMP ADAPTER TITANIUM TRANS-TIBIAL LAMINATION ANCHOR WITH PYRAMID AND COSMETIC FOAM LEFT SIZE 24 | PROSTHETICS & ORTHOSIS SUPPLIES
5674 | 4224200126700 | PROSTHETIC MODULAR TRANSTIBIAL KIT TITANIUM 34 MM WITH COSMETIC FOAM MAX WEIGHT 150 KG CE MARK OR EQUIVALENT | PROSTHETICS & ORTHOSIS SUPPLIES
5675 | 4224200124800 | CARBON FOOT WITH FOOTSHELL AND COSMESIS CONNECTION CAP INCLUDES A SEPARATE BIG TOE AND CONNECTS THE FOREFOOT AND THE HEEL SPRING TO FORM A COMPLETE SYSTEM SAFETY WALKING ON UNEVEN SURFACES AN INTERCONNECTED LINEAR SPRING DESIGN PROVIDES THE LEVEL OF MIDSTANCE SUPPORT NEEDED FOR ACTIVITIES WHERE RESPONSIVENESS IS ESSENTIAL FOR PATIENTS WITH LIMITED CLEARANCE ROBUST TITANIUM ADAPTER CUSTOMIZABLE SHOCK ABSORPTION WITH TWO DIFFERENT HEEL WEDGE OPTIONS SUITABLE FOR A BROAD RANGE OF APPLICATION FROM EVERYDAY LIFE TO DEMANDING PROFESSIONS AND EVEN LEISURE SPORTS WATER AND CORROSION - RESISTANT SIZE 27 LEFT | PROSTHETICS & ORTHOSIS SUPPLIES
5676 | 4224200132900 | ANKLE FOOT ORTHOSIS (AFO) PEDIATRIC CARBON FIBER SIZE SMALL RIGHT | PROSTHETICS & ORTHOSIS SUPPLIES
5677 | 4224200133000 | CUSTOM MADE PROSTHETIC LEG SYSTEM COMPLETE KIT BIONIC OR EQUIVALENT INCLUDING MICROPROCESSOR KNEE PROSTHETIC FOOT ADAPTER CHARGER AND WIRELESS CONNECTION WITH COMPLETE ACCESSORIES INCLUDING PROGRAM AND TRAINING KNEE JOINT INCLUDE MICROPROCESSOR SENSOR AND CONTROL TECHNOLOGY KNEE THE SENSOR DATA ARE UPDATED AND EVALUATED 100 TIMES PER SECOND MAXIMUM KNEE FLEXION ANGLE MAXIMUM 135 DEGREE WITHOUT FLEXION STOP PYRAMID ADAPTER 5 DIFFERENT MODES WATERPROOF SMART CONTROL BLUETOOTH WITH APP PROTECTIVE COVER IS MADE OF A DURABLE PU MATERIAL INDUCTIVE CHARGER IS MAGNETICALLY ATTACHED TO THE BACK OF JOINT BATTERY LIFE: 5 DAYS KNEE JOINT WEIGHT UP TO 1.8 KG BODY WEIGHT 125 KG 3 YEARS WARRANTY INCLUDES SERVICE UNIT FOR USE DURING REPAIRS AND SERVICE INSPECTIONS SIZE SIDE AND COLOR WILL BE SPECIFY WHEN ORDERED FOR EACH PATIENT INDIVIDUAL INCLUDES PATIENT ASSESSMENT AT CUSTOMERS PREMISES MEASURING INCLUDES ALL MATERIALS/COMPONENTS TO FABRICATE PROSTHESIS DELIVERY FITTING BY CERTIFIED ORTHOTIST IN MULTIPLE CLINICS AND DIFFERE = NT REGIONS WITH FOLLOW UP (APPENDIX C) | PROSTHETICS & ORTHOSIS SUPPLIES
5678 | 4224200133200 | CUSTOM MADE KAFO MICROPROCESSOR CONTROL KNEE COMPLETE INCLUDING SUPPORTS KNEE FLEXION NAVIGATING SLOPES WALKING ON UNEVEN TERRAIN OR THE MICROPROCESSOR SENSOR MAKES THE ENTIRE GAIT PATTERN MORE DYNAMIC AND RESPONSIVE THE USER CAN ALSO CHANGE SETTINGS ON THEIR JOINT SWITCHING BETWEEN DIFFERENT MODES USING THE SMARTPHONE APPLICATION INCLUDES PATIENT ASSESSMENT AT CUSTOMERS PREMISES MEASURING INCLUDES ALL REQUIRED MATERIALS/COMPONENTS TO FABRICATE ORTHOSIS FITTING AND DELIVERY BY CERTIFIED ORTHOTIST IN MULTIPLE CLINICS AND DIFFERENT REGIONS WITH FOLLOW UP (APPENDIX C) | PROSTHETICS & ORTHOSIS SUPPLIES
5679 | 4224200030300 | PADDING SHEET POLYETHYLENE FOAM HARDNESS APPROX. SHORE A 15-20 LOW DENSITY: APPROX. 45 KG/M³ GOOD RESILIENCE WASHABLE CAUCASIAN COLOR SIZE 1000 X 1000 MM THICKNESS 4 MM | PROSTHETICS & ORTHOSIS SUPPLIES
5680 | 4224200030400 | PADDING SHEET POLYETHYLENE FOAM HARDNESS APPROX. SHORE A 15-20 LOW DENSITY: APPROX. 45 KG/M³ GOOD RESILIENCE WASHABLE CAUCASIAN COLOR SIZE 1000 X 1000 MM THICKNESS 5 MM | PROSTHETICS & ORTHOSIS SUPPLIES
5681 | 4224200030500 | TORQUE WRENCH WITH CONNECTION PIECE, ADJUSTABLE AT THE HANDLE AND APPEARS ON THE SCALE, TOTAL WRENCH LENGTH 290 MM AND MEASUREMENT RANGE 1 - 25 NM, INCLUDES THREE BITS OF THE SIZE 3, 4, 5 | PROSTHETICS & ORTHOSIS SUPPLIES
5682 | 4224200030600 | TOOLS KIT FOR TAKING THE MEASUREMENTS OF THE TRANSFEMORAL INCLUDING SPRING-TENSIONED MEASURING TAPE LENGTH 1500MM TWO-SIDED CM BOTH SIDES CALLIPERS : MEASUREMENT RANGE 30 MM - 500 MM TO BE USED FOR DETERMINING THE LENGTH OF THE RESIDUAL LIMB FROM THE ISCHIAL TUBEROSITY TO THE RESIDUAL LIMB END AND CALLIPER TO TAKE BONY AND ANATOMIC MEASUREMENTS OF TRANSFEMORAL WITH SYNTHETIC MATERIAL WHICH IS PLEASANT ON THE SKIN ADJUSTABLE GONIOMETER : DIMENSIONS ( W X D X H ) 250 X 20 X 125 MM APPROXIMATELY ROTATABLE LEVEL ALUMINUM SOLE WITH INSET MAGNETS HANDY ADJUSTABLE GONIOMETER ROTATION DISC SCALE IN DEGREES AND MM/M | PROSTHETICS & ORTHOSIS SUPPLIES
5683 | 4224200030700 | ANVILS, AN ORTHOTICS WORKSHOP TOOL, HIGH-GRADE STEEL WHICH FEATURES HIGH HARDNESS AND DURABILITY, DIMENSIONS WXH 500 X 190 MM, ITS EXCELLENT FOR RIVETING, FLATTENING AND FORMING METAL, WEIGHT 40-80 KG | PROSTHETICS & ORTHOSIS SUPPLIES
5684 | 4224200030800 | BENCH VICE WITH SURFACE-HARDENED CLAMPING JAWS ADJUSTABLE HARDENED GUIDE RAIL MEASURING SCALE FOR QUICK PRE-ADJUSTMENT OF THE CLAMPING WIDTH ROUND STABLE JAW WIDTH 140-160 MM HOLE SPACING 140-160 MM WEIGHT 15-20 KG | PROSTHETICS & ORTHOSIS SUPPLIES
5685 | 4224200139900 | CUSTOM MADE TRANSFEMORAL PROSTHESIS COMPONENT KIT INCLUDING LIGHTWEIGHT CARBON FOOT WITH PYRAMID AND COMFORTABLE ROLLOVER CHARACTE = RISTICS FOOTSHELL WITH COSMESIS CONNECTION CAP MULTI-AXIAL MOBILITY SHOCK ABSORPTION PROGRESSIVE SPRING CHARACTERISTICS TUBE ADAPTER AND TUBE CLAMP ADAPTER "TITANIUM" MODULAR POLYCENTRIC KNEE JOINT WITH HYDRAULIC SWING PHASE CONTROL FLEXION ANGLE OF 175 DEGREE KNEE JOINT WEIGHT 850 GRAMS APPROX ROTATION ADAPTER FOR MODULAR PROSTHESIS WITH PYRAMID STAINLESS STEEL HEIGHT 22 MM BODY WEIGHT UP TO 150 KG ADAPTER (DOUBLE) FOUR TITANIUM ADJUSTMENT SCREWS FOR CONNECTION BETWEEN TWOPYRAMID ADAPTERS LAMINATION ANCHOR WITH PYRAMID ROTATABLE STAINLESS STEEL HEIGHT 2 MM FOAM COVER COSMETIC STOCKINGS SEALING LINER WITH 2 SEALING RING CUSHION ANTIBACTERIAL AND SKINFRIENDLY SIZE AND SIDE WILL BE SPECIFY INCLUDES PATIENT ASSESSMENT AT CUSTOMERS PREMISES MEASURING INCLUDES ALL MATERIALS/COMPONENTS TO FABRICATE PROSTHESIS DELIVERY FITTING BY CERTIFIED ORTHOTIST IN MULTIPLE CLINICS AND DIFFERENT REGIONS WITH FOLLOW UP (APPENDIX C) | PROSTHETICS & ORTHOSIS SUPPLIES
5686 | 4224200139800 | CUSTOM MADE TRANSFEMORAL PROSTHESIS MULTIAXIAL FOOT WITH PYRAMID DIVIDED HEEL SPACER SMOOTH TRANSITION FROM STANCE PHASE TO SWING PHASE TUBE CLAMP ADAPTER "TITANIUM" MODULAR MONOCENTRIC KNEE JOINT WITH ROTARY HYDRAULICS BODY WEIGHT OF UP TO 150 KG WATERPROOF INTEGRATED MANUAL LOCK INCLUDING TUBE ADAPTER DIAMETER 34MM MAXIMUM MAXIMUM WEIGHT OF THE KNEE JOINT: 1250 GRAMS APPROX. ROTATION ADAPTER FOR MODULAR PROSTHESIS WITH PYRAMID STAINLESS STEEL SYSTEM HEIGHT: 22 MM ROTATION: MAX. 360 DEGREE FOR BODY WEIGHT UP TO 150 KG ADAPTER (DOUBLE) TITANIUM ABOVE AND BELOW WITH FOUR EACH ADJUSTMENT SCREWS FOR CONNECTION BETWEEN TWOPYRAMID ADAPTERS LAMINATION ANCHOR WITH PYRAMID ROTATABLE STAINLESS STEEL SYSTEM HEIGHT: 2 MM FOAM COVER COSMETIC STOCKINGS SEALING LINER WITH TWO SEALING RING HEIGHTS WITHOUT DISTAL CONNECTION ANTI-BACTERIAL AND SKIN-FRIENDLY SIZE AND SIDE WILL BE SPECIFY WHEN ORDERED FOR EACH PATIENT INDIVIDUAL | PROSTHETICS & ORTHOSIS SUPPLIES
5687 | 4224200139700 | CUSTOM MADE TRANSFEMORAL PROSTHESIS MULTIAXIAL FOOT WITH PYRAMID DIVIDED HEEL SPACER SMOOTH TRANSITION FROM STANCE PHASE TUBE CLAMP ADAPTER "TITANIUM" MODULAR MONOCENTRIC KNEE JOINT WITH ROTARY HYDRAULICS BODY WEIGHT UP TO 150 KG WATERPROOF INTEGRATED MANUAL LOCK INCLUDING TUBE ADAPTER DIAMETER 34MM KNEE JOINT WEIGHT 1250 GR APPROX ROTATION ADAPTER FOR MODULAR PROSTHESIS WITH PYRAMID STAINLESS STEEL HEIGHT: 22 MM ROTATION: MAX. 360 DEGREE BODY WEIGHT UP TO 150 KG ADAPTER (DOUBLE) TITANIUM WITH FOUR EACH ADJUSTMENT SCREWS FOR CONNECTION BETWEEN TWO PYRAMID ADAPTERS LAMINATION ANCHOR WITH PYRAMID ROTATABLE STAINLESS STEEL HEIGHT 2 MM FOAM COVER COSMETIC STOCKINGS SEALING LINER WITH TWO SEALING RING CUSHION ANTIBACTERIAL AND SKINFRIENDLY SIZE AND SIDE WILL BE SPECIFY WHEN ORDERED INCLUDES PATIENT ASSESSMENT AT CUSTOMERS PREMISES MEASURING INCLUDES ALL MATERIALS/COMPONENTS TO FABRICATE PROSTHESIS DELIVERY FITTING BY CERTIFIED ORTHOTIST IN MULTIPLE CLINICS AND DIFFERENT REGIONS WITH FOLLOW UP (APPENDIX C) | PROSTHETICS & ORTHOSIS SUPPLIES
5688 | 4224200139600 | CUSTOM MADE PROSTHESIS DYNAMIC FOOT WITH PYRAMID WITH INNER FLEXIBLE FOOT DORSAL REINFORCEMENT MEDIUM DENSITY HEEL AND RESEMBLES THE NATURAL FOOT SHAPE WITH SMOOTH SURFACE AND SANDAL TOE TUBE ADAPTER AND TUBE CLAMP ADAPTER TITANIUM MODULAR KNEE JOINT TITANIUM POLYCENTRIC WITH INTEGRATED EXTENSION ASSIST 4 BAR SWING PHASE SETTINGS KNEE FLEXION ANGLE 110 DEGREE MAXIMUM WEIGHT OF THE KNEE JOINT WEIGHT 445 G APPROX FOR BODY WEIGHT UP TO 100 KG. LAMINATION ANCHOR WITH PYRAMID RECEIVER ROTATABLE FOAM COVER COSMETIC STOCKINGS INTERNAL SOFT SOCKET SIZE AND SIDE WILL BE SPECIFY WHEN ORDERED FOR EACH PATIENT INDIVIDUAL. INCLUDES - PATIENT ASSESSMENT AT CUSTOMERS PREMISES MEASURING SIZE AND SIDE WILL BE SPECIFY INCLUDES ALL REQUIRED MATERIALS/COMPONENTS TO FABRICATE PROSTHESIS DELIVERY FITTING BY CERTIFIED ORTHOTIST IN MULTIPLE CLINICS AND DIFFERENT REGIONS WITH FOLLOW UP (APPENDIX C) | PROSTHETICS & ORTHOSIS SUPPLIES
5689 | 4224200139500 | TRANSFEMORAL PROSTHESIS COMPONENT KIT INCLUDING : DYNAMIC FOOT WITH PYRAMID MEDIUM DENSITY HEEL AND RESEMBLES THE NATURAL FOOT SHAPE WITH SMOOTH SURFACE AND SANDAL TOE TUBE ADAPTER AND TUBE CLAMP ADAPTER "TITANIUM" MODULAR KNEE JOINT "TITANIUM" POLYCENTRIC WITH INTEGRATED EXTENSION ASSIST "FOUR BAR" SWING PHASE SETTINGS CAN BE CONTINUOUSLY ADJUSTED THROUGH THE AXIS FRICTION AND EXTENSION ASSIST KNEE FLEXION ANGLE 110 DEGREE MAXIMUM WEIGHT OF THE KNEE JOINT : 445 GRAMS APPROXIMATELY FOR BODY WEIGHT UP TO 100 KG LAMINATION ANCHOR WITH PYRAMID RECEIVER ROTATABLE FOAM COVER PERLON COSMETIC STOCKINGS INTERNAL SOFT SOCKET SIZE AND SIDE WILL BE SPECIFY WHEN ORDERED FOR EACH PATIENT INDIVIDUAL | PROSTHETICS & ORTHOSIS SUPPLIES
5690 | 4224200139400 | CUSTOM MADE TRANSFEMORAL PROSTHESIS SINGLE AXIS FOOT WITH TOES SINGLE AXIS FOOT ADAPTER "TITANIUM" WITH CONNECTION CAP TUBE ADAPTER AND TUBE CLAMP ADAPTER "TITANIUM" MODULAR KNEE JOINT "TITANIUM" POLYCENTRIC WITH INTEGRATED EXTENSION ASSIST "FOUR BAR" SWING PHASE SETTINGS CAN BE CONTINUOUSLY ADJUSTED THROUGH THE AXIS FRICTION AND EXTENSION ASSIST THE EXTENSION STOP ALLOWS ADJUSTMENT OF THE INSTANTANEOUS CENTER OF ROTATION KNEE FLEXION ANGLE 110 DEGREE KNEE JOINT WEIGHT UP TO 450 GRAMS FOR BODY WEIGHT UP TO 100 KG. LAMINATION ANCHOR WITH PYRAMID RECEIVER ROTATABLE FOAM COVER COSMETIC STOCKINGS OR ANY EQUIVALENT INTERNAL SOFT SOCKET SIZE AND SIDE WILL BE SPECIFY WHEN ORDERED FOR EACH PATIENT INDIVIDUAL INCLUDES - PATIENT ASSESSMENT AT CUSTOMERS PREMISES MEASURING INCLUDES ALL REQUIRED MATERIALS/COMPONENTS TO FABRICATE PROSTHESIS DELIVERY FITTING BY CERTIFIED ORTHOTIST IN MULTIPLE CLINICS AND DIFFERENT REGIONS WITH FOLLOW UP (APPENDIX C) | PROSTHETICS & ORTHOSIS SUPPLIES
5691 | 4224200139300 | TRANSFEMORAL PROSTHESIS SINGLE AXIS FOOT WITH TOES SINGLE AXIS FOOT ADAPTER "TITANIUM" WITH CONNECTION CAP TUBE ADAPTER AND TUBE CLAMP ADAPTER "TITANIUM" MODULAR KNEE JOINT "TITANIUM" POLYCENTRIC WITH INTEGRATED EXTENSION ASSIST "FOUR BAR" SWING PHASE SETTINGS CAN BE CONTINUOUSLY ADJUSTED THROUGH THE AXIS FRICTION AND EXTENSION ASSIST THE EXTENSION STOP ALLOWS ADJUSTMENT OF THE INSTANTANEOUS CENTER OF ROTATION KNEE FLEXION ANGLE 110 DEGREE MAXIMUM WEIGHT OF THE KNEE JOINT: 445 GRAMS APPROXIMATELY FOR BODY WEIGHT UP TO 100 KG. LAMINATION ANCHOR WITH PYRAMID RECEIVER ROTATABLE FOAM COVER PERLON COSMETIC STOCKINGS INTERNAL SOFT SOCKET SIZE AND SIDE WILL BE SPECIFY WHEN ORDERED FOR EACH PATIENT INDIVIDUAL | PROSTHETICS & ORTHOSIS SUPPLIES
5692 | 4224200139200 | CUSTOM MADE TRANSFEMORAL PROSTHESIS SINGLE AXIS FOOT WITH TOES SINGLE AXIS FOOT ADAPTER "STAINLESS STEEL" WITH CONNECTION CAP TUBE ADAPTER AND TUBE CLAMP ADAPTER "STAINLESS STEEL" MODULAR MONOCENTRIC KNEE JOINT TITANIUM WITH FRICTION BRAKE WITH EXTENSION ASSIST AND PROTECTIVE SLEEVE LOAD-DEPENDENT BRAKE TO CONTROL THE SWING PHASE THE AXIS FRICTION AND THE SPRING FORCE OF THE EXTENSION ASSIST ARE ADJUSTABLE KNEE FLEXION ANGLE 150 DEGREE MAXIMUM WEIGHT OF THE KNEE JOINT: 490 GRAMS APPROXIMATELY FOR BODY WEIGHT UP TO 100 KG. LAMINATION ANCHOR WITH PYRAMID RECEIVER ROTATABLE FOAM COVER PERLON COSMETIC STOCKINGS INTERNAL SOFT SOCKET SIZE AND SIDE WILL BE SPECIFY WHEN ORDERED FOR EACH PATIENT INDIVIDUAL INCLUDES - PATIENT ASSESSMENT AT CUSTOMERS PREMISES MEASURING INCLUDES ALL REQUIRED MATERIALS/COMPONENTS TO FABRICATE PROSTHESIS DELIVERY FITTING BY CERTIFIED ORTHOTIST IN MULTIPLE CLINICS AND DIFFERENT REGIONS WITH FOLLOW UP (APPENDIX C) | PROSTHETICS & ORTHOSIS SUPPLIES
5693 | 4224200139100 | TRANSFEMORAL PROSTHESIS SINGLE AXIS FOOT WITH TOES SINGLE AXIS FOOT ADAPTER "STAINLESS STEEL" WITH CONNECTION CAP TUBE ADAPTER AND TUBE CLAMP ADAPTER "STAINLESS STEEL" MODULAR MONOCENTRIC KNEE JOINT TITANIUM WITH FRICTION BRAKE WITH EXTENSION ASSIST AND PROTECTIVE SLEEVE LOAD-DEPENDENT BRAKE TO CONTROL THE SWING PHASE THE AXIS FRICTION AND THE SPRING FORCE OF THE EXTENSION ASSIST ARE ADJUSTABLE KNEE FLEXION ANGLE 150 DEGREE MAXIMUM WEIGHT OF THE KNEE JOINT: 490 GRAMS APPROXIMATELY FOR BODY WEIGHT UP TO 100 KG. LAMINATION ANCHOR WITH PYRAMID RECEIVER ROTATABLE FOAM COVER PERLON COSMETIC STOCKINGS INTERNAL SOFT SOCKET SIZE AND SIDE WILL BE SPECIFY WHEN ORDERED FOR EACH PATIENT INDIVIDUAL | PROSTHETICS & ORTHOSIS SUPPLIES
5694 | 4224200030200 | PADDING SHEET POLYETHYLENE FOAM HARDNESS APPROX. SHORE A 15-20 LOW DENSITY: APPROX. 45 KG/M³ GOOD RESILIENCE WASHABLE CAUCASIAN COLOR SIZE 1000 X 1000 MM THICKNESS 3 MM | PROSTHETICS & ORTHOSIS SUPPLIES
5695 | 4224200139000 | CUSTOM MADE TRANSFEMORAL PROSTHESIS SINGLE AXIS FOOT WITH TOES SINGLE AXIS FOOT ADAPTER "ALUMINUM" WITH CONNECTION CAP TUBE ADAPTER "ALUMINUM" MODULAR LIGHTWEIGHT SINGLE AXIS KNEE JOINT WITH LOCK THE UPPER JOINT SECTION WITH PYRAMID ADAPTER AND LOWER JOINT SECTION WITH TUBE CLAMP ARE CONNECTED THROUGH THE KNEE AXIS KNEE FLEXION ANGLE 155 DEGREE MAXIMUM WEIGHT OF THE KNEE JOINT: 290 GRAMS APPROXIMATELY FOR BODY WEIGHT UP TO 150 KG. LAMINATION ANCHOR WITH PYRAMID RECEIVER ROTATABLE FOAM COVER PERLON COSMETIC STOCKINGS INTERNAL SOFT SOCKET SIZE AND SIDE WILL BE SPECIFY WHEN ORDERED FOR EACH PATIENT INDIVIDUAL INCLUDES - PATIENT ASSESSMENT AT CUSTOMERS PREMISES MEASURING INCLUDES ALL REQUIRED MATERIALS/COMPONENTS TO FABRICATE PROSTHESIS DELIVERY FITTING BY CERTIFIED ORTHOTIST IN MULTIPLE CLINICS AND DIFFERENT REGIONS WITH FOLLOW UP (APPENDIX C) | PROSTHETICS & ORTHOSIS SUPPLIES
5696 | 4224200030100 | FAST SETTING ADHESIVE TWO COMPONENTS 4 TO 10 MINUTES CURING TIME FOR ATTACHMENTS OF SOCKET ADAPTER METAL AND PLASTIC HIGH TEMPERATURE RESISTANCE INCLUDING GUN OF SUPERGLUE NET CONTENTS 50 ML GRAMS APPROXIMATELY | PROSTHETICS & ORTHOSIS SUPPLIES
5697 | 4224200029900 | DIRECT SOCKET MATERIAL GLASS FIBER LARGE DISTAL CONNECTOR SIZE 7 INCH APPROXIMATELY | PROSTHETICS & ORTHOSIS SUPPLIES
5698 | 4224200146700 | PROSTHETIC FOOT SACH (SOLID ANKLE CUSHION HEEL) HAS A NATURAL SHAPE SHAPED TOES AND A SANDAL TOE DESIGNED FOR USE IN MODULAR AND EXOSKELETAL PROSTHESIS BODY WEIGHT OF UP TO 125 KG. MEN 10 MM TOES RIGHT SIZE 26 | PROSTHETICS & ORTHOSIS SUPPLIES
5699 | 4224200146600 | PROSTHETIC FOOT SACH (SOLID ANKLE CUSHION HEEL) HAS A NATURAL SHAPE SHAPED TOES AND A SANDAL TOE DESIGNED FOR USE IN MODULAR AND EXOSKELETAL PROSTHESIS BODY WEIGHT OF UP TO 125 KG. MEN 10 MM TOES RIGHT SIZE 25 | PROSTHETICS & ORTHOSIS SUPPLIES
5700 | 4224200146500 | PROSTHETIC FOOT SACH (SOLID ANKLE CUSHION HEEL) HAS A NATURAL SHAPE SHAPED TOES AND A SANDAL TOE DESIGNED FOR USE IN MODULAR AND EXOSKELETAL PROSTHESIS BODY WEIGHT OF UP TO 125 KG. MEN 10 MM TOES RIGHT SIZE 24 | PROSTHETICS & ORTHOSIS SUPPLIES
5701 | 4224200146400 | PROSTHETIC FOOT SACH (SOLID ANKLE CUSHION HEEL) HAS A NATURAL SHAPE SHAPED TOES AND A SANDAL TOE DESIGNED FOR USE IN MODULAR AND EXOSKELETAL PROSTHESIS BODY WEIGHT OF UP TO 125 KG. MEN 10 MM TOES RIGHT SIZE 23 | PROSTHETICS & ORTHOSIS SUPPLIES
5702 | 4224200146300 | PROSTHETIC FOOT SACH (SOLID ANKLE CUSHION HEEL) HAS A NATURAL SHAPE SHAPED TOES AND A SANDAL TOE DESIGNED FOR USE IN MODULAR AND EXOSKELETAL PROSTHESIS BODY WEIGHT OF UP TO 125 KG. MEN 10 MM TOES RIGHT SIZE 22 | PROSTHETICS & ORTHOSIS SUPPLIES
5703 | 4224200146200 | PROSTHETIC FOOT SACH (SOLID ANKLE CUSHION HEEL) HAS A NATURAL SHAPE SHAPED TOES AND A SANDAL TOE DESIGNED FOR USE IN MODULAR AND EXOSKELETAL PROSTHESIS BODY WEIGHT OF UP TO 125 KG. MEN 10 MM TOES RIGHT SIZE 21 | PROSTHETICS & ORTHOSIS SUPPLIES
5704 | 4224200146100 | PROSTHETIC FOOT SACH (SOLID ANKLE CUSHION HEEL) HAS A NATURAL SHAPE SHAPED TOES AND A SANDAL TOE DESIGNED FOR USE IN MODULAR AND EXOSKELETAL PROSTHESIS BODY WEIGHT OF UP TO 125 KG. MEN 10 MM TOES LEFT SIZE 28 | PROSTHETICS & ORTHOSIS SUPPLIES
5705 | 4224200146000 | PROSTHETIC FOOT SACH (SOLID ANKLE CUSHION HEEL) HAS A NATURAL SHAPE SHAPED TOES AND A SANDAL TOE DESIGNED FOR USE IN MODULAR AND EXOSKELETAL PROSTHESIS BODY WEIGHT OF UP TO 125 KG. MEN 10 MM TOES LEFT SIZE 27 | PROSTHETICS & ORTHOSIS SUPPLIES
5706 | 4224200145900 | PROSTHETIC FOOT SACH (SOLID ANKLE CUSHION HEEL) HAS A NATURAL SHAPE SHAPED TOES AND A SANDAL TOE DESIGNED FOR USE IN MODULAR AND EXOSKELETAL PROSTHESIS BODY WEIGHT OF UP TO 125 KG. MEN 10 MM TOES LEFT SIZE 26 | PROSTHETICS & ORTHOSIS SUPPLIES
5707 | 4224200145800 | PROSTHETIC FOOT SACH (SOLID ANKLE CUSHION HEEL) HAS A NATURAL SHAPE SHAPED TOES AND A SANDAL TOE DESIGNED FOR USE IN MODULAR AND EXOSKELETAL PROSTHESIS BODY WEIGHT OF UP TO 125 KG. MEN 10 MM TOES LEFT SIZE 25 | PROSTHETICS & ORTHOSIS SUPPLIES
5708 | 4224200145700 | PROSTHETIC FOOT SACH (SOLID ANKLE CUSHION HEEL) HAS A NATURAL SHAPE SHAPED TOES AND A SANDAL TOE DESIGNED FOR USE IN MODULAR AND EXOSKELETAL PROSTHESIS BODY WEIGHT OF UP TO 125 KG. MEN 10 MM TOES LEFT SIZE 24 | PROSTHETICS & ORTHOSIS SUPPLIES
5709 | 4224200145600 | PROSTHETIC FOOT SACH (SOLID ANKLE CUSHION HEEL) HAS A NATURAL SHAPE SHAPED TOES AND A SANDAL TOE DESIGNED FOR USE IN MODULAR AND EXOSKELETAL PROSTHESIS BODY WEIGHT OF UP TO 125 KG. MEN 10 MM TOES LEFT SIZE 23 | PROSTHETICS & ORTHOSIS SUPPLIES
5710 | 4224200145500 | PROSTHETIC FOOT SACH (SOLID ANKLE CUSHION HEEL) HAS A NATURAL SHAPE SHAPED TOES AND A SANDAL TOE DESIGNED FOR USE IN MODULAR AND EXOSKELETAL PROSTHESIS BODY WEIGHT OF UP TO 125 KG. MEN 10 MM TOES LEFT SIZE 22 | PROSTHETICS & ORTHOSIS SUPPLIES
5711 | 4224200029700 | DIRECT SOCKET MATERIAL GLASS FIBER STANDARD DISTAL CONNECTOR SIZE 5 INCH APPROXIMATELY | PROSTHETICS & ORTHOSIS SUPPLIES
5712 | 4224200029800 | DIRECT SOCKET MATERIAL GLASS FIBER STANDARD DISTAL CONNECTOR SIZE 7 INCH APPROXIMATELY | PROSTHETICS & ORTHOSIS SUPPLIES
5713 | 4224200030000 | DIRECT SOCKET MATERIAL GLASS FIBER LARGE DISTAL CONNECTOR SIZE 9 INCH APPROXIMATELY | PROSTHETICS & ORTHOSIS SUPPLIES
5714 | 4224200032800 | RATCHET WRENCHES KIT, STEEL, AN ORTHOTICS WORKSHOP TOOL, SHORT DESIGN, RING HEAD ANGLED AT 15°, 17 PARTS, IN TRANSPARENT BAG, FROM 6 TO 22 IN 1 MM INCREMENTS | PROSTHETICS & ORTHOSIS SUPPLIES
5715 | 4224200138900 | TRANSFEMORAL PROSTHESIS SINGLE AXIS FOOT WITH TOES SINGLE AXIS FOOT ADAPTER "ALUMINUM" WITH CONNECTION CAP TUBE ADAPTER "ALUMINUM" MODULAR LIGHTWEIGHT SINGLE AXIS KNEE JOINT WITH LOCK THE UPPER JOINT SECTION WITH PYRAMID ADAPTER AND LOWER JOINT SECTION WITH TUBE CLAMP ARE CONNECTED THROUGH THE KNEE AXIS KNEE FLEXION ANGLE 155 DEGREE MAXIMUM WEIGHT OF THE KNEE JOINT: 290 GRAMS APPROXIMATELY FOR BODY WEIGHT UP TO 150 KG. LAMINATION ANCHOR WITH PYRAMID RECEIVER ROTATABLE FOAM COVER PERLON COSMETIC STOCKINGS INTERNAL SOFT SOCKET SIZE AND SIDE WILL BE SPECIFY WHEN ORDERED FOR EACH PATIENT INDIVIDUAL | PROSTHETICS & ORTHOSIS SUPPLIES
5716 | 4224200138700 | PROSTHESIS, MULTIAXIAL FOOT WITH PYRAMID, DIVIDED HEEL, SPACER SMOOTH TRANSITION FROM STANCE PHASE TO SWING PHASE, TUBE CLAMP ADAPTER, TUBE ADAPTER, , LAMINATION ANCHOR WITH PYRAMID, ROTATABLE, FOAM COVER, COSMETIC STOCKINGS, ALL COMPONENTS FROM TITANIUM, SHUTTLE LOCK WITH DISTAL ADJUSTABLE PYRAMID COMPLETE SET, SYSTEM HEIGHT: 25 MM APPROXIMATELY INCLUDING LAMINATION DUMMY SET WITH SCREW AND SILICONE LINER SOCKET WITH DISTAL CONNECTION, WITH HIGH SHOCK ABSORPTION, WITH ANTI-BACTERIAL AND SKIN-FRIENDLY, SIZE AND SIDE WILL BE SPECIFY WHEN ORDERED FOR EACH PATIENT INDIVIDUAL | PROSTHETICS & ORTHOSIS SUPPLIES
5717 | 4224200136200 | PARTIAL HAND PROSTHESIS MICROPROCESSOR CONTROLLED CUSTOM FITTED REPLACEMENT FOR 1 TO 5 DIGITS COMBINATION OF QUICK GRIPS APP CONTROL AND GRIP CHIPS PROXIMITY CONTROL COMPACT SOLUTION MUSCLE CONTROL USES SPECIFIC MUSCLE SIGNALS CALLED TRIGGERS TO INSTRUCT THE HAND TO ACTIVATE A SPECIFIC GRIP VARI - GRIP OR EQUIVALENT FEATURE FOR ADDITIONAL GRIP STRENGTH AUTO - GRASP OR EQUIVALENT - ANTI DROP SAFETY FEATURE TO PREVENT OBJECTS FROM SLIPPING QUICK ACCESS TO MOST USED GRIPS AND ACTIVITIES COMPACT AND LOW KEY NATURAL MOVEMENT NATURAL MOVEMENT PARTIAL HAND LOSS OR ABSENCE LOW TO MODERATE IMPACT LEVEL UP TO 32 GRIPS AVAILABLE CONTROLLED BY APP | PROSTHETICS & ORTHOSIS SUPPLIES
5718 | 4224200136100 | CUSTOM MADE PARTIAL HAND PROSTHESIS MICROPROCESSOR CONTROLLED CUSTOM FITTED REPLACEMENT FOR 1 TO 5 DIGITS COMBINATION OF QUICK GRIPS APP CONTROL AND GRIP CHIPS PROXIMITY CONTROL COMPACT SOLUTION MUSCLE CONTROL USES SPECIFIC MUSCLE SIGNALS CALLED TRIGGERS TO INSTRUCT THE HAND TO ACTIVATE A SPECIFIC GRIP VARI - GRIP OR EQUIVALENT FEATURE FOR ADDITIONAL GRIP STRENGTH AUTO - GRASP OR EQUIVALENT - ANTI DROP SAFETY FEATURE TO PREVENT OBJECTS FROM SLIPPING QUICK ACCESS TO MOST USED GRIPS AND ACTIVITIES COMPACT AND LOW KEY NATURAL MOVEMENT NATURAL MOVEMENT PARTIAL HAND LOSS OR ABSENCE LOW TO MODERATE IMPACT LEVEL UP TO 32 GRIPS AVAILABLE CONTROLLED BY APP INDIVIDUAL. INCLUDES - PATIENT ASSESSMENT AT CUSTOMERS PREMISES MEASURING AND REQUIRED MATERIALS/COMPONENTS TO FABRICATE PROSTHESIS DELIVERY FITTING BY CERTIFIED ORTHOTIST IN MULTIPLE CLINICS AND DIFFERENT REGIONS WITH FOLLOW UP (APPENDIX A) | PROSTHETICS & ORTHOSIS SUPPLIES
5719 | 4224200135900 | PROSTHETIC CARBON FOOT PLATE USED FOR AMPUTEES WITH LONG RESIDUAL LIMB INCLUDING PARTIAL FOOT AMPUTATION PLATE SECURELY BONDS TO THE SOCKET FACILITATES COSMETIC FINISHING ENERGY STORING LOW / MODERATE AND HIGH IMPACT LEVEL K - LEVEL: K1 K 2 K 3 AND K 4 MAXIMUM BODY WEIGHT UP TO 150 KG FITS REGULAR FOOT COVER ASSORTED SIZE | PROSTHETICS & ORTHOSIS SUPPLIES
5720 | 4224200134900 | PROSTHETIC KNEE JOINT TRANSFEMORAL LOCKING POSSIBILITY WHEN NEEDED STANCE PHASE STABILITY LOW VOLUNTARY CONTROL REQUIRED MID SWING SHORTENING - FOR BETTER TO CLEARANCE ADJUSTABLE EXTENSION TO OPTIMIZE EXTENSION SPEED MORE SAFETY WHEN NEEDED LESS EFFORT AND MORE CONFIDENCE DURING WALKING LESS RISK OF TRIPS AND FALLS INDIVIDUALLY ADAPTABLE TO INCREASE MOBILITY DURING REHABILITATION PHASE TRANSFEMORAL LOW TO MODERATE IMPACT LEVEL MAXIMUM USER WEIGHT 136 KG K - LEVEL: K 1 AND K 2 2 - IN - 1 FUNCTION 4 - BAR GEOMETRY INTEGRATED EXTENSION SPRING | PROSTHETICS & ORTHOSIS SUPPLIES
5721 | 4224200134500 | HYDRAULIC KNEE GEOMETRIC LOCK STANCE FLEXION CAN BE ADJUSTED MIMICKING KNEE FLEXION DURING EARLY STANCE MID SWING SHORTENING - FOR BETTER TOE CLEARANCE SWING CONTROL ADJUSTMENT TO ACCOMMODATE TO CHANGES IN WALKING SPEED APPLICABLE TO LONG TF OR KD USERS ENHANCED STABILITY OVER 4 - BAR SYSTEMS FOR AMPUTEES TRANSFEMORAL AND KNEE DISARTICULATION AMPUTEES MULTI SPEED WALKERS MODERATE TO HIGH IMPACT MAX. USER WEIGHT 100 KG LEVEL: K3 AND K4 | PROSTHETICS & ORTHOSIS SUPPLIES
5722 | 4224200134000 | HYDRAULIC ANKLE FOOT SYSTEM WITH SLIT TOE CARBON FIBER FOOT MODULE INDEPENDENT HYDRAULIC CONTROL OF PLANTAR AND DORSIFLEXION ACTIVITY LEVEL K3 ASSORTED SIDE AND SIZE. | PROSTHETICS & ORTHOSIS SUPPLIES
5723 | 4224200133900 | PROSTHETIC FOOT AND ANKLE MICROPROCESSOR CONTROLLED HYDRAULIC ANKLE VARIABLE RESPONSE CADENCE INCREASE STABILITY DOWN SLOPE ASSORTED SIDE AND SIZE | PROSTHETICS & ORTHOSIS SUPPLIES
5724 | 4224200133700 | PROSTHETIC CARBON FOOT FOOTSHELL DOUBLE SPRINGS AND A LONG CARBON BASE SPRING SHOCK ABSORPTION DIFFERENT HEEL WEDGE OPTIONS WATER RESISTANT TO FRESH SALT AND CHLORINATED WATER WITH SLIM CONNECTION ADAPTER MAXIMUM BODY WEIGHT 150 KG ASSORTED SIZE AND SIDE | PROSTHETICS & ORTHOSIS SUPPLIES
5725 | 4224200133600 | FOOT LIGHTWEIGHT CARBON WITH PYRAMID ADAPTER LIGHTWEIGHT WITH FOOTSHELL ROBUST AND DURABLE WITH LOW CLEARANCE WATER AND DUST RESISTANT CONFORMANCE ON UNEVEN TERRAIN FOR SAFE STANDING AND WALKING THE HEEL FOAM OFFERS A COMFORTABLE AND SAVE HEEL STRIKE TOE INSERT PRE - INSTALLED IN THE FOOTSHELL SERVES TO EXTEND MULTIPLE CADENCE MAXIMUM BODY WEIGHT: 125 KG FOOT ASSORTED SIZE | PROSTHETICS & ORTHOSIS SUPPLIES
5726 | 4224200133500 | MICROPROCESSOR FOOT AND ANKLE COMPLETE PROSTHETIC FOOT SYSTEM OFFERS A HIGH LEVEL OF SECURITY ALONG WITH INCREASED ADAPTABILITY AND A MORE NATURAL MOTION SEQUENCE THE UNIQUE 4-AXIS DESIGN DURING FOOT ROLLOVER THE FOUR AXES CAUSE THE ANKLE JOINT TO PLANTAR FLEX (FOOT LOWERING) HIS ENABLES A MORE EVEN AND MORE NATURAL GAIT PATTERN WHILE PREVENTING TIRING COMPENSATING MOVEMENTS WITH HYDRAULIC REAL-TIME CONTROL THEREFORE ADJUSTS ITSELF IMMEDIATELY TO THE USER’S WALKING SPEED AND GROUND CONDITIONS CONTROLLED BY APP MAXIMUM BODY WEIGHT 125 KG APPROXIMATELY FOOT ASSORTED SIZES | PROSTHETICS & ORTHOSIS SUPPLIES
5727 | 4224200133400 | ORTHOTIC KNEE JOINT ANKLE MODULAR SYSTEM JOINT BODY DOUBLE ACTION FUNCTION INTERCHANGEABLE FUNCTION MODULES ADJUSTABLE TO REHA = BILITATION PROCESS ENERGY RETURN FUNCTION CONTINUOUSLY ADJUSTABLE CONTROL OF PLANTAR FLEXION AND DORSAL EXTENSION FOR PARTIAL OR TOTAL PARALYSIS OF THE LEG MUSCLES MAINLY IN CASE OF NEUROLOGICAL DISEASES SUCH AS: INCOMPLETE SPINAL CORD INJURY (ISC) TRAUMATIC BRAIN INJURY INFANTILE CEREBRAL PALSY AND STROKE | PROSTHETICS & ORTHOSIS SUPPLIES
5728 | 4224200133300 | KAFO MICROPROCESSOR CONTROL KNEE COMPLETE INCLUDING SUPPORTS KNEE FLEXION NAVIGATING SLOPES WALKING ON UNEVEN TERRAIN OR THE M = ICROPROCESSOR SENSOR MAKES THE ENTIRE GAIT PATTERN MORE DYNAMIC AND RESPONSIVE THE USER CAN ALSO CHANGE SETTINGS ON THEIR JOINT SWITCHING BETWEEN DIFFERENT MODES USING THE SMARTPHONE APPLICATION | PROSTHETICS & ORTHOSIS SUPPLIES
5729 | 4224200031000 | PIPE VISE OR PIPE-HOLDING FIXTURE, AN ORTHOTICS WORKSHOP TOOL, HINGED DESIGN WITH AUTOMATICALLY CLOSING SECURING HOOK, DROP FORGED MOVABLE JAW, MOVABLE JAW AND FIXED JAW EXCHANGEABLE, GRIPPING SURFACES MILLED AND HARDENED, STRONG SPINDLE WITH ADJUSTABLE T-HANDLE, TO BE USED FOR FOR PIPES UP TO 2 INCHES, JAW OPENING 60-80 MM, WEIGHT 4-6 KG | PROSTHETICS & ORTHOSIS SUPPLIES
5730 | 4224200031100 | C CLAMPS AN ORTHOTICS WORKSHOP TOOL CLAMPING ARM MADE OF MALLEABLE IRON PROFILED STEEL SLIDE RAIL WOODEN HANDLE JAW OPENING 180-220 MM APPROXIMATELY WORKING RADIUS 100 MM WEIGHT 1-3 KG | PROSTHETICS & ORTHOSIS SUPPLIES
5731 | 4224200031200 | YATES CLAMPS, AN ORTHOTICS WORKSHOP TOOL | PROSTHETICS & ORTHOSIS SUPPLIES
5732 | 4224200136500 | ORTHOTIC ANKLE JOINT ANKLE FLEXIBLE SYSTEM FULL RANGE OF OPTIONS FOR THERMOPLASTIC ORTHOSIS POSTERIOR STOP INCLUDED FLEXIBLE ANKLE JOINT SYSTEM IDEAL FOR MAXIMUM FUNCTIONAL STRETCH PROVIDES MEDIOLATERAL CONTROL LIMITS MOTION MEDIAL/LATERAL CONTROL MOTION LIMITING ASSIST DORSIFLEXION AND/OR PLANTAR FLEXION | PROSTHETICS & ORTHOSIS SUPPLIES
5733 | 4224200138800 | CUSTOM MADE, PROSTHESIS, MULTIAXIAL FOOT WITH PYRAMID, DIVIDED HEEL, SPACER SMOOTH TRANSITION FROM STANCE PHASE TO SWING PHASE, TUBE CLAMP ADAPTER, TUBE ADAPTER, , LAMINATION ANCHOR WITH PYRAMID, ROTATABLE, FOAM COVER, COSMETIC STOCKINGS, ALL COMPONENTS FROM TITANIUM, SHUTTLE LOCK WITH DISTAL ADJUSTABLE PYRAMID COMPLETE SET, SYSTEM HEIGHT: 25 MM APPROXIMATELY INCLUDING LAMINATION DUMMY SET WITH SCREW AND SILICONE LINER SOCKET WITH DISTAL CONNECTION, WITH HIGH SHOCK ABSORPTION, WITH ANTI-BACTERIAL AND SKIN-FRIENDLY, SIZE AND SIDE WILL BE SPECIFY WHEN ORDERED FOR EACH PATIENT INDIVIDUAL. INCLUDES - PATIENT ASSESSMENT AT CUSTOMERS PREMISES, MEASURING, INCLUDES ALL REQUIRED MATERIALS/COMPONENTS TO FABRICATE PROSTHESIS, DELIVERY, FITTING BY CERTIFIED ORTHOTIST IN MULTIPLE CLINICS AND DIFFERENT REGIONS WITH FOLLOW UP (APPENDIX C) | PROSTHETICS & ORTHOSIS SUPPLIES
5734 | 4224200136700 | CUSTOM MADE PROSTHETIC KNEE MICROPROCESSOR CONTROLLED SYSTEM TRANSFEMORAL AND KNEE DISARTICULATION HIGH RESISTANCE OUTPUT STUMBLE RECOVERY BATTERY LIFE UP TO 3 DAYS CARBON FOOT ANGLE SENSOR MEASURING KNEE ANGLE ROBUST SENSOR NO NEED FOR CALIBRATION LOAD CELLS IN ANTERIOR AND POSTERIOR MEASURING LOAD FROM HEEL STRIKE TO TOE OFF KINEMATIC SENSOR SECURE KNEELING AT UP TO 45 DEGREE ABDUCTION ANGLE KNEE IMMEDIATE ADAPT TO USERS MOTIONS LASTLY IT ENABLES EASY SWING INITIATION MINIMAL INTERNAL FRICTION MANUAL EXTENSION LOCK ADDED AT THE SIDE COVERS AND MATERIALS ARE RATED IP34 CONTROLLED BY APP MORE NATURAL GAIT AND MOVEMENT LESS ENERGY CONSUMPTION AND MORE MOBILITY KNEE CAN WITHSTAND CONDENSATION WATERPROOF USER CAN CHANGE SETTINGS POSSIBILITY TO MONITOR PROGRESS WEIGHT 135 KG K-LEVEL: K3 AND K4 INCLUDES ALL REQUIRED MATERIALS/COMPONENTS TO FABRICATE PROSTHESIS DELIVERY FITTING BY CERTIFIED ORTHOTIST IN MULTIPLE CLINICS AND DIFFERENT REGIONS WITH FOLLOW UP (APPENDIX C) | PROSTHETICS & ORTHOSIS SUPPLIES
5735 | 4224200136900 | PROSTHESIS, SACH FOOT WITH TOES, FOOT ADAPTER, TUBE CLAMP ADAPTER, TUBE ADAPTER, LAMINATION ANCHOR WITH PYRAMID, ROTATABLE, FOAM COVER, COSMETIC STOCKINGS, INTERNAL SOFT SOCKET OR DERMA SEAL DOUBLE FORTE, ALL COMPONENTS FROM STAINLESS STEEL SIZE AND SIDE WILL BE SPECIFY WHEN ORDERED FOR EACH PATIENT INDIVIDUAL | PROSTHETICS & ORTHOSIS SUPPLIES
5736 | 4224200138600 | CUSTOM MADE, PROSTHESIS, MULTIAXIAL FOOT WITH PYRAMID, DIVIDED HEEL, SPACER SMOOTH TRANSITION FROM STANCE PHASE TO SWING PHASE, TUBE CLAMP ADAPTER, TUBE ADAPTER, LAMINATION ANCHOR WITH PYRAMID, ROTATABLE, FOAM COVER, COSMETIC STOCKINGS, ALL COMPONENTS FROM STAINLESS STEEL, SHUTTLE LOCK WITH DISTAL ADJUSTABLE PYRAMID COMPLETE SET, HEIGHT: 25 MM APPROXIMATELY, LAMINATION DUMMY SET WITH SCREW AND SILICONE LINER SOCKET WITH DISTAL CONNECTION, WITH HIGH SHOCK ABSORPTION, THE ANTI-BACTERIAL AND SKIN-FRIENDLY, SIZE AND SIDE WILL BE SPECIFY WHEN ORDERED FOR EACH PATIENT INDIVIDUAL. INCLUDES - PATIENT ASSESSMENT AT CUSTOMERS PREMISES, MEASURING, INCLUDES ALL REQUIRED MATERIALS/COMPONENTS TO FABRICATE PROSTHESIS, DELIVERY, FITTING BY CERTIFIED ORTHOTIST IN MULTIPLE CLINICS AND DIFFERENT REGIONS WITH FOLLOW UP (APPENDIX C) | PROSTHETICS & ORTHOSIS SUPPLIES
5737 | 4224200138500 | PROSTHESIS, MULTIAXIAL FOOT WITH PYRAMID, DIVIDED HEEL, SPACER SMOOTH TRANSITION FROM STANCE PHASE TO SWING PHASE, TUBE CLAMP ADAPTER, TUBE ADAPTER, , LAMINATION ANCHOR WITH PYRAMID, ROTATABLE, FOAM COVER, COSMETIC STOCKINGS, ALL COMPONENTS FROM STAINLESS STEEL, SHUTTLE LOCK WITH DISTAL ADJUSTABLE PYRAMID COMPLETE SET, TO CONNECTION BETWEEN THE LINER AND PROSTHESIS, SYSTEM HEIGHT: 25 MM APPROXIMATELY, LAMINATION DUMMY SET WITH SCREW AND SILICONE LINER SOCKET WITH DISTAL CONNECTION, WITH HIGH SHOCK ABSORPTION, ANTI-BACTERIAL PROPERTIES AND SKIN-FRIENDLY, SIZE AND SIDE WILL BE SPECIFY WHEN ORDERED FOR EACH PATIENT INDIVIDUAL | PROSTHETICS & ORTHOSIS SUPPLIES
5738 | 4224200138400 | CUSTOM MADE, PROSTHESIS, CARBON FOOT, FOOTSHELL WITH COSMESIS CONNECTION CAP AND FOOT ADAPTER, TUBE CLAMP ADAPTER, TUBE ADAPTER, , LAMINATION ANCHOR WITH PYRAMID, ROTATABLE, FOAM COVER, COSMETIC STOCKINGS, ALL COMPONENTS FROM TITANIUM, SHUTTLE LOCK WITH DISTAL ADJUSTABLE PYRAMID COMPLETE SET, HEIGHT: 25 MM APPROXIMATELY, LAMINATION DUMMY SET WITH SCREW AND SILICONE LINER SOCKET WITH DISTAL CONNECTION, WITH HIGH SHOCK ABSORPTION, ANTIBACTERIAL AND SKIN-FRIENDLY, SIZE AND SIDE WILL BE SPECIFY WHEN ORDERED FOR EACH PATIENT INDIVIDUAL, INCLUDES - PATIENT ASSESSMENT AT CUSTOMERS PREMISES, MEASURING, INCLUDES ALL REQUIRED MATERIALS/COMPONENTS TO FABRICATE PROSTHESIS, DELIVERY, FITTING BY CERTIFIED ORTHOTIST IN MULTIPLE CLINICS AND DIFFERENT REGIONS WITH FOLLOW UP (APPENDIX C) | PROSTHETICS & ORTHOSIS SUPPLIES
5739 | 4224200138300 | PROSTHESIS, CARBON FOOT, FOOTSHELL WITH COSMESIS CONNECTION CAP AND FOOT ADAPTER, TUBE CLAMP ADAPTER, TUBE ADAPTER, LAMINATION ANCHOR WITH PYRAMID, ROTATABLE, FOAM COVER, COSMETIC STOCKINGS, ALL COMPONENTS FROM TITANIUM, SHUTTLE LOCK WITH DISTAL ADJUSTABLE PYRAMID COMPLETE SET, TO CONNECTION BETWEEN THE LINER AND PROSTHESIS, SYSTEM HEIGHT: 25 MM APPROXIMATELY. INCLUDING LAMINATION DUMMY SET WITH SCREW AND SILICONE LINER SOCKET WITH DISTAL CONNECTION, WITH HIGH SHOCK ABSORPTION, ANTI-BACTERIAL AND SKIN-FRIENDLY, SIZE AND SIDE WILL BE SPECIFY WHEN ORDERED FOR EACH PATIENT INDIVIDUAL | PROSTHETICS & ORTHOSIS SUPPLIES
5740 | 4224200138200 | CUSTOM MADE, PROSTHESIS, CARBON FOOT, FOOTSHELL WITH COSMESIS CONNECTION CAP AND FOOT ADAPTER, TUBE CLAMP ADAPTER, TUBE ADAPTER, , LAMINATION ANCHOR WITH PYRAMID, ROTATABLE, FOAM COVER, COSMETIC STOCKINGS, ALL COMPONENTS FROM STAINLESS STEEL, SHUTTLE LOCK WITH DISTAL ADJUSTABLE PYRAMID COMPLETE SET, HEIGHT: 25 MM APPROXIMATELY, LAMINATION DUMMY SET WITH SCREW AND SILICONE LINER SOCKET WITH DISTAL CONNECTION, WITH HIGH SHOCK ABSORPTION, ANTIBACTERIAL AND SKIN-FRIENDLY, SIZE AND SIDE WILL BE SPECIFY WHEN ORDERED FOR EACH PATIENT INDIVIDUAL, INCLUDES - PATIENT ASSESSMENT AT CUSTOMERS PREMISES, MEASURING, INCLUDES ALL REQUIRED MATERIALS/COMPONENTS TO FABRICATE PROSTHESIS, DELIVERY, FITTING BY CERTIFIED ORTHOTIST IN MULTIPLE CLINICS AND DIFFERENT REGIONS WITH FOLLOW UP (APPENDIX C) | PROSTHETICS & ORTHOSIS SUPPLIES
5741 | 4224200138100 | CUSTOM MADE, PROSTHESIS, PROSTHETIC CARBON FOOT, FOOTSHELL WITH COSMESIS CONNECTION CAP AND FOOT ADAPTER, TUBE CLAMP ADAPTER, TUBE ADAPTER, LAMINATION ANCHOR WITH PYRAMID, ROTATABLE, FOAM COVER, COSMETIC STOCKINGS, ALL COMPONENTS FROM STAINLESS STEEL, SHUTTLE LOCK WITH DISTAL ADJUSTABLE PYRAMID COMPLETE SET, HEIGHT: 25 MM APPROXIMATELY. INCLUDING LAMINATION DUMMY SET WITH SCREW AND SILICONE LINER SOCKET WITH DISTAL CONNECTION, WITH HIGH SHOCK ABSORPTION, ANTI-BACTERIAL AND SKIN FRIENDLY, SIZE AND SIDE WILL BE SPECIFY WHEN ORDERED FOR EACH PATIENT INDIVIDUAL | PROSTHETICS & ORTHOSIS SUPPLIES
5742 | 4224200138000 | CUSTOM MADE, PROSTHESIS, DYNAMIC FOOT WITH PYRAMID WITH INNER FLEXIBLE FOOT, DORSAL REINFORCEMENT MEDIUM DENSITY HEEL AND RESEMBLES THE NATURAL FOOT SHAPE WITH SMOOTH SURFACE AND SANDAL TOE, TUBE CLAMP ADAPTER, TUBE ADAPTER, LAMINATION ANCHOR WITH PYRAMID, ROTATABLE, FOAM COVER, PERLON COSMETIC STOCKINGS, INTERNAL SOFT SOCKET OR DERMA SEAL DOUBLE FORTE, ALL COMPONENTS FROM TITANIUM, SIZE AND SIDE WILL BE SPECIFY WHEN ORDERED FOR EACH PATIENT INDIVIDUAL. INCLUDES - PATIENT ASSESSMENT AT CUSTOMERS PREMISES, MEASURING, INCLUDES ALL REQUIRED MATERIALS/COMPONENTS TO FABRICATE PROSTHESIS, DELIVERY, FITTING BY CERTIFIED ORTHOTIST IN MULTIPLE CLINICS AND DIFFERENT REGIONS WITH FOLLOW UP (APPENDIX C) | PROSTHETICS & ORTHOSIS SUPPLIES
5743 | 4224200137900 | PROSTHESIS KIT, DYNAMIC FOOT WITH PYRAMID WITH INNER FLEXIBLE FOOT, DORSAL REINFORCEMENT MEDIUM DENSITY HEEL AND RESEMBLES THE NATURAL FOOT SHAPE WITH SMOOTH SURFACE AND SANDAL TOE, TUBE CLAMP ADAPTER, TUBE ADAPTER, LAMINATION ANCHOR WITH PYRAMID, ROTATABLE, FOAM COVER, PERLON COSMETIC STOCKINGS, INTERNAL SOFT SOCKET OR DERMA SEAL DOUBLE FORTE, ALL COMPONENTS FROM TITANIUM, SIZE AND SIDE WILL BE SPECIFY WHEN ORDERED FOR EACH PATIENT INDIVIDUAL | PROSTHETICS & ORTHOSIS SUPPLIES
5744 | 4224200137800 | CUSTOM MADE, PROSTHESIS, DYNAMIC FOOT WITH PYRAMID WITH INNER FLEXIBLE FOOT, DORSAL REINFORCEMENT MEDIUM DENSITY HEEL AND RESEMBLES THE NATURAL FOOT SHAPE WITH SMOOTH SURFACE AND SANDAL TOE, TUBE CLAMP ADAPTER, TUBE ADAPTER, LAMINATION ANCHOR WITH PYRAMID, ROTATABLE, FOAM COVER, PERLON COSMETIC STOCKINGS, INTERNAL SOFT SOCKET OR DERMA SEAL DOUBLE FORTE, ALL COMPONENTS FROM STAINLESS STEEL, SIZE AND SIDE WILL BE SPECIFY WHEN ORDERED FOR EACH PATIENT INDIVIDUAL. INCLUDES - PATIENT ASSESSMENT AT CUSTOMERS PREMISES, MEASURING, INCLUDES ALL REQUIRED MATERIALS/COMPONENTS TO FABRICATE PROSTHESIS, DELIVERY, FITTING BY CERTIFIED ORTHOTIST IN MULTIPLE CLINICS AND DIFFERENT REGIONS WITH FOLLOW UP, (APPENDIX C) | PROSTHETICS & ORTHOSIS SUPPLIES
5745 | 4224200137700 | PROSTHESIS, DYNAMIC FOOT WITH PYRAMID WITH INNER FLEXIBLE FOOT, DORSAL REINFORCEMENT MEDIUM DENSITY HEEL AND RESEMBLES THE NATURAL FOOT SHAPE WITH SMOOTH SURFACE AND SANDAL TOE, TUBE CLAMP ADAPTER, TUBE ADAPTER, LAMINATION ANCHOR WITH PYRAMID, ROTATABLE, FOAM COVER, PERLON COSMETIC STOCKINGS, INTERNAL SOFT SOCKET OR DERMA SEAL DOUBLE FORTE, ALL COMPONENTS FROM STAINLESS STEEL, SIZE AND SIDE WILL BE SPECIFY WHEN ORDERED FOR EACH PATIENT INDIVIDUAL | PROSTHETICS & ORTHOSIS SUPPLIES
5746 | 4224200137600 | CUSTOM MADE, PROSTHESIS, SINGLE AXIS FOOT WITH TOES, SINGLE AXIS FOOT ADAPTER CONNECTION CAP, TUBE CLAMP ADAPTER, TUBE ADAPTER, LAMINATION ANCHOR WITH PYRAMID, ROTATABLE, FOAM COVER, COSMETIC STOCKINGS, INTERNAL SOFT SOCKET OR DERMA SEAL DOUBLE FORTE, ALL COMPONENTS FROM TITANIUM, SIZE AND SIDE WILL BE SPECIFY WHEN ORDERED FOR EACH PATIENT INDIVIDUAL, INCLUDES - PATIENT ASSESSMENT AT CUSTOMERS PREMISES, MEASURING, INCLUDES ALL REQUIRED MATERIALS/COMPONENTS TO FABRICATE PROSTHESIS, DELIVERY, FITTING BY CERTIFIED ORTHOTIST IN MULTIPLE CLINICS AND DIFFERENT REGIONS WITH FOLLOW UP (APPENDIX C) | PROSTHETICS & ORTHOSIS SUPPLIES
5747 | 4224200137500 | PROSTHESIS, SINGLE AXIS FOOT WITH TOES, SINGLE AXIS FOOT ADAPTER CONNECTION CAP, TUBE CLAMP ADAPTER, TUBE ADAPTER, LAMINATION ANCHOR WITH PYRAMID, ROTATABLE, FOAM COVER, COSMETIC STOCKINGS, INTERNAL SOFT SOCKET OR DERMA SEAL DOUBLE FORTE, ALL COMPONENTS FROM TITANIUM SIZE AND SIDE WILL BE SPECIFY WHEN ORDERED FOR EACH PATIENT INDIVIDUAL | PROSTHETICS & ORTHOSIS SUPPLIES
5748 | 4224200137400 | CUSTOM MADE, PROSTHESIS, SINGLE AXIS FOOT WITH TOES, SINGLE AXIS FOOT ADAPTER WITH CONNECTION CAP, TUBE CLAMP ADAPTER, TUBE ADAPTER, LAMINATION ANCHOR WITH PYRAMID, ROTATABLE, FOAM COVER, PERLON COSMETIC STOCKINGS, INTERNAL SOFT SOCKET OR DERMA SEAL DOUBLE FORTE, ALL COMPONENTS FROM STAINLESS STEEL, SIZE AND SIDE WILL BE SPECIFY WHEN ORDERED FOR EACH PATIENT INDIVIDUAL, INCLUDES - PATIENT ASSESSMENT AT CUSTOMERS PREMISES MEASURING, INCLUDES ALL REQUIRED MATERIALS/COMPONENTS TO FABRICATE PROSTHESIS DELIVERY FITTING BY CERTIFIED ORTHOTIST IN MULTIPLE CLINICS AND DIFFERENT REGIONS WITH FOLLOW UP (APPENDIX C) | PROSTHETICS & ORTHOSIS SUPPLIES
5749 | 4224200137300 | PROSTHESIS, SINGLE AXIS FOOT WITH TOES, SINGLE AXIS FOOT ADAPTER WITH CONNECTION CAP, TUBE CLAMP ADAPTER, TUBE ADAPTER, LAMINATION ANCHOR WITH PYRAMID, ROTATABLE, FOAM COVER, PERLON COSMETIC STOCKINGS, INTERNAL SOFT SOCKET OR DERMA SEAL DOUBLE FORTE, ALL COMPONENTS FROM STAINLESS STEEL, SIZE AND SIDE WILL BE SPECIFY WHEN ORDERED FOR EACH PATIENT INDIVIDUAL | PROSTHETICS & ORTHOSIS SUPPLIES
5750 | 4224200137000 | CUSTOM MADE, PROSTHESIS, SACH FOOT WITH TOES, FOOT ADAPTER, TUBE CLAMP ADAPTER, TUBE ADAPTER, LAMINATION ANCHOR WITH PYRAMID, ROTATABLE, FOAM COVER, PERLON COSMETIC STOCKINGS OR EQUIVALENT, INTERNAL SOFT SOCKET OR DERMA SEAL DOUBLE FORTE, ALL COMPONENTS FROM STAINLESS STEEL, SIZE AND SIDE WILL BE SPECIFY, INCLUDES - PATIENT ASSESSMENT AT CUSTOMERS PREMISES, MEASURING, INCLUDES ALL REQUIRED MATERIALS/COMPONENTS TO FABRICATE PROSTHESIS, DELIVERY, FITTING BY CERTIFIED ORTHOTIST IN MULTIPLE CLINICS AND DIFFERENT REGIONS WITH FOLLOW UP (APPENDIX C) | PROSTHETICS & ORTHOSIS SUPPLIES
5751 | 4224200136800 | CUSTOM MADE ANKLE FOOT MICROPROCESSOR SYSTEM CARBON FIBER FOOT ANKLE ALIGNMENT SWING DORSIFLEXION ROUGHLY 70% GREATER MINIMUM TOE CLEARANCE INCREASED RANGE OF MOTION HIGHER GROUND COMPLIANCE ANKLE ADJUSTS TO THE HEEL HEIGHT OR BAREFOOT SITUATION OF USER STAIR ADAPTATION RAMP ADAPTATION RELAX/CHAIR EXIT FASTER TERRAIN ADAPTATION AUTOMATIC CYCLING RECOGNITION STANDB WEATHERPROOF WATER RESISTING APP TO ADJUST SETTINGS FIT FOR ANY FOOTWEAR NATURAL MOVEMENTS LOW TO MODERATE IMPACT LEVEL MAX. WEIGHT 125 KG CONTROLK-LEVEL: K2 AND K3 INCLUDES - PATIENT ASSESSMENT AT CUSTOMERS PREMISES MEASURING INCLUDES ALL REQUIRED MATERIALS/COMPONENTS TO FABRICATE PROSTHESIS DELIVERY FITTING BY CERTIFIED ORTHOTIST IN MULTIPLE CLINICS AND DIFFERENT REGIONS WITH FOLLOW UP (APPENDIX C) | PROSTHETICS & ORTHOSIS SUPPLIES
5752 | 4224200122700 | PROSTHETIC CARBON FOOT FOOTSHELL WITH COSMESIS CONNECTION CAP SPLIT BIG TOE AND CONNECTS THE FOREFOOT AND THE HEEL SPRING K LEVEL K3 -K4 WITH CARBON HEEL SPRING CUSTOMIZABLE SHOCK ABSORPTION WITH TWO DIFFERENT HEEL WEDGE OPTIONS WITH POSSIBILITY REPLACEABLE HEEL WEDGE WATERPROOF BODY WEIGHT 100 - 150 KG SIZE 24 LEFT | PROSTHETICS & ORTHOSIS SUPPLIES
5753 | 4224200122600 | HYPEREXTENSION SPINAL ORTHOSIS CONTINUOUS HEIGHT ADJUSTMENT WATERPROOF UP TO SIZE 150 CM | PROSTHETICS & ORTHOSIS SUPPLIES
5754 | 4224200121700 | PROSTHETIC FOOT FOR CHILDREN SIZE 21 RIGHT SUPPLIED WITH FOOT ADAPTER AND SCREW CONNECTION TUBE ADAPTER TUBE CLAMP ADAPTER SOCKET ADAPTER COSMETIC FOAM AND PERLON STOCKINGS | PROSTHETICS & ORTHOSIS SUPPLIES
5755 | 4224200112300 | PROSTHETIC MULTIAXIAL FOOT WITH DIVIDED HEEL 3 - D SPACER SMOOTH TRANSITION FROM STANCE PHASE TO SWING PHASE PHYSIOLOGICAL ROLLOVER AND S - SPRING MULTI - AXIAL MOBILITY TO COMPENSATE FOR UNEVEN SURFACES AND COMFORTABLE WALKING UPHILL AND ON INCLINES ELASTIC FOAM COMPRESSION SPRING ARCH AT HEEL STRIKE OF THE BACK SPRING ARCH AT ROLLOVER SIZE: 25 CM LEFT | PROSTHETICS & ORTHOSIS SUPPLIES
5756 | 4224200112200 | MICROPROCESSOR CONTROLLED PROSTHETIC LEG SYSTEM (COMPLETE KIT ) MICROPROCESSOR KNEE PROSTHETIC FOOT ADAPTER CHARGER AND WIRELESS CONNECTION WITH COMPLETE ACCESSORIES INCLUDING PROGRAM TRAINING THE HYDRAULIC UNIT IS CONTROLLED BY THE MICROPROCESSOR INCLUDE ADAPTATION USER ADJUSTABLE ACTIVITY MODES EASY SWING PHASE RELEASE ALSO POSSIBLE WITH SMALL STEPS AND WHEN USING WALKING AIDS HIGH DEGREE OF SAFETY CONTROLLED SITTING AND STANDING SAFE STANDING THANKS TO LOCKED STANCE PHASE OR INTUITIVE STANCE FUNCTION IN ACTIVITY SMART CONTROL INTEGRATED BLUETOOTH KNEE JOINT WEIGHTUP TO 950 GRAMS USER WEIGHT 120 KG 3 YEARS WARRANTY INCLUDES SERVICE UNIT FOR USE DURING REPAIRS AND SERVICE INSPECTIONS SIZE SIDE AND COLOR WILL BE SPECIFY WHEN ORDERED FOR EACH PATIENT INDIVIDUAL | PROSTHETICS & ORTHOSIS SUPPLIES
5757 | 4224200112000 | PROSTHETIC MULTIAXIAL FOOT WITH DIVIDED HEEL 3 - D SPACER SMOOTH TRANSITION FROM STANCE PHASE TO SWING PHASE PHYSIOLOGICAL ROLLOVER AND S - SPRING MULTI - AXIAL MOBILITY TO COMPENSATE FOR UNEVEN SURFACES AND COMFORTABLE WALKING UPHILL AND ON INCLINES ELASTIC FOAM COMPRESSION SPRING ARCH AT HEEL STRIKE OF THE BACK SPRING ARCH AT ROLLOVER SIZE: 24 CM RIGHT | PROSTHETICS & ORTHOSIS SUPPLIES
5758 | 4224200111900 | CUSTOM MADE COSMETIC PROSTHESIS HIGH DEFINITION SILICONE TOE ADULT ONE TOE STRETCHABLE SILICONE WITH MULTI-COLORED SKIN TONE AND ATTENTION TO DETAIL INCLUDING HAIRS MOLES AND FRECKLES SILICONE NAILS WHICH CAN BE PAINTED WITH NAIL VARNISH BY USER INCLUDE SILICONE FOOT BAND INCLUDE SILICONE SOCKET COMPONENTS AND TEST PIECE REQUIRED (APPENDIX B) | PROSTHETICS & ORTHOSIS SUPPLIES
5759 | 4224200111800 | CUSTOM MADE PARTIAL HAND PROSTHESIS HIGH DEFINITION SILICONE ADULT MULTI-COLORED SKIN TONE AND ATTENTION TO DETAIL INCLUDING HAIRS MOLES AND FRECKLES SILICONE NAILS WHICH CAN BE PAINTED WITH NAIL VARNISH BY THE USER TO INCLUDE SILICONE TEST PIECE IF REQUIRED (APPENDIX B) | PROSTHETICS & ORTHOSIS SUPPLIES
5760 | 4224200111700 | PROSTHETIC MULTIAXIAL FOOT WITH DIVIDED HEEL 3 - D SPACER SMOOTH TRANSITION FROM STANCE PHASE TO SWING PHASE PHYSIOLOGICAL ROLLOVER AND S - SPRING MULTI - AXIAL MOBILITY TO COMPENSATE FOR UNEVEN SURFACES AND COMFORTABLE WALKING UPHILL AND ON INCLINES ELASTIC FOAM COMPRESSION SPRING ARCH AT HEEL STRIKE OF THE BACK SPRING ARCH AT ROLLOVER SIZE: 24 CM LEFT | PROSTHETICS & ORTHOSIS SUPPLIES
5761 | 4224200111500 | CUSTOM MADE PARTIAL FOOT PROSTHESIS HIGH DEFINITION SILICONE WITH CARBON FOOT PLATE ADULT MULTI-COLORED SKIN TONE AND ATTENTION TO DETAIL INCLUDING HAIRS MOLES AND FRECKLES SILICONE TOES NAILS WHICH CAN BE PAINTED WITH NAIL VARNISH BY THE USER TO INCLUDE SILICONE TEST PIECE IF REQUIRED (APPENDIX B) | PROSTHETICS & ORTHOSIS SUPPLIES
5762 | 4224200111400 | ELECTRONICALLY CONTROLLED SYSTEM ORTHOTIC KNEE JOINT WITH A LOCKED STANCE PHASE AND FREE SWING THROUGH PHASE KIT INCLUDES ALL COMPONENTS TRAINING AND CERTIFICATION FOR CPO AND TECHNICIANS SECURED STANCE PHASE FREE SWING THROUGH PHASE ELECTRONICALLY RIGHT | PROSTHETICS & ORTHOSIS SUPPLIES
5763 | 4224200111300 | CUSTOM MADE COSMETIC COVER HALF LENGTH HIGH DEFINITION SILICONE TRANSFEMORAL ADULT WITH MULTI-COLORED SKIN TONE AND ATTENTION TO DETAIL INCLUDING HAIRS MOLES AND FRECKLES SILICONE TOE NAILS WHICH CAN BE PAINTED WITH NAIL VARNISH BY PATIENT TO INCLUDE SILICONE TEST EACH IF REQUIRED (APPENDIX B) | PROSTHETICS & ORTHOSIS SUPPLIES
5764 | 4224200111200 | CUSTOM MADE COSMETIC COVER HIGH DEFINITION SILICONE TRANSTIBIAL ADULT WITH MULTI-COLORED SKIN TONE AND ATTENTION TO DETAIL INCLUDING HAIRS MOLES AND FRECKLES SILICONE TOE NAILS WHICH CAN BE PAINTED WITH NAIL VARNISH BY PATIENT TO INCLUDE SILICONE TEST EACH IF REQUIRED (APPENDIX B) | PROSTHETICS & ORTHOSIS SUPPLIES
5765 | 4224200111100 | CUSTOM MADE ELECTRONICALLY CONTROLLED SYSTEM ORTHOTIC KNEE JOINT WITH A LOCKED STANCE PHASE AND FREE SWING-THROUGH PHASE. KIT INCLUDES ALL COMPONENTS TRAINING AND CERTIFICATION FOR CPO AND TECHNICIANS. SECURED STANCE PHASE - FREE SWING-THROUGH PHASE ELECTRONICALLY LEFT OR RIGHT INCLUDES - PATIENT ASSESSMENT AT CUSTOMERS PREMISES MEASURING INCLUDES ALL REQUIRED MATERIALS/COMPONENTS TO FABRICATE ORTHOSIS DELIVERY FITTING BY CERTIFIED ORTHOTIST IN MULTIPLE CLINICS AND DIFFERENT REGIONS WITH FOLLOW UP (APPENDIX C) | PROSTHETICS & ORTHOSIS SUPPLIES
5766 | 4224200111000 | CUSTOM MADE COMPLETE BIONIC PROSTHETIC LEG SYSTEM KIT LIGHT KNEE MICROPROCESSOR ROTATION ADAPTER DOUBLE ADAPTER LAMINATION ANCHOR WITH PYRAMID ADAPTER LAMINATION DUMMY PYRAMID RECEIVER WITH THREADED CONNECTOR CUSTOM CARBON PROTECTOR FOOTSHELL PROSTHETIC FOOT TUBE ADAPTER ALUMINUM WITH CONNECTION CABLE KNEE JOINT SHOULD ALSO INCLUDE CLIMBING STAIRS SAFELY WALKING BACKWARDS AND OVERCOMING OBSTACLES RELIEVES THE ENTIRE MUSCULOSKELETAL SYSTEM WITH THE HYDRAULIC UNIT CONTROLS KNEE MOVEMENT RESISTANCES ARE CONTROLLED INDEPENDENTLY OF ONE ANOTHER BY TWO CONTROL VALVES WEATHERPROOF CONTROLLED VIA THE APP JOINT INCLUDE THE COMPLEX SENSOR SYSTEM INCLUDES ALL REQUIRED MATERIALS/COMPONENTS TO FABRICATE PROSTHESIS DELIVERY FITTING BY CERTIFIED ORTHOTIST IN MULTIPLE CLINICS AND DIFFERENT REGIONS WITH FOLLOW UP AND PROGRAM AND TRAINING (APPENDIX C) | PROSTHETICS & ORTHOSIS SUPPLIES
5767 | 4224200110900 | ELECTRONICALLY CONTROLLED SYSTEM ORTHOTIC KNEE JOINT WITH A LOCKED STANCE PHASE AND FREE SWING THROUGH PHASE KIT INCLUDES ALL COMPONENTS TRAINING AND CERTIFICATION FOR CPO AND TECHNICIANS SECURED STANCE PHASE FREE SWING THROUGH PHASE ELECTRONICALLY LEFT | PROSTHETICS & ORTHOSIS SUPPLIES
5768 | 4224200110800 | PROSTHETIC FOOT FOR MEN, DYNAMIC SACH FOOT WITH ADAPTER, WITH INNER FLEXIBLE FOOT, DORSAL REINFORCEMENT, MEDIUM DENSITY HEEL AND RESEMBLES THE NATURAL FOOT SHAPE WITH SMOOTH SURFACE, SHAPED TOES AND SANDAL TOE, COMFORTABLE HEEL STRIKE AND A SMOOTHER MORE DYNAMIC, HEEL HEIGHT 10 MM, RIGHT, MEN, SIZE 27 CM | PROSTHETICS & ORTHOSIS SUPPLIES
5769 | 4224200110700 | FOOT ADAPTER FOR SACH AND DYNAMIC FOOT FOR CHILDREN WITH M6 THREAD | PROSTHETICS & ORTHOSIS SUPPLIES
5770 | 4224200112400 | CUSTOM MADE MICROPROCESSOR CONTROLLED PROSTHETIC LEG SYSTEM (COMPLETE KIT ) MICROPROCESSOR KNEE PROSTHETIC FOOT ADAPTER CHARGER AND WIRELESS CONNECTION WITH COMPLETE ACCESSORIES INCLUDING PROGRAM TRAINING THE HYDRAULIC UNIT IS CONTROLLED BY THE MICROPROCESSOR INCLUDE ADAPTATION USER ADJUSTABLE ACTIVITY MODES EASY SWING PHASE RELEASE ALSO POSSIBLE WITH SMALL STEPS AND WHEN USING WALKING AIDS HIGH DEGREE OF SAFETY CONTROLLED SITTING AND STANDING SAFE STANDING THANKS TO LOCKED STANCE PHASE OR INTUITIVE STANCE FUNCTION IN ACTIVITY SMART CONTROL INTEGRATED BLUETOOTH KNEE JOINT WEIGHTUP TO 950 GRAMS USER WEIGHT 120 KG 3 YEARS WARRANTY INCLUDES SERVICE UNIT FOR USE DURING REPAIRS AND SERVICE INSPECTIONS SIZE SIDE AND COLOR WILL BE SPECIFY WHEN ORDERED FOR EACH PATIENT INDIVIDUAL INCLUDES PATIENT ASSESSMENT AT CUSTOMERS PREMISES MEASURING INCLUDES ALL REQUIRED MATERIALS/COMPONENTS TO FABRICATE PROSTHESIS DELIVERY FITTING BY CERTIFIED ORTHOTIST IN MULTIPLE CLINICS AND DIFFERENT REGIONS WITH FOLLOW UP (APPENDIX C) | PROSTHETICS & ORTHOSIS SUPPLIES
5771 | 4224200109100 | PROSTHETIC FOOT FOR MEN, DYNAMIC SACH FOOT WITH ADAPTER, WITH INNER FLEXIBLE FOOT, DORSAL REINFORCEMENT, MEDIUM DENSITY HEEL AND RESEMBLES THE NATURAL FOOT SHAPE WITH SMOOTH SURFACE, SHAPED TOES AND SANDAL TOE, COMFORTABLE HEEL STRIKE AND A SMOOTHER MORE DYNAMIC, HEEL HEIGHT 10 MM, RIGHT, MEN, SIZE 28 CM | PROSTHETICS & ORTHOSIS SUPPLIES
5772 | 4224200112500 | MICROPROCESSOR CONTROLLED PROSTHETIC LEG SYSTEM (COMPLETE KIT ) MICROPROCESSOR KNEE PROSTHETIC FOOT TUBE ADAPTER TITANIUM CHARGER AND WIRELESS CONNECTION WITH COMPLETE ACCESSORIES INCLUDING PROGRAM AND TRAINING THE STANCE AND SWING PHASE AND USES THE MEASUREMENTS OF AN INTEGRATED SENSOR SYSTEM AS A BASIS TO CONTROL A HYDRAULIC UNIT THE SENSOR DATA ARE UPDATED AND EVALUATED 100 TIMES PER SECOND ITEM IS ADAPTED TO THE CURRENT MOTION SITUATION WEATHERPROOF CONTROLLED BY APP ONCE THE BATTERY IS DRAINED THE AUTOMATICALLY SWITCHES TO SAFETY MODE EMPTY BATTERY MODE PERMITS SAFE WALKING WALK BACKWARDS CONFIDENTLY WITHOUT SWING PHASE RELEASE SMART CONTROL THROUGH INTEGRATED BLUETOOTH KNEE JOINT WEIGHT UP TO 1300 GRAMS USER WEIGHT 140 KG 3 YEARS WARRANTY INCLUDES SERVICE UNIT FOR USE DURING REPAIRS AND SERVICE INSPECTIONS SIZE SIDE AND COLOR WILL BE SPECIFY WHEN ORDERED FOR EACH PATIENT INDIVIDUAL | PROSTHETICS & ORTHOSIS SUPPLIES
5773 | 4224200112800 | PROSTHETIC MULTIAXIAL FOOT WITH DIVIDED HEEL 3 - D SPACER SMOOTH TRANSITION FROM STANCE PHASE TO SWING PHASE PHYSIOLOGICAL ROLLOVER AND S - SPRING MULTI - AXIAL MOBILITY TO COMPENSATE FOR UNEVEN SURFACES AND COMFORTABLE WALKING UPHILL AND ON INCLINES ELASTIC FOAM COMPRESSION SPRING ARCH AT HEEL STRIKE OF THE BACK SPRING ARCH AT ROLLOVER SIZE: 26 CM LEFT | PROSTHETICS & ORTHOSIS SUPPLIES
5774 | 4224200114000 | CUSTOM MADE COSMETIC COVER FULL LENGTH HIGH DEFINITION SILICONE TRANSFEMORAL ADULT WITH MULTI-COLORED SKIN TONE AND ATTENTION TO DETAIL INCLUDING HAIRS MOLES AND FRECKLES SILICONE TOE NAILS WHICH CAN BE PAINTED WITH NAIL VARNISH BY PATIENT TO INCLUDE SILICONE TEST EACH IF REQUIRED (APPENDIX B) | PROSTHETICS & ORTHOSIS SUPPLIES
5775 | 4224200034000 | CENTER PUNCH KIT, AN ORTHOTICS WORKSHOP TOOL, STEEL, OCTAGONAL SHAFT, PAINTED | PROSTHETICS & ORTHOSIS SUPPLIES
5776 | 4224200034200 | PIN PUNCH KIT, AN ORTHOTICS WORKSHOP TOOL, CHROME-VANADIUM STEEL, SIX PARTS, IN WOODEN STAND, OCTAGONAL SHAFT, Ø 2, 3, 4, 5, 6 AND 8 MM | PROSTHETICS & ORTHOSIS SUPPLIES
5777 | 4224200034300 | LEATHER DRIVE PUNCH KIT AN ORTHOTICS WORKSHOP TOOL TOOL STEEL 13 PARTS Ø 2 3 4 5 6 8 10 11 13 14 16 19 AND 20 MM | PROSTHETICS & ORTHOSIS SUPPLIES
5778 | 4224200034400 | CORDLESS HAND DRILL 18 VOLT, AN ORTHOTICS WORKSHOP TOOL, WORK ON RECHARGEABLE BATTERIES, ALLOWING THE USER TO INSERT A BATTERY PACK AND INSTANTLY HAVE AN OPERATING DRILL WITHOUT A POWER CABLE | PROSTHETICS & ORTHOSIS SUPPLIES
5779 | 4224200113900 | COMPLETE BIONIC PROSTHETIC LEG SYSTEM KIT LIGHT KNEE MICROPROCESSOR ROTATION ADAPTER DOUBLE ADAPTER LAMINATION ANCHOR WITH PYRAMID ADAPTER LAMINATION DUMMY PYRAMID RECEIVER WITH THREADED CONNECTOR CUSTOM CARBON PROTECTOR FOOTSHELL PROSTHETIC FOOT TUBE ADAPTER ALUMINUM WITH CONNECTION CABLE KNEE JOINT SHOULD ALSO INCLUDE CLIMBING STAIRS SAFELY WALKING BACKWARDS AND OVERCOMING OBSTACLES RELIEVES THE ENTIRE MUSCULOSKELETAL SYSTEM WITH THE HYDRAULIC UNIT CONTROLS KNEE MOVEMENT RESISTANCES ARE CONTROLLED INDEPENDENTLY OF ONE ANOTHER BY TWO CONTROL VALVES WEATHERPROOF CONTROLLED VIA THE APP JOINT INCLUDE THE COMPLEX SENSOR SYSTEM INCLUDES ALL REQUIRED MATERIALS/COMPONENTS TO FABRICATE PROSTHESIS CLIMBING WITH COMPLETE ACCESSORIES INCLUDING PROGRAM AND TRAINING | PROSTHETICS & ORTHOSIS SUPPLIES
5780 | 4224200113700 | PROSTHETIC MODULAR MONOCENTRIC KNEE JOINT WITH ROTARY HYDRAULICS APPROVED FOR PROSTHESIS WEARERS WITH A BODY WEIGHT OF UP TO 150 KG BOTH THE STANCE AND THE SWING PHASE ARE CONTROLLED BY THE HYDRAULICS AND WALKING DOWN INCLINES ARE EFFECTIVELY SUPPORTED BY CLOSELY APPROXIMATELY IMITATING A PHYSIOLOGICAL GAIT PATTERN EVEN AT VARIOUS WALKING SPEEDS WATER PROOF CONSTRUCTION CAN BE USED IN THE SHOWER OR IN THE POOL INTEGRATED MANUAL LOCK OFFERS IMPROVED SAFETY IN WET AREAS AND MORE COMFORTABLE WHEN STANDING FOR EXTENDED PERIODS INCLUDING TUBE ADAPTER DIAMETER 34 MM MAXIMUM WEIGHT OF THE KNEE JOINT 1250 GRAMS APPROXIMATELY | PROSTHETICS & ORTHOSIS SUPPLIES
5781 | 4224200113600 | PROSTHETIC MODULAR POLYCENTRIC KNEE JOINT WITH HYDRAULIC SWING PHASE CONTROL HAS FIVE AXES ARRANGED IN A CIRCULAR FORM WHICH ALLOWS FOR TWO DIFFERENT MODES OF OPERATION: SWING AND STANCE COMFORT AND SAFETY ARE ENSURED BY CHARACTERISTIC OF THE ELASTIC FLEXION UNIT WHICH SIMULATES THE NATURAL GAIT SWING PHASE HYDRAULICS THAT ARE VERY EASY TO ADJUST WITH EASY INITIATION OF THE SWING PHASE OPTIMUM PROGRESSIVE DAMPING FOR NATURAL MOVEMENT AND COMFORTABLE END POSITION DAMPING FOR A LARGE RANGE OF WALKING SPEEDS CONTROLLED STANCE PHASE FLEXION OF UP TO 15 DEGREE AND THUS COMFORTABLE WALKING WITH HIGH SAFETY EVEN ON ROUGH TERRAIN AND ON INCLINES UP TO 10 DEGREE LOW WEIGHT AND A VERY LARGE FLEXION ANGLE OF 175 DEGREE FOR GREATER FREEDOM OF MOVEMENT HIGH GROUND CLEARANCE IN THE SWING PHASE DUE TO MULTI - AXIAL JOINT DESIGN FLEXION AND EXTENSION MOVEMENT | PROSTHETICS & ORTHOSIS SUPPLIES
5782 | 4224200113500 | ELEVATED VACUUM SYSTEM PREVENTS VOLUME LOSS AND MINIMIZES VOLUME FLUCTUATIONS IN THE RESIDUAL LIMB TUBE CLAMP 34 MM SYSTEM HEIGHT 95 MM FOR BODY WEIGHT UP TO 125 KG INCLUDING SEALING SLEEVE AND LINER W/ COMPLETE ACCESSORIES AND TRAINING | PROSTHETICS & ORTHOSIS SUPPLIES
5783 | 4224200113400 | PROSTHETIC FOOT WITH FOOT SHELL WITH DIVIDED FOREFOOT AREA CUSHIONING HEEL HIGH ENERGY RETURN MULTI AXIAL FUNCTION SIZE: 31 CM LEFT | PROSTHETICS & ORTHOSIS SUPPLIES
5784 | 4224200113300 | PROSTHETIC MULTIAXIAL FOOT WITH DIVIDED HEEL 3 - D SPACER SMOOTH TRANSITION FROM STANCE PHASE TO SWING PHASE PHYSIOLOGICAL ROLLOVER AND S - SPRING MULTI - AXIAL MOBILITY TO COMPENSATE FOR UNEVEN SURFACES AND COMFORTABLE WALKING UPHILL AND ON INCLINES ELASTIC FOAM COMPRESSION SPRING ARCH AT HEEL STRIKE OF THE BACK SPRING ARCH AT ROLLOVER SIZE: 30 CM LEFT | PROSTHETICS & ORTHOSIS SUPPLIES
5785 | 4224200113200 | PROSTHETIC MULTIAXIAL FOOT WITH DIVIDED HEEL 3 - D SPACER SMOOTH TRANSITION FROM STANCE PHASE TO SWING PHASE PHYSIOLOGICAL ROLLOVER AND S - SPRING MULTI - AXIAL MOBILITY TO COMPENSATE FOR UNEVEN SURFACES AND COMFORTABLE WALKING UPHILL AND ON INCLINES ELASTIC FOAM COMPRESSION SPRING ARCH AT HEEL STRIKE OF THE BACK SPRING ARCH AT ROLLOVER SIZE: 29 CM LEFT | PROSTHETICS & ORTHOSIS SUPPLIES
5786 | 4224200113100 | PROSTHETIC MULTIAXIAL FOOT WITH DIVIDED HEEL 3 - D SPACER SMOOTH TRANSITION FROM STANCE PHASE TO SWING PHASE PHYSIOLOGICAL ROLLOVER AND S - SPRING MULTI - AXIAL MOBILITY TO COMPENSATE FOR UNEVEN SURFACES AND COMFORTABLE WALKING UPHILL AND ON INCLINES ELASTIC FOAM COMPRESSION SPRING ARCH AT HEEL STRIKE OF THE BACK SPRING ARCH AT ROLLOVER SIZE: 28 CM LEFT | PROSTHETICS & ORTHOSIS SUPPLIES
5787 | 4224200113000 | PROSTHETIC MULTIAXIAL FOOT WITH DIVIDED HEEL 3 - D SPACER SMOOTH TRANSITION FROM STANCE PHASE TO SWING PHASE PHYSIOLOGICAL ROLLOVER AND S - SPRING MULTI - AXIAL MOBILITY TO COMPENSATE FOR UNEVEN SURFACES AND COMFORTABLE WALKING UPHILL AND ON INCLINES ELASTIC FOAM COMPRESSION SPRING ARCH AT HEEL STRIKE OF THE BACK SPRING ARCH AT ROLLOVER SIZE: 27 CM LEFT | PROSTHETICS & ORTHOSIS SUPPLIES
5788 | 4224200112900 | SILICONE LINER LOCKING FOR TRANSFEMORAL AMPUTEES ANTIBACTERIAL MATERIAL SUITABLE FOR AMPUTEES WITH EXCESS SOFT TISSUE SKEO 3D OR EQUIVALENT CLOTH COVER CONICAL SHAPE IN DISTAL CYLINDRICAL SHAPE IN PROXIMAL THICKNESS FROM 4.5 MM DISTAL 2.5 MM PROXIMAL SIZE 320 MM APPROXIMATELY | PROSTHETICS & ORTHOSIS SUPPLIES
5789 | 4224200112600 | PROSTHETIC MULTIAXIAL FOOT WITH DIVIDED HEEL 3 - D SPACER SMOOTH TRANSITION FROM STANCE PHASE TO SWING PHASE PHYSIOLOGICAL ROLLOVER AND S - SPRING MULTI - AXIAL MOBILITY TO COMPENSATE FOR UNEVEN SURFACES AND COMFORTABLE WALKING UPHILL AND ON INCLINES ELASTIC FOAM COMPRESSION SPRING ARCH AT HEEL STRIKE OF THE BACK SPRING ARCH AT ROLLOVER SIZE: 25 CM RIGHT | PROSTHETICS & ORTHOSIS SUPPLIES
5790 | 4224200114300 | ORTHOTIC KNEE JOINT RING LOCK RING LOCK EXTENDED LOCKING SURFACE DROP LOCK ALUMINUM ROUNDED ALUMINUM SQUARED STAINLESS STEEL AND TITANIUM UPRIGHTS AVAILABLE STRONGEST RING LOCK KNEE JOINT PROVIDES STABILITY DURING THE STANCE PHASE OF GAIT MEDIAL/LATERAL CONTROL GENU RECURVATUM PROFOUND QUADRICEP INSTABILITY | PROSTHETICS & ORTHOSIS SUPPLIES
5791 | 4224200109000 | PROSTHETIC FOOT FOR MEN, DYNAMIC SACH FOOT WITH ADAPTER, WITH INNER FLEXIBLE FOOT, DORSAL REINFORCEMENT, MEDIUM DENSITY HEEL AND RESEMBLES THE NATURAL FOOT SHAPE WITH SMOOTH SURFACE, SHAPED TOES AND SANDAL TOE, COMFORTABLE HEEL STRIKE AND A SMOOTHER MORE DYNAMIC, HEEL HEIGHT 10 MM, RIGHT, MEN, SIZE 23 CM | PROSTHETICS & ORTHOSIS SUPPLIES
5792 | 4224200108800 | PROSTHETIC FOOT FOR MEN, DYNAMIC SACH FOOT WITH ADAPTER, WITH INNER FLEXIBLE FOOT, DORSAL REINFORCEMENT, MEDIUM DENSITY HEEL AND RESEMBLES THE NATURAL FOOT SHAPE WITH SMOOTH SURFACE, SHAPED TOES AND SANDAL TOE, COMFORTABLE HEEL STRIKE AND A SMOOTHER MORE DYNAMIC, HEEL HEIGHT 10 MM, LEFT, MEN, SIZE 27 CM | PROSTHETICS & ORTHOSIS SUPPLIES
5793 | 4224200035100 | BENDING FORK, AN ORTHOTICS WORKSHOP TOOL, FOR SHAPING OF STEELS, METALS PLATE AND ORTHOTICS BRACES | PROSTHETICS & ORTHOSIS SUPPLIES
5794 | 4224200035200 | FIXTURE FOR BENDING BANDS, AN ORTHOTICS WORKSHOP TOOL, FOR BRACES AN ORTHOTICS FOR SHAPING OF STEELS AND METALS PLATE | PROSTHETICS & ORTHOSIS SUPPLIES
5795 | 4224200035300 | FLAT SURFORM FILE, AN ORTHOTICS WORKSHOP TOOL, FOR SHAPING OF CASTING AND MODIFICATION PURPOSE | PROSTHETICS & ORTHOSIS SUPPLIES
5796 | 4224200035400 | HALF-ROUND SURFORM FILE AN ORTHOTICS WORKSHOP TOOL FOR SHAPING OF CASTING AND MODIFICATION PURPOSE | PROSTHETICS & ORTHOSIS SUPPLIES
5797 | 4224200035500 | ROUND SURFORM FILE, AN ORTHOTICS WORKSHOP TOOL, FOR SHAPING OF CASTING AND MODIFICATION PURPOSE | PROSTHETICS & ORTHOSIS SUPPLIES
5798 | 4224200035600 | STEEL RULER AN ORTHOTICS WORKSHOP TOOL SCALES 50-60 CM APPROXIMATELY | PROSTHETICS & ORTHOSIS SUPPLIES
5799 | 4224200035700 | STEEL RULER AN ORTHOTICS WORKSHOP TOOL SCALES 30 CM APPROXIMATELY | PROSTHETICS & ORTHOSIS SUPPLIES
5800 | 4224200035800 | ADJUSTABLE GONIOMETER MANAGEABLE AN ORTHOTICS WORKSHOP TOOL POSITIONING OF THE ROTATING LEVEL USING A HAND WHEEL. SOLE MADE OF AL = UMINUM WITH INTEGRATED MAGNETS. ROTATION DISK SCALE IN DEGREES AND MM/M DIMENSIONS ( L X W X H ) 250 X 20 X 125 MM APPROXIMATELY WEIGHT 0.370 KG | PROSTHETICS & ORTHOSIS SUPPLIES
5801 | 4224200037400 | SHUTTLE LOCK WITH PYRAMID ATTACHED OUTSIDE SOCKET ALUMINUM BODY | PROSTHETICS & ORTHOSIS SUPPLIES
5802 | 4224200036700 | PLASTIC HEAD HAMMER, AN ORTHOTICS WORKSHOP TOOL | PROSTHETICS & ORTHOSIS SUPPLIES
5803 | 4224200036600 | ROTARY HOLE LEATHER PUNCHER, AN ORTHOTICS WORKSHOP TOOL, PUNCHED, WITH SIX PUNCHING TUBES DIAMETERS: 2 / 2.5 / 3 / 3.5 / 4 AND 5 MM | PROSTHETICS & ORTHOSIS SUPPLIES
5804 | 4224200036500 | SPANNER WRENCHES KIT, STEEL, AN ORTHOTICS WORKSHOP TOOL | PROSTHETICS & ORTHOSIS SUPPLIES
5805 | 4224200036400 | VERTICAL FABRICATING JIG, AN ORTHOTICS WORKSHOP TOOL, FOR ASSEMBLING A PROSTHESIS | PROSTHETICS & ORTHOSIS SUPPLIES
5806 | 4224200036300 | ELECTRONIC WEIGHING SCALES OF MATERIAL IN A CONTAINER AN ORTHOTICS WORKSHOP TOOL SUITABLE FOR BATTERY AND MAINS OPERATION ROBUST DESIGN CAN BE TARED TOTAL WEIGHT IS DISPLAYED AFTER THE WEIGHT IS REMOVED FROM THE SCALE PAN DIMENSIONS ( W X D X H ) 140-250 X 200-240 X 60-90 MM APPROXIMATELY WEIGHING RANGE UP TO 6000 G | PROSTHETICS & ORTHOSIS SUPPLIES
5807 | 4224200036200 | TRY SQUARE AN ORTHOTICS WORKSHOP TOOL STEEL SQUARE 90 DEGREE STEEL GALVANISED SIDE PIECE LENGTH 200 X 130 MM APPROXIMATELY | PROSTHETICS & ORTHOSIS SUPPLIES
5808 | 4224200035000 | STORAGE CONTAINER FOR GLUE AN ORTHOTICS WORKSHOP TOOL FLAT BRUSH FOR ADHESIVE VARNISH CONTENTS 450-800 ML | PROSTHETICS & ORTHOSIS SUPPLIES
5809 | 4224200108900 | PROSTHETIC FOOT FOR MEN, DYNAMIC SACH FOOT WITH ADAPTER, WITH INNER FLEXIBLE FOOT, DORSAL REINFORCEMENT, MEDIUM DENSITY HEEL AND RESEMBLES THE NATURAL FOOT SHAPE WITH SMOOTH SURFACE, SHAPED TOES AND SANDAL TOE, COMFORTABLE HEEL STRIKE AND A SMOOTHER MORE DYNAMIC, HEEL HEIGHT 10 MM, RIGHT, MEN, SIZE 22 CM | PROSTHETICS & ORTHOSIS SUPPLIES
5810 | 4224200034900 | BENDING IRONS KIT, AN ORTHOTICS WORKSHOP TOOL, FOR SHAPING OF STEELS, METAL PLATE AND ORTHOTICS BRACES | PROSTHETICS & ORTHOSIS SUPPLIES
5811 | 4224200107200 | SILICONE LINER LOCKING FOR TRANSFEMORAL AMPUTEES ANTIBACTERIAL MATERIAL SUITABLE FOR AMPUTEES WITH EXCESS SOFT TISSUE SKEO 3D OR EQUIVALENT CLOTH COVER CONICAL SHAPE IN DISTAL CYLINDRICAL SHAPE IN PROXIMAL THICKNESS FROM 4.5 MM DISTAL 2.5 MM PROXIMAL SIZE 360 MM APPROXIMATELY | PROSTHETICS & ORTHOSIS SUPPLIES
5812 | 4224200108700 | PROSTHETIC FOOT FOR MEN, DYNAMIC SACH FOOT WITH ADAPTER, WITH INNER FLEXIBLE FOOT, DORSAL REINFORCEMENT, MEDIUM DENSITY HEEL AND RESEMBLES THE NATURAL FOOT SHAPE WITH SMOOTH SURFACE, SHAPED TOES AND SANDAL TOE, COMFORTABLE HEEL STRIKE AND A SMOOTHER MORE DYNAMIC, HEEL HEIGHT 10 MM, LEFT, MEN, SIZE 25 CM | PROSTHETICS & ORTHOSIS SUPPLIES
5813 | 4224200108600 | PROSTHETIC FOOT FOR MEN, DYNAMIC SACH FOOT WITH ADAPTER, WITH INNER FLEXIBLE FOOT, DORSAL REINFORCEMENT, MEDIUM DENSITY HEEL AND RESEMBLES THE NATURAL FOOT SHAPE WITH SMOOTH SURFACE, SHAPED TOES AND SANDAL TOE, COMFORTABLE HEEL STRIKE AND A SMOOTHER MORE DYNAMIC, HEEL HEIGHT 10 MM, LEFT, MEN, SIZE 24 CM | PROSTHETICS & ORTHOSIS SUPPLIES
5814 | 4224200108500 | PROSTHETIC FOOT FOR MEN, DYNAMIC SACH FOOT WITH ADAPTER, WITH INNER FLEXIBLE FOOT, DORSAL REINFORCEMENT, MEDIUM DENSITY HEEL AND RESEMBLES THE NATURAL FOOT SHAPE WITH SMOOTH SURFACE, SHAPED TOES AND SANDAL TOE, COMFORTABLE HEEL STRIKE AND A SMOOTHER MORE DYNAMIC, HEEL HEIGHT 10 MM, RIGHT, MEN, SIZE 26 CM | PROSTHETICS & ORTHOSIS SUPPLIES
5815 | 4224200108400 | PROSTHETIC FOOT FOR MEN, DYNAMIC SACH FOOT WITH ADAPTER, WITH INNER FLEXIBLE FOOT, DORSAL REINFORCEMENT, MEDIUM DENSITY HEEL AND RESEMBLES THE NATURAL FOOT SHAPE WITH SMOOTH SURFACE, SHAPED TOES AND SANDAL TOE, COMFORTABLE HEEL STRIKE AND A SMOOTHER MORE DYNAMIC, HEEL HEIGHT 10 MM, RIGHT, MEN, SIZE 25 CM | PROSTHETICS & ORTHOSIS SUPPLIES
5816 | 4224200108300 | PROSTHETIC FOOT FOR MEN, DYNAMIC SACH FOOT WITH ADAPTER, WITH INNER FLEXIBLE FOOT, DORSAL REINFORCEMENT, MEDIUM DENSITY HEEL AND RESEMBLES THE NATURAL FOOT SHAPE WITH SMOOTH SURFACE, SHAPED TOES AND SANDAL TOE, COMFORTABLE HEEL STRIKE AND A SMOOTHER MORE DYNAMIC, HEEL HEIGHT 10 MM, RIGHT, MEN, SIZE 24 CM | PROSTHETICS & ORTHOSIS SUPPLIES
5817 | 4224200108200 | PROSTHETIC FOOT FOR MEN, DYNAMIC SACH FOOT WITH ADAPTER, WITH INNER FLEXIBLE FOOT, DORSAL REINFORCEMENT, MEDIUM DENSITY HEEL AND RESEMBLES THE NATURAL FOOT SHAPE WITH SMOOTH SURFACE, SHAPED TOES AND SANDAL TOE, COMFORTABLE HEEL STRIKE AND A SMOOTHER MORE DYNAMIC, HEEL HEIGHT 10 MM, LEFT, MEN, SIZE 28 CM | PROSTHETICS & ORTHOSIS SUPPLIES
5818 | 4224200108100 | PROSTHETIC FOOT FOR MEN, DYNAMIC SACH FOOT WITH ADAPTER, WITH INNER FLEXIBLE FOOT, DORSAL REINFORCEMENT, MEDIUM DENSITY HEEL AND RESEMBLES THE NATURAL FOOT SHAPE WITH SMOOTH SURFACE, SHAPED TOES AND SANDAL TOE, COMFORTABLE HEEL STRIKE AND A SMOOTHER MORE DYNAMIC, HEEL HEIGHT 10 MM, LEFT, MEN, SIZE 26 CM | PROSTHETICS & ORTHOSIS SUPPLIES
5819 | 4224200108000 | PROSTHETIC FOOT FOR MEN, DYNAMIC SACH FOOT WITH ADAPTER, WITH INNER FLEXIBLE FOOT, DORSAL REINFORCEMENT, MEDIUM DENSITY HEEL AND RESEMBLES THE NATURAL FOOT SHAPE WITH SMOOTH SURFACE, SHAPED TOES AND SANDAL TOE, COMFORTABLE HEEL STRIKE AND A SMOOTHER MORE DYNAMIC, HEEL HEIGHT 10 MM, LEFT, MEN, SIZE 23 CM | PROSTHETICS & ORTHOSIS SUPPLIES
5820 | 4224200107900 | PROSTHETIC FOOT FOR MEN, DYNAMIC SACH FOOT WITH ADAPTER, WITH INNER FLEXIBLE FOOT, DORSAL REINFORCEMENT, MEDIUM DENSITY HEEL AND RESEMBLES THE NATURAL FOOT SHAPE WITH SMOOTH SURFACE, SHAPED TOES AND SANDAL TOE, COMFORTABLE HEEL STRIKE AND A SMOOTHER MORE DYNAMIC, HEEL HEIGHT 10 MM, LEFT, MEN, SIZE 22 CM | PROSTHETICS & ORTHOSIS SUPPLIES
5821 | 4224200107700 | DYNAMIC ANKLE FOOT ORTHOSIS (DAFO) RIGHT FOOT SIZE 10 INCHES FOOT PLATE 93/4 INCHES HEIGHT AT THICKEST PART OF CALF 12 1/2 INCHES - 14 1/4 INCHES PROXIMAL STRAP 131/4 INCHES HEEL HEIGHT 3/5 INCHES APPROXIMATELY CARBON FIBER INCORPORATED LIGHTWEIGHT ENERGY RETURN WITH TEXTILE COVER TO PREVENT SKIN CONTACT | PROSTHETICS & ORTHOSIS SUPPLIES
5822 | 4224200107600 | DYNAMIC ANKLE FOOT ORTHOSIS (DAFO) RIGHT FOOT SIZE 10 3/4 INCHES FOOT PLATE 10 1/4 INCHES HEIGHT AT THICKEST PART OF CALF 13 1/4 INCH-15 INCHES PROXIMAL STRAP 14 1/4 INCHES HEEL HEIGHT 3/5 INCHES APPROXIMATELY CARBON FIBER INCORPORATED LIGHTWEIGHT ENERGY RETURN WITH TEXTILE COVER TO PREVENT SKIN CONTACT | PROSTHETICS & ORTHOSIS SUPPLIES
5823 | 4224200034500 | DRILL BITS KIT, AN ORTHOTICS WORKSHOP TOOL, USING FOR CUT AND MAKE HOLE FOR WOOD SURFACES | PROSTHETICS & ORTHOSIS SUPPLIES
5824 | 4224200034600 | DRILL BITS KIT, AN ORTHOTICS WORKSHOP TOOL, USING FOR CUT AND MAKE HOLE FOR METAL SURFACES | PROSTHETICS & ORTHOSIS SUPPLIES
5825 | 4224200034700 | DRILL BITS KIT, AN ORTHOTICS WORKSHOP TOOL, USING FOR CUT AND MAKE HOLE FOR STEEL SURFACES | PROSTHETICS & ORTHOSIS SUPPLIES
5826 | 4224200107300 | PROSTHETIC MULTIAXIAL FOOT WITH DIVIDED HEEL 3 - D SPACER SMOOTH TRANSITION FROM STANCE PHASE TO SWING PHASE PHYSIOLOGICAL ROLLOVER AND S - SPRING MULTI - AXIAL MOBILITY TO COMPENSATE FOR UNEVEN SURFACES AND COMFORTABLE WALKING UPHILL AND ON INCLINES ELASTIC FOAM COMPRESSION SPRING ARCH AT HEEL STRIKE OF THE BACK SPRING ARCH AT ROLLOVER SIZE: 28 CM RIGHT | PROSTHETICS & ORTHOSIS SUPPLIES
5827 | 4224200034800 | TUBE CUTTER, AN ORTHOTICS WORKSHOP TOOL, ESPECIALLY COMPACT AND HANDY DESIGN, CUTTING WHEEL FOR ESPECIALLY LONG SERVICE LIVES AND ESPECIALLY SUITABLE FOR STAINLESS STEEL | PROSTHETICS & ORTHOSIS SUPPLIES
5828 | 4224200146800 | PROSTHETIC FOOT SACH (SOLID ANKLE CUSHION HEEL) HAS A NATURAL SHAPE SHAPED TOES AND A SANDAL TOE DESIGNED FOR USE IN MODULAR AND EXOSKELETAL PROSTHESIS BODY WEIGHT OF UP TO 125 KG. MEN 10 MM TOES RIGHT SIZE 27 | PROSTHETICS & ORTHOSIS SUPPLIES
5829 | 4224200114400 | ORTHOTIC KNEE JOINT RING LOCK RING LOCKDROP LOCK NO PROTRUSION WHEN FLEXED ALUMINUM ROUNDED ALUMINUM SQUARED STAINLESS STEEL AND TITANIUM UPRIGHTS AVAILABLE INFANT SIZE S AVAILABLE VARUS/VALGUS CONTOURS AVAILABLE NO PROTRUSION WHEN FLEXED PROVIDES STABILITY DURING THE STANCE PHASE OF GAIT MEDIAL/LATERAL CONTROL GENU RECURVATUM PROFOUND QUADRICEP INSTABILITY | PROSTHETICS & ORTHOSIS SUPPLIES
5830 | 4224200033800 | CORDLESS JIGSAW, AN ORTHOTICS WORKSHOP TOOL, 4-STAGE PENDULUM STROKE, KNOB HANDLE, ELECTRONICS INCLUDE CHOICE OF PROPER STROKE FOR RESPECTIVE MATERIAL, FIXTEC QUICK-CLAMPING SYSTEM FOR CHANGING SAW BLADES WITHOUT THE NEED FOR TOOLS, QUICK-ADJUSTMENT SYSTEM FOR 45° BEVEL CUTS, STABLE ALUMINUM CAST BASE PLATE FOR PRECISION WORK, METAL CHIP BLOWER, IDLE SPEED 450 - 3, 000 MIN-1, STROKE DEPTH 26 MM | PROSTHETICS & ORTHOSIS SUPPLIES
5831 | 4224200120300 | PROSTHETIC FOOT FOR CHILDREN SIZE 15 LEFT SUPPLIED WITH FOOT ADAPTER AND SCREW CONNECTION TUBE ADAPTER TUBE CLAMP ADAPTER SOCKET ADAPTER COSMETIC FOAM AND PERLON STOCKINGS | PROSTHETICS & ORTHOSIS SUPPLIES
5832 | 4224200120200 | PROSTHETIC FOOT FOR CHILDREN SIZE 14 LEFT SUPPLIED WITH FOOT ADAPTER AND SCREW CONNECTION TUBE ADAPTER TUBE CLAMP ADAPTER SOCKET ADAPTER COSMETIC FOAM AND PERLON STOCKINGS | PROSTHETICS & ORTHOSIS SUPPLIES
5833 | 4224200120000 | PROSTHETIC FOOT LIGHTWEIGHT CARBON WITH COMFORTABLE ROLLOVER CHARACTERISTICS INCLUDES THE FOOTSHELL WITH COSMESIS CONNECTION CAP S = MOOTH TRANSITION FROM STANCE PHASE TO SWING PHASE MULTI - AXIAL MOBILITY TO COMPENSATE FOR UNEVEN SURFACES AND COMFORTABLE WALKING UPHILL AND ON INCLINES GOOD ENERGY RETURN IN THE FOREFOOT AND HEEL GOOD SHOCK ABSORPTION PROGRESSIVE SPRING CHARACTERISTICS SAFETY: CONTROLLED PLANTAR FLEXION OF UP TO 12 DEGREE VERY GOOD IN - /EVERSION AND PRO - SUPINATION GOOD INITIATION OF KNEE FLEXION RIGHT SIZE 29 | PROSTHETICS & ORTHOSIS SUPPLIES
5834 | 4224200119900 | PROSTHETIC FOOT LIGHTWEIGHT CARBON WITH COMFORTABLE ROLLOVER CHARACTERISTICS INCLUDES THE FOOTSHELL WITH COSMESIS CONNECTION CAP S = MOOTH TRANSITION FROM STANCE PHASE TO SWING PHASE MULTI - AXIAL MOBILITY TO COMPENSATE FOR UNEVEN SURFACES AND COMFORTABLE WALKING UPHILL AND ON INCLINES GOOD ENERGY RETURN IN THE FOREFOOT AND HEEL GOOD SHOCK ABSORPTION PROGRESSIVE SPRING CHARACTERISTICS SAFETY: CONTROLLED PLANTAR FLEXION OF UP TO 12 DEGREE VERY GOOD IN - /EVERSION AND PRO - SUPINATION GOOD INITIATION OF KNEE FLEXION RIGHT SIZE 28 | PROSTHETICS & ORTHOSIS SUPPLIES
5835 | 4224200119800 | PROSTHETIC FOOT LIGHTWEIGHT CARBON WITH COMFORTABLE ROLLOVER CHARACTERISTICS INCLUDES THE FOOTSHELL WITH COSMESIS CONNECTION CAP S = MOOTH TRANSITION FROM STANCE PHASE TO SWING PHASE MULTI - AXIAL MOBILITY TO COMPENSATE FOR UNEVEN SURFACES AND COMFORTABLE WALKING UPHILL AND ON INCLINES GOOD ENERGY RETURN IN THE FOREFOOT AND HEEL GOOD SHOCK ABSORPTION PROGRESSIVE SPRING CHARACTERISTICS SAFETY: CONTROLLED PLANTAR FLEXION OF UP TO 12 DEGREE VERY GOOD IN - /EVERSION AND PRO - SUPINATION GOOD INITIATION OF KNEE FLEXION RIGHT SIZE 27 | PROSTHETICS & ORTHOSIS SUPPLIES
5836 | 4224200119700 | PROSTHETIC FOOT LIGHTWEIGHT CARBON WITH COMFORTABLE ROLLOVER CHARACTERISTICS INCLUDES THE FOOTSHELL WITH COSMESIS CONNECTION CAP S = MOOTH TRANSITION FROM STANCE PHASE TO SWING PHASE MULTI - AXIAL MOBILITY TO COMPENSATE FOR UNEVEN SURFACES AND COMFORTABLE WALKING UPHILL AND ON INCLINES GOOD ENERGY RETURN IN THE FOREFOOT AND HEEL GOOD SHOCK ABSORPTION PROGRESSIVE SPRING CHARACTERISTICS SAFETY: CONTROLLED PLANTAR FLEXION OF UP TO 12 DEGREE VERY GOOD IN - /EVERSION AND PRO - SUPINATION GOOD INITIATION OF KNEE FLEXION RIGHT SIZE 26 | PROSTHETICS & ORTHOSIS SUPPLIES
5837 | 4224200119600 | PROSTHETIC FOOT LIGHTWEIGHT CARBON WITH COMFORTABLE ROLLOVER CHARACTERISTICS INCLUDES THE FOOTSHELL WITH COSMESIS CONNECTION CAP S = MOOTH TRANSITION FROM STANCE PHASE TO SWING PHASE MULTI - AXIAL MOBILITY TO COMPENSATE FOR UNEVEN SURFACES AND COMFORTABLE WALKING UPHILL AND ON INCLINES GOOD ENERGY RETURN IN THE FOREFOOT AND HEEL GOOD SHOCK ABSORPTION PROGRESSIVE SPRING CHARACTERISTICS SAFETY: CONTROLLED PLANTAR FLEXION OF UP TO 12 DEGREE VERY GOOD IN - /EVERSION AND PRO - SUPINATION GOOD INITIATION OF KNEE FLEXION RIGHT SIZE 25 | PROSTHETICS & ORTHOSIS SUPPLIES
5838 | 4224200119500 | PROSTHETIC FOOT LIGHTWEIGHT CARBON WITH COMFORTABLE ROLLOVER CHARACTERISTICS INCLUDES THE FOOTSHELL WITH COSMESIS CONNECTION CAP S = MOOTH TRANSITION FROM STANCE PHASE TO SWING PHASE MULTI - AXIAL MOBILITY TO COMPENSATE FOR UNEVEN SURFACES AND COMFORTABLE WALKING UPHILL AND ON INCLINES GOOD ENERGY RETURN IN THE FOREFOOT AND HEEL GOOD SHOCK ABSORPTION PROGRESSIVE SPRING CHARACTERISTICS SAFETY: CONTROLLED PLANTAR FLEXION OF UP TO 12 DEGREE VERY GOOD IN - /EVERSION AND PRO - SUPINATION GOOD INITIATION OF KNEE FLEXION RIGHT SIZE 24 | PROSTHETICS & ORTHOSIS SUPPLIES
5839 | 4224200119300 | PROSTHETIC FOOT LIGHTWEIGHT CARBON WITH COMFORTABLE ROLLOVER CHARACTERISTICS INCLUDES THE FOOTSHELL WITH COSMESIS CONNECTION CAP S = MOOTH TRANSITION FROM STANCE PHASE TO SWING PHASE MULTI - AXIAL MOBILITY TO COMPENSATE FOR UNEVEN SURFACES AND COMFORTABLE WALKING UPHILL AND ON INCLINES GOOD ENERGY RETURN IN THE FOREFOOT AND HEEL GOOD SHOCK ABSORPTION PROGRESSIVE SPRING CHARACTERISTICS SAFETY: CONTROLLED PLANTAR FLEXION OF UP TO 12 DEGREE VERY GOOD IN - /EVERSION AND PRO - SUPINATION GOOD INITIATION OF KNEE FLEXION LEFT SIZE 29 | PROSTHETICS & ORTHOSIS SUPPLIES
5840 | 4224200119200 | PROSTHETIC FOOT LIGHTWEIGHT CARBON WITH COMFORTABLE ROLLOVER CHARACTERISTICS INCLUDES THE FOOTSHELL WITH COSMESIS CONNECTION CAP S = MOOTH TRANSITION FROM STANCE PHASE TO SWING PHASE MULTI - AXIAL MOBILITY TO COMPENSATE FOR UNEVEN SURFACES AND COMFORTABLE WALKING UPHILL AND ON INCLINES GOOD ENERGY RETURN IN THE FOREFOOT AND HEEL GOOD SHOCK ABSORPTION PROGRESSIVE SPRING CHARACTERISTICS SAFETY: CONTROLLED PLANTAR FLEXION OF UP TO 12 DEGREE VERY GOOD IN - /EVERSION AND PRO - SUPINATION GOOD INITIATION OF KNEE FLEXION LEFT SIZE 28 | PROSTHETICS & ORTHOSIS SUPPLIES
5841 | 4224200119100 | PROSTHETIC FOOT LIGHTWEIGHT CARBON WITH COMFORTABLE ROLLOVER CHARACTERISTICS INCLUDES THE FOOTSHELL WITH COSMESIS CONNECTION CAP S = MOOTH TRANSITION FROM STANCE PHASE TO SWING PHASE MULTI - AXIAL MOBILITY TO COMPENSATE FOR UNEVEN SURFACES AND COMFORTABLE WALKING UPHILL AND ON INCLINES GOOD ENERGY RETURN IN THE FOREFOOT AND HEEL GOOD SHOCK ABSORPTION PROGRESSIVE SPRING CHARACTERISTICS SAFETY: CONTROLLED PLANTAR FLEXION OF UP TO 12 DEGREE VERY GOOD IN - /EVERSION AND PRO - SUPINATION GOOD INITIATION OF KNEE FLEXION LEFT SIZE 27 | PROSTHETICS & ORTHOSIS SUPPLIES
5842 | 4224200119000 | PROSTHETIC FOOT LIGHTWEIGHT CARBON WITH COMFORTABLE ROLLOVER CHARACTERISTICS INCLUDES THE FOOTSHELL WITH COSMESIS CONNECTION CAP S = MOOTH TRANSITION FROM STANCE PHASE TO SWING PHASE MULTI - AXIAL MOBILITY TO COMPENSATE FOR UNEVEN SURFACES AND COMFORTABLE WALKING UPHILL AND ON INCLINES GOOD ENERGY RETURN IN THE FOREFOOT AND HEEL GOOD SHOCK ABSORPTION PROGRESSIVE SPRING CHARACTERISTICS SAFETY: CONTROLLED PLANTAR FLEXION OF UP TO 12 DEGREE VERY GOOD IN - /EVERSION AND PRO - SUPINATION GOOD INITIATION OF KNEE FLEXION LEFT SIZE 26 | PROSTHETICS & ORTHOSIS SUPPLIES
5843 | 4224200118900 | PROSTHETIC FOOT LIGHTWEIGHT CARBON WITH COMFORTABLE ROLLOVER CHARACTERISTICS INCLUDES THE FOOTSHELL WITH COSMESIS CONNECTION CAP S = MOOTH TRANSITION FROM STANCE PHASE TO SWING PHASE MULTI - AXIAL MOBILITY TO COMPENSATE FOR UNEVEN SURFACES AND COMFORTABLE WALKING UPHILL AND ON INCLINES GOOD ENERGY RETURN IN THE FOREFOOT AND HEEL GOOD SHOCK ABSORPTION PROGRESSIVE SPRING CHARACTERISTICS SAFETY: CONTROLLED PLANTAR FLEXION OF UP TO 12 DEGREE VERY GOOD IN - /EVERSION AND PRO - SUPINATION GOOD INITIATION OF KNEE FLEXION LEFT SIZE 25 | PROSTHETICS & ORTHOSIS SUPPLIES
5844 | 4224200118800 | PROSTHETIC FOOT LIGHTWEIGHT CARBON WITH COMFORTABLE ROLLOVER CHARACTERISTICS INCLUDES THE FOOTSHELL WITH COSMESIS CONNECTION CAP S = MOOTH TRANSITION FROM STANCE PHASE TO SWING PHASE MULTI - AXIAL MOBILITY TO COMPENSATE FOR UNEVEN SURFACES AND COMFORTABLE WALKING UPHILL AND ON INCLINES GOOD ENERGY RETURN IN THE FOREFOOT AND HEEL GOOD SHOCK ABSORPTION PROGRESSIVE SPRING CHARACTERISTICS SAFETY: CONTROLLED PLANTAR FLEXION OF UP TO 12 DEGREE VERY GOOD IN - /EVERSION AND PRO - SUPINATION GOOD INITIATION OF KNEE FLEXION LEFT SIZE 24 | PROSTHETICS & ORTHOSIS SUPPLIES
5845 | 4224200118700 | PROSTHETIC FOOT MULTI - AXIAL FUNCTION FLEXIBLE KEEL FOOT WITH TOES WITH ASSEMBLED TITANIUM ADAPTER PERMITS MULTI AXIAL ANKLE MOVEMENT AND HAS PRONATION SUPINATION AND ROTATION IN THE HORIZONTAL PLANE FOAM CONNECTION CAP K LEVEL UP TO K3 MAX. BODY WEIGHT 100 KG SIZE: 29 RIGHT | PROSTHETICS & ORTHOSIS SUPPLIES
5846 | 4224200120400 | PROSTHETIC FOOT FOR CHILDREN SIZE 16 LEFT SUPPLIED WITH FOOT ADAPTER AND SCREW CONNECTION TUBE ADAPTER TUBE CLAMP ADAPTER SOCKET ADAPTER COSMETIC FOAM AND PERLON STOCKINGS | PROSTHETICS & ORTHOSIS SUPPLIES
5847 | 4224200118600 | PROSTHETIC FOOT MULTI - AXIAL FUNCTION FLEXIBLE KEEL FOOT WITH TOES WITH ASSEMBLED TITANIUM ADAPTER PERMITS MULTI AXIAL ANKLE MOVEMENT AND HAS PRONATION SUPINATION AND ROTATION IN THE HORIZONTAL PLANE FOAM CONNECTION CAP K LEVEL UP TO K3 MAX. BODY WEIGHT 100 KG SIZE: 28 RIGHT | PROSTHETICS & ORTHOSIS SUPPLIES
5848 | 4224200120500 | PROSTHETIC FOOT FOR CHILDREN SIZE 17 LEFT SUPPLIED WITH FOOT ADAPTER AND SCREW CONNECTION TUBE ADAPTER TUBE CLAMP ADAPTER SOCKET ADAPTER COSMETIC FOAM AND PERLON STOCKINGS | PROSTHETICS & ORTHOSIS SUPPLIES
5849 | 4224200033500 | AVIATION SNIPS SHEAR, STEEL, AN ORTHOTICS WORKSHOP TOOL | PROSTHETICS & ORTHOSIS SUPPLIES
5850 | 4224200121600 | PROSTHETIC FOOT FOR CHILDREN SIZE 20 RIGHT. SUPPLIED WITH FOOT ADAPTER AND SCREW CONNECTION TUBE ADAPTER TUBE CLAMP ADAPTER SOCKET ADAPTER COSMETIC FOAM AND PERLON STOCKINGS | PROSTHETICS & ORTHOSIS SUPPLIES
5851 | 4224200121500 | PROSTHETIC FOOT FOR CHILDREN SIZE 19 RIGHT. SUPPLIED WITH FOOT ADAPTER AND SCREW CONNECTION TUBE ADAPTER TUBE CLAMP ADAPTER SOCKET ADAPTER COSMETIC FOAM AND PERLON STOCKINGS | PROSTHETICS & ORTHOSIS SUPPLIES
5852 | 4224200121400 | PROSTHETIC FOOT FOR CHILDREN SIZE 18 RIGHT. SUPPLIED WITH FOOT ADAPTER AND SCREW CONNECTION TUBE ADAPTER TUBE CLAMP ADAPTER SOCKET ADAPTER COSMETIC FOAM AND PERLON STOCKINGS | PROSTHETICS & ORTHOSIS SUPPLIES
5853 | 4224200121300 | PROSTHETIC FOOT FOR CHILDREN SIZE 17 RIGHT SUPPLIED WITH FOOT ADAPTER AND SCREW CONNECTION TUBE ADAPTER TUBE CLAMP ADAPTER SOCKET ADAPTER COSMETIC FOAM AND PERLON STOCKINGS | PROSTHETICS & ORTHOSIS SUPPLIES
5854 | 4224200121200 | PROSTHETIC FOOT FOR CHILDREN SIZE 16 RIGHT SUPPLIED WITH FOOT ADAPTER AND SCREW CONNECTION TUBE ADAPTER TUBE CLAMP ADAPTER SOCKET ADAPTER AND COSMETIC FOAM | PROSTHETICS & ORTHOSIS SUPPLIES
5855 | 4224200121100 | PROSTHETIC FOOT FOR CHILDREN SIZE 15 RIGHT SUPPLIED WITH FOOT ADAPTER AND SCREW CONNECTION TUBE ADAPTER TUBE CLAMP ADAPTER SOCKET ADAPTER COSMETIC FOAM AND PERLON STOCKINGS | PROSTHETICS & ORTHOSIS SUPPLIES
5856 | 4224200121000 | PROSTHETIC FOOT FOR CHILDREN SIZE 14 RIGHT SUPPLIED WITH FOOT ADAPTER AND SCREW CONNECTION TUBE ADAPTER TUBE CLAMP ADAPTER SOCKET ADAPTER COSMETIC FOAM AND PERLON STOCKINGS | PROSTHETICS & ORTHOSIS SUPPLIES
5857 | 4224200033000 | FOLD UP POCKET HEX KEY KIT, AN ORTHOTICS WORKSHOP TOOL, STEEL, INCLUDES HOLDER, WRENCH SIZE 2, 5 / 3 / 4 / 5 / 6 / 8 / 10 | PROSTHETICS & ORTHOSIS SUPPLIES
5858 | 4224200120900 | PROSTHETIC FOOT FOR CHILDREN SIZE 21 LEFT. SUPPLIED WITH FOOT ADAPTER AND SCREW CONNECTION TUBE ADAPTER TUBE CLAMP ADAPTER SOCKET ADAPTER COSMETIC FOAM AND PERLON STOCKINGS | PROSTHETICS & ORTHOSIS SUPPLIES
5859 | 4224200120800 | PROSTHETIC FOOTFOR CHILDREN SIZE 20 LEFT. SUPPLIED WITH FOOT ADAPTER AND SCREW CONNECTION TUBE ADAPTER TUBE CLAMP ADAPTER SOCKET ADAPTER COSMETIC FOAM AND PERLON STOCKINGS | PROSTHETICS & ORTHOSIS SUPPLIES
5860 | 4224200120700 | PROSTHETIC FOOT FOR CHILDREN SIZE 19 LEFT. SUPPLIED WITH FOOT ADAPTER AND SCREW CONNECTION TUBE ADAPTER TUBE CLAMP ADAPTER SOCKET ADAPTER COSMETIC FOAM AND PERLON STOCKINGS | PROSTHETICS & ORTHOSIS SUPPLIES
5861 | 4224200033100 | T- HANDLE HEX KEY SET, STEEL BLADE, AN ORTHOTICS WORKSHOP TOOL, WITH PLASTIC T-HANDLE, WRENCH SIZE 2 / 3 / 4 / 5 / 6 / 8 / 10 | PROSTHETICS & ORTHOSIS SUPPLIES
5862 | 4224200033200 | DRAW KNIFE FOR MODIFICATION PURPOSES, AN ORTHOTICS WORKSHOP TOOL, STEEL BLADE, WITH WOODEN HANDLE | PROSTHETICS & ORTHOSIS SUPPLIES
5863 | 4224200033300 | SKIVING KNIFE, LEATHER CUTTING KNIFE HALF-ROUND, AN ORTHOTICS WORKSHOP TOOL, WOODEN HANDLE WITH BRASS COLLAR | PROSTHETICS & ORTHOSIS SUPPLIES
5864 | 4224200033400 | STRAIGHT HAND SHEARS OR SNIPS, AN ORTHOTICS WORKSHOP TOOL, STEEL, STRAIGHT, WITH TOOTHED BLADE, PAINTED HANDLE | PROSTHETICS & ORTHOSIS SUPPLIES
5865 | 4224200120600 | PROSTHETIC FOOTFOR CHILDREN SIZE 18 LEFT. SUPPLIED WITH FOOT ADAPTER AND SCREW CONNECTION TUBE ADAPTER TUBE CLAMP ADAPTER SOCKET ADAPTER COSMETIC FOAM AND PERLON STOCKINGS | PROSTHETICS & ORTHOSIS SUPPLIES
5866 | 4224200033900 | SCRATCH AWL, AN ORTHOTICS WORKSHOP TOOL, STEEL, WITH ROUND BLADE AND PLASTIC HANDLE | PROSTHETICS & ORTHOSIS SUPPLIES
5867 | 4224200118500 | PROSTHETIC FOOT MULTI - AXIAL FUNCTION FLEXIBLE KEEL FOOT WITH TOES WITH ASSEMBLED TITANIUM ADAPTER PERMITS MULTI AXIAL ANKLE MOVEMENT AND HAS PRONATION SUPINATION AND ROTATION IN THE HORIZONTAL PLANE FOAM CONNECTION CAP K LEVEL UP TO K3 MAX. BODY WEIGHT 100 KG SIZE: 27 RIGHT | PROSTHETICS & ORTHOSIS SUPPLIES
5868 | 4224200118300 | PROSTHETIC FOOT MULTI - AXIAL FUNCTION FLEXIBLE KEEL FOOT WITH TOES WITH ASSEMBLED TITANIUM ADAPTER PERMITS MULTI AXIAL ANKLE MOVEMENT AND HAS PRONATION SUPINATION AND ROTATION IN THE HORIZONTAL PLANE FOAM CONNECTION CAP K LEVEL UP TO K3 MAX. BODY WEIGHT 100 KG SIZE: 25 RIGHT | PROSTHETICS & ORTHOSIS SUPPLIES
5869 | 4224200116100 | PROSTHETIC MODULAR KNEE JOINT LIGHTWEIGHT MONOCENTRIC WITH HYDRAULIC SWING PHASE CONTROL AND WITH POWERFUL LINEAR HYDRAULICS FOR SWING PHASE CONTROL PARTICULARLY WELL SUITED FOR HIGHLY ACTIVE USERS HYDRAULICS FOR SWING PHASE CONTROL ARE ADAPTED TO THE LOWER PENDULUM MASS THE KNEE JOINT HOUSING HAS A DORSAL RECESS TO ALLOW FOR A LARGER FLEXION ANGLE FOR LOADING UP TO 75 KG INCLUDING ROTATABLE SOCKET ADAPTER WITH PYRAMID RECEIVER STAINLESS STEEL TUBE ADAPTER AND TUBE CLAMP ADAPTER ALUMINUM AND COSMETIC FOAM COVER MAXIMUM WEIGHT OF THE KNEE JOINT: 350 GRAMS APPROXIMATELY | PROSTHETICS & ORTHOSIS SUPPLIES
5870 | 4224200116000 | PROSTHETIC MODULAR MONOCENTRIC KNEE JOINT TITANIUM WITH FRICTION BRAKE WITH EXTENSION ASSIST AND PROTECTIVE SLEEVE LOAD-DEPENDENT BRAKE TO CONTROL THE SWING PHASE THE AXIS FRICTION AND THE SPRING FORCE OF THE EXTENSION ASSIST ARE ADJUSTABLE INCLUDING: ROTATABLE SOCKET ADAPTER WITH PYRAMID RECEIVER TUBE ADAPTER PROTECTIVE SLEEVE AND COSMETIC FOAM MAXIMUM WEIGHT OF THE KNEE JOINT : 370 GRAMS APPROXIMATELY | PROSTHETICS & ORTHOSIS SUPPLIES
5871 | 4224200115700 | ORTHOTIC KNEE JOINT RATCHET LOCK PROMOTES FULL KNEE EXTENSION THROUGH INCREMENTAL RANGE OF KNEE FLEXION SECURE SEMI - AUTOMATIC LOCKING MECHANISM ALUMINUM ROUNDED STAINLESS STEEL AND TITANIUM UPRIGHTS AVAILABLE PROVIDE STABILITY DURING THE FLEXION STAGE OF THE KNEE DISTINCTIVE ANTERIOR LOW PROFILE LOCKING MECHANISMS LOCK CAN BE QUICKLY AND EASILY DISENGAGED MEDIAL LATERAL INSTABILITY STATIC PROGRESSIVE POSITIONING RANGE OF MOTION LIMITING | PROSTHETICS & ORTHOSIS SUPPLIES
5872 | 4224200115600 | SILICONE LINER LOCKING FOR TRANSFEMORAL AMPUTEES ANTIBACTERIAL MATERIAL SUITABLE FOR AMPUTEES WITH EXCESS SOFT TISSUE SKEO 3D OR EQUIVALENT CLOTH COVER CONICAL SHAPE IN DISTAL CYLINDRICAL SHAPE IN PROXIMAL THICKNESS FROM 4.5 MM DISTAL 2.5 MM PROXIMAL SIZE 450 MM APPROXIMATELY | PROSTHETICS & ORTHOSIS SUPPLIES
5873 | 4224200115500 | ORTHOTIC KNEE JOINT RING LOCK AXIS OF MOTION POSTERIOR TO UPRIGHT POSTERIOR OFFSET PROVIDES MEDIOLATERAL KNEE STABILITY PROVIDES ANTERIO-POSTERIOR STABILITY WITH LOCK ENGAGED VARUS/VALGUS CONTOURS AVAILABLE IN FANT SIZE S AVAILABLE ALUMINUM ROUNDED ALUMINUM SQUARED STAINLESS STEEL AND TITANIUM UPRIGHTS AVAILABLE PROVIDE STABILITY DURING THE STANCE PHASE OF GAIT MEDIAL/LATERAL CONTROL GENU RECURVATUM PROFOUND QUADRICEP INSTABILITY | PROSTHETICS & ORTHOSIS SUPPLIES
5874 | 4224200115400 | SILICONE LINER LOCKING FOR TRANSFEMORAL AMPUTEES ANTIBACTERIAL MATERIAL SUITABLE FOR AMPUTEES WITH EXCESS SOFT TISSUE SKEO 3D OR EQUIVALENT CLOTH COVER CONICAL SHAPE IN DISTAL CYLINDRICAL SHAPE IN PROXIMAL THICKNESS FROM 4.5 MM DISTAL 2.5 MM PROXIMAL SIZE 400 MM APPROXIMATELY | PROSTHETICS & ORTHOSIS SUPPLIES
5875 | 4224200115300 | ORTHOTIC KNEE JOINT TRIGGER LOCK SPRING LOADED LEVER SYSTEM AUTOMATICALLY ENGAGED LOCK ALUMINUM ROUNDED ALUMINUM SQUARED STAINL = ESS STEEL AND TITANIUM UPRIGHTS AVAILABLE TRIGGER LOCK RELEASE SYSTEM PROVIDE STABILITY DURING THE STANCE PHASE OF GAIT TRIGGER ALLOWS THE JOINT TO BE UNLOCKED WITHOUT BENDING MEDIAL/LATERAL CONTROL GENU RECURVATUM PROFOUND QUADRICEP INSTABILITY | PROSTHETICS & ORTHOSIS SUPPLIES
5876 | 4224200115200 | SILICONE LINER LOCKING FOR TRANSFEMORAL AMPUTEES ANTIBACTERIAL MATERIAL SUITABLE FOR AMPUTEES WITH EXCESS SOFT TISSUE SKEO 3D OR EQUIVALENT CLOTH COVER CONICAL SHAPE IN DISTAL CYLINDRICAL SHAPE IN PROXIMAL THICKNESS FROM 4.5 MM DISTAL 2.5 MM PROXIMAL SIZE 380 MM APPROXIMATELY | PROSTHETICS & ORTHOSIS SUPPLIES
5877 | 4224200115100 | ORTHOTIC KNEE JOINT RING LOCK ADJUSTABLE EXTENSION STOP IN 6 DEGREE INTERVALS ADJUSTABLE FLEXION STOP IN 19 DEGREE INTERVALS (A AND B) OR 23.75 DEGREE INTERVALS (C SIZE) ALUMINUM ROUNDED AND STAINLESS STEEL UPRIGHTS AVAILABLE PROVIDE STABILITY DURING THE STANCE PHASE OF GAIT ADJUSTABLE EXTENSION TO RESTRICT FULL LEG EXTENSION MEDIAL LATERAL INSTABILITY STATIC PROGRESSIVE POSITIONING RANGE OF MOTION LIMITING | PROSTHETICS & ORTHOSIS SUPPLIES
5878 | 4224200115000 | ORTHOTIC KNEE JOINT OFFSET FREE MOTION WITH 180 DEGREE EXTENSION STOP POSTERIOR OFFSET PROVIDES MEDIOLATERAL KNEE STABILITY DOES NOT LIMIT FUNCTIONAL KNEE FLEXION RANGE OF MOTION VARUS/VALGUS CONTOURS AVAILABLE INFANT SIZE S AVAILABLE ALUMINUM ROUNDED ALUMINUM SQUARED STAINLESS STEEL AND TITANIUM UPRIGHTS AVAILABLE PROVIDE STABILITY DURING THE STANCE PHASE OF GAIT ALLOW UNRESTRICTED FLEXION THROUGH RANGE OF MOTION POSTERIOR OFFSET PROVIDES LOAD RESPONSE STABILITY MEDIAL/LATERAL CONTROL GENU RECURVATUM | PROSTHETICS & ORTHOSIS SUPPLIES
5879 | 4224200114900 | ORTHOTIC KNEE JOINT LEVER LOCK SYSTEM INCREASE/DECREASE KNEE EXTENSION IN 6 DEGREE INTERVALS KNEE LOCKS WHEN SET EXTENSION IS METAL ALUMINUM ROUNDED AND STAINLESS STEEL UPRIGHTS AVAILABLE CAN BE COMBINED WITH LEVER RELEASE KIT VARYING DEGREES OF KNEE EXTENSION OPTIMAL FOR PERSONS THAT CANNOT REACH FULL KNEE EXTENSION MEDIAL/LATERAL CONTROL GENU RECURVATUM PROFOUND QUADRICEP INSTABILITY STATIC POSITIONING FLEXURE CONTRACTURE | PROSTHETICS & ORTHOSIS SUPPLIES
5880 | 4224200114700 | ORTHOTIC KNEE JOINT FREE MOTION 180 DEGREE EXTENSION STOP UNRESTRICTED FLEXION THROUGH FULL RANGE OF MOTION ALUMINUM ROUNDED AL = UMINUM SQUARED STAINLESS STEEL AND TITANIUM UPRIGHTS AVAILABLE UNRESTRICTED FLEXION THROUGH FULL RANGE OF MOTION MEDIAL/LATERAL CONTROL GENU RECURVATUM | PROSTHETICS & ORTHOSIS SUPPLIES
5881 | 4224200114600 | ORTHOTIC KNEE JOINT LEVER LOCK SYSTEM AXIS OF MOTION POSTERIOR TO UPRIGHT ALUMINUM ROUNDED ALUMINUM SQUARED STAINLESS STEEL AND TITANIUM UPRIGHTS AVAILABLE VARUS/VALGUS CONTOURS AVAILABLE CAN BE COMBINED WITH LEVER RELEASE KIT PROVIDE STABILITY DURING THE STANCE PHASE OF GAIT LEVER LOCKS AUTOMATICALLY AT FULL EXTENSION POSTERIOR OFFSET PROVIDES LOAD RESPONSE STABILITY CONVENIENT UNLOCKING WHEN COMBINED WITH LEVER RELEASE KIT MEDIAL/LATERAL CONTROL | PROSTHETICS & ORTHOSIS SUPPLIES
5882 | 4224200114500 | ORTHOTIC KNEE JOINT LEVER LOCK SPRING LOADED LEVER SYSTEM AUTOMATIC LOCKING ALUMINUM ROUNDED ALUMINUM SQUARED STAINLESS STEEL AND TITANIUM UPRIGHTS AVAILABLE VARUS/VALGUS CONTOURS AVAILABLE CAN BE COMBINED WITH LEVER RELEASE KIT PROVIDE STABILITY DURING THE STANCE PHASE OF GAIT AUTOMATIC LOCKING CONVENIENT UNLOCKING WHEN COMBINED WITH LEVER RELEASE KIT GENU RECURVATUM MEDIAL/LATERAL CONTROL PROFOUND QUADRICEP INSTABILITY | PROSTHETICS & ORTHOSIS SUPPLIES
5883 | 4224200033700 | HACKSAW TO CUT METAL, AN ORTHOTICS WORKSHOP TOOL, STEEL, WITH PLASTIC HANDLE | PROSTHETICS & ORTHOSIS SUPPLIES
5884 | 4224200116200 | PROSTHETIC MODULAR KNEE JOINT LIGHTWEIGHT MONOCENTRIC WITH HYDRAULIC SWING PHASE CONTROL AND WITH POWERFUL LINEAR HYDRAULICS FOR SWING PHASE CONTROL PARTICULARLY WELL SUITED FOR HIGHLY ACTIVE USERS. HYDRAULICS FOR SWING PHASE CONTROL ARE ADAPTED TO THE LOWER PENDULUM MASS THE KNEE JOINT HOUSING HAS A DORSAL RECESS TO ALLOW FOR A LARGER FLEXION ANGLE FOR LOADING UP TO 150 KG INCLUDING : ROTATABLE SOCKET ADAPTER WITH PYRAMID RECEIVER STAINLESS STEEL TUBE ADAPTER AND TUBE CLAMP ADAPTER STAINLESS STEEL AND COSMETIC FOAM COVER MAXIMUM WEIGHT OF THE KNEE JOINT : 370 GRAMS APPROXIMATELY | PROSTHETICS & ORTHOSIS SUPPLIES
5885 | 4224200118400 | PROSTHETIC FOOT MULTI - AXIAL FUNCTION FLEXIBLE KEEL FOOT WITH TOES WITH ASSEMBLED TITANIUM ADAPTER PERMITS MULTI AXIAL ANKLE MOVEMENT AND HAS PRONATION SUPINATION AND ROTATION IN THE HORIZONTAL PLANE FOAM CONNECTION CAP K LEVEL UP TO K3 MAX. BODY WEIGHT 100 KG SIZE: 26 RIGHT | PROSTHETICS & ORTHOSIS SUPPLIES
5886 | 4224200116300 | MICROPROCESSOR CONTROLLED PROSTHETIC LEG SYSTEM (COMPLETE KIT ) INCLUDING MICROPROCESSOR KNEE PROSTHETIC FOOT ADAPTER CHARGER AND WIRELESS CONNECTION WITH COMPLETE FITTING ACCESSORIES INCLUDING FITTING AND TRAINING WITH FULL PROGRAM SYSTEM | PROSTHETICS & ORTHOSIS SUPPLIES
5887 | 4224200116500 | SILICONE LINER LOCKING FOR TRANSHUMERAL AND TRANSRADIAL AMPUTEES SUITABLE FOR AMPUTEES WITH EXCESS SOFT TISSUE SIZE 140 MM APPROXIMATELY | PROSTHETICS & ORTHOSIS SUPPLIES
5888 | 4224200118200 | PROSTHETIC FOOT MULTI - AXIAL FUNCTION FLEXIBLE KEEL FOOT WITH TOES WITH ASSEMBLED TITANIUM ADAPTER PERMITS MULTI AXIAL ANKLE MOVEMENT AND HAS PRONATION SUPINATION AND ROTATION IN THE HORIZONTAL PLANE FOAM CONNECTION CAP K LEVEL UP TO K3 MAX. BODY WEIGHT 100 KG SIZE: 24 RIGHT | PROSTHETICS & ORTHOSIS SUPPLIES
5889 | 4224200118100 | PROSTHETIC FOOT MULTI - AXIAL FUNCTION FLEXIBLE KEEL FOOT WITH TOES WITH ASSEMBLED TITANIUM ADAPTER PERMITS MULTI AXIAL ANKLE MOVEMENT AND HAS PRONATION SUPINATION AND ROTATION IN THE HORIZONTAL PLANE FOAM CONNECTION CAP K LEVEL UP TO K3 MAX. BODY WEIGHT 100 KG SIZE: 29 LEFT | PROSTHETICS & ORTHOSIS SUPPLIES
5890 | 4224200118000 | PROSTHETIC FOOT MULTI - AXIAL FUNCTION FLEXIBLE KEEL FOOT WITH TOES WITH ASSEMBLED TITANIUM ADAPTER PERMITS MULTI AXIAL ANKLE MOVEMENT AND HAS PRONATION SUPINATION AND ROTATION IN THE HORIZONTAL PLANE FOAM CONNECTION CAP K LEVEL UP TO K3 MAX. BODY WEIGHT 100 KG SIZE: 28 LEFT | PROSTHETICS & ORTHOSIS SUPPLIES
5891 | 4224200117900 | PROSTHETIC FOOT MULTI - AXIAL FUNCTION FLEXIBLE KEEL FOOT WITH TOES WITH ASSEMBLED TITANIUM ADAPTER PERMITS MULTI AXIAL ANKLE MOVEMENT AND HAS PRONATION SUPINATION AND ROTATION IN THE HORIZONTAL PLANE FOAM CONNECTION CAP K LEVEL UP TO K3 MAX. BODY WEIGHT 100 KG SIZE: 27 LEFT | PROSTHETICS & ORTHOSIS SUPPLIES
5892 | 4224200117800 | PROSTHETIC FOOT MULTI - AXIAL FUNCTION FLEXIBLE KEEL FOOT WITH TOES WITH ASSEMBLED TITANIUM ADAPTER PERMITS MULTI AXIAL ANKLE MOVEMENT AND HAS PRONATION SUPINATION AND ROTATION IN THE HORIZONTAL PLANE FOAM CONNECTION CAP K LEVEL UP TO K3 MAX. BODY WEIGHT 100 KG SIZE: 26 LEFT | PROSTHETICS & ORTHOSIS SUPPLIES
5893 | 4224200117700 | PROSTHETIC FOOT MULTI - AXIAL FUNCTION FLEXIBLE KEEL FOOT WITH TOES WITH ASSEMBLED TITANIUM ADAPTER PERMITS MULTI AXIAL ANKLE MOVEMENT AND HAS PRONATION SUPINATION AND ROTATION IN THE HORIZONTAL PLANE FOAM CONNECTION CAP K LEVEL UP TO K3 MAX. BODY WEIGHT 100 KG SIZE: 25 LEFT | PROSTHETICS & ORTHOSIS SUPPLIES
5894 | 4224200117600 | PROSTHETIC FOOT MULTI - AXIAL FUNCTION FLEXIBLE KEEL FOOT WITH TOES WITH ASSEMBLED TITANIUM ADAPTER PERMITS MULTI AXIAL ANKLE MOVEMENT AND HAS PRONATION SUPINATION AND ROTATION IN THE HORIZONTAL PLANE FOAM CONNECTION CAP K LEVEL UP TO K3 MAX. BODY WEIGHT 100 KG SIZE: 24 LEFT | PROSTHETICS & ORTHOSIS SUPPLIES
5895 | 4224200117500 | ORTHOTIC KNEE JOINTS WITH WEDGE LOCK AND PULL RELEASE CABLE LIGHT AND STURDY MODULAR JOINT SYSTEM VERSATILE IN APPLICATION EASY MAINTENANCE YOU CAN EASILY DISASSEMBLE ALL COMPONENTS FOR MAINTENANCE PURPOSES AND REPLACE THEM IF NECESSARY PAIR | PROSTHETICS & ORTHOSIS SUPPLIES
5896 | 4224200117200 | KNEE ANKLE FOOT ORTHOSIS (KAFO) FREE WALK OR EQUAL FREE SWING PHASE SECURE STANCE PHASE SMOOTH GAIT PATTERN LIGHTWEIGHT THIN AND STABLE SUITABLE FOR A WEIGHT OF UP TO 80 KILOGRAMS UNILATERAL JOINT BAR ASSORTED SIDE AND COLOUR | PROSTHETICS & ORTHOSIS SUPPLIES
5897 | 4224200117000 | KNEE ANKLE FOOT ORTHOSIS (KAFO) FREE WALK OR EQUAL FREE SWING PHASE SECURE STANCE PHASE SMOOTH GAIT PATTERN LIGHTWEIGHT THIN AND STABLE SUITABLE FOR A WEIGHT OF UP TO 120 KILOGRAMS UNILATERAL JOINT BAR ASSORTED SIZE AND SIDE | PROSTHETICS & ORTHOSIS SUPPLIES
5898 | 4224200033600 | HAND BEVERLY SHEAR, AN ORTHOTICS WORKSHOP TOOL, FOR CUTTING METAL PLATES | PROSTHETICS & ORTHOSIS SUPPLIES
5899 | 4224200116900 | SILICONE LINER LOCKING FOR TRANSHUMERAL AND TRANSRADIAL AMPUTEES SUITABLE FOR AMPUTEES WITH EXCESS SOFT TISSUE SIZE 220 MM APPROXIMATELY | PROSTHETICS & ORTHOSIS SUPPLIES
5900 | 4224200116800 | SILICONE LINER LOCKING FOR TRANSHUMERAL AND TRANSRADIAL AMPUTEES SUITABLE FOR AMPUTEES WITH EXCESS SOFT TISSUE SIZE 200 MM APPROXIMATELY | PROSTHETICS & ORTHOSIS SUPPLIES
5901 | 4224200116700 | SILICONE LINER LOCKING FOR TRANSHUMERAL AND TRANSRADIAL AMPUTEES SUITABLE FOR AMPUTEES WITH EXCESS SOFT TISSUE SIZE 180 MM APPROXIMATELY | PROSTHETICS & ORTHOSIS SUPPLIES
5902 | 4224200116600 | SILICONE LINER LOCKING FOR TRANSHUMERAL AND TRANSRADIAL AMPUTEES SUITABLE FOR AMPUTEES WITH EXCESS SOFT TISSUE SIZE 160 MM APPROXIMATELY | PROSTHETICS & ORTHOSIS SUPPLIES
5903 | 4224200116400 | SILICONE LINER LOCKING FOR TRANSHUMERAL AND TRANSRADIAL AMPUTEES SUITABLE FOR AMPUTEES WITH EXCESS SOFT TISSUE SIZE 110 MM APPROXIMATELY | PROSTHETICS & ORTHOSIS SUPPLIES
5904 | 4224200010300 | CONNECTION PLATE, GLUED TO THE COSMETIC FOAM COVER AND SNAPPED ONTO THE ADAPTER | PROSTHETICS & ORTHOSIS SUPPLIES
5905 | 4224200146900 | PROSTHETIC FOOT SACH (SOLID ANKLE CUSHION HEEL) HAS A NATURAL SHAPE SHAPED TOES AND A SANDAL TOE DESIGNED FOR USE IN MODULAR AND EXOSKELETAL PROSTHESIS BODY WEIGHT OF UP TO 125 KG. MEN 10 MM TOES RIGHT SIZE 28 | PROSTHETICS & ORTHOSIS SUPPLIES
5906 | 4224200147100 | PROSTHETIC FOOT SINGLE AXIS 10 MM HEEL HEIGHT APPROXIMATELY NATURAL SHAPE SMOOTH SURFACE AND SHAPED TOES SUITABLE FOR TRANSFEMORAL FITTINGS BODY WEIGHT OF UP TO 100 KG MEN LEFT SIZE 23 | PROSTHETICS & ORTHOSIS SUPPLIES
5907 | 4224200015500 | THERMO PAPER RED FOR DYEING SHEET MATERIALS LENGTH 2000 X 800 MM APPROXIMATELY | PROSTHETICS & ORTHOSIS SUPPLIES
5908 | 4224200405100 | STOCKINGS, COSMETIC, FOR BELOW KNEE PROSTHESIS, SIZE 2, LENGTH 40.5 CM, APPROXIMATELY | PROSTHETICS & ORTHOSIS SUPPLIES
5909 | 4224200404600 | SOCK, STRETCHABLE, FOR LISFRANC/CHOPART AMPUTATION, SEAMLESS DISTAL END OF SOCK, HAS POLYMER GEL FOR PROTECTION OF BONY AREAS, DERMA SEAL TRANS PED, SIZE: SMALL STANDARD | PROSTHETICS & ORTHOSIS SUPPLIES
5910 | 4224200404500 | SOCK COTTON MULTIPLE PLY RESIDUAL LIMB 60 CM APPROXIMATELY | PROSTHETICS & ORTHOSIS SUPPLIES
5911 | 4224200404400 | SOCK COTTON MULTIPLE PLY RESIDUAL LIMB 50 CM APPROXIMATELY | PROSTHETICS & ORTHOSIS SUPPLIES
5912 | 4224200404300 | SOCK COTTON MULTIPLE PLY RESIDUAL LIMB 45 CM APPROXIMATELY | PROSTHETICS & ORTHOSIS SUPPLIES
5913 | 4224200405200 | STOCKINGS NYLON COSMETIC TRANSFEMORAL FOR PEDIATRIC 34 CM APPROXIMATELY | PROSTHETICS & ORTHOSIS SUPPLIES
5914 | 4224200404200 | SOCK COTTON MULTIPLE PLY RESIDUAL LIMB 40 CM APPROXIMATELY | PROSTHETICS & ORTHOSIS SUPPLIES
5915 | 4224200404000 | SOCK COTTON MULTIPLE PLY RESIDUAL LIMB 30 CM APPROXIMATELY | PROSTHETICS & ORTHOSIS SUPPLIES
5916 | 4224200403900 | SOCK COTTON MULTIPLE PLY RESIDUAL LIMB 25 CM APPROXIMATELY | PROSTHETICS & ORTHOSIS SUPPLIES
5917 | 4224200403800 | SOCK COTTON MULTIPLE PLY RESIDUAL LIMB 20 CM APPROXIMATELY | PROSTHETICS & ORTHOSIS SUPPLIES
5918 | 4224200403700 | SOCK NYLON MULTIPLE PLY PROTECTIVE LENGTH 25 CM APPROXIMATELY | PROSTHETICS & ORTHOSIS SUPPLIES
5919 | 4224200403500 | SOCK, NYLON, MULTIPLE PLY, PROTECTIVE, LENGTH 33 CM (+ - 3 CM) | PROSTHETICS & ORTHOSIS SUPPLIES
5920 | 4224200403200 | SOCK NYLON MULTIPLE PLY PROTECTIVE LENGTH 40 CM APPROXIMATELY | PROSTHETICS & ORTHOSIS SUPPLIES
5921 | 4224200404100 | SOCK COTTON MULTIPLE PLY RESIDUAL LIMB 35 CM APPROXIMATELY | PROSTHETICS & ORTHOSIS SUPPLIES
5922 | 4224200405300 | STOCKINGS NYLON COSMETIC TRANSFEMORAL FOR PEDIATRIC 37 CM APPROXIMATELY | PROSTHETICS & ORTHOSIS SUPPLIES
5923 | 4224200405400 | STOCKINGS NYLON COSMETIC TRANSFEMORAL FOR PEDIATRIC 44 CM APPROXIMATELY | PROSTHETICS & ORTHOSIS SUPPLIES
5924 | 4224200015400 | THERMO PAPER BROWN FOR DYEING SHEET MATERIALS LENGTH 2000 X 800 MM APPROXIMATELY | PROSTHETICS & ORTHOSIS SUPPLIES
5925 | 4224200406600 | NYLON CONNECTOR CONNECTION PIECE FOR COSMETIC FOAM PERLON CONNECTION 1 | PROSTHETICS & ORTHOSIS SUPPLIES
5926 | 4224200406500 | SOCK COMPRESSION SHRINKER TRANSTIBIAL RESIDUAL LIMB CLASS 1 SIZE: XX-LARGE ASSORTED LENGTH | PROSTHETICS & ORTHOSIS SUPPLIES
5927 | 4224200406400 | SOCK COMPRESSION SHRINKER TRANSTIBIAL RESIDUAL LIMB CLASS 1 SIZE: X-SMALL ASSORTED LENGTH | PROSTHETICS & ORTHOSIS SUPPLIES
5928 | 4224200406300 | SOCK COMPRESSION SHRINKER TRANSTIBIAL RESIDUAL LIMB CLASS 1 SIZE: X-LARGE ASSORTED LENGTH | PROSTHETICS & ORTHOSIS SUPPLIES
5929 | 4224200406200 | SOCK COMPRESSION SHRINKER TRANSTIBIAL RESIDUAL LIMB CLASS 1 SIZE: SMALL ASSORTED LENGTH | PROSTHETICS & ORTHOSIS SUPPLIES
5930 | 4224200406100 | SOCK COMPRESSION SHRINKER TRANSTIBIAL RESIDUAL LIMB CLASS 1 SIZE: MEDIUM ASSORTED LENGTH | PROSTHETICS & ORTHOSIS SUPPLIES
5931 | 4224200406000 | SOCK COMPRESSION SHRINKER TRANSTIBIAL RESIDUAL LIMB CLASS 1 SIZE: LARGE ASSORTED LENGTH | PROSTHETICS & ORTHOSIS SUPPLIES
5932 | 4224200405900 | SOCK COMPRESSION SHRINKER TRANSFEMORAL RESIDUAL LIMB CLASS 1 SIZE: XX-LARGE ASSORTED LENGTH | PROSTHETICS & ORTHOSIS SUPPLIES
5933 | 4224200405800 | SOCK COMPRESSION SHRINKER TRANSFEMORAL RESIDUAL LIMB CLASS 1 SIZE: X-SMALL ASSORTED LENGTH | PROSTHETICS & ORTHOSIS SUPPLIES
5934 | 4224200405700 | SOCK COMPRESSION SHRINKER TRANSFEMORAL RESIDUAL LIMB CLASS 1 SIZE: X-LARGE ASSORTED LENGTH | PROSTHETICS & ORTHOSIS SUPPLIES
5935 | 4224200015100 | THERMO PAPERS BEIGE LENGTH 2000 X 800 MM APPROXIMATELY | PROSTHETICS & ORTHOSIS SUPPLIES
5936 | 4224200015200 | THERMO PAPERS GREEN LENGTH 2000 X 800 MM APPROXIMATELY | PROSTHETICS & ORTHOSIS SUPPLIES
5937 | 4224200015300 | THERMO PAPERS GRAY LENGTH 2000 X 800 MM APPROXIMATELY | PROSTHETICS & ORTHOSIS SUPPLIES
5938 | 4224200405600 | SOCK COMPRESSION SHRINKER TRANSFEMORAL RESIDUAL LIMB CLASS 1 SIZE: MEDIUM ASSORTED LENGTH | PROSTHETICS & ORTHOSIS SUPPLIES
5939 | 4224200405500 | SOCK COMPRESSION SHRINKER TRANSFEMORAL RESIDUAL LIMB CLASS 1 SIZE: LARGE ASSORTED LENGTH | PROSTHETICS & ORTHOSIS SUPPLIES
5940 | 4224200403100 | RESIDUAL LIMB SOCK, WITH SILICONE FOR ADDITIONAL PROTECTION OF BONY AREAS, DERMA SEAL FORTE, SIZE 7 | PROSTHETICS & ORTHOSIS SUPPLIES
5941 | 4224200403000 | RESIDUAL LIMB SOCK, WITH SILICONE FOR ADDITIONAL PROTECTION OF BONY AREAS, DERMA SEAL FORTE, SIZE 6 | PROSTHETICS & ORTHOSIS SUPPLIES
5942 | 4224200015600 | SHUTTLE LOCK PLASTIC LIGHTWEIGHT WATER-RESISTANT EASY TO UNLOCK RATCHET UNIT UNDER TENSILE LOAD LOCKING IS CONTINUOUSLY VARIABLE CONTINUOUSLY VARIABLE LOCKING MECHANISM FOR SECURE SUPPORT LOCK HAS NO WEIGHT LIMIT AND IS EMBEDDED DIRECTLY IN THE SOCKET IT IS USED WITH LINERS HAVING A DISTAL CONNECTION FOR LIGHTWEIGHT PLASTIC HOUSING THEREFORE SUITABLE FOR USE IN BATHING PROSTHESIS | PROSTHETICS & ORTHOSIS SUPPLIES
5943 | 4224200402900 | RESIDUAL LIMB SOCK WITH SILICONE FOR ADDITIONAL PROTECTION OF BONY AREAS, DERMA SEAL FORTE, SIZE 5 | PROSTHETICS & ORTHOSIS SUPPLIES
5944 | 4224200018800 | MILLING BLOCK FOR INSOLES (RED COLOR) SIZE 2 DIMENSIONS (350X3000X35MM) APPROXIMATELY FEATURES A FIRM HARDNESS AND MEDIUM-SOFT HARDNESS ETHYLENE-VINYL ACETATE (EVA) LAYERS COMBINED WITH A BOTTOM STIFFENING LAYER | PROSTHETICS & ORTHOSIS SUPPLIES
5945 | 4224200401600 | SOCKS MULTIPLE PLY TERRY CLOTH WHITE THIN - WALLED FOR TRANSTIBIAL AMPUTATION LENGTH 30 CM APPROXIMATELY | PROSTHETICS & ORTHOSIS SUPPLIES
5946 | 4224200401500 | SOCKS MULTIPLE PLY TERRY CLOTH WHITE THIN - WALLED FOR TRANSTIBIAL AMPUTATION LENGTH 50 CM APPROXIMATELY | PROSTHETICS & ORTHOSIS SUPPLIES
5947 | 4224200401400 | SOCKS MULTIPLE PLY TERRY CLOTH WHITE THIN - WALLED FOR TRANSTIBIAL AMPUTATION LENGTH 40 CM APPROXIMATELY | PROSTHETICS & ORTHOSIS SUPPLIES
5948 | 4224200401300 | SOCKS MULTIPLE PLY TERRY CLOTH WHITE THIN - WALLED FOR TRANSTIBIAL AMPUTATION LENGTH 60 CM APPROXIMATELY | PROSTHETICS & ORTHOSIS SUPPLIES
5949 | 4224200401200 | SOCKS MULTIPLE PLY WOOL TRANSTIBIAL AMPUTATION NATURAL LENGTH 50 CM UPPER WIDTH 15 CM APPROXIMATELY LOWER WIDTH 9 CM APPROXIMATELY | PROSTHETICS & ORTHOSIS SUPPLIES
5950 | 4224200401100 | ELASTIC NYLON SOCKS, WITH INNER POLYMER GEL COATING FOR TRANSTIBIA AMPUTATION, SOCKS LENGTH 500 MM, GEL LENGTH 330 MM, DISTAL CIRCUMFERENCE 270 - 400 MM, PROXIMAL CIRCUMFERENCE 270 - 450 MM, APPROXIMATELY | PROSTHETICS & ORTHOSIS SUPPLIES
5951 | 4224200401000 | ELASTIC NYLON SOCKS, WITH INNER POLYMER GEL COATING FOR TRANSTIBIAL AMPUTATION, SOCKS LENGTH 450 MM, GEL LENGTH 250 MM, DISTAL CIRCUMFERENCE 200 - 310 MM, PROXIMAL CIRCUMFERENCE 200 - 350 MM, APPROXIMATELY | PROSTHETICS & ORTHOSIS SUPPLIES
5952 | 4224200018900 | MILLING BLOCK FOR INSOLES (GREEN COLOR) SIZE 2 DIMENSIONS (350X3000X35MM) APPROXIMATELY FEATURES A MEDIUM DENSITY ETHYLENE-VINYL ACETATE (EVA) LAYERS COMBINED WITH A BOTTOM STIFFENING LAYER | PROSTHETICS & ORTHOSIS SUPPLIES
5953 | 4224200400900 | SOCKS MULTIPLE PLY WOOL TRANSTIBIAL AMPUTATION NATURAL LENGTH 45 CM UPPER WIDTH 15 CM APPROXIMATELY LOWER WIDTH 9 CM APPROXIMATELY | PROSTHETICS & ORTHOSIS SUPPLIES
5954 | 4224200400800 | SOCKS MULTIPLE PLY WOOL TRANSTIBIAL AMPUTATION NATURAL LENGTH 35 CM UPPER WIDTH 15 CM APPROXIMATELY LOWER WIDTH 9 CM APPROXIMATELY | PROSTHETICS & ORTHOSIS SUPPLIES
5955 | 4224200400700 | ELASTIC NYLON SOCKS, WITH INNER POLYMER GEL COATING FOR TRANSTIBIAL AMPUTATION, SOCKS LENGTH 450 MM, GEL LENGTH 250 MM, DISTAL CIRCUMFERENCE 230 - 350 MM, PROXIMAL CIRCUMFERENCE 230 - 400 MM, APPROXIMATELY | PROSTHETICS & ORTHOSIS SUPPLIES
5956 | 4224200400600 | ELASTIC NYLON SOCKS, WITH INNER POLYMER GEL COATING FOR TRANSTIBIAL AMPUTATION, SOCKS LENGTH 300 MM, GEL LENGTH 200 MM, DISTAL CIRCUMFERENCE 160 - 220 MM, PROXIMAL CIRCUMFERENCE 160 - 250 MM, APPROXIMATELY | PROSTHETICS & ORTHOSIS SUPPLIES
5957 | 4224200300600 | CLAMP, FEMALE, PYRAMID, TUBE, WITH 14 MM OFFSET, ALUMINUM, HEIGHT 69 MM, BUILD HEIGHT 35 MM, WEIGHT 135 GRAMS, WEIGHT CAPACITY IS UP TO 100 KG | PROSTHETICS & ORTHOSIS SUPPLIES
5958 | 4224200300500 | TUBE CLAMP 4 - HOLE TUBE ALUMINUM HEIGHT 38 MM APPROXIMATELY BUILD HEIGHT 4 MM APPROXIMATELY WEIGHT CAPACITY IS UP TO 100 KG | PROSTHETICS & ORTHOSIS SUPPLIES
5959 | 4224200018700 | MILLING BLOCK FOR INSOLES (BLUE COLOR) SIZE 2 DIMENSIONS (350X3000X35MM) APPROXIMATELY FEATURES A MEDIUM HARDNESS AND SOFT HARDNESS ETHYLENE-VINYL ACETATE (EVA) LAYERS COMBINED WITH A BOTTOM STIFFENING LAYER | PROSTHETICS & ORTHOSIS SUPPLIES
5960 | 4224200406700 | NYLON CONNECTOR CONNECTION PIECE FOR COSMETIC FOAM PERLON CONNECTION 2 | PROSTHETICS & ORTHOSIS SUPPLIES
5961 | 4224200018600 | MILLING BLOCK FOR INSOLES (BROWN COLOR) SIZE 2 DIMENSIONS (350X3000X35MM) APPROXIMATELY FEATURES TWO SOFT ETHYLENE-VINYL ACETATE = (EVA) LAYERS COMBINED WITH A BOTTOM STIFFENING LAYER | PROSTHETICS & ORTHOSIS SUPPLIES
5962 | 4224200016700 | TUBE GUILD FOR SQUARE CUTTING LENGTH 30 MM DIAMETER APPROXIMATELY | PROSTHETICS & ORTHOSIS SUPPLIES
5963 | 4224200402800 | RESIDUAL LIMB SOCK WITH SILICONE FOR ADDITIONAL PROTECTION OF BONY AREAS, DERMA SEAL FORTE, SIZE 4 | PROSTHETICS & ORTHOSIS SUPPLIES
5964 | 4224200402700 | RESIDUAL LIMB SOCK WITH SILICONE FOR ADDITIONAL PROTECTION OF BONY AREAS, DERMA SEAL FORTE, SIZE 3 | PROSTHETICS & ORTHOSIS SUPPLIES
5965 | 4224200402600 | RESIDUAL LIMB SOCK WITH SILICONE FOR ADDITIONAL PROTECTION OF BONY AREAS, DERMA SEAL FORTE, SIZE 2 | PROSTHETICS & ORTHOSIS SUPPLIES
5966 | 4224200402500 | RESIDUAL LIMB SOCK WITH SILICONE FOR ADDITIONAL PROTECTION OF BONY AREAS, DERMA SEAL FORTE, SIZE 1 | PROSTHETICS & ORTHOSIS SUPPLIES
5967 | 4224200402400 | RESIDUAL LIMB SOCK WITH SILICONE FOR ADDITIONAL PROTECTION OF BONY AREAS AND 2 LAYERS OF COOLMAX FABRIC, DERMA SEAL DOUBLE FORTE, SIZE 3 | PROSTHETICS & ORTHOSIS SUPPLIES
5968 | 4224200015700 | SHUTTLE LOCK, WITH SERRATED PIN CARTIER, ALUMINUM HOUSING, EASY TO UNLOCK, RATCHET UNIT EVEN UNDER TENSILE LOAD, CONTINUOUSLY VARIABLE LOCKING MECHANISM FOR SECURE SUPPORT, ADJUSTABLE, ENGAGES SILENTLY, OR AUDIBLY | PROSTHETICS & ORTHOSIS SUPPLIES
5969 | 4224200402300 | RESIDUAL LIMB SOCK WITH SILICONE FOR ADDITIONAL PROTECTION OF BONY AREAS AND 2 LAYERS OF COOLMAX FABRIC, DERMA SEAL DOUBLE FORTE, SIZE 20 | PROSTHETICS & ORTHOSIS SUPPLIES
5970 | 4224200015800 | LOCK MAGNOFLEX OR EQUIVALENT THE STRAIGHTFORWARD PIN GUIDE ELIMINATES THE ARDUOUS TASK OF SEARCHING FOR THE OPENING IN THE SHUTTLE LOCK 1 - STEP FABRICATION: QUICK AND STRAIGHTFORWARD INTEGRATION INTO THE PROSTHESIS THE OPTIONAL SLIDER PLATE MAKES IT EASIER TO OPTIMIZE THE PROSTHESIS SETTINGS AREA OF APPLICATION: TRANSFEMORAL AND TRANSTIBIAL AMPUTATION SYSTEM HEIGHT: 25 MM MAXIMUM BODY WEIGHT: 125 KG | PROSTHETICS & ORTHOSIS SUPPLIES
5971 | 4224200036000 | WATER LEVEL TOOL FOR ALIGNMENT AN ORTHOTICS WORKSHOP TOOL ALUMINUM ALLOY WITH HORIZONTAL AND VERTICAL LEVEL MADE OF PLEXIGLAS LENGTH 300-400 MM APPROXIMATELY | PROSTHETICS & ORTHOSIS SUPPLIES
5972 | 4224200015900 | THREADED VALVE WITH HOUSING FOR VACUUM FORMING PUSH BUTTON RELEASE WITH HOUSING | PROSTHETICS & ORTHOSIS SUPPLIES
5973 | 4224200016000 | SILICONE LINER BREATHABLE CUSHION FOR TRANSTIBIAL AMPUTEES SUITABLE FOR AMPUTEES WITH EXCESS SOFT TISSUE CLOTH COVER THICKNESS: 2.5-3 MM ASSORTED SIZES | PROSTHETICS & ORTHOSIS SUPPLIES
5974 | 4224200402100 | RESIDUAL LIMB SOCK WITH SILICONE FOR ADDITIONAL PROTECTION OF BONY AREAS AND 2 LAYERS OF COOLMAX FABRIC, DERMA SEAL DOUBLE FORTE, SIZE 10 | PROSTHETICS & ORTHOSIS SUPPLIES
5975 | 4224200402000 | RESIDUAL LIMB SOCK WITH SILICONE FOR ADDITIONAL PROTECTION OF BONY AREAS AND 2 LAYERS OF COOLMAX FABRIC, DERMA SEAL DOUBLE FORTE, SIZE 1 | PROSTHETICS & ORTHOSIS SUPPLIES
5976 | 4224200016100 | SILICONE LINER BREATHABLE LOCKING FOR TRANSTIBIAL AMPUTEES SUITABLE FOR AMPUTEES WITH EXCESS SOFT TISSUE CLOTH COVER THICKNESS: 2.5-3 MM ASSORTED SIZES | PROSTHETICS & ORTHOSIS SUPPLIES
5977 | 4224200016400 | MIXING TIPS FOR QUICK ADHESIVE | PROSTHETICS & ORTHOSIS SUPPLIES
5978 | 4224200401900 | SOCKS ELASTIC FABRIC WITH INNER POLYMER GEL COATING FOR TRANSTIBIAL AMPUTATION SOCKS LENGTH 650 MM GEL LENGTH 250 MM DISTAL CIRCUMFERENCE 150 - 220 MM PROXIMAL CIRCUMFERENCE 220 - 320 MM APPROXIMATELY | PROSTHETICS & ORTHOSIS SUPPLIES
5979 | 4224200406800 | NYLON CONNECTOR CONNECTION PIECE FOR COSMETIC FOAM PERLON CONNECTION 3 | PROSTHETICS & ORTHOSIS SUPPLIES
5980 | 4224200406900 | DISTAL CUP SILICONE FOR USE ON CONICAL STUMPS THAT REQUIRE VOLUME BUILD - UP SIZE: 24 CM APPROXIMATELY | PROSTHETICS & ORTHOSIS SUPPLIES
5981 | 4224200407000 | DISTAL CUP SILICONE FOR USE ON CONICAL STUMPS THAT REQUIRE VOLUME BUILD - UP SIZE: 26 CM APPROXIMATELY | PROSTHETICS & ORTHOSIS SUPPLIES
5982 | 4224200430700 | SOCKS WITH DISTAL HOLE TERRY CLOTH FOR USING WITH LINERS WITH A CONNECTOR TRANSFEMORAL AMPUTATION LENGTH 40 CM APPROXIMATELY | PROSTHETICS & ORTHOSIS SUPPLIES
5983 | 4224200430600 | SOCKS WITH DISTAL HOLE TERRY CLOTH FOR USING WITH LINERS WITH A CONNECTOR TRANSFEMORAL AMPUTATION LENGTH 30 CM APPROXIMATELY | PROSTHETICS & ORTHOSIS SUPPLIES
5984 | 4224200430500 | SOCKS WITH DISTAL HOLE TERRY CLOTH FOR USING WITH LINERS WITH A CONNECTOR TRANSTIBIAL AMPUTATION LENGTH 40 CM APPROXIMATELY | PROSTHETICS & ORTHOSIS SUPPLIES
5985 | 4224200430400 | SOCKS WITH DISTAL HOLE TERRY CLOTH FOR USING WITH LINERS WITH A CONNECTOR TRANSTIBIAL AMPUTATION LENGTH 30 CM APPROXIMATELY | PROSTHETICS & ORTHOSIS SUPPLIES
5986 | 4224200430300 | STOCKINGS, COSMETIC, FOR BELOW KNEE PROSTHESIS, SIZE 1, LENGTH 38.5 CM, APPROXIMATELY | PROSTHETICS & ORTHOSIS SUPPLIES
5987 | 4224200010800 | ELEVATED VACUUM SYSTEM PREVENTS VOLUME LOSS AND MINIMIZES VOLUME FLUCTUATIONS IN THE RESIDUAL LIMB INCLUDES PATIENT ASSESSMENT AT CUSTOMERS PREMISES MEASURING INCLUDES ALL REQUIRED MATERIALS/COMPONENTS TO FABRICATE PROSTHESIS DELIVERY FITTING BY CERTIFIED ORTHOTIST IN MULTIPLE CLINICS AND DIFFERENT REGIONS WITH FOLLOW UP | PROSTHETICS & ORTHOSIS SUPPLIES
5988 | 4224200010900 | SOCKET SUSPENSION SYSTEM KISS LANYARD FOR TRANSFEMORAL / TRANSTIBIAL AMPUTATIONS CAN BE DONNED WHILE SITTING SUITED FOR GERIATRIC USERS | PROSTHETICS & ORTHOSIS SUPPLIES
5989 | 4224200011000 | TRANSFEMORAL PROSTHESIS COMPONENT KIT MODULAR CONSISTING OF LIGHTWEIGHT SINGLE AXIS KNEE JOINT WITH LOCK ROTATABLE SOCKET ADAPTER WITH PYRAMID RECEIVER TUBE ADAPTER AND COSMETIC FOAM FOR LOW ACTIVITY MAXIMUM WEIGHT 100 KG | PROSTHETICS & ORTHOSIS SUPPLIES
5990 | 4224200011100 | ROTATABLE, SOCKET, ADAPTER, APPLICATION, AS FOR SOCKET ADAPTER, WITH ADJUSTMENT SET SCREW S, STAINLESS STEEL | PROSTHETICS & ORTHOSIS SUPPLIES
5991 | 4224200011400 | LUBRICANT, TO AID IN DONNING THE PROSTHETIC GLOVE OVER THE INNER HAND, NET CONTENTS 250 GRAMS, APPROXIMATELY | PROSTHETICS & ORTHOSIS SUPPLIES
5992 | 4224200011500 | THINNER, FOR RESIN, NET CONTENTS, 800 GM, APPROXIMATELY | PROSTHETICS & ORTHOSIS SUPPLIES
5993 | 4224200011600 | THINNER, FOR QUICK DRYING, RUBBER CEMENT, FOR BONDING, FLEXIBLE MATERIALS, NET CONTENTS, 800 GM, APPROXIMATELY | PROSTHETICS & ORTHOSIS SUPPLIES
5994 | 4224200011700 | ACRYLIC VARNISH FOR PLASTER PARTING AGENT FOR RESINS NET CONTENTS 1 KG. APPROXIMATELY | PROSTHETICS & ORTHOSIS SUPPLIES
5995 | 4224200011800 | PLASTABAND OR EQUAL FOR SEALING FILLING AND PROTECTION IN CONJUNCTION WITH LAMINATION APPLICATIONS AND TEMPERATURE RESISTANT LENGTH 10 METER WIDTH: 20 MM THICKNESS: 2 MM APPROXIMATELY COLOR: GRAY | PROSTHETICS & ORTHOSIS SUPPLIES
5996 | 4224200012000 | TALCUM, POWDER, NET CONTENTS, 1 KG., APPROXIMATELY | PROSTHETICS & ORTHOSIS SUPPLIES
5997 | 4224200430800 | PROSTHETIC BELOW KNEE STUMP SOCKS MEDIUM REGULAR, 85 % COTTON, 15% LYCRA (LENGTH 16-20 INCH), TOE WIDTH 3 ½ INCH, TOP WIDTH 6-6 ½ INCH), 1 PLY | PROSTHETICS & ORTHOSIS SUPPLIES
5998 | 4224200012100 | SPECIAL CLEANER FOR PROSTHETIC GLOVES, NET CONTENTS 0.45 KG, APPROXIMATELY | PROSTHETICS & ORTHOSIS SUPPLIES
5999 | 4224200430900 | PROSTHETIC BELOW KNEE STUMP SOCKS MEDIUM LONG REGULAR, 85 % COTTON, 15% LYCRA (LENGTH 22-26 INCH), TOE WIDTH 3 ½ INCH TOP WIDTH 6-6 ½ INCH), 1 PLY | PROSTHETICS & ORTHOSIS SUPPLIES
6000 | 4224200431100 | PROSTHETIC BELOW KNEE STUMP SOCKS MEDIUM REGULAR, 85 % COTTON, 15% LYCRA (LENGTH 16-20 INCH), TOE WIDTH 3 ½ INCH, TOP WIDTH 6-6 ½ INCH), 3 PLY | PROSTHETICS & ORTHOSIS SUPPLIES
6001 | 4224200433800 | SILICONE LINER CUSHION FOR TRANSFEMORAL AMPUTEES ANTIBACTERIAL MATERIAL SUITABLE FOR AMPUTEES WITH EXCESS SOFT TISSUE SIZE 240 MM APPROXIMATELY THICKNESS: 5.5-6 MM | PROSTHETICS & ORTHOSIS SUPPLIES
6002 | 4224200433700 | SILICONE LINER CUSHION FOR TRANSFEMORAL AMPUTEES ANTIBACTERIAL MATERIAL SUITABLE FOR AMPUTEES WITH EXCESS SOFT TISSUE SIZE 240 MM APPROXIMATELY THICKNESS: 2.5-3 MM | PROSTHETICS & ORTHOSIS SUPPLIES
6003 | 4224200433600 | SILICONE LINER CUSHION FOR TRANSFEMORAL AMPUTEES ANTIBACTERIAL MATERIAL SUITABLE FOR AMPUTEES WITH EXCESS SOFT TISSUE SIZE 220 MM APPROXIMATELY THICKNESS: 5.5-6 MM | PROSTHETICS & ORTHOSIS SUPPLIES
6004 | 4224200010400 | FOOT ADAPTER FOR SACH AND DYNAMIC FOOT FOR CHILDREN WITH M8 THREAD FOR BODY WEIGHT UP TO 60 KG | PROSTHETICS & ORTHOSIS SUPPLIES
6005 | 4224200010500 | LAMINATION ANCHOR, PEDIATRIC, WITH PYRAMID FOR TRANSTIBIAL AND TRANSFEMORAL | PROSTHETICS & ORTHOSIS SUPPLIES
6006 | 4224200433500 | SILICONE LINER CUSHION FOR TRANSFEMORAL AMPUTEES ANTIBACTERIAL MATERIAL SUITABLE FOR AMPUTEES WITH EXCESS SOFT TISSUE SIZE 220 MM APPROXIMATELY THICKNESS: 2.5-3 MM | PROSTHETICS & ORTHOSIS SUPPLIES
6007 | 4224200010600 | SHOCK ABSORBER TORTION CONTROL WITH TUBE CLAMP ADAPTER | PROSTHETICS & ORTHOSIS SUPPLIES
6008 | 4224200433400 | SILICONE LINER CUSHION FOR TRANSFEMORAL AMPUTEES ANTIBACTERIAL MATERIAL SUITABLE FOR AMPUTEES WITH EXCESS SOFT TISSUE SIZE 200 MM APPROXIMATELY THICKNESS: 5.5-6 MM | PROSTHETICS & ORTHOSIS SUPPLIES
6009 | 4224200433300 | SILICONE LINER CUSHION FOR TRANSFEMORAL AMPUTEES ANTIBACTERIAL MATERIAL SUITABLE FOR AMPUTEES WITH EXCESS SOFT TISSUE SIZE 200 MM APPROXIMATELY THICKNESS: 2.5-3 MM | PROSTHETICS & ORTHOSIS SUPPLIES
6010 | 4224200431800 | A PROSTHETIC SOCKS (STRETCHABLE) DESIGNED TO BE WORN UNDER A SUSPENSION LINER NEXT TO THE SKIN. RELIEVES SKIN SHEAR IRRITATIONS AND IMPROVES COMFORT WITH LINERS. SIZE SHORT | PROSTHETICS & ORTHOSIS SUPPLIES
6011 | 4224200431600 | PROSTHETIC BELOW KNEE STUMP SOCKS MEDIUM SHORT, 85 % COTTON, 15% LYCRA (LENGTH 10-14 INCH, TOE WIDTH 3 ½ INCH TOP WIDTH 6-6 ½ INCH), 5 PLY | PROSTHETICS & ORTHOSIS SUPPLIES
6012 | 4224200431500 | PROSTHETIC BELOW KNEE STUMP SOCKS MEDIUM LONG REGULAR, 85 % COTTON, 15% LYCRA (LENGTH 22-26 INCH), TOE WIDTH 3 ½ INCH TOP WIDTH 6-6 ½ INCH), 5 PLY | PROSTHETICS & ORTHOSIS SUPPLIES
6013 | 4224200431400 | PROSTHETIC BELOW KNEE STUMP SOCKS MEDIUM REGULAR, 85 % COTTON, 15% LYCRA (LENGTH 16-20 INCH), TOE WIDTH 3 ½ INCH, TOP WIDTH 6-6 ½ INCH), 5 PLY | PROSTHETICS & ORTHOSIS SUPPLIES
6014 | 4224200431300 | PROSTHETIC BELOW KNEE STUMP SOCKS MEDIUM SHORT 85 % COTTON 15% LYCRA(LENGTH 10-14 INCH APPROXIMATELY TOE WIDTH 3 ½ INCH TOP WIDTH 6-6 ½ INCH) APPROXIMATELY 3 PLY | PROSTHETICS & ORTHOSIS SUPPLIES
6015 | 4224200431200 | PROSTHETIC BELOW KNEE STUMP SOCKS MEDIUM LONG REGULAR, 85 % COTTON, 15% LYCRA(LENGTH 22-26 INCH), TOE WIDTH 3 ½ INCH TOP WIDTH 6-6 ½ INCH), 3 PLY | PROSTHETICS & ORTHOSIS SUPPLIES
6016 | 4224200431000 | PROSTHETIC BELOW KNEE STUMP SOCKS MEDIUM SHORT, 85 % COTTON, 15% LYCRA(LENGTH 10-14 INCH, TOE WIDTH 3 ½ INCH TOP WIDTH 6-6 ½ INCH), 1 PLY | PROSTHETICS & ORTHOSIS SUPPLIES
6017 | 4224200019100 | DEEP FORMING KIT AN ORTHOTICS AND PROSTHETICS METAL FRAME FOR LAMINATING CASTING AND TEST SOCKETS BY VACUUM TECHNOLOGY FOR LOWER LIMBS | PROSTHETICS & ORTHOSIS SUPPLIES
6018 | 4224200012200 | SILICONE FOR IMPRESSION, TAKING AND CORRECTION OF TRIAL FITTINGS ON THE PATIENT, INCLUDING FINGER PROSTHESIS, PARTIAL HAND PROSTHESIS, SCAR COMPRESSION, MASKS, AND GLOVES, PARTIAL FOOT PROSTHESIS, TRANSFEMORAL, AND TIBIAL PROSTHESIS LINERS AS WELL AS ORTHOSIS | PROSTHETICS & ORTHOSIS SUPPLIES
6019 | 4224200012400 | MYOENERGY INTEGRAL, FOR CHILDREN | PROSTHETICS & ORTHOSIS SUPPLIES
6020 | 4224200013700 | BLADE, JIG SAW, FOR STEEL SHEET, LENGTH 50 MM, TEETH 1.2 MM, APPROXIMATELY | PROSTHETICS & ORTHOSIS SUPPLIES
6021 | 4224200408800 | SOCK COMPRESSION SHRINKER TRANSFEMORAL RESIDUAL LIMB CLASS 2 SIZE: LARGE LENGTH 30 CM APPROXIMATELY | PROSTHETICS & ORTHOSIS SUPPLIES
6022 | 4224200013800 | TAPE LINEN ADHESIVE FOR SEALING LAMINATION RESIN LENGTH : 50 METER APPROXIMATELY WIDTH: 25 MM APPROXIMATELY COLOR: RAW WHITE | PROSTHETICS & ORTHOSIS SUPPLIES
6023 | 4224200013900 | POLYPROPYLENE COPOLYMER SHEET 1200 MM X 1200 MM X 5 MM APPROXIMATELY | PROSTHETICS & ORTHOSIS SUPPLIES
6024 | 4224200408500 | PROSTHETIC SEALING SLEEVE TRANSTIBIAL PLUS FLAT SEAM SHORT PROFLEX OR EQUIVALENT KNEE CONICAL SHAPE THE SEALING SLEEVE IS TAPERED BOTH FROM THE DISTAL END TOWARDS THE KNEE AS WELL AS FROM THE KNEE TOWARDS THE PROXIMAL END THIS INCREASES THE GRIP ON THE PROSTHETIC SOCKET AND AT THE SAME TIME REDUCES PRESSURE ON THE THIGH KNEE CENTER CIRCUMFERENCE 36 - 47 CM SIZE 1 | PROSTHETICS & ORTHOSIS SUPPLIES
6025 | 4224200408400 | PROSTHETIC SEALING SLEEVE TRANSTIBIAL PLUS FLAT SEAM SHORT PROFLEX OR EQUIVALENT KNEE CONICAL SHAPE THE SEALING SLEEVE IS TAPERED BOTH FROM THE DISTAL END TOWARDS THE KNEE AS WELL AS FROM THE KNEE TOWARDS THE PROXIMAL END THIS INCREASES THE GRIP ON THE PROSTHETIC SOCKET AND AT THE SAME TIME REDUCES PRESSURE ON THE THIGH KNEE CENTER CIRCUMFERENCE 30 - 40 CM SIZE 1 | PROSTHETICS & ORTHOSIS SUPPLIES
6026 | 4224200408300 | PROSTHETIC SEALING SLEEVE TRANSTIBIAL PLUS FLAT SEAM SHORT PROFLEX OR EQUIVALENT KNEE CONICAL SHAPE THE SEALING SLEEVE IS TAPERED BOTH FROM THE DISTAL END TOWARDS THE KNEE AS WELL AS FROM THE KNEE TOWARDS THE PROXIMAL END THIS INCREASES THE GRIP ON THE PROSTHETIC SOCKET AND AT THE SAME TIME REDUCES PRESSURE ON THE THIGH KNEE CENTER CIRCUMFERENCE 24 - 32 CM SIZE 1 | PROSTHETICS & ORTHOSIS SUPPLIES
6027 | 4224200408200 | PROSTHETIC SEALING SLEEVE TRANSTIBIAL PLUS FLAT SEAM REGULAR PROFLEX OR EQUIVALENT KNEE CONICAL SHAPE THE SEALING SLEEVE IS TAPERED BOTH FROM THE DISTAL END TOWARDS THE KNEE AS WELL AS FROM THE KNEE TOWARDS THE PROXIMAL END THIS INCREASES THE GRIP ON THE PROSTHETIC SOCKET AND AT THE SAME TIME REDUCES PRESSURE ON THE THIGH KNEE CENTER CIRCUMFERENCE 36 - 47 CM SIZE 1 | PROSTHETICS & ORTHOSIS SUPPLIES
6028 | 4224200408100 | PROSTHETIC SEALING SLEEVE TRANSTIBIAL PLUS FLAT SEAM REGULAR PROFLEX OR EQUIVALENT KNEE CONICAL SHAPE THE SEALING SLEEVE IS TAPERED BOTH FROM THE DISTAL END TOWARDS THE KNEE AS WELL AS FROM THE KNEE TOWARDS THE PROXIMAL END THIS INCREASES THE GRIP ON THE PROSTHETIC SOCKET AND AT THE SAME TIME REDUCES PRESSURE ON THE THIGH KNEE CENTER CIRCUMFERENCE 30 - 40 CM SIZE 1 | PROSTHETICS & ORTHOSIS SUPPLIES
6029 | 4224200408000 | PROSTHETIC SEALING SLEEVE TRANSTIBIAL PLUS FLAT SEAM REGULAR PROFLEX OR EQUIVALENT KNEE CONICAL SHAPE THE SEALING SLEEVE IS TAPERED BOTH FROM THE DISTAL END TOWARDS THE KNEE AS WELL AS FROM THE KNEE TOWARDS THE PROXIMAL END THIS INCREASES THE GRIP ON THE PROSTHETIC SOCKET AND AT THE SAME TIME REDUCES PRESSURE ON THE THIGH KNEE CENTER CIRCUMFERENCE 24 - 32 CM SIZE 1 | PROSTHETICS & ORTHOSIS SUPPLIES
6030 | 4224200407900 | NEOPRENE TRANSFEMORAL SUSPENSION SLEEVE, SIZE SMALL, LEFT | PROSTHETICS & ORTHOSIS SUPPLIES
6031 | 4224200407600 | SOCKS MULTIPLE PLY TERRY CLOTH WHITE THIN - WALLED FOR TRANSTIBIAL AMPUTATION LENGTH 45 CM APPROXIMATELY | PROSTHETICS & ORTHOSIS SUPPLIES
6032 | 4224200407400 | SOCKS MULTIPLE PLY TERRY CLOTH WHITE THIN - WALLED FOR TRANSTIBIAL AMPUTATION LENGTH 35 CM APPROXIMATELY | PROSTHETICS & ORTHOSIS SUPPLIES
6033 | 4224200407200 | SOCKS MULTIPLE PLY TERRY CLOTH WHITE THIN - WALLED FOR TRANSTIBIAL AMPUTATION LENGTH 25 CM APPROXIMATELY | PROSTHETICS & ORTHOSIS SUPPLIES
6034 | 4224200407100 | SOCKS MULTIPLE PLY TERRY CLOTH WHITE THIN - WALLED FOR TRANSTIBIAL AMPUTATION LENGTH 20 CM APPROXIMATELY | PROSTHETICS & ORTHOSIS SUPPLIES
6035 | 4224200013600 | DUMMIES FOR FIXING ANKLE JOINT SIZE: PEDIATRIC | PROSTHETICS & ORTHOSIS SUPPLIES
6036 | 4224200012300 | VACUUM FORMING TOOL FOR UPPER EXTREMITY USED OUTER Q 26 CM APPROXIMATELY | PROSTHETICS & ORTHOSIS SUPPLIES
6037 | 4224200409100 | SOCK COMPRESSION SHRINKER TRANSFEMORAL RESIDUAL LIMB CLASS 2 SIZE: MEDIUM LENGTH 30 CM APPROXIMATELY | PROSTHETICS & ORTHOSIS SUPPLIES
6038 | 4224200409400 | SOCK COMPRESSION SHRINKER TRANSFEMORAL RESIDUAL LIMB CLASS 2 SIZE: SMALL LENGTH 30 CM APPROXIMATELY | PROSTHETICS & ORTHOSIS SUPPLIES
6039 | 4224200012600 | MYOENERGY INTEGRAL BATTERY, FOR ADULT | PROSTHETICS & ORTHOSIS SUPPLIES
6040 | 4224200012700 | CHARGER, FOR MYOENERGY, INTEGRAL BATTERY SYSTEM | PROSTHETICS & ORTHOSIS SUPPLIES
6041 | 4224200012800 | CONTROLLER FOR SYSTEM DESIGN FOR CHILDREN 7 PROGRAMS LEFT AND RIGHT | PROSTHETICS & ORTHOSIS SUPPLIES
6042 | 4224200012900 | CONTROL ELEMENT, FOR ASSEMBLY BETWEEN THE OUTER AND INNER PROSTHETIC SOCKET | PROSTHETICS & ORTHOSIS SUPPLIES
6043 | 4224200013000 | CHAMOIS LEATHER, ULTRA SOFT, TRIMMED, SIZE BY FEET | PROSTHETICS & ORTHOSIS SUPPLIES
6044 | 4224200013100 | COW ORTHOPEDIC SIDE LEATHER 0.8 - 1 MM APPROXIMATELY BLACK BY FEET | PROSTHETICS & ORTHOSIS SUPPLIES
6045 | 4224200426200 | STOCKINGS, COSMETIC, FOR BELOW KNEE PROSTHESIS, SIZE 3, LENGTH 44.5 CM, APPROXIMATELY | PROSTHETICS & ORTHOSIS SUPPLIES
6046 | 4224200410700 | SOCK COMPRESSION SHRINKER TRANSFEMORAL RESIDUAL LIMB CLASS 2 SIZE: LARGE LENGTH 25 CM APPROXIMATELY | PROSTHETICS & ORTHOSIS SUPPLIES
6047 | 4224200410600 | SOCK COMPRESSION SHRINKER TRANSFEMORAL RESIDUAL LIMB CLASS 2 SIZE: LARGE LENGTH 20 CM APPROXIMATELY | PROSTHETICS & ORTHOSIS SUPPLIES
6048 | 4224200013200 | COW ORTHOPEDIC SIDE LEATHER 0.8 - 1 MM APPROXIMATELY PEACH BY FEET | PROSTHETICS & ORTHOSIS SUPPLIES
6049 | 4224200013300 | COW ORTHOPEDIC SIDE LEATHER 0.8 - 1 MM APPROXIMATELY YELLOW BY FEET | PROSTHETICS & ORTHOSIS SUPPLIES
6050 | 4224200410300 | SOCK COMPRESSION SHRINKER TRANSFEMORAL RESIDUAL LIMB CLASS 2 SIZE: XX-LARGE LENGTH 30 CM APPROXIMATELY | PROSTHETICS & ORTHOSIS SUPPLIES
6051 | 4224200013400 | DUMMIES FOR FIXING ANKLE JOINT SIZE: LARGE | PROSTHETICS & ORTHOSIS SUPPLIES
6052 | 4224200410000 | SOCK COMPRESSION SHRINKER TRANSFEMORAL RESIDUAL LIMB CLASS 2 SIZE: X-SMALL LENGTH 30 CM APPROXIMATELY | PROSTHETICS & ORTHOSIS SUPPLIES
6053 | 4224200409700 | SOCK COMPRESSION SHRINKER TRANSFEMORAL RESIDUAL LIMB CLASS 2 SIZE: X-LARGE LENGTH 30 CM APPROXIMATELY | PROSTHETICS & ORTHOSIS SUPPLIES
6054 | 4224200013500 | DUMMIES FOR FIXING ANKLE JOINT SIZE: MEDIUM | PROSTHETICS & ORTHOSIS SUPPLIES
6055 | 4224200300400 | CLAMP, FEMALE, PYRAMID TUBE, ALUMINUM, HEIGHT 50 MM, BUILD HEIGHT 16 MM, WEIGHT 64 GRAMS, WEIGHT CAPACITY IS UPTO 100 KG | PROSTHETICS & ORTHOSIS SUPPLIES
6056 | 4224200300300 | CLAMP, MALE, PYRAMID, TUBE, ALUMINUM, WITH STAINLESS STEEL, INSERT, HEIGHT 56 MM, BUILD HEIGHT 41.5 MM, WEIGHT 62 GRAMS, WEIGHT CAPACITY IS UPTO 100 KG | PROSTHETICS & ORTHOSIS SUPPLIES
6057 | 4224200300200 | FOUR HOLE MALE PYRAMID ALUMINUM WITH STAINLESS STEEL INSERT HEIGHT 23 MM APPROXIMATELY WEIGHT CAPACITY IS UP TO 100 KG | PROSTHETICS & ORTHOSIS SUPPLIES
6058 | 4224200023100 | PYLON FEMALE KIT 1 LONG ALUMINUM TUB CLAMP STAINLESS STEEL TUBE LENGTH 250 MM APPROXIMATELY WEIGHT LIMIT 100 KG | PROSTHETICS & ORTHOSIS SUPPLIES
6059 | 4224200023200 | TUBE ALUMINUM LENGTH 250 MM APPROXIMATELY WEIGHT UP TO 100 KG | PROSTHETICS & ORTHOSIS SUPPLIES
6060 | 4224200152800 | SILICONE LINER LOCKING FOR TRANSFEMORAL AMPUTEES ANTIBACTERIAL MATERIAL SUITABLE FOR AMPUTEES WITH EXCESS SOFT TISSUE SKEO 3D OR EQUIVALENT CLOTH COVER CONICAL SHAPE IN DISTAL CYLINDRICAL SHAPE IN PROXIMAL THICKNESS FROM 4.5 MM DISTAL 2.5 MM PROXIMAL SIZE 340 MM APPROXIMATELY | PROSTHETICS & ORTHOSIS SUPPLIES
6061 | 4224200152700 | SILICONE LINER LOCKING FOR TRANSFEMORAL AMPUTEES ANTIBACTERIAL MATERIAL SUITABLE FOR AMPUTEES WITH EXCESS SOFT TISSUE SKEO 3D OR EQUIVALENT CLOTH COVER CONICAL SHAPE IN DISTAL CYLINDRICAL SHAPE IN PROXIMAL THICKNESS FROM 4.5 MM DISTAL 2.5 MM PROXIMAL SIZE 280 MM APPROXIMATELY | PROSTHETICS & ORTHOSIS SUPPLIES
6062 | 4224200152600 | PROSTHETIC FOOT DYNAMIC PEDIATRIC FOR USERS IN MOBILITY GRADES 1 - 2 THE FOOT HAS ASSEMBLED TITANIUM ADAPTER AND IS APPROVED FOR A BODY WEIGHT OF UP TO 50 KG NATURAL FOR CHILDREN RIGHT SIZE 14 | PROSTHETICS & ORTHOSIS SUPPLIES
6063 | 4224200152500 | PROSTHETIC FOOT DYNAMIC PEDIATRIC FOR USERS IN MOBILITY GRADES 1 - 2 THE FOOT HAS ASSEMBLED TITANIUM ADAPTER AND IS APPROVED FOR A BODY WEIGHT OF UP TO 50 KG NATURAL FOR CHILDREN LEFT SIZE 21 | PROSTHETICS & ORTHOSIS SUPPLIES
6064 | 4224200152400 | PROSTHETIC FOOT DYNAMIC PEDIATRIC FOR USERS IN MOBILITY GRADES 1 - 2 THE FOOT HAS ASSEMBLED TITANIUM ADAPTER AND IS APPROVED FOR A BODY WEIGHT OF UP TO 50 KG NATURAL FOR CHILDREN LEFT SIZE 20 | PROSTHETICS & ORTHOSIS SUPPLIES
6065 | 4224200152300 | PROSTHETIC FOOT DYNAMIC PEDIATRIC FOR USERS IN MOBILITY GRADES 1 - 2 THE FOOT HAS ASSEMBLED TITANIUM ADAPTER AND IS APPROVED FOR A BODY WEIGHT OF UP TO 50 KG NATURAL FOR CHILDREN LEFT SIZE 19 | PROSTHETICS & ORTHOSIS SUPPLIES
6066 | 4224200152200 | PROSTHETIC FOOT DYNAMIC PEDIATRIC FOR USERS IN MOBILITY GRADES 1 - 2 THE FOOT HAS ASSEMBLED TITANIUM ADAPTER AND IS APPROVED FOR A BODY WEIGHT OF UP TO 50 KG NATURAL FOR CHILDREN LEFT SIZE 18 | PROSTHETICS & ORTHOSIS SUPPLIES
6067 | 4224200152100 | PROSTHETIC FOOT DYNAMIC PEDIATRIC FOR USERS IN MOBILITY GRADES 1 - 2 THE FOOT HAS ASSEMBLED TITANIUM ADAPTER AND IS APPROVED FOR A BODY WEIGHT OF UP TO 50 KG NATURAL FOR CHILDREN RIGHT SIZE 21 | PROSTHETICS & ORTHOSIS SUPPLIES
6068 | 4224200023300 | TUBE ALUMINUM LENGTH 400 MM APPROXIMATELY WEIGHT UP TO100 KG | PROSTHETICS & ORTHOSIS SUPPLIES
6069 | 4224200152000 | PROSTHETIC FOOT DYNAMIC PEDIATRIC FOR USERS IN MOBILITY GRADES 1 - 2 THE FOOT HAS ASSEMBLED TITANIUM ADAPTER AND IS APPROVED FOR A BODY WEIGHT OF UP TO 50 KG NATURAL FOR CHILDREN RIGHT SIZE 20 | PROSTHETICS & ORTHOSIS SUPPLIES
6070 | 4224200151900 | PROSTHETIC FOOT DYNAMIC PEDIATRIC FOR USERS IN MOBILITY GRADES 1 - 2 THE FOOT HAS ASSEMBLED TITANIUM ADAPTER AND IS APPROVED FOR A BODY WEIGHT OF UP TO 50 KG NATURAL FOR CHILDREN RIGHT SIZE 19 | PROSTHETICS & ORTHOSIS SUPPLIES
6071 | 4224200151800 | PROSTHETIC FOOT DYNAMIC PEDIATRIC FOR USERS IN MOBILITY GRADES 1 - 2 THE FOOT HAS ASSEMBLED TITANIUM ADAPTER AND IS APPROVED FOR A BODY WEIGHT OF UP TO 50 KG NATURAL FOR CHILDREN RIGHT SIZE 18 | PROSTHETICS & ORTHOSIS SUPPLIES
6072 | 4224200151700 | FOOT SACH (SOLID ANKLE CUSHION HEEL) PEDIATRIC SHAPED TOES WEIGHING UP TO 45 KG. RIGHT SIZE 17 | PROSTHETICS & ORTHOSIS SUPPLIES
6073 | 4224200023000 | PYLON FEMALE KIT 1, SHORT ALUMINUM TUBE CLAMP, STAINLESS STEEL TUBE, LENGTH 250 MM, WEIGHT LIMIT 100 KG | PROSTHETICS & ORTHOSIS SUPPLIES
6074 | 4224200151600 | FOOT SACH (SOLID ANKLE CUSHION HEEL) PEDIATRIC SHAPED TOES WEIGHING UP TO 45 KG. RIGHT SIZE 16 | PROSTHETICS & ORTHOSIS SUPPLIES
6075 | 4224200022700 | PYLON FEMALE KIT 1 LONG TITANIUM TUBE CLAMP CARBON TUBE AND SOCKET ADAPTOR LENGTH UP TO 400 MM WEIGHT LIMIT 150-170 KG | PROSTHETICS & ORTHOSIS SUPPLIES
6076 | 4224200021700 | MALE INSERT PYRAMID FOR PRONG STAINLESS STEEL INSERT HEIGHT 31 MM APPROXIMATELY WEIGHT UP TO 100 GRAMS WEIGHT CAPACITY IS UP TO 100 KG | PROSTHETICS & ORTHOSIS SUPPLIES
6077 | 4224200214600 | ELBOW JOINT AUTOMATIC LOCK EXTERNAL STAINLESS STEEL RIGHT MEDIAL | PROSTHETICS & ORTHOSIS SUPPLIES
6078 | 4224200214500 | ELBOW JOINT AUTOMATIC LOCK EXTERNAL STAINLESS STEEL LEFT/RIGHT LATERAL | PROSTHETICS & ORTHOSIS SUPPLIES
6079 | 4224200214400 | ELBOW JOINT AUTOMATIC LOCK EXTERNAL STAINLESS STEEL LEFT MEDIAL | PROSTHETICS & ORTHOSIS SUPPLIES
6080 | 4224200214200 | PROSTHETIC ELBOW JOINT AUTOMATIC LOCKING MORE THAN 7 LOCKING POSITIONS ELBOW SIZE 58 MM APPROXIMATELY ASSORTED COLOR | PROSTHETICS & ORTHOSIS SUPPLIES
6081 | 4224200214000 | PROSTHETIC ELBOW JOINT AUTOMATIC MORE THAN 7 LOCKING POSITIONS ELBOW SIZE 70 MM APPROXIMATELY ASSORTED COLOR | PROSTHETICS & ORTHOSIS SUPPLIES
6082 | 4224200213800 | PROSTHETIC ELBOW JOINT AUTOMATIC MORE THAN 7 LOCKING POSITIONS ELBOW SIZE 64 MM APPROXIMATELY ASSORTED COLOR | PROSTHETICS & ORTHOSIS SUPPLIES
6083 | 4224200195900 | ANKLE FOOT ORTHOSIS (AFO), RIGID, POLYPROPYLENE, 4 MM, FULL FOOT ANATOMICAL DESIGN, PADDING IN CALF AREA, ASSISTS DORSIFLEXION IN THE FOOT, SIZE 35 - 37, RIGHT | PROSTHETICS & ORTHOSIS SUPPLIES
6084 | 4224200019900 | DIRECT SOCKET LAMINATION SYSTEM, TRANSFEMORAL AMPUTEES OF ALL PATIENT ACTIVITY LEVELS, WITH USE OF THE DIRECT SOCKET MATERIALS, TOOLS, BRIM, THE MATERIAL ARE PROVIDED IN KIT WHERE EACH KIT PROVIDES ALL THE CONSUMABLES NEEDED TO FABRICATE ONE SOCKET | PROSTHETICS & ORTHOSIS SUPPLIES
6085 | 4224200020000 | ORTHOTIC KNEE JOINT AUTOMATIC ANGLED LEVER LOCK AUTOMATICALLY ENGAGES WHEN THE JOINT REACHES FULL EXTENSION OPTIONAL ANTERIOR PULL CABLE TO DISENGAGE BOTH LOCKS SIMULTANEOUSLY ALUMINUM ROUNDED STAINLESS STEEL AND TITANIUM UPRIGHTS AVAILABLE MODULAR DESIGN PROVIDE STABILITY DURING THE STANCE PHASE OF GAIT MEDIAL/LATERAL CONTROL GENU RECURVATUM PROFOUND QUADRICEP INSTABILITY | PROSTHETICS & ORTHOSIS SUPPLIES
6086 | 4224200020200 | ORTHOTIC KNEE JOINT STANCE CONTROL LOCKS THE KNEE DURING STANCE PHASE AND ALLOWS FREE KNEE MOTION DURING SWING RESISTS KNEE FLEXION AT ANY ANGLE POSITIVE LOCK ENGAGED AT FULL EXTENSION ALUMINUM ROUNDED STAINLESS STEEL AND TITANIUM UPRIGHTS AVAILABLE PROVIDE KNEE STABILITY EVEN IF FULL EXTENSION IS NOT REACHED MODULAR DESIGN DURABLE ACTIVE BUT RESISTIVE FLEXION AT KNEE QUADRICEP WEAKNESS LACK OF KNEE CONTROL KNEE FLEXURE CONTRACTURE GENU RECURVATUM | PROSTHETICS & ORTHOSIS SUPPLIES
6087 | 4224200020400 | ORTHOTIC ANKLE JOINT ANKLE ADJUSTABLE DORSIFLEXION ASSIST PROVIDES RESISTANCE TO PLANTAR FLEXION MOTION PROVIDES ASSISTANCE TO DO = RSIFLEXION MOTION ANKLE JOINTS AND UPRIGHTS ARE AVAILABLE IN STAINLESS STEEL AND ALUMINUM STIRRUPS ARE STAINLESS STEEL MEDIAL/LATERAL CONTROL MOTION LIMITING ASSIST DORSIFLEXION ANKLE JOINTS COMPONENTS AND ACCESSORIES FOR INCLUSION IN AN ORTHOSIS TO PROVIDE CONTROLLED DORSIFLEXION ASSIST/ PLANTARFLEXION RESIST | PROSTHETICS & ORTHOSIS SUPPLIES
6088 | 4224200020600 | ORTHOTIC ANKLE JOINT WITH DORSIFLEXION EFFECT .INDEPENDENTLY ADJUSTABLE PLANTAR FLEXION RESIST INDEPENDENTLY ADJUSTABLE RANGE OF MOTION INDEPENDENTLY ADJUSTABLE DORSIFLEXION RESIST INDEPENDENTLY ADJUSTABLE ANKLE ALIGNMENT MEDIAL/LATERAL CONTROL MOTION LIMITING RESIST DORSIFLEXION AND/OR PLANTAR FLEXION ASSORTED SIZE | PROSTHETICS & ORTHOSIS SUPPLIES
6089 | 4224200020800 | DORSIFLEXION ASSIST FLEXURE JOINT PROVIDES MOTION ASSIST POWER SIMILAR TO TRADITIONAL DORSI-ASSIST ANKLE JOINTS ASSORTED DUROMETER AND SIZE | PROSTHETICS & ORTHOSIS SUPPLIES
6090 | 4224200021200 | ORTHOTIC ANKLE JOINT POLYPROPYLENE FUNCTIONS AS A FREE MOTION JOINT AVAILABLE IN NATURAL AND BLACK COST - EFFECTIVE PROVIDES MEDIOLATERAL CONTROL CAN BE CONFIGURED TO LIMIT MOTION WHEN COMBINED WITH A POSTERIOR STOP MEDIAL/LATERAL CONTROL MOTION LIMITING ASSIST DORSIFLEXION AND/OR PLANTAR FLEXION | PROSTHETICS & ORTHOSIS SUPPLIES
6091 | 4224200021300 | ORTHOTIC ANKLE JOINT NYLON FUNCTIONS AS A FREE MOTION JOINT COST - EFFECTIVE PROVIDES MEDIOLATERAL CONTROL CAN BE CONFIGURED TO LIMIT MOTION WHEN COMBINED WITH A POSTERIOR STOP STRONGER THAN POLYPROPYLENE VERSION MEDIAL/LATERAL CONTROL MOTION LIMITING ASSIST DORSIFLEXION AND/OR PLANTAR FLEXION | PROSTHETICS & ORTHOSIS SUPPLIES
6092 | 4224200021900 | ADAPTER 4 - HOLE THREADED TOP ALUMINUM HEIGHT 22 MM APPROXIMATELY WEIGHT CAPACITY IS UP TO 100 KG | PROSTHETICS & ORTHOSIS SUPPLIES
6093 | 4224200214700 | CUSTOM MADE COSMETIC PROSTHESIS HIGH DEFINITION SILICONE TRANSHUMERAL ADULT STRETCHABLE SILICONE WITH MULTI-COLORED SKIN TONE AND ATTENTION TO DETAIL INCLUDING HAIRS MOLES AND FRECKLES SILICONE NAILS WHICH CAN BE PAINTED WITH NAIL VARNISH BY USER TO INCLUDE SILICONE SOCKET COMPONENTS AND TEST PIECE REQUIRED (APPENDIX B) | PROSTHETICS & ORTHOSIS SUPPLIES
6094 | 4224200151500 | FOOT SACH (SOLID ANKLE CUSHION HEEL) PEDIATRIC SHAPED TOES WEIGHING UP TO 45 KG. RIGHT SIZE 15 | PROSTHETICS & ORTHOSIS SUPPLIES
6095 | 4224200151300 | FOOT SACH (SOLID ANKLE CUSHION HEEL) PEDIATRIC SHAPED TOES WEIGHING UP TO 45 KG. LEFT SIZE 17 | PROSTHETICS & ORTHOSIS SUPPLIES
6096 | 4224200149200 | PROSTHETIC FOOT DYNAMIC PEDIATRIC FOR USERS IN MOBILITY GRADES 1 - 2 THE FOOT HAS ASSEMBLED TITANIUM ADAPTER AND IS APPROVED FOR A BODY WEIGHT OF UP TO 50 KG NATURAL FOR CHILDREN RIGHT SIZE 15 | PROSTHETICS & ORTHOSIS SUPPLIES
6097 | 4224200148500 | ORTHOTIC KNEE JOINT SINGLE AXIS CHILDREN MODULAR KNEE JOINT WITH INDIVIDUALLY ADJUSTABLE EXTENSION ASSIST MECHANISM TO CONTROL THE SWING PHASE MAXIMUM BODY WEIGHT 45 KG ALUMINUM MAXIMUM KNEE FLEXION ANGLE 145 DEGREES KNEE CENTER TO PROXIMAL CONNECTION 18 MM APPROXIMATELY | PROSTHETICS & ORTHOSIS SUPPLIES
6098 | 4224200148400 | PROSTHETIC FOOT SINGLE AXIS 10 MM HEEL HEIGHT APPROXIMATELY NATURAL SHAPE SMOOTH SURFACE AND SHAPED TOES SUITABLE FOR TRANSFEMORAL FITTINGS BODY WEIGHT OF UP TO 100 KG MEN RIGHT SIZE 28 | PROSTHETICS & ORTHOSIS SUPPLIES
6099 | 4224200148300 | PROSTHETIC FOOT SINGLE AXIS 10 MM HEEL HEIGHT APPROXIMATELY NATURAL SHAPE SMOOTH SURFACE AND SHAPED TOES SUITABLE FOR TRANSFEMORAL FITTINGS BODY WEIGHT OF UP TO 100 KG MEN RIGHT SIZE 27 | PROSTHETICS & ORTHOSIS SUPPLIES
6100 | 4224200148200 | PROSTHETIC FOOT SINGLE AXIS 10 MM HEEL HEIGHT APPROXIMATELY NATURAL SHAPE SMOOTH SURFACE AND SHAPED TOES SUITABLE FOR TRANSFEMORAL FITTINGS BODY WEIGHT OF UP TO 100 KG MEN RIGHT SIZE 26 | PROSTHETICS & ORTHOSIS SUPPLIES
6101 | 4224200148100 | PROSTHETIC FOOT SINGLE AXIS 10 MM HEEL HEIGHT APPROXIMATELY NATURAL SHAPE SMOOTH SURFACE AND SHAPED TOES SUITABLE FOR TRANSFEMORAL FITTINGS BODY WEIGHT OF UP TO 100 KG MEN RIGHT SIZE 25 | PROSTHETICS & ORTHOSIS SUPPLIES
6102 | 4224200148000 | PROSTHETIC FOOT SINGLE AXIS 10 MM HEEL HEIGHT APPROXIMATELY NATURAL SHAPE SMOOTH SURFACE AND SHAPED TOES SUITABLE FOR TRANSFEMORAL FITTINGS BODY WEIGHT OF UP TO 100 KG MEN RIGHT SIZE 24 | PROSTHETICS & ORTHOSIS SUPPLIES
6103 | 4224200147900 | PROSTHETIC FOOT SINGLE AXIS 10 MM HEEL HEIGHT APPROXIMATELY NATURAL SHAPE SMOOTH SURFACE AND SHAPED TOES SUITABLE FOR TRANSFEMORAL FITTINGS BODY WEIGHT OF UP TO 100 KG MEN RIGHT SIZE 23 | PROSTHETICS & ORTHOSIS SUPPLIES
6104 | 4224200147800 | PROSTHETIC FOOT SINGLE AXIS 10 MM HEEL HEIGHT APPROXIMATELY NATURAL SHAPE SMOOTH SURFACE AND SHAPED TOES SUITABLE FOR TRANSFEMORAL FITTINGS BODY WEIGHT OF UP TO 100 KG MEN RIGHT SIZE 22 | PROSTHETICS & ORTHOSIS SUPPLIES
6105 | 4224200147700 | PROSTHETIC FOOT SINGLE AXIS 10 MM HEEL HEIGHT APPROXIMATELY NATURAL SHAPE SMOOTH SURFACE AND SHAPED TOES SUITABLE FOR TRANSFEMORAL FITTINGS BODY WEIGHT OF UP TO 100 KG MEN RIGHT SIZE 21 | PROSTHETICS & ORTHOSIS SUPPLIES
6106 | 4224200147600 | PROSTHETIC FOOT SINGLE AXIS 10 MM HEEL HEIGHT APPROXIMATELY NATURAL SHAPE SMOOTH SURFACE AND SHAPED TOES SUITABLE FOR TRANSFEMORAL FITTINGS BODY WEIGHT OF UP TO 100 KG MEN LEFT SIZE 28 | PROSTHETICS & ORTHOSIS SUPPLIES
6107 | 4224200147500 | PROSTHETIC FOOT SINGLE AXIS 10 MM HEEL HEIGHT APPROXIMATELY NATURAL SHAPE SMOOTH SURFACE AND SHAPED TOES SUITABLE FOR TRANSFEMORAL FITTINGS BODY WEIGHT OF UP TO 100 KG MEN LEFT SIZE 27 | PROSTHETICS & ORTHOSIS SUPPLIES
6108 | 4224200147400 | PROSTHETIC FOOT SINGLE AXIS 10 MM HEEL HEIGHT APPROXIMATELY NATURAL SHAPE SMOOTH SURFACE AND SHAPED TOES SUITABLE FOR TRANSFEMORAL FITTINGS BODY WEIGHT OF UP TO 100 KG MEN LEFT SIZE 26 | PROSTHETICS & ORTHOSIS SUPPLIES
6109 | 4224200147300 | PROSTHETIC FOOT SINGLE AXIS 10 MM HEEL HEIGHT APPROXIMATELY NATURAL SHAPE SMOOTH SURFACE AND SHAPED TOES SUITABLE FOR TRANSFEMORAL FITTINGS BODY WEIGHT OF UP TO 100 KG MEN LEFT SIZE 25 | PROSTHETICS & ORTHOSIS SUPPLIES
6110 | 4224200147200 | PROSTHETIC FOOT SINGLE AXIS 10 MM HEEL HEIGHT APPROXIMATELY NATURAL SHAPE SMOOTH SURFACE AND SHAPED TOES SUITABLE FOR TRANSFEMORAL FITTINGS BODY WEIGHT OF UP TO 100 KG MEN LEFT SIZE 24 | PROSTHETICS & ORTHOSIS SUPPLIES
6111 | 4224200149300 | FOOT SACH (SOLID ANKLE CUSHION HEEL) PEDIATRIC SHAPED TOES WEIGHING UP TO 45 KG. LEFT SIZE 19 | PROSTHETICS & ORTHOSIS SUPPLIES
6112 | 4224200151400 | FOOT SACH (SOLID ANKLE CUSHION HEEL) PEDIATRIC SHAPED TOES WEIGHING UP TO 45 KG. RIGHT SIZE 14 | PROSTHETICS & ORTHOSIS SUPPLIES
6113 | 4224200149400 | PROSTHETIC FOOT DYNAMIC PEDIATRIC FOR USERS IN MOBILITY GRADES 1 - 2 THE FOOT HAS ASSEMBLED TITANIUM ADAPTER AND IS APPROVED FOR A BODY WEIGHT OF UP TO 50 KG NATURAL FOR CHILDREN RIGHT SIZE 16 | PROSTHETICS & ORTHOSIS SUPPLIES
6114 | 4224200149600 | PROSTHETIC FOOT DYNAMIC PEDIATRIC FOR USERS IN MOBILITY GRADES 1 - 2 THE FOOT HAS ASSEMBLED TITANIUM ADAPTER AND IS APPROVED FOR A BODY WEIGHT OF UP TO 50 KG NATURAL FOR CHILDREN RIGHT SIZE 17 | PROSTHETICS & ORTHOSIS SUPPLIES
6115 | 4224200151200 | FOOT SACH (SOLID ANKLE CUSHION HEEL) PEDIATRIC SHAPED TOES WEIGHING UP TO 45 KG. LEFT SIZE 16 | PROSTHETICS & ORTHOSIS SUPPLIES
6116 | 4224200151100 | FOOT SACH (SOLID ANKLE CUSHION HEEL) PEDIATRIC SHAPED TOES WEIGHING UP TO 45 KG. LEFT SIZE 15 | PROSTHETICS & ORTHOSIS SUPPLIES
6117 | 4224200151000 | FOOT SACH (SOLID ANKLE CUSHION HEEL) PEDIATRIC SHAPED TOES WEIGHING UP TO 45 KG. LEFT SIZE 14 | PROSTHETICS & ORTHOSIS SUPPLIES
6118 | 4224200150900 | FOOT SACH (SOLID ANKLE CUSHION HEEL) PEDIATRIC SHAPED TOES WEIGHING UP TO 45 KG. RIGHT SIZE 13 | PROSTHETICS & ORTHOSIS SUPPLIES
6119 | 4224200150800 | FOOT SACH (SOLID ANKLE CUSHION HEEL) PEDIATRIC SHAPED TOES WEIGHING UP TO 45 KG. RIGHT SIZE 12 | PROSTHETICS & ORTHOSIS SUPPLIES
6120 | 4224200150700 | FOOT SACH (SOLID ANKLE CUSHION HEEL) PEDIATRIC SHAPED TOES WEIGHING UP TO 45 KG. LEFT SIZE 13 | PROSTHETICS & ORTHOSIS SUPPLIES
6121 | 4224200150600 | FOOT SACH (SOLID ANKLE CUSHION HEEL) PEDIATRIC SHAPED TOES WEIGHING UP TO 45 KG. LEFT SIZE 12 | PROSTHETICS & ORTHOSIS SUPPLIES
6122 | 4224200150400 | PROSTHETIC FOOT DYNAMIC PEDIATRIC FOR USERS IN MOBILITY GRADES 1 - 2 THE FOOT HAS ASSEMBLED TITANIUM ADAPTER AND IS APPROVED FOR A BODY WEIGHT OF UP TO 50 KG NATURAL FOR CHILDREN LEFT SIZE 17 | PROSTHETICS & ORTHOSIS SUPPLIES
6123 | 4224200150300 | FOOT SACH (SOLID ANKLE CUSHION HEEL) PEDIATRIC SHAPED TOES WEIGHING UP TO 45 KG. RIGHT SIZE 20 | PROSTHETICS & ORTHOSIS SUPPLIES
6124 | 4224200150200 | PROSTHETIC FOOT DYNAMIC PEDIATRIC FOR USERS IN MOBILITY GRADES 1 - 2 THE FOOT HAS ASSEMBLED TITANIUM ADAPTER AND IS APPROVED FOR A BODY WEIGHT OF UP TO 50 KG NATURAL FOR CHILDREN LEFT SIZE 16 | PROSTHETICS & ORTHOSIS SUPPLIES
6125 | 4224200150100 | FOOT SACH (SOLID ANKLE CUSHION HEEL) PEDIATRIC SHAPED TOES WEIGHING UP TO 45 KG. RIGHT SIZE 19 | PROSTHETICS & ORTHOSIS SUPPLIES
6126 | 4224200150000 | PROSTHETIC FOOT DYNAMIC PEDIATRIC FOR USERS IN MOBILITY GRADES 1 - 2 THE FOOT HAS ASSEMBLED TITANIUM ADAPTER AND IS APPROVED FOR A BODY WEIGHT OF UP TO 50 KG NATURAL FOR CHILDREN LEFT SIZE 15 | PROSTHETICS & ORTHOSIS SUPPLIES
6127 | 4224200149900 | FOOT SACH (SOLID ANKLE CUSHION HEEL) PEDIATRIC SHAPED TOES WEIGHING UP TO 45 KG. RIGHT SIZE 18 | PROSTHETICS & ORTHOSIS SUPPLIES
6128 | 4224200149800 | PROSTHETIC FOOT DYNAMIC PEDIATRIC FOR USERS IN MOBILITY GRADES 1 - 2 THE FOOT HAS ASSEMBLED TITANIUM ADAPTER AND IS APPROVED FOR A BODY WEIGHT OF UP TO 50 KG NATURAL FOR CHILDREN LEFT SIZE 14 | PROSTHETICS & ORTHOSIS SUPPLIES
6129 | 4224200149700 | FOOT SACH (SOLID ANKLE CUSHION HEEL) PEDIATRIC SHAPED TOES WEIGHING UP TO 45 KG. LEFT SIZE 21 | PROSTHETICS & ORTHOSIS SUPPLIES
6130 | 4224200149500 | FOOT SACH (SOLID ANKLE CUSHION HEEL) PEDIATRIC SHAPED TOES WEIGHING UP TO 45 KG. LEFT SIZE 20 | PROSTHETICS & ORTHOSIS SUPPLIES
6131 | 4224200147000 | PROSTHETIC FOOT SINGLE AXIS 10 MM HEEL HEIGHT APPROXIMATELY NATURAL SHAPE SMOOTH SURFACE AND SHAPED TOES SUITABLE FOR TRANSFEMORAL FITTINGS BODY WEIGHT OF UP TO 100 KG MEN LEFT SIZE 22 | PROSTHETICS & ORTHOSIS SUPPLIES
6132 | 4224200214800 | CUSTOM MADE COSMETIC PROSTHESIS HIGH DEFINITION SILICONE TRANSRADIAL ADULT STRETCHABLE SILICONE WITH MULTI-COLORED SKIN TONE AND ATTENTION TO DETAIL INCLUDING HAIRS MOLES AND FRECKLES SILICONE NAILS WHICH CAN BE PAINTED WITH NAIL VARNISH BY USER TO INCLUDE SILICONE SOCKET COMPONENTS AND TEST PIECE REQUIRED (APPENDIX B) | PROSTHETICS & ORTHOSIS SUPPLIES
6133 | 4224200215000 | CUSTOM MADE COSMETIC PROSTHESIS HIGH DEFINITION SILICONE FINGER ADULT TWO DIGITS STRETCHABLE SILICONE WITH MULTI-COLORED SKIN TONE AND ATTENTION TO DETAIL INCLUDING HAIRS MOLES AND FRECKLES SILICONE NAILS WHICH CAN BE PAINTED WITH NAIL VARNISH BY USER TO INCLUDE SILICONE SOCKET COMPONENTS AND TEST PIECE REQUIRED (APPENDIX B) | PROSTHETICS & ORTHOSIS SUPPLIES
6134 | 4224200222800 | PROSTHETIC HAND PASSIVE (NON FUNCTIONAL) COSMETIC FOAM SIZE 7 1/4 INCHES RIGHT | PROSTHETICS & ORTHOSIS SUPPLIES
6135 | 4224200222700 | PROSTHETIC HAND PASSIVE (NON FUNCTIONAL) COSMETIC FOAM SIZE 7 1/4 INCHES LEFT | PROSTHETICS & ORTHOSIS SUPPLIES
6136 | 4224200222400 | PROSTHETIC HAND PASSIVE (NON FUNCTIONAL) COSMETIC FOAM SIZE 6 7/8 INCHES RIGHT | PROSTHETICS & ORTHOSIS SUPPLIES
6137 | 4224200222200 | PROSTHETIC HAND PASSIVE (NON FUNCTIONAL) COSMETIC FOAM SIZE 6 3/4 INCHES RIGHT WITH EXTENDED WIRE | PROSTHETICS & ORTHOSIS SUPPLIES
6138 | 4224200222100 | PROSTHETIC HAND PASSIVE (NON FUNCTIONAL) COSMETIC FOAM SIZE 6 3/4 INCHES LEFT WITH EXTENDED WIRE | PROSTHETICS & ORTHOSIS SUPPLIES
6139 | 4224200222000 | PROSTHETIC HAND PASSIVE (NON FUNCTIONAL) COSMETIC FOAM SIZE 6 3/4 INCHES RIGHT | PROSTHETICS & ORTHOSIS SUPPLIES
6140 | 4224200221900 | PROSTHETIC HAND PASSIVE (NON FUNCTIONAL) COSMETIC FOAM SIZE 6 3/4 INCHES LEFT | PROSTHETICS & ORTHOSIS SUPPLIES
6141 | 4224200221700 | PROSTHETIC HAND PASSIVE (NON FUNCTIONAL) COSMETIC FOAM SIZE 6 1/2 INCHES LEFT | PROSTHETICS & ORTHOSIS SUPPLIES
6142 | 4224200221600 | PROSTHETIC HAND PASSIVE (NON FUNCTIONAL) COSMETIC FOAM SIZE 6 1/4 INCHES RIGHT | PROSTHETICS & ORTHOSIS SUPPLIES
6143 | 4224200221500 | PROSTHETIC HAND PASSIVE (NON FUNCTIONAL) COSMETIC FOAM SIZE 6 1/4 INCHES LEFT | PROSTHETICS & ORTHOSIS SUPPLIES
6144 | 4224200221300 | PROSTHETIC HAND PASSIVE (NON FUNCTIONAL) COSMETIC FOAM SIZE 6 1/8 INCHES LEFT | PROSTHETICS & ORTHOSIS SUPPLIES
6145 | 4224200221200 | PROSTHETIC HAND PASSIVE (NON FUNCTIONAL) COSMETIC FOAM SIZE 6 RIGHT | PROSTHETICS & ORTHOSIS SUPPLIES
6146 | 4224200220800 | PROSTHETIC HAND PASSIVE (NON FUNCTIONAL) COSMETIC FOAM SIZE 5 1/2 INCHES RIGHT | PROSTHETICS & ORTHOSIS SUPPLIES
6147 | 4224200220700 | PROSTHETIC HAND PASSIVE (NON FUNCTIONAL) COSMETIC FOAM SIZE 5 1/2 INCHES LEFT | PROSTHETICS & ORTHOSIS SUPPLIES
6148 | 4224200220600 | PROSTHETIC HAND PASSIVE (NON FUNCTIONAL) COSMETIC FOAM SIZE 5 RIGHT | PROSTHETICS & ORTHOSIS SUPPLIES
6149 | 4224200222900 | PROSTHETIC HAND PASSIVE (NON FUNCTIONAL) COSMETIC FOAM SIZE 7 1/4 INCHES LEFT WITH EXTENDED WIRE | PROSTHETICS & ORTHOSIS SUPPLIES
6150 | 4224200220500 | PROSTHETIC HAND PASSIVE (NON FUNCTIONAL) COSMETIC FOAM SIZE 5 LEFT | PROSTHETICS & ORTHOSIS SUPPLIES
6151 | 4224200223000 | PROSTHETIC HAND PASSIVE (NON FUNCTIONAL) COSMETIC FOAM SIZE 7 1/4 INCHES RIGHT WITH EXTENDED WIRE | PROSTHETICS & ORTHOSIS SUPPLIES
6152 | 4224200223300 | PROSTHETIC HAND PASSIVE (NON FUNCTIONAL) COSMETIC FOAM SIZE 7 1/2 INCHES LEFT | PROSTHETICS & ORTHOSIS SUPPLIES
6153 | 4224200300100 | ADAPTER TUBE CLAMP TITANIUM WITH 4 ADJUSTMENT SET SCREWS INNER DIAMETER 30 MM APPROXIMATELY SYSTEM HEIGHT: 33 MM APPROXIMATELY FOR BODY WEIGHT UP TO 100 KG | PROSTHETICS & ORTHOSIS SUPPLIES
6154 | 4224200300000 | ADAPTER DOUBLE TITANIUM ABOVE AND BELOW WITH FOUR EACH ADJUSTMENT SCREWS FOR CONNECTION BETWEEN TWO PYRAMID ADAPTERS HEIGHT: 69 MM APPROXIMATELY FOR BODY WEIGHT UP TO 150 KG | PROSTHETICS & ORTHOSIS SUPPLIES
6155 | 4224200262900 | PATTERN RECOGNITION TRANSRADIAL PROSTHETIC SYSTEM, PATTERN RECOGNITION TO TRANSLATE USER MUSCLE PATTERNS INTO PRECISE PROSTHETIC MOVEMENTS, PROVIDES INTUITIVE AND INDIVIDUALIZED CONTROL, ENHANCED SPEED, PROPORTIONAL RESPONSE, AND REAL-TIME APP FEEDBACK. COMPATIBLE WITH MICROPROCESSOR-CONTROLLED, MULTI-ARTICULATING HANDS | PROSTHETICS & ORTHOSIS SUPPLIES
6156 | 4224200261800 | CUSTOM MADE COSMETIC PROSTHESIS HIGH DEFINITION SILICONE TRANSHUMERAL PEDIATRIC STRETCHABLE SILICONE WITH MULTI-COLORED SKIN T = ONE AND ATTENTION TO DETAIL INCLUDING HAIRS MOLES AND FRECKLES SILICONE NAILS WHICH CAN BE PAINTED WITH NAIL VARNISH BY USER TO INCLUDE SILICONE SOCKET COMPONENTS AND TEST PIECE REQUIRED (APPENDIX B) | PROSTHETICS & ORTHOSIS SUPPLIES
6157 | 4224200224600 | PROSTHETIC HAND PASSIVE (NON FUNCTIONAL) COSMETIC FOAM SIZE 8 5/8 INCHES RIGHT | PROSTHETICS & ORTHOSIS SUPPLIES
6158 | 4224200224500 | PROSTHETIC HAND PASSIVE (NON FUNCTIONAL) COSMETIC FOAM SIZE 8 5/8 INCHES LEFT | PROSTHETICS & ORTHOSIS SUPPLIES
6159 | 4224200224400 | PROSTHETIC HAND PASSIVE (NON FUNCTIONAL) COSMETIC FOAM SIZE 8 1/4 INCHES RIGHT WITH EXTENDED WIRE | PROSTHETICS & ORTHOSIS SUPPLIES
6160 | 4224200224300 | PROSTHETIC HAND PASSIVE (NON FUNCTIONAL) COSMETIC FOAM SIZE 8 1/4 INCHES LEFT WITH EXTENDED WIRE | PROSTHETICS & ORTHOSIS SUPPLIES
6161 | 4224200224200 | PROSTHETIC HAND PASSIVE (NON FUNCTIONAL) COSMETIC FOAM SIZE 8 1/4 INCHES RIGHT | PROSTHETICS & ORTHOSIS SUPPLIES
6162 | 4224200224100 | PROSTHETIC HAND PASSIVE (NON FUNCTIONAL) COSMETIC FOAM SIZE 8 1/4 INCHES LEFT | PROSTHETICS & ORTHOSIS SUPPLIES
6163 | 4224200223900 | PROSTHETIC HAND PASSIVE (NON FUNCTIONAL) COSMETIC FOAM SIZE 8 LEFT | PROSTHETICS & ORTHOSIS SUPPLIES
6164 | 4224200223700 | PROSTHETIC HAND PASSIVE (NON FUNCTIONAL) COSMETIC FOAM SIZE 8 LEFT WITH EXTENDED WIRE | PROSTHETICS & ORTHOSIS SUPPLIES
6165 | 4224200223600 | PROSTHETIC HAND PASSIVE (NON FUNCTIONAL) COSMETIC FOAM SIZE 7 7/8 INCHES RIGHT | PROSTHETICS & ORTHOSIS SUPPLIES
6166 | 4224200223500 | PROSTHETIC HAND PASSIVE (NON FUNCTIONAL) COSMETIC FOAM SIZE 7 7/8 INCHES LEFT | PROSTHETICS & ORTHOSIS SUPPLIES
6167 | 4224200223400 | PROSTHETIC HAND PASSIVE (NON FUNCTIONAL) COSMETIC FOAM SIZE 7 1/2 INCHES RIGHT | PROSTHETICS & ORTHOSIS SUPPLIES
6168 | 4224200223200 | PROSTHETIC HAND PASSIVE (NON FUNCTIONAL) COSMETIC FOAM SIZE 7 3/8 INCHES RIGHT | PROSTHETICS & ORTHOSIS SUPPLIES
6169 | 4224200214900 | CUSTOM MADE COSMETIC PROSTHESIS HIGH DEFINITION SILICONE FINGER ADULT ONE DIGITS STRETCHABLE SILICONE WITH MULTI-COLORED SKIN TONE AND ATTENTION TO DETAIL INCLUDING HAIRS MOLES AND FRECKLES SILICONE NAILS WHICH CAN BE PAINTED WITH NAIL VARNISH BY USER TO INCLUDE SILICONE SOCKET COMPONENTS AND TEST PIECE REQUIRED (APPENDIX B) | PROSTHETICS & ORTHOSIS SUPPLIES
6170 | 4224200220400 | CUSTOM MADE MICROPROCESSOR CONTROLLED MULTI ARTICULATING TRANSRADIAL AND WRIST DISARTICULATION GRIP COMPLIANT WITH PROPORTIONAL CONTROL INDIVIDUALLY MOTORIZED DIGITS WITH COMPLIANT GRIP AND STALL-OUT ABILITY MANUALLY ROTATABLE THUMB THAT CAN BE POSITIONED BETWEEN LATERAL AND GRIP OPPOSITIONAL MODE FOR CREATING DIFFERENT GRIP POSITIONS APP CONTROL 12 DIFFERENT AUTOMATED GRIP OPTIONS AVAILABLE ANTI DROP SAFETY FEATURE MULTIPLE COVERING INCREASES CARRY LOAD GRIPS THAT ARE USED IN CERTAIN AREAS OR CERTAIN ACTIVITIES CAN BE PROGRAMMED NATURAL LOOK TOUCH SCREEN ABLE TO WITHSTAND HEAVIER LOADS INCLUDES PATIENT ASSESSMENT MEASURING INCLUDES ALL REQUIRED MATERIALS/COMPONENTS TO FABRICATE PROSTHESIS DELIVERY FITTING BY CERTIFIED ORTHOTIST IN MULTIPLE CLINICS AND DIFFERENT REGIONS WITH FOLLOW UP (APPENDIX A ) | PROSTHETICS & ORTHOSIS SUPPLIES
6171 | 4224200219700 | PROSTHESIS, BELOW ELBOW, ELECTRIC HAND, COMPLETE WORKING SYSTEM FOR WRIST DISARTICULATION, AMPUTATION, AND BATTERY CHARGER (110 - 220 V, 50/60 HZ), SIZE - 73/4, RIGHT | PROSTHETICS & ORTHOSIS SUPPLIES
6172 | 4224200217400 | ELECTRONIC, HAND, CHILDREN, BETWEEN 1.5 - 3 YEARS OLD, RIGHT | PROSTHETICS & ORTHOSIS SUPPLIES
6173 | 4224200217300 | ELECTRONIC, HAND, CHILDREN, BETWEEN 5 - 10 YEARS OLD, LEFT | PROSTHETICS & ORTHOSIS SUPPLIES
6174 | 4224200217100 | PROSTHETIC MODULAR SHOULDER UNIT 2 INDEPENDENT FRICTION CONTROLS FOR FLEXION/EXTENSION AND ABDUCTION/ADDUCTION | PROSTHETICS & ORTHOSIS SUPPLIES
6175 | 4224200217000 | PROSTHETIC MODULAR ARM COMPONENTS KIT FOR SHOULDER DISARTICULATION WITH PASSIVE ELBOW LOCK AND ADAPTER FOR CONNECTION TO A SHOULDER JOINT WITH SHOULDER JOINT TWO AXES WITH SEPARATE FRICTION WITH TWO UPPER ARM PARTS LENGTH 220 MM APPROXIMATELY AND LAMINATION RING DIAMETER 43 MM WITH PRE-SHAPED FOAM BLOCK TWO PIECES BEIGE FOREARM CIRCUMFERENCE 300 MM AND TWO METERS BEIGE COSMETIC STOCKINETTE RIGHT | PROSTHETICS & ORTHOSIS SUPPLIES
6176 | 4224200216900 | PROSTHETIC MODULAR ARM COMPONENTS KIT FOR SHOULDER DISARTICULATION WITH PASSIVE ELBOW LOCK AND ADAPTER FOR CONNECTION TO A SHOULDER JOINT WITH SHOULDER JOINT TWO AXES WITH SEPARATE FRICTION WITH TWO UPPER ARM PARTS LENGTH 220 MM APPROXIMATELY AND LAMINATION RING DIAMETER 43 MM WITH PRE-SHAPED FOAM BLOCK TWO PIECES BEIGE FOREARM CIRCUMFERENCE 300 MM AND TWO METERS BEIGE COSMETIC STOCKINETTE LEFT | PROSTHETICS & ORTHOSIS SUPPLIES
6177 | 4224200216700 | PROSTHETIC MODULAR ARM COMPONENTS KIT FOR LONG ABOVE ELBOW WITH PASSIVE ELBOW LOCK UPPER ARM AND FOREARM ROTATION SEPARATE FRICTION WITH PRE-SHAPED FOAM BLOCK BEIGE FOREARM CIRCUMFERENCE 300 MM APPROXIMATELY WITH PROXIMALLY ATTACHED CONNECTION FLANGE AND 1 METER APPROXIMATELY COSMETIC STOCKINETTE BEIGE RIGHT | PROSTHETICS & ORTHOSIS SUPPLIES
6178 | 4224200216500 | PROSTHETIC MODULAR ARM COMPONENTS KIT FOR LONG ABOVE ELBOW WITH PASSIVE ELBOW LOCK UPPER ARM AND FOREARM ROTATION SEPARATE FRICTION WITH PRE-SHAPED FOAM BLOCK BEIGE FOREARM CIRCUMFERENCE 300 MM APPROXIMATELY WITH PROXIMALLY ATTACHED CONNECTION FLANGE AND 1 METER APPROXIMATELY COSMETIC STOCKINETTE BEIGE LEFT | PROSTHETICS & ORTHOSIS SUPPLIES
6179 | 4224200216000 | ELBOW COMPONENT WITH CABLE LOCK AND AUTOMATIC FOR ARM BALANCE SUITABLE FOR ALL AMPUTATION LEVELS AND FOR ELBOW DISARTICULATION FOR HAND SIZE 7 3/4 - 8 APPROXIMATELY | PROSTHETICS & ORTHOSIS SUPPLIES
6180 | 4224200215900 | ELBOW COMPONENT WITH CABLE LOCK AND AUTOMATIC FOR ARM BALANCE SUITABLE FOR ALL AMPUTATION LEVELS AND FOR ELBOW DISARTICULATION FOR HAND SIZE 6 3/4 - 7 1/4 APPROXIMATELY | PROSTHETICS & ORTHOSIS SUPPLIES
6181 | 4224200215800 | ELBOW JOINT COMPATIBLE WITH PASSIVE CABLE-CONTROLLED AND MYOELECTRIC ARM PROSTHESIS SYSTEM FOR CHILDREN WRIST CONNECTION DIAMETER 34 MM APPROXIMATELY | PROSTHETICS & ORTHOSIS SUPPLIES
6182 | 4224200215700 | CUSTOM MADE MICROPROCESSOR-CONTROLLED ELBOW JOINT WITH ADJUSTABLE FRICTION WITH CONTINUOUS GEARING HIGH LIFTING AND HOLDING FORCE LOW NOISE LEVEL NO NOISE AT ALL DURING FREE SWING NATURAL FREE SWING BEHAVIOUR AND ACTIVE ELBOW COMPONENT WITH LIFTING LOAD CAPACITY OF (6 KG) WITH INTEGRATED LITHUIM ION BATTERY FOREARM LAMINATION RING 50 MM INCLUDES : ELECTRIC ROTATOR AND SYSTEM ELECTRIC HAND WITH QUICK-DISCONNECT WRIST UNIT PROPORTIONAL SPEED 15 – 300 MM/SEC OPENING WIDTH 100 MM COSMETIC GLOVE WITH COMPLETE ACCESSORIES INCLUDING PROGRAM AND TRAINING 3 YEARS WARRANTY SIZE SIDE AND COLOR WILL BE SPECIFY WHEN ORDERED FOR EACH PATIENT INDIVIDUAL. INCLUDES - PATIENT ASSESSMENT AT CUSTOMERS PREMISES MEASURING AND REQUIRED MATERIALS/COMPONENTS TO FABRICATE PROSTHESIS DELIVERY FITTING BY CERTIFIED ORTHOTIST IN MULTIPLE CLINICS AND DIFFERENT REGIONS WITH FOLLOW UP (APPENDIX A) | PROSTHETICS & ORTHOSIS SUPPLIES
6183 | 4224200215600 | MICROPROCESSOR-CONTROLLED ELBOW JOINT WITH ADJUSTABLE FRICTION WITH CONTINUOUS GEARING HIGH LIFTING AND HOLDING FORCE LOW NOISE LEVEL NO NOISE AT ALL DURING FREE SWING NATURAL FREE SWING BEHAVIOUR AND ACTIVE ELBOW COMPONENT WITH LIFTING LOAD CAPACITY OF (6 KG APPROXIMATELY) WITH INTEGRATED LITHUIM ION BATTERY FOREARM LAMINATION RING 45 MM APPROXIMATELY INCLUDES : ELECTRIC ROTATOR AND SYSTEM ELECTRIC HAND WITH QUICK-DISCONNECT WRIST UNIT PROPORTIONAL SPEED 15 – 300 MM/SEC OPENING WIDTH 100 MM APPROXIMATELY COSMETIC GLOVE WITH COMPLETE ACCESSORIES INCLUDING PROGRAM AND TRAINING 3 YEARS WARRANTY SIZE SIDE AND COLOR WILL BE SPECIFY WHEN ORDERED FOR EACH PATIENT INDIVIDUAL. | PROSTHETICS & ORTHOSIS SUPPLIES
6184 | 4224200215500 | CUSTOM MADE MICROPROCESSOR-CONTROLLED ELBOW JOINT WITH ADJUSTABLE FRICTION WITH CONTINUOUS GEARING HIGH LIFTING AND HOLDING FORCE LOW NOISE LEVEL NO NOISE AT ALL DURING FREE SWING NATURAL FREE SWING BEHAVIOUR AND ACTIVE ELBOW COMPONENT WITH LIFTING LOAD CAPACITY OF (6 KG) APPROXIMATELY WITH INTEGRATED LITHUIM ION BATTERY FOREARM LAMINATION RING 45 MM APPROXIMATELY ELECTRIC ROTATOR AND SYSTEM ELECTRIC HAND WITH QUICK-DISCONNECT WRIST UNIT PROPORTIONAL SPEED 15 – 300 MM/SEC OPENING WIDTH 100 MM APPROXIMATELY COSMETIC GLOVE WITH COMPLETE ACCESSORIES INCLUDING PROGRAM AND TRAINING 3 YEARS WARRANTY SIZE SIDE AND COLOR WILL BE SPECIFY WHEN ORDERED FOR EACH PATIENT INDIVIDUAL. INCLUDES - PATIENT ASSESSMENT AT CUSTOMERS PREMISES MEASURING AND REQUIRED MATERIALS/COMPONENTS TO FABRICATE PROSTHESIS DELIVERY FITTING BY CERTIFIED ORTHOTIST IN MULTIPLE CLINICS AND DIFFERENT REGIONS WITH FOLLOW UP (APPENDIX A) | PROSTHETICS & ORTHOSIS SUPPLIES
6185 | 4224200215300 | PROSTHETIC MYOELECTRIC WRIST UNIT TO POSITION THE HAND IN ANY DIRECTION WRIST CONNECTION 40 MM APPROXIMATELY | PROSTHETICS & ORTHOSIS SUPPLIES
6186 | 4224200215100 | CUSTOM MADE COSMETIC PROSTHESIS HIGH DEFINITION SILICONE FINGER ADULT MORE THAN 3 DIGITS STRETCHABLE SILICONE WITH MULTI-COLORED SKIN TONE AND ATTENTION TO DETAIL INCLUDING HAIRS MOLES AND FRECKLES SILICONE NAILS WHICH CAN BE PAINTED WITH NAIL VARNISH BY USER TO INCLUDE SILICONE SOCKET COMPONENTS AND TEST PIECE REQUIRED (APPENDIX B) | PROSTHETICS & ORTHOSIS SUPPLIES
6187 | 4224200217500 | ELECTRONIC, HAND, CHILDREN, 5 - 10 YEARS OLD, RIGHT | PROSTHETICS & ORTHOSIS SUPPLIES
6188 | 4224200219900 | PROSTHESIS, BELOW ELBOW, ELECTRIC HAND, COMPLETE WORKING SYSTEM FOR WRIST DISARTICULATION, AMPUTATION, AND BATTERY CHARGER (110 - 220 V, 50/60 HZ), SIZE - 63/4, RIGHT | PROSTHETICS & ORTHOSIS SUPPLIES
6189 | 4224200217600 | PROSTHESIS, BELOW ELBOW, ELECTRIC HAND COMPLETE WORKING SYSTEM FOR ALL AMPUTATION LEVELS AND BATTERY CHARGER (110 - 220 V, 50/60 HZ), SIZE: 71/4, LEFT | PROSTHETICS & ORTHOSIS SUPPLIES
6190 | 4224200217800 | PROSTHESIS, BELOW ELBOW, ELECTRIC HAND COMPLETE WORKING SYSTEM FOR ALL AMPUTATION LEVELS AND BATTERY CHARGER (110 - 220 V, 50/60 HZ), SIZE: 71/4, RIGHT | PROSTHETICS & ORTHOSIS SUPPLIES
6191 | 4224200219400 | PROSTHESIS, BELOW ELBOW, ELECTRIC HAND, COMPLETE WORKING SYSTEM, FOR WRIST DISARTICULATION, AMPUTATION, AND BATTERY CHARGER (110 - 220 V, 50/60 HZ), SIZE: 73/4 INCHES, LEFT | PROSTHETICS & ORTHOSIS SUPPLIES
6192 | 4224200219300 | PROSTHESIS, BELOW ELBOW, ELECTRIC HAND, COMPLETE WORKING SYSTEM, FOR WRIST DISARTICULATION, AMPUTATION, AND BATTERY CHARGER (110 - 220 V, 50/60 HZ), SIZE: 71/4 INCHES, RIGHT | PROSTHETICS & ORTHOSIS SUPPLIES
6193 | 4224200219200 | PROSTHESIS, BELOW ELBOW, ELECTRIC HAND, COMPLETE WORKING SYSTEM, FOR WRIST DISARTICULATION, AMPUTATION, AND BATTERY CHARGER (110 - 220 V, 50/60 HZ), SIZE: 71/4 INCHES, LEFT | PROSTHETICS & ORTHOSIS SUPPLIES
6194 | 4224200219100 | PROSTHESIS, BELOW ELBOW, ELECTRIC HAND, COMPLETE WORKING SYSTEM, FOR WRIST DISARTICULATION, AMPUTATION, AND BATTERY CHARGER (110 - 220 V, 50/60 HZ), SIZE: 63/4 INCHES, LEFT | PROSTHETICS & ORTHOSIS SUPPLIES
6195 | 4224200219000 | PROSTHESIS, BELOW ELBOW, ELECTRIC HAND, COMPLETE WORKING SYSTEM FOR ALL AMPUTATION LEVELS AND BATTERY CHARGER (110 - 220 V, 50/60 HZ), SIZE - 81/4, RIGHT | PROSTHETICS & ORTHOSIS SUPPLIES
6196 | 4224200218900 | PROSTHESIS, BELOW ELBOW, ELECTRIC HAND, COMPLETE WORKING SYSTEM FOR ALL AMPUTATION LEVELS AND BATTERY CHARGER (110 - 220 V, 50/60 HZ), SIZE - 81/4, LEFT | PROSTHETICS & ORTHOSIS SUPPLIES
6197 | 4224200218700 | CUSTOM MADE PROSTHETIC HAND MYOELECTRIC HAND WITH SHORT WRIST MULTI ARTICULATING ROTATES 360 DEGREE LONG RESIDUAL LIMB INDIVIDUAL FINGER MOVEMENT 14 OR MORE GRIP OPTIONS INCLUDES MOUSE AND SMART THUMB AND TRIGGER GRIPS MICROPROCESSORS CONSTANTLY MONITOR THE POSITION OF THE DIGITS TO ENSURE THAT GRIP SEQUENCES ARE ACCURATE EVERY TIME INDIVIDUAL DRIVES IN THE FINGERS WITH PADDED FINGERTIPS AND A WIDE THUMB ADJUSTMENT SOFTWARE VIA BLUETOOTH COMPATIBLE WITH ELBOW JOINT INCLUDE ELECTRODE CABLE BATTERY BATTERY CHARGER AND ANY OTHER PARTS FOR INSTALLING THIS ITEM HAND CARRY LOAD (STATIC) 40 KG APPROX 3 YEARS WARRANTY INCLUDES SERVICE UNIT FOR USE DURING REPAIRS AND SERVICE INSPECTIONS SIZE SIDE AND COLOR WILL BE SPECIFY WHEN ORDERED FOR EACH PATIENT INDIVIDUAL INCLUDES PATIENT ASSESSMENT AT CUSTOMERS PREMISES MEASURING INCLUDES ALL MATERIALS/COMPONENTS TO FABRICATE PROSTHESIS DELIVERY FITTING BY CERTIFIED ORTHOTIST IN MULTIPLE CLINICS AND DIFFERENT REGIONS WITH FOLLOW UP (APPENDIX A) | PROSTHETICS & ORTHOSIS SUPPLIES
6198 | 4224200218600 | PROSTHETIC HAND MYOELECTRIC HAND WITH SHORT WRIST MULTI ARTICULATING ROTATES 360 DEGREE FOR LONG RESIDUAL LIMB INDIVIDUAL FINGER MOVEMENT 14 OR MORE GRIP OPTIONS INCLUDES MOUSE AND SMART THUMB AND TRIGGER GRIPS MICROPROCESSORS CONSTANTLY MONITOR THE POSITION OF THE DIGITS TO ENSURE THAT GRIP SEQUENCES ARE ACCURATE EVERY TIME INDIVIDUAL DRIVES IN THE FINGERS WITH PADDED FINGERTIPS AND A WIDE THUMB ADJUSTMENT SOFTWARE VIA BLUETOOTH COMPATIBLE WITH ELBOW JOINT INCLUDE ELECTRODE CABLE BATTERY BATTERY CHARGER AND ANY OTHER PARTS FOR INSTALLING THIS ITEM HAND CARRY LOAD (STATIC) 40 KG APPROX 3 YEARS WARRANTY INCLUDES SERVICE UNIT FOR USE DURING REPAIRS AND SERVICE INSPECTIONS SIZE SIDE AND COLOR WILL BE SPECIFY WHEN ORDERED FOR EACH PATIENT INDIVIDUAL | PROSTHETICS & ORTHOSIS SUPPLIES
6199 | 4224200218500 | CUSTOM MADE PROSTHETIC HAND MULTI ARTICULATING MYOELECTRIC HAND WITH ELECTRIC QUICK DISCONNECT WRIST INDIVIDUAL FINGER MOVEMENT 14 OR MORE GRIP OPTIONS INCLUDING MOUSE AND SMART THUMB AND TRIGGER GRIPS MICROPROCESSORS CONSTANTLY MONITOR THE POSITION OF THE DIGITS TO ENSURE THAT GRIP SEQUENCES ARE ACCURATE EVERY TIME INDIVIDUAL DRIVES IN THE FINGERS WITH PADDED FINGERTIPS AND A WIDE THUMB ADJUSTMENT SOFTWARE VIA BLUETOOTH COMPATIBLE WITH ELBOW JOINT INCLUDE ELECTRODE CABLE BATTERY BATTERY CHARGER AND ANY OTHER PARTS FOR INSTALLING THIS ITEM HAND CARRY LOAD (STATIC) 40 KG APPROX. 3 YEARS WARRANTY INCLUDES SERVICE UNIT FOR USE DURING REPAIRS AND SERVICE INSPECTIONS SIZE SIDE AND COLOR WILL BE SPECIFY WHEN ORDERED FOR EACH PATIENT INDIVIDUAL INCLUDES PATIENT ASSESSMENT AT CUSTOMERS PREMISES MEASURING INCLUDES ALL MATERIALS/COMPONENTS TO FABRICATE PROSTHESIS DELIVERY FITTING BY CERTIFIED ORTHOTIST IN MULTIPLE CLINICS AND DIFFERENT REGIONS WITH FOLLOW UP (APPENDIX A) | PROSTHETICS & ORTHOSIS SUPPLIES
6200 | 4224200218400 | PROSTHETIC HAND MULTI ARTICULATING MYOELECTRIC HAND WITH ELECTRIC QUICK DISCONNECT WRIST INDIVIDUAL FINGER MOVEMENT 14 OR MORE GRIP OPTIONS INCLUDING THE MOUSE AND SMART THUMB AND TRIGGER GRIPS THE MICROPROCESSORS CONSTANTLY MONITOR THE POSITION OF THE DIGITS TO ENSURE THAT GRIP SEQUENCES ARE ACCURATE EVERY TIME INDIVIDUAL DRIVES IN THE FINGERS WITH PADDED FINGERTIPS AND A WIDE THUMB ADJUSTMENT SOFTWARE VIA BLUETOOTH COMPATIBLE WITH ELBOW JOINT INCLUDE ELECTRODE CABLE BATTERY BATTERY CHARGER AND ANY OTHER PARTS FOR INSTALLING THIS ITEM HAND CARRY LOAD (STATIC) 40 KG APPROX. THREE YEARS WARRANTY INCLUDES SERVICE UNIT FOR USE DURING REPAIRS AND SERVICE INSPECTIONS SIZE SIDE AND COLOR WILL BE SPECIFY WHEN ORDERED FOR EACH PATIENT INDIVIDUAL | PROSTHETICS & ORTHOSIS SUPPLIES
6201 | 4224200218300 | CUSTOM MADE PROSTHETIC HAND MULTI ARTICULATING MYOELECTRIC HAND WITH FLEXION WRIST (3 STAGE JOINT) OFFERS 30 DEGREE OR MORE IN EITHER DIRECTION AND CAN BE LOCKED IN EACH 3 POSITIONS INDIVIDUAL FINGER MOVEMENT 14 OR MORE GRIP OPTIONS INCLUDING MOUSE AND SMART THUMB AND TRIGGER GRIPS MICROPROCESSORS CONSTANTLY MONITOR THE POSITION OF THE DIGITS TO ENSURE THAT GRIP SEQUENCES ARE ACCURATE EVERY TIME INDIVIDUAL DRIVES IN THE FINGERS WITH PADDED FINGERTIPS AND A WIDE THUMB ADJUSTMENT SOFTWARE VIA BLUETOOTH COMPATIBLE WITH ELBOW JOINT INCLUDE ELECTRODE CABLE BATTERY BATTERY CHARGER AND ANY OTHER PARTS FOR INSTALLING THIS ITEM HAND CARRY LOAD (STATIC) 40 KG APPROX 3 YEARS WARRANTY INCLUDES SERVICE UNIT FOR USE DURING REPAIRS AND SERVICE INSPECTIONS SIZE SIDE AND COLOR WILL BE SPECIFY WHEN ORDERED FOR EACH PATIENT INDIVIDUAL INCLUDES PATIENT ASSESSMENT AT CUSTOMERS PREMISES MEASURING INCLUDES ALL MATERIALS/COMPONENTS TO FABRICATE PROSTHESIS DELIVERY FITTING BY CERTIFIED ORTHOTIST IN MULTIPLE CLINICS AND DIFFERENT REGIONS WITH FOLLOW UP (APPENDIX A) | PROSTHETICS & ORTHOSIS SUPPLIES
6202 | 4224200218200 | PROSTHETIC HAND MULTI ARTICULATING MYOELECTRIC HAND WITH FLEXION WRIST (3 STAGE JOINT) OFFERS 30 DEGREE OR MORE IN EITHER DIRECTION AND CAN BE LOCKED IN EACH 3 POSITIONS INDIVIDUAL FINGER MOVEMENT 14 OR MORE GRIP OPTIONS INCLUDING THE MOUSE AND SMART THUMB AND TRIGGER GRIPS THE MICROPROCESSORS CONSTANTLY MONITOR THE POSITION OF THE DIGITS TO ENSURE THAT GRIP SEQUENCES ARE ACCURATE EVERY TIME INDIVIDUAL DRIVES IN THE FINGERS WITH PADDED FINGERTIPS AND A WIDE THUMB ADJUSTMENT SOFTWARE VIA BLUETOOTH COMPATIBLE WITH ELBOW JOINT INCLUDE ELECTRODE CABLE BATTERY BATTERY CHARGER AND ANY OTHER PARTS FOR INSTALLING THIS ITEM HAND CARRY LOAD (STATIC) 40 KG APPROX. THREE YEARS WARRANTY INCLUDES SERVICE UNIT FOR USE DURING REPAIRS AND SERVICE INSPECTIONS SIZE SIDE AND COLOR WILL BE SPECIFY WHEN ORDERED FOR EACH PATIENT INDIVIDUAL | PROSTHETICS & ORTHOSIS SUPPLIES
6203 | 4224200218100 | CUSTOM MADE PROSTHETIC HAND MULTI ARTICULATING MYOELECTRIC HAND MULTI AXIS WRIST PASSIVE WRIST MOVEMENT AND ABILITY TO LOCK IN 30 DEGREE FLEXION AND EXTENSION OR A NEUTRAL POSITION LATERAL DEVIATION AVAILABLE WHILE WRIST IS LOCKED IN FLEXION ANGLE INDIVIDUAL FINGER MOVEMENT 14 OR MORE GRIP OPTIONS INCLUDING MOUSE AND SMART THUMB AND TRIGGER GRIPS MICROPROCESSORS CONSTANTLY MONITOR THE POSITION OF THE DIGITS TO ENSURE THAT GRIP SEQUENCES ARE ACCURATE EVERY TIME INDIVIDUAL DRIVES IN THE FINGERS WITH PADDED FINGERTIPS AND A WIDE THUMB ADJUSTMENT SOFTWARE VIA BLUETOOTH COMPATIBLE WITH ELBOW JOINT INCLUDE ELECTRODE CABLE BATTERY CHARGER AND ANY OTHER PARTS FOR INSTALLING THIS ITEM HAND CARRY LOAD (STATIC) 40 KG APPROX 3 YEARS WARRANTY INCLUDES SERVICE UNIT FOR USE DURING REPAIRS AND SERVICE INSPECTIONS SIZE SIDE AND COLOR WILL BE SPECIFY WHEN ORDERED FOR EACH PATIENT INDIVIDUAL INCLUDES - PATIENT ASSESSMENT AT CUSTOMERS PREMISES MEASURING INCLUDES ALL MATERIALS/COMPONENTS TO FABRICATE PROSTHESIS DELIVERY FITTING BY CERT = IFIED ORTHOTIST IN MULTIPLE CLINICS AND DIFFERENT REGIONS WITH FOLLOW UP (APPENDIX A) | PROSTHETICS & ORTHOSIS SUPPLIES
6204 | 4224200218000 | PROSTHETIC HAND MULTI ARTICULATING MYOELECTRIC HAND MULTI AXIS WRIST PASSIVE WRIST MOVEMENT AND ABILITY TO LOCK IN 30 DEGREE FLEXION AND EXTENSION OR A NEUTRAL POSITION LATERAL DEVIATION AVAILABLE WHILE WRIST IS LOCKED IN FLEXION ANGLE INDIVIDUAL FINGER MOVEMENT 14 OR MORE GRIP OPTIONS INCLUDING MOUSE AND SMART THUMB AND TRIGGER GRIPS MICROPROCESSORS CONSTANTLY MONITOR THE POSITION OF THE DIGITS TO ENSURE THAT GRIP SEQUENCES ARE ACCURATE EVERY TIME INDIVIDUAL DRIVES IN THE FINGERS WITH PADDED FINGERTIPS AND A WIDE THUMB ADJUSTMENT SOFTWARE VIA BLUETOOTH COMPATIBLE WITH ELBOW JOINT INCLUDE ELECTRODE CABLE BATTERY BATTERY CHARGER AND ANY OTHER PARTS FOR INSTALLING THIS ITEM HAND CARRY LOAD (STATIC) 40 KG APPROX 3 YEARS WARRANTY INCLUDES SERVICE UNIT FOR USE DURING REPAIRS AND SERVICE INSPECTIONS SIZE SIDE AND COLOR WILL BE SPECIFY WHEN ORDERED FOR EACH PATIENT INDIVIDUAL | PROSTHETICS & ORTHOSIS SUPPLIES
6205 | 4224200217900 | PROSTHESIS, BELOW ELBOW, ELECTRIC HAND COMPLETE WORKING SYSTEM FOR ALL AMPUTATION LEVELS AND BATTERY CHARGER (110 - 220 V, 50/60 HZ), SIZE: 73/4, RIGHT | PROSTHETICS & ORTHOSIS SUPPLIES
6206 | 4224200217700 | PROSTHESIS, BELOW ELBOW, ELECTRIC HAND COMPLETE WORKING SYSTEM FOR ALL AMPUTATION LEVELS AND BATTERY CHARGER (110 - 220 V, 50/60 HZ), SIZE: 73/4, LEFT | PROSTHETICS & ORTHOSIS SUPPLIES
6207 | 4224200149100 | FOOT SACH (SOLID ANKLE CUSHION HEEL) PEDIATRIC SHAPED TOES WEIGHING UP TO 45 KG. LEFT SIZE 18 | PROSTHETICS & ORTHOSIS SUPPLIES
6208 | 4224170705100 | DYNAMIC ANKLE FOOT ORTHOSIS (DAFO) PREFABRICATED DYNAMIC ANKLE FOOT ORTHOSIS FOR PEDIATRIC (TOE WALKING PLANTER FLEXION STABILITY CORRECT PRONATION/SUPINATION) EACH ONE IS 2 PIECE AND THREE COLORS "BLUE PINK WHITE" SIZE 8.5 INCHES RIGHT | PROSTHETICS & ORTHOSIS SUPPLIES
6209 | 4224170907900 | SANDAL HIGH COUNTERS FULL COW/CALF LEATHER UPPERBLACK SOFT PADDING AROUND HEEL CUFFS A HIGH AND EXTRA LONG STIFFENER TO SUPPORT ANKLE FULL LEATHER INSOLE ADAPTABLE SOLE-UNIT GOOD TOE SPRING HIGH TOE BOX ; STRONG TOE CAP HEEL AND RIGID SHANK PINK SIZE 36 | PROSTHETICS & ORTHOSIS SUPPLIES
6210 | 4224170626700 | DIABETIC SHOES, WIDE/EXTRA-WIDE TOE BOX, SOFT COW/CALF LEATHER, NEOPRENE VAMP PADDED COLLARS THROUGH WEDGE SOLE, LACE CLOSING, PROTECTIVE INTERIOR THAT IS MADE FROM SOFT MATERIAL, AND STITCHING THAT DOESN'T PROTRUDE SO AS NOT TO CAUSE IRRITATION; NON-BINDING UPPERS THAT ENSURE THAT THERE IS NO PRESSURE ON THE FOOT; EXTRA DEPTH DESIGN, CAN ACCOMMODATE THICK ORTHOTIC INSERTS; A DEEP TOE BOX THAT PROVIDES EXTRA ROOM FOR TOE MOVEMENT, LIGHTWEIGHT, CUSHIONING SOLES THAT FACILITATE MOBILITY AND STABILITY; STRETCHABLE SHOES CONFORM TO THE CONTOURS OF THE FOOT, BLACK, SIZE 44 | PROSTHETICS & ORTHOSIS SUPPLIES
6211 | 4224170626600 | DIABETIC SHOES, WIDE/EXTRA-WIDE TOE BOX, SOFT COW/CALF LEATHER, NEOPRENE VAMP PADDED COLLARS THROUGH WEDGE SOLE, LACE CLOSING, PROTECTIVE INTERIOR THAT IS MADE FROM SOFT MATERIAL, AND STITCHING THAT DOESN'T PROTRUDE SO AS NOT TO CAUSE IRRITATION; NON-BINDING UPPERS THAT ENSURE THAT THERE IS NO PRESSURE ON THE FOOT; EXTRA DEPTH DESIGN, CAN ACCOMMODATE THICK ORTHOTIC INSERTS; A DEEP TOE BOX THAT PROVIDES EXTRA ROOM FOR TOE MOVEMENT, LIGHTWEIGHT, CUSHIONING SOLES THAT FACILITATE MOBILITY AND STABILITY; STRETCHABLE SHOES CONFORM TO THE CONTOURS OF THE FOOT, BLACK, SIZE 43 | PROSTHETICS & ORTHOSIS SUPPLIES
6212 | 4224170626300 | DIABETIC SHOES, WIDE/EXTRA-WIDE TOE BOX, SOFT COW/CALF LEATHER, NEOPRENE VAMP PADDED COLLARS THROUGH WEDGE SOLE, LACE CLOSING, PROTECTIVE INTERIOR THAT IS MADE FROM SOFT MATERIAL, AND STITCHING THAT DOESN'T PROTRUDE SO AS NOT TO CAUSE IRRITATION; NON-BINDING UPPERS THAT ENSURE THAT THERE IS NO PRESSURE ON THE FOOT; EXTRA DEPTH DESIGN, CAN ACCOMMODATE THICK ORTHOTIC INSERTS; A DEEP TOE BOX THAT PROVIDES EXTRA ROOM FOR TOE MOVEMENT, LIGHTWEIGHT, CUSHIONING SOLES THAT FACILITATE MOBILITY AND STABILITY; STRETCHABLE SHOES CONFORM TO THE CONTOURS OF THE FOOT, BLACK, SIZE 42.5 | PROSTHETICS & ORTHOSIS SUPPLIES
6213 | 4224170626200 | DIABETIC SHOES, WIDE/EXTRA-WIDE TOE BOX, SOFT COW/CALF LEATHER, NEOPRENE VAMP PADDED COLLARS THROUGH WEDGE SOLE, LACE CLOSING, PROTECTIVE INTERIOR THAT IS MADE FROM SOFT MATERIAL, AND STITCHING THAT DOESN'T PROTRUDE SO AS NOT TO CAUSE IRRITATION; NON-BINDING UPPERS THAT ENSURE THAT THERE IS NO PRESSURE ON THE FOOT; EXTRA DEPTH DESIGN, CAN ACCOMMODATE THICK ORTHOTIC INSERTS; A DEEP TOE BOX THAT PROVIDES EXTRA ROOM FOR TOE MOVEMENT, LIGHTWEIGHT, CUSHIONING SOLES THAT FACILITATE MOBILITY AND STABILITY; STRETCHABLE SHOES CONFORM TO THE CONTOURS OF THE FOOT, BLACK, SIZE 42 | PROSTHETICS & ORTHOSIS SUPPLIES
6214 | 4224170626100 | DIABETIC SHOES, WIDE/EXTRA-WIDE TOE BOX, SOFT COW/CALF LEATHER, NEOPRENE VAMP PADDED COLLARS THROUGH WEDGE SOLE, LACE CLOSING, PROTECTIVE INTERIOR THAT IS MADE FROM SOFT MATERIAL, AND STITCHING THAT DOESN'T PROTRUDE SO AS NOT TO CAUSE IRRITATION; NON-BINDING UPPERS THAT ENSURE THAT THERE IS NO PRESSURE ON THE FOOT; EXTRA DEPTH DESIGN, CAN ACCOMMODATE THICK ORTHOTIC INSERTS; A DEEP TOE BOX THAT PROVIDES EXTRA ROOM FOR TOE MOVEMENT, LIGHTWEIGHT, CUSHIONING SOLES THAT FACILITATE MOBILITY AND STABILITY; STRETCHABLE SHOES CONFORM TO THE CONTOURS OF THE FOOT, BLACK, SIZE 41.5 | PROSTHETICS & ORTHOSIS SUPPLIES
6215 | 4229300100600 | BODY CALIPER FOR SIT CAST FOR MEASURING BODY SEGMENT SCALE RANGE 600 MM APPROXIMATELY | PROSTHETICS & ORTHOSIS SUPPLIES
6216 | 4224170113800 | BOOT ORTHOPEDIC MALE FULL GRAIN COW/CALF LEATHER PLAIN FRONTED WITH SEAM FREE VAMPS PADDED COLLARS BOOT HEIGHT APPROXIMATELY 125 MM LACE CLOSURE SOFT PADDING AROUND THE COLLAR FOR A BETTER FIT ; A HIGH AND EXTRA LONG STIFFENER TO SUPPORT THE ANKLE ; FULL GRAIN LEATHER INSOLE; EASILY REMOVABLE AND ADAPTABLE (HARD-WEARING) SOLE. SUFFICIENT TOE-SPRING FOR EASY ROLL-OFF ; REMOVABLE PROFILED CORK INLAY ; HIGH TOE-BOX AND STRONG TOE-CAP FOR PROTECTION OF THE TOES ; EXTENDED FACINGS FOR MAXIMUM ACCESSIBILITY; SOFT TONGUE PADDING; FIRM HEEL COUNTER BLACK SIZE 41 | PROSTHETICS & ORTHOSIS SUPPLIES
6217 | 4224170113900 | BOOT ORTHOPEDIC MALE FULL GRAIN COW/CALF LEATHER PLAIN FRONTED WITH SEAM FREE VAMPS PADDED COLLARS BOOT HEIGHT APPROXIMATELY 125 MM LACE CLOSURE SOFT PADDING AROUND THE COLLAR FOR A BETTER FIT ; A HIGH AND EXTRA LONG STIFFENER TO SUPPORT THE ANKLE ; FULL GRAIN LEATHER INSOLE; EASILY REMOVABLE AND ADAPTABLE (HARD-WEARING) SOLE. SUFFICIENT TOE-SPRING FOR EASY ROLL-OFF ; REMOVABLE PROFILED CORK INLAY ; HIGH TOE-BOX AND STRONG TOE-CAP FOR PROTECTION OF THE TOES ; EXTENDED FACINGS FOR MAXIMUM ACCESSIBILITY; SOFT TONGUE PADDING; FIRM HEEL COUNTER BLACK SIZE 42 | PROSTHETICS & ORTHOSIS SUPPLIES
6218 | 4224170114000 | BOOT ORTHOPEDIC MALE FULL GRAIN COW/CALF LEATHER PLAIN FRONTED WITH SEAM FREE VAMPS PADDED COLLARS BOOT HEIGHT APPROXIMATELY 125 MM LACE CLOSURE SOFT PADDING AROUND THE COLLAR FOR A BETTER FIT ; A HIGH AND EXTRA LONG STIFFENER TO SUPPORT THE ANKLE ; FULL GRAIN LEATHER INSOLE; EASILY REMOVABLE AND ADAPTABLE (HARD-WEARING) SOLE. SUFFICIENT TOE-SPRING FOR EASY ROLL-OFF ; REMOVABLE PROFILED CORK INLAY ; HIGH TOE-BOX AND STRONG TOE-CAP FOR PROTECTION OF THE TOES ; EXTENDED FACINGS FOR MAXIMUM ACCESSIBILITY; SOFT TONGUE PADDING; FIRM HEEL COUNTER BLACK SIZE 43 | PROSTHETICS & ORTHOSIS SUPPLIES
6219 | 4224170114100 | BOOT ORTHOPEDIC MALE FULL GRAIN COW/CALF LEATHER PLAIN FRONTED WITH SEAM FREE VAMPS PADDED COLLARS BOOT HEIGHT APPROXIMATELY 125 MM LACE CLOSURE SOFT PADDING AROUND THE COLLAR FOR A BETTER FIT ; A HIGH AND EXTRA LONG STIFFENER TO SUPPORT THE ANKLE ; FULL GRAIN LEATHER INSOLE; EASILY REMOVABLE AND ADAPTABLE (HARD-WEARING) SOLE. SUFFICIENT TOE-SPRING FOR EASY ROLL-OFF ; REMOVABLE PROFILED CORK INLAY ; HIGH TOE-BOX AND STRONG TOE-CAP FOR PROTECTION OF THE TOES ; EXTENDED FACINGS FOR MAXIMUM ACCESSIBILITY; SOFT TONGUE PADDING; FIRM HEEL COUNTER BLACK SIZE 44 | PROSTHETICS & ORTHOSIS SUPPLIES
6220 | 4224170114200 | BOOT ORTHOPEDIC MALE FULL GRAIN COW/CALF LEATHER PLAIN FRONTED WITH SEAM FREE VAMPS PADDED COLLARS BOOT HEIGHT APPROXIMATELY 125 MM LACE CLOSURE SOFT PADDING AROUND THE COLLAR FOR A BETTER FIT ; A HIGH AND EXTRA LONG STIFFENER TO SUPPORT THE ANKLE ; FULL GRAIN LEATHER INSOLE; EASILY REMOVABLE AND ADAPTABLE (HARD-WEARING) SOLE. SUFFICIENT TOE-SPRING FOR EASY ROLL-OFF ; REMOVABLE PROFILED CORK INLAY ; HIGH TOE-BOX AND STRONG TOE-CAP FOR PROTECTION OF THE TOES ; EXTENDED FACINGS FOR MAXIMUM ACCESSIBILITY; SOFT TONGUE PADDING; FIRM HEEL COUNTER BLACK SIZE 45 | PROSTHETICS & ORTHOSIS SUPPLIES
6221 | 4224170114300 | BOOT ORTHOPEDIC MALE FULL GRAIN COW/CALF LEATHER PLAIN FRONTED WITH SEAM FREE VAMPS PADDED COLLARS BOOT HEIGHT APPROXIMATELY 125 MM LACE CLOSURE SOFT PADDING AROUND THE COLLAR FOR A BETTER FIT ; A HIGH AND EXTRA LONG STIFFENER TO SUPPORT THE ANKLE ; FULL GRAIN LEATHER INSOLE; EASILY REMOVABLE AND ADAPTABLE (HARD-WEARING) SOLE. SUFFICIENT TOE-SPRING FOR EASY ROLL-OFF ; REMOVABLE PROFILED CORK INLAY ; HIGH TOE-BOX AND STRONG TOE-CAP FOR PROTECTION OF THE TOES ; EXTENDED FACINGS FOR MAXIMUM ACCESSIBILITY; SOFT TONGUE PADDING; FIRM HEEL COUNTER BLACK SIZE 46 | PROSTHETICS & ORTHOSIS SUPPLIES
6222 | 4229170102800 | DRILL CONICAL PLASTIC DIAMETER 30 MM APPROXIMATELY | PROSTHETICS & ORTHOSIS SUPPLIES
6223 | 4229170102700 | DRILL CONICAL PLASTIC DIAMETER 20 MM APPROXIMATELY | PROSTHETICS & ORTHOSIS SUPPLIES
6224 | 4224170626000 | DIABETIC SHOES, WIDE/EXTRA-WIDE TOE BOX, SOFT COW/CALF LEATHER, NEOPRENE VAMP PADDED COLLARS THROUGH WEDGE SOLE, LACE CLOSING, PROTECTIVE INTERIOR THAT IS MADE FROM SOFT MATERIAL, AND STITCHING THAT DOESN'T PROTRUDE SO AS NOT TO CAUSE IRRITATION; NON-BINDING UPPERS THAT ENSURE THAT THERE IS NO PRESSURE ON THE FOOT; EXTRA DEPTH DESIGN, CAN ACCOMMODATE THICK ORTHOTIC INSERTS; A DEEP TOE BOX THAT PROVIDES EXTRA ROOM FOR TOE MOVEMENT, LIGHTWEIGHT, CUSHIONING SOLES THAT FACILITATE MOBILITY AND STABILITY; STRETCHABLE SHOES CONFORM TO THE CONTOURS OF THE FOOT, BLACK, SIZE 41 | PROSTHETICS & ORTHOSIS SUPPLIES
6225 | 4224151007300 | THERMOFORMING SHEETS STREIFLEX COLOR ELASTIC THICKNESS 4 MM SILVER SIZE 1.115 X 900 MM APPROXIMATELY | PROSTHETICS & ORTHOSIS SUPPLIES
6226 | 4224151007400 | THERMOFORMING SHEETS STREIFLEX COLOR ELASTIC THICKNESS 4 MM NEON GREEN SIZE 1.115 X 900 MM APPROXIMATELY | PROSTHETICS & ORTHOSIS SUPPLIES
6227 | 4224170626800 | DIABETIC SHOES, WIDE/EXTRA-WIDE TOE BOX, SOFT COW/CALF LEATHER, NEOPRENE VAMP PADDED COLLARS THROUGH WEDGE SOLE, LACE CLOSING, PROTECTIVE INTERIOR THAT IS MADE FROM SOFT MATERIAL, AND STITCHING THAT DOESN'T PROTRUDE SO AS NOT TO CAUSE IRRITATION; NON-BINDING UPPERS THAT ENSURE THAT THERE IS NO PRESSURE ON THE FOOT; EXTRA DEPTH DESIGN, CAN ACCOMMODATE THICK ORTHOTIC INSERTS; A DEEP TOE BOX THAT PROVIDES EXTRA ROOM FOR TOE MOVEMENT, LIGHTWEIGHT, CUSHIONING SOLES THAT FACILITATE MOBILITY AND STABILITY; STRETCHABLE SHOES CONFORM TO THE CONTOURS OF THE FOOT, BLACK, SIZE 45 | PROSTHETICS & ORTHOSIS SUPPLIES
6228 | 4224151007500 | THERMOFORMING SHEETS STREIFLEX COLOR ELASTIC THICKNESS 4 MM LIGHT BLUE SIZE 1.115 X 900 MM APPROXIMATELY | PROSTHETICS & ORTHOSIS SUPPLIES
6229 | 4224170626900 | DIABETIC SHOES, WIDE/EXTRA-WIDE TOE BOX, SOFT COW/CALF LEATHER, NEOPRENE VAMP PADDED COLLARS THROUGH WEDGE SOLE, LACE CLOSING, PROTECTIVE INTERIOR THAT IS MADE FROM SOFT MATERIAL, AND STITCHING THAT DOESN'T PROTRUDE SO AS NOT TO CAUSE IRRITATION; NON-BINDING UPPERS THAT ENSURE THAT THERE IS NO PRESSURE ON THE FOOT; EXTRA DEPTH DESIGN, CAN ACCOMMODATE THICK ORTHOTIC INSERTS; A DEEP TOE BOX THAT PROVIDES EXTRA ROOM FOR TOE MOVEMENT, LIGHTWEIGHT, CUSHIONING SOLES THAT FACILITATE MOBILITY AND STABILITY; STRETCHABLE SHOES CONFORM TO THE CONTOURS OF THE FOOT, BLACK, SIZE 46 | PROSTHETICS & ORTHOSIS SUPPLIES
6230 | 4224170628900 | DIABETIC SHOES FEMALE WIDE/EXTRA-WIDE TOE BOX SOFT COW/CALF LEATHER VELCRO CLOSURE FLEXIBLE LINING PROTECTIVE INTERIOR THAT IS MADE FROM SOFT MATERIAL AND STITCHING THAT DOESN’T PROTRUDE NON-BINDING UPPERS EXTRA DEPTH DESIGN CAN ACCOMMODATE THICK ORTHOTIC INSERTS ; A DEEP TOE BOX THAT PROVIDES EXTRA ROOM FOR TOE MOVEMENT LIGHTWEIGHT CUSHIONING SOLES THAT FACILITATE MOBILITY AND STABILITY; STRETCHABLE SHOES CONFORM TO THE CONTOURS OF THE FOOT BEIGE SIZE 42 | PROSTHETICS & ORTHOSIS SUPPLIES
6231 | 4224151002600 | POLYFORM SHEET 2 MM THICK SKIN COLOR SIZE: 1 M X 1 M APPROXIMATELY | PROSTHETICS & ORTHOSIS SUPPLIES
6232 | 4224151002800 | POLYFORM SHEET 5 MM THICK SKIN COLOR SIZE: 1 M X 1 M APPROXIMATELY | PROSTHETICS & ORTHOSIS SUPPLIES
6233 | 4224151002900 | POLYFORM SHEET 6 MM THICK SKIN COLOR SIZE: 1 M X 1 M APPROXIMATELY | PROSTHETICS & ORTHOSIS SUPPLIES
6234 | 4231155305200 | STOCKINETTE PERLON WHITE WIDTH 200 MM APPROXIMATELY L/ROLL 19-22 METER | PROSTHETICS & ORTHOSIS SUPPLIES
6235 | 4224170113500 | BOOT ORTHOPEDIC MALE FULL GRAIN COW/CALF LEATHER PLAIN FRONTED WITH SEAM FREE VAMPS PADDED COLLARS BOOT HEIGHT APPROXIMATELY 125 MM LACE CLOSURE SOFT PADDING AROUND THE COLLAR FOR A BETTER FIT ; A HIGH AND EXTRA LONG STIFFENER TO SUPPORT THE ANKLE ; FULL GRAIN LEATHER INSOLE; EASILY REMOVABLE AND ADAPTABLE (HARD-WEARING) SOLE. SUFFICIENT TOE-SPRING FOR EASY ROLL-OFF ; REMOVABLE PROFILED CORK INLAY ; HIGH TOE-BOX AND STRONG TOE-CAP FOR PROTECTION OF THE TOES ; EXTENDED FACINGS FOR MAXIMUM ACCESSIBILITY; SOFT TONGUE PADDING; FIRM HEEL COUNTER BLACK SIZE 38 | PROSTHETICS & ORTHOSIS SUPPLIES
6236 | 4224170113600 | BOOT ORTHOPEDIC MALE FULL GRAIN COW/CALF LEATHER PLAIN FRONTED WITH SEAM FREE VAMPS PADDED COLLARS BOOT HEIGHT APPROXIMATELY 125 MM LACE CLOSURE SOFT PADDING AROUND THE COLLAR FOR A BETTER FIT ; A HIGH AND EXTRA LONG STIFFENER TO SUPPORT THE ANKLE ; FULL GRAIN LEATHER INSOLE; EASILY REMOVABLE AND ADAPTABLE (HARD-WEARING) SOLE. SUFFICIENT TOE-SPRING FOR EASY ROLL-OFF ; REMOVABLE PROFILED CORK INLAY ; HIGH TOE-BOX AND STRONG TOE-CAP FOR PROTECTION OF THE TOES ; EXTENDED FACINGS FOR MAXIMUM ACCESSIBILITY; SOFT TONGUE PADDING; FIRM HEEL COUNTER BLACK SIZE 39 | PROSTHETICS & ORTHOSIS SUPPLIES
6237 | 4224151006800 | FLEXURE JOINT FOR AFO ALLOWS LIMITED MOVEMENT SIZE LARGE | PROSTHETICS & ORTHOSIS SUPPLIES
6238 | 4224151006900 | FLEXURE JOINT FOR AFO ALLOWS LIMITED MOVEMENT SIZE MEDIUM | PROSTHETICS & ORTHOSIS SUPPLIES
6239 | 4224151007000 | FLEXURE JOINT FOR AFO ALLOWS LIMITED MOVEMENT SIZE SMALL | PROSTHETICS & ORTHOSIS SUPPLIES
6240 | 4224151007100 | THERMOFORMING SHEETS STREIFLEX COLOR ELASTIC THICKNESS 2 MM GOLDEN SIZE 1.115 X 900 MM APPROXIMATELY | PROSTHETICS & ORTHOSIS SUPPLIES
6241 | 4224170629300 | DIABETIC SHOES FEMALE WIDE/EXTRA-WIDE TOE BOX SOFT COW/CALF LEATHER VELCRO CLOSURE FLEXIBLE LINING PROTECTIVE INTERIOR THAT IS MADE FROM SOFT MATERIAL AND STITCHING THAT DOESN’T PROTRUDE NON-BINDING UPPERS EXTRA DEPTH DESIGN CAN ACCOMMODATE THICK ORTHOTIC INSERTS ; A DEEP TOE BOX THAT PROVIDES EXTRA ROOM FOR TOE MOVEMENT LIGHTWEIGHT CUSHIONING SOLES THAT FACILITATE MOBILITY AND STABILITY; STRETCHABLE SHOES CONFORM TO THE CONTOURS OF THE FOOT BEIGE SIZE 41 | PROSTHETICS & ORTHOSIS SUPPLIES
6242 | 4224151007200 | THERMOFORMING SHEETS STREIFLEX COLOR ELASTIC THICKNESS 2 MM TRANSPARENT SIZE 1.115 X 900 MM APPROXIMATELY | PROSTHETICS & ORTHOSIS SUPPLIES
6243 | 4224170113700 | BOOT ORTHOPEDIC MALE FULL GRAIN COW/CALF LEATHER PLAIN FRONTED WITH SEAM FREE VAMPS PADDED COLLARS BOOT HEIGHT APPROXIMATELY 125 MM LACE CLOSURE SOFT PADDING AROUND THE COLLAR FOR A BETTER FIT ; A HIGH AND EXTRA LONG STIFFENER TO SUPPORT THE ANKLE ; FULL GRAIN LEATHER INSOLE; EASILY REMOVABLE AND ADAPTABLE (HARD-WEARING) SOLE. SUFFICIENT TOE-SPRING FOR EASY ROLL-OFF ; REMOVABLE PROFILED CORK INLAY ; HIGH TOE-BOX AND STRONG TOE-CAP FOR PROTECTION OF THE TOES ; EXTENDED FACINGS FOR MAXIMUM ACCESSIBILITY; SOFT TONGUE PADDING; FIRM HEEL COUNTER BLACK SIZE 40 | PROSTHETICS & ORTHOSIS SUPPLIES
6244 | 4229300100500 | BODY CALIPER FOR MEASURING BODY SEGMENT SCALE RANGE 600 MM APPROXIMATELY | PROSTHETICS & ORTHOSIS SUPPLIES
6245 | 4224170629200 | DIABETIC SHOES FEMALE WIDE/EXTRA-WIDE TOE BOX SOFT COW/CALF LEATHER VELCRO CLOSURE FLEXIBLE LINING PROTECTIVE INTERIOR THAT IS MADE FROM SOFT MATERIAL AND STITCHING THAT DOESN’T PROTRUDE NON-BINDING UPPERS EXTRA DEPTH DESIGN CAN ACCOMMODATE THICK ORTHOTIC INSERTS ; A DEEP TOE BOX THAT PROVIDES EXTRA ROOM FOR TOE MOVEMENT LIGHTWEIGHT CUSHIONING SOLES THAT FACILITATE MOBILITY AND STABILITY; STRETCHABLE SHOES CONFORM TO THE CONTOURS OF THE FOOT BEIGE SIZE 38 | PROSTHETICS & ORTHOSIS SUPPLIES
6246 | 4224170629100 | DIABETIC SHOES FEMALE WIDE/EXTRA-WIDE TOE BOX SOFT COW/CALF LEATHER VELCRO CLOSURE FLEXIBLE LINING PROTECTIVE INTERIOR THAT IS MADE FROM SOFT MATERIAL AND STITCHING THAT DOESN’T PROTRUDE NON-BINDING UPPERS EXTRA DEPTH DESIGN CAN ACCOMMODATE THICK ORTHOTIC INSERTS ; A DEEP TOE BOX THAT PROVIDES EXTRA ROOM FOR TOE MOVEMENT LIGHTWEIGHT CUSHIONING SOLES THAT FACILITATE MOBILITY AND STABILITY; STRETCHABLE SHOES CONFORM TO THE CONTOURS OF THE FOOT BEIGE SIZE 40 | PROSTHETICS & ORTHOSIS SUPPLIES
6247 | 4224170629000 | DIABETIC SHOES FEMALE WIDE/EXTRA-WIDE TOE BOX SOFT COW/CALF LEATHER VELCRO CLOSURE FLEXIBLE LINING PROTECTIVE INTERIOR THAT IS MADE FROM SOFT MATERIAL AND STITCHING THAT DOESN’T PROTRUDE NON-BINDING UPPERS EXTRA DEPTH DESIGN CAN ACCOMMODATE THICK ORTHOTIC INSERTS ; A DEEP TOE BOX THAT PROVIDES EXTRA ROOM FOR TOE MOVEMENT LIGHTWEIGHT CUSHIONING SOLES THAT FACILITATE MOBILITY AND STABILITY; STRETCHABLE SHOES CONFORM TO THE CONTOURS OF THE FOOT BEIGE SIZE 39 | PROSTHETICS & ORTHOSIS SUPPLIES
6248 | 4224170627000 | DIABETIC SHOES, WIDE/EXTRA-WIDE TOE BOX, SOFT COW/CALF LEATHER, NEOPRENE VAMP PADDED COLLARS THROUGH WEDGE SOLE, LACE CLOSING, PROTECTIVE INTERIOR THAT IS MADE FROM SOFT MATERIAL, AND STITCHING THAT DOESN'T PROTRUDE SO AS NOT TO CAUSE IRRITATION; NON-BINDING UPPERS THAT ENSURE THAT THERE IS NO PRESSURE ON THE FOOT; EXTRA DEPTH DESIGN, CAN ACCOMMODATE THICK ORTHOTIC INSERTS; A DEEP TOE BOX THAT PROVIDES EXTRA ROOM FOR TOE MOVEMENT, LIGHTWEIGHT, CUSHIONING SOLES THAT FACILITATE MOBILITY AND STABILITY; STRETCHABLE SHOES CONFORM TO THE CONTOURS OF THE FOOT, BLACK, SIZE 47 | PROSTHETICS & ORTHOSIS SUPPLIES
6249 | 4224151002500 | POLYETHYLENE SHEET, FLEXIBLE, 1000 MM X 500 MM, 2 MM THICK, NATURAL, APPROXIMATELY | PROSTHETICS & ORTHOSIS SUPPLIES
6250 | 4224151007600 | THERMOPLASTIC SHEET CLEAR (ANTIBACTERIAL) FOR THE FABRICATION OF SELF - SUPPORTING CHECK SOCKETS SHEET LENGTH 400 MM WIDTH 400 MM THICKNESS 8 MM APPROXIMATELY | PROSTHETICS & ORTHOSIS SUPPLIES
6251 | 4224151007800 | PADDING SHEET POLYETHYLENE FOAM CAUCASIAN COLOR 1000 X 1000 2 MM THICKNESS APPROXIMATELY | PROSTHETICS & ORTHOSIS SUPPLIES
6252 | 4224151800900 | CUSTOM MADE TRANSFEMORAL PROSTHESIS MULTIAXIAL FOOT WITH PYRAMID DIVIDED HEEL SPACER SMOOTH TRANSITION FROM STANCE PHASE TO SWING PHASE MODULAR POLYCENTRIC KNEE JOINT "ALUMINUM" WITH PNEUMATIC SWING PHASE CONTROL KNEE FLEXION ANGLE 170 DEGREE AND THE LIGHT WEIGHT AND HIGH COMFORT STANCE PHASE IS SECURED DUE TO THE 4-AXIS JOINT DESIGN TUBE ADAPTER AND COSMETIC FOAM. WEIGHT OF KNEE JOINT: 790 GRAMS APPROXIMATELY FOR BODY WEIGHT UP TO 100 KG. LAMINATION ANCHOR WITH PYRAMID RECEIVER ROTATABLE FOAM COVER PERLON COSMETIC STOCKINGS OR EQUIVALENT SEALING LINER WITH TWO SEALING RING HEIGHTS WITHOUT DISTAL CONNECTION ANTI-BACTERIAL AND SKIN-FRIENDLY LINER SIZE AND SIDE WILL BE SPECIFY WHEN ORDERED FOR EACH PATIENT INDIVIDUAL. INCLUDES - PATIENT ASSESSMENT AT CUSTOMERS PREMISES MEASURING INCLUDES ALL REQUIRED MATERIALS/COMPONENTS TO FABRICATE PROSTHESIS DELIVERY FITTING BY CERTIFIED ORTHOTIST IN MULTIPLE CLINICS AND DIFFERENT REGIONS WITH FOLLOW UP (APPENDIX C) | PROSTHETICS & ORTHOSIS SUPPLIES
6253 | 4224170119500 | BUNION ALIGNER HALLUX VALGUS SPLINT SIZE MEDIUM LEFT | PROSTHETICS & ORTHOSIS SUPPLIES
6254 | 4224151800800 | TRANSFEMORAL PROSTHESIS KIT MULTIAXIAL FOOT WITH PYRAMID DIVIDED HEEL SPACER SMOOTH TRANSITION FROM STANCE PHASE TO SWING PHASE MODULAR POLYCENTRIC KNEE JOINT "ALUMINUM" WITH PNEUMATIC SWING PHASE CONTROL KNEE FLEXION ANGLE 170 DEGREE AND THE LIGHT WEIGHT AND HIGH COMFORT STANCE PHASE IS SECURED DUE TO THE 4-AXIS JOINT DESIGN TUBE ADAPTER AND COSMETIC FOAM. WEIGHT OF KNEE JOINT: 790 GRAMS APPROXIMATELY FOR BODY WEIGHT UP TO 100 KG. LAMINATION ANCHOR WITH PYRAMID RECEIVER ROTATABLE FOAM COVER PERLON COSMETIC STOCKINGS OR EQUIVALENT SEALING LINER WITH TWO SEALING RING HEIGHTS WITHOUT DISTAL CONNECTION ANTI-BACTERIAL AND SKIN-FRIENDLY LINER SIZE AND SIDE WILL BE SPECIFY WHEN ORDERED FOR EACH PATIENT INDIVIDUAL | PROSTHETICS & ORTHOSIS SUPPLIES
6255 | 4224151800700 | CUSTOM MADE TRANSFEMORAL PROSTHESIS CARBON FOOT FOOTSHELL WITH COSMESIS CONNECTION CAP AND FOOT MODULAR POLYCENTRIC KNEE JOINT " = ALUMINUM" WITH PNEUMATIC SWING PHASE CONTROL KNEE FLEXION ANGLE 170 DEGREE AND THE LIGHT WEIGHT AND HIGH COMFORT STANCE PHASE IS SECURED DUE TO THE 4-AXIS JOINT DESIGN TUBE ADAPTER AND COSMETIC FOAM WEIGHT OF THE KNEE JOINT UP TO 800 GRAMS FOR BODY WEIGHT UP TO 100 KG LAMINATION ANCHOR WITH PYRAMID RECEIVER ROTATABLE FOAM COVER COSMETIC STOCKINGS SEALING LINER WITH TWO SEALING RING HEIGHTS WITHOUT DISTAL CONNECTION ANTIBACTERIAL AND SKIN-FRIENDLY SIZE AND SIDE WILL BE SPECIFY WHEN ORDERED FOR EACH PATIENT INDIVIDUAL INCLUDES - PATIENT ASSESSMENT AT CUSTOMERS PREMISES MEASURING INCLUDES ALL REQUIRED MATERIALS/COMPONENTS TO FABRICATE PROSTHESIS DELIVERY FITTING BY CERTIFIED ORTHOTIST IN MULTIPLE CLINICS AND DIFFERENT REGIONS WITH FOLLOW UP (APPENDIX C) | PROSTHETICS & ORTHOSIS SUPPLIES
6256 | 4224151800600 | TRANSFEMORAL PROSTHESIS CARBON FOOT FOOTSHELL WITH COSMESIS CONNECTION CAP AND FOOT MODULAR POLYCENTRIC KNEE JOINT "ALUMINUM" WITH PNEUMATIC SWING PHASE CONTROL KNEE FLEXION ANGLE 170 DEGREE AND THE LIGHT WEIGHT AND HIGH COMFORT STANCE PHASE IS SECURED DUE TO THE 4-AXIS JOINT DESIGN TUBE ADAPTER AND COSMETIC FOAM KNEE JOINT WEIGHT:UP TO 800 GRAMS APPROXIMATELY FOR BODY WEIGHT UP TO 100 KG LAMINATION ANCHOR WITH PYRAMID RECEIVER ROTATABLE FOAM COVER COSMETIC STOCKINGS SEALING LINER WITH TWO SEALING RING HEIGHTS WITHOUT DISTAL CONNECTION ANTI-BACTERIAL AND SKIN-FRIENDLY SIZE AND SIDE WILL BE SPECIFY WHEN ORDERED FOR EACH PATIENT INDIVIDUAL | PROSTHETICS & ORTHOSIS SUPPLIES
6257 | 4224151800400 | PROSTHETIC MODULAR POLYCENTRIC KNEE JOINT WITH PNEUMATIC SWING PHASE CONTROL "PYRAMID ADAPTER (10 DEGREE INCLINED)" WIDE FLEXION ANGLE OF 170 DEGREE AND THE LIGHT WEIGHT AND HIGH COMFORT STANCE PHASE IS SECURED DUE TO THE 4-AXIS JOINT DESIGN POWER DUAL-CHAMBER PNEUMATICS WITH INTEGRATED EXTENSION ASSIST SPRING ENSURE HARMONIOUS PENDULUM MOVEMENTS OF THE PROSTHETIC LOWER LEG EVEN AT HIGHER WALKING SPEEDS MODERN POLYCENTRIC STRUCTURE RELIABLY STABILIZES THE KNEE JOINT DURING STANCE PHASE AND PROVIDES FOR INCREASED GROUND CLEARANCE DURING THE SWING PHASE EASY INITIATION OF THE SWING PHASE HARMONIOUS EXTENSION STOP FLEXION AND EXTENSION DAMPING ARE INDIVIDUALLY ADJUSTABLE INCLINED PYRAMID ADAPTER ROTATABLE SOCKET ADAPTER WITH PYRAMID RECEIVER TUBE ADAPTER AND COSMETIC FOAM MAXIMUM WEIGHT OF THE KNEE JOINT: 770 GRAMS APPROXIMATELY | PROSTHETICS & ORTHOSIS SUPPLIES
6258 | 4224170119600 | BUNION ALIGNER HALLUX VALGUS SPLINT SIZE SMALL RIGHT | PROSTHETICS & ORTHOSIS SUPPLIES
6259 | 4224151800300 | PROSTHETIC MODULAR POLYCENTRIC KNEE JOINT WITH PNEUMATIC SWING PHASE CONTROL "PYRAMID ADAPTER (10 DEGREE INCLINED)" WIDE FLEXION ANGLE OF 170 DEGREE AND THE LIGHT WEIGHT AND HIGH COMFORT STANCE PHASE IS SECURED DUE TO THE 4-AXIS JOINT DESIGN POWER DUAL-CHAMBER PNEUMATICS WITH INTEGRATED EXTENSION ASSIST SPRING ENSURE HARMONIOUS PENDULUM MOVEMENTS OF THE PROSTHETIC LOWER LEG EVEN AT HIGHER WALKING SPEEDS MODERN POLYCENTRIC STRUCTURE RELIABLY STABILIZES THE KNEE JOINT DURING STANCE PHASE AND PROVIDES FOR INCREASED GROUND CLEARANCE DURING THE SWING PHASE EASY INITIATION OF THE SWING PHASE HARMONIOUS EXTENSION STOP FLEXION AND EXTENSION DAMPING ARE INDIVIDUALLY ADJUSTABLE INCLINED PYRAMID ADAPTER ROTATABLE SOCKET ADAPTER WITH PYRAMID RECEIVER TUBE ADAPTER AND COSMETIC FOAM MAXIMUM WEIGHT OF THE KNEE JOINT: 765 GRAMS APPROXIMATELY | PROSTHETICS & ORTHOSIS SUPPLIES
6260 | 4224151800200 | PROSTHETIC MODULAR POLYCENTRIC KNEE JOINT WITH PNEUMATIC SWING PHASE CONTROL "PYRAMID ADAPTER (10 DEGREE INCLINED)" WIDE FLEXION ANGLE OF 170 DEGREE AND THE LIGHT WEIGHT AND HIGH COMFORT STANCE PHASE IS SECURED DUE TO THE 4-AXIS JOINT DESIGN POWER DUAL-CHAMBER PNEUMATICS WITH INTEGRATED EXTENSION ASSIST SPRING ENSURE HARMONIOUS PENDULUM MOVEMENTS OF THE PROSTHETIC LOWER LEG EVEN AT HIGHER WALKING SPEEDS MODERN POLYCENTRIC STRUCTURE RELIABLY STABILIZES THE KNEE JOINT DURING STANCE PHASE AND PROVIDES FOR INCREASED GROUND CLEARANCE DURING THE SWING PHASE EASY INITIATION OF THE SWING PHASE HARMONIOUS EXTENSION STOP FLEXION AND EXTENSION DAMPING ARE INDIVIDUALLY ADJUSTABLE INCLINED PYRAMID ADAPTER ROTATABLE SOCKET ADAPTER WITH PYRAMID RECEIVER TUBE ADAPTER AND COSMETIC FOAM MAXIMUM WEIGHT OF THE KNEE JOINT: 750 GRAMS APPROXIMATELY | PROSTHETICS & ORTHOSIS SUPPLIES
6261 | 4224151800100 | PROSTHETIC MODULAR POLYCENTRIC KNEE JOINT WITH PNEUMATIC SWING PHASE CONTROL "PYRAMID ADAPTER (10 DEGREE INCLINED)" WIDE FLEXION ANGLE OF 170 DEGREE AND THE LIGHT WEIGHT AND HIGH COMFORT STANCE PHASE IS SECURED DUE TO THE 4-AXIS JOINT DESIGN POWER DUAL-CHAMBER PNEUMATICS WITH INTEGRATED EXTENSION ASSIST SPRING ENSURE HARMONIOUS PENDULUM MOVEMENTS OF THE PROSTHETIC LOWER LEG EVEN AT HIGHER WALKING SPEEDS MODERN POLYCENTRIC STRUCTURE RELIABLY STABILIZES THE KNEE JOINT DURING STANCE PHASE AND PROVIDES FOR INCREASED GROUND CLEARANCE DURING THE SWING PHASE EASY INITIATION OF THE SWING PHASE HARMONIOUS EXTENSION STOP FLEXION AND EXTENSION DAMPING ARE INDIVIDUALLY ADJUSTABLE INCLINED PYRAMID ADAPTER ROTATABLE SOCKET ADAPTER WITH PYRAMID RECEIVER TUBE ADAPTER AND COSMETIC FOAM MAXIMUM WEIGHT OF THE KNEE JOINT: 795 GRAMS APPROXIMATELY | PROSTHETICS & ORTHOSIS SUPPLIES
6262 | 4224151800000 | PROSTHETIC KNEE PNEUMATIC SWING PHASE CONTROL 4-BAR GEOMETRY TRANSFEMORAL AND KNEE DISARTICULATION AMPUTEES STANCE PHASE STABILITY HIGHER DEGREE OF FLEXION AND EXTENSION ADJUSTABLE STANCE SETTINGS FOR INDIVIDUAL SMOOTH AND COMFORTABLE SWING PHASE FOR VARIABLE WALKING SPEEDS MODERATE TO HIGH IMPACT LEVEL MAX USER WEIGHT 125KG K-LEVEL: K2 AND K3 | PROSTHETICS & ORTHOSIS SUPPLIES
6263 | 4224170119700 | BUNION ALIGNER HALLUX VALGUS SPLINT SIZE LARGE RIGHT | PROSTHETICS & ORTHOSIS SUPPLIES
6264 | 4618170400000 | CUSTOM MADE HELMETS CRANIAL REMOULDING TO TREAT DEFORMATIONAL PLAGIOCEPHALY BRACHYCEPHALY SCAPHOCEPHALY CRANIOSYNOSTOSIS AND OTHER HEAD SHAPE DEFORMATIONS IN INFANTS 3-18 MONTHS OF AGE MATERIALS INCLUDE SEMI-RIGID/RIGID PLASTIC HYPO ALLERGENIC FOAM LINERS MULTIPLE DESIGNS BASED UPON PATIENT NEEDS AND CONDITIONS MEASUREMENTS TAKEN BY CERTIFIED ORTHOTIST USING LASER SCANNING TECHNOLOGY OR SIMILAR SCANNING TECHNOLOGIES THAT CAN GENERATE 3D REPORTS TO COMPARE HEAD SHAPE CHANGES OVER TIME CLINICAL SERVICES INCLUDE PATIENT ASSESSMENT AT CUSTOMER’S PREMISES MEASURING AND SCANNING FITTING AND ANY FOLLOW-UP ADJUSTMENTS NEEDED BY A CERTIFIED ORTHOTIST DELIVERY FITTING BY CERTIFIED ORTHOTIST IN MULTIPLE CLINICS AND DIFFERENT REGIONS (APPENDIX A) | PROSTHETICS & ORTHOSIS SUPPLIES
6265 | 4224151022100 | THERMOPLASTIC SHEET RIGID FOR FABRICATING SELF-SUPPORTING CHECK SOCKETS FOR TT TF AND HD WITH GOOD FRACTURE RESISTANCE HIGH STIFFNESS HIGH THERMOPLASTIC DIMENSIONAL STABILITY HIGH RESISTANCE AGAINST THE FORMATION OF STRESS CRACKS LENGTH 400 MM WIDTH 400 MM THICKNESS 15 MM APPROXIMATELY | PROSTHETICS & ORTHOSIS SUPPLIES
6266 | 4224170119800 | BUNION ALIGNER HALLUX VALGUS SPLINT SIZE MEDIUM RIGHT | PROSTHETICS & ORTHOSIS SUPPLIES
6267 | 4224170625900 | DIABETIC SHOES, WIDE/EXTRA-WIDE TOE BOX, SOFT COW/CALF LEATHER, NEOPRENE VAMP PADDED COLLARS THROUGH WEDGE SOLE, LACE CLOSING, PROTECTIVE INTERIOR THAT IS MADE FROM SOFT MATERIAL, AND STITCHING THAT DOESN'T PROTRUDE SO AS NOT TO CAUSE IRRITATION; NON-BINDING UPPERS THAT ENSURE THAT THERE IS NO PRESSURE ON THE FOOT; EXTRA DEPTH DESIGN, CAN ACCOMMODATE THICK ORTHOTIC INSERTS; A DEEP TOE BOX THAT PROVIDES EXTRA ROOM FOR TOE MOVEMENT, LIGHTWEIGHT, CUSHIONING SOLES THAT FACILITATE MOBILITY AND STABILITY; STRETCHABLE SHOES CONFORM TO THE CONTOURS OF THE FOOT, BLACK, SIZE 40.5 | PROSTHETICS & ORTHOSIS SUPPLIES
6268 | 4224170625800 | DIABETIC SHOES, WIDE/EXTRA-WIDE TOE BOX, SOFT COW/CALF LEATHER, NEOPRENE VAMP PADDED COLLARS THROUGH WEDGE SOLE, LACE CLOSING, PROTECTIVE INTERIOR THAT IS MADE FROM SOFT MATERIAL, AND STITCHING THAT DOESN'T PROTRUDE SO AS NOT TO CAUSE IRRITATION; NON-BINDING UPPERS THAT ENSURE THAT THERE IS NO PRESSURE ON THE FOOT; EXTRA DEPTH DESIGN, CAN ACCOMMODATE THICK ORTHOTIC INSERTS; A DEEP TOE BOX THAT PROVIDES EXTRA ROOM FOR TOE MOVEMENT, LIGHTWEIGHT, CUSHIONING SOLES THAT FACILITATE MOBILITY AND STABILITY; STRETCHABLE SHOES CONFORM TO THE CONTOURS OF THE FOOT, BLACK, SIZE 40 | PROSTHETICS & ORTHOSIS SUPPLIES
6269 | 4224152002400 | HOOK AND PILE CLOSURE WIDTH 30 MM APPROXIMATELY SALMON (VELCRO OR EQUIVALENT) ROLL 25 METERS APPROXIMATELY | PROSTHETICS & ORTHOSIS SUPPLIES
6270 | 4224151007700 | POLYETHYLENE SHEET SIZE 2000 MM X 1000 MM THICKNESS 2 MM WHITE APPROXIMATELY | PROSTHETICS & ORTHOSIS SUPPLIES
6271 | 4224170119400 | BUNION ALIGNER HALLUX VALGUS SPLINT SIZE LARGE LEFT | PROSTHETICS & ORTHOSIS SUPPLIES
6272 | 4224152002600 | HOOK AND PILE CLOSURE W=50 MM APPROXIMATELY SALMON (VELCRO) ROLL 25 M APPROXIMATELY | PROSTHETICS & ORTHOSIS SUPPLIES
6273 | 4224151007900 | PADDING SHEET POLYETHYLENE FOAM CAUCASIAN COLOR 1000 X 1000 3 MM THICKNESS APPROXIMATELY | PROSTHETICS & ORTHOSIS SUPPLIES
6274 | 4224151008000 | PADDING SHEET POLYETHYLENE FOAM CAUCASIAN COLOR 1000 X 1000 4 MM THICKNESS APPROXIMATELY | PROSTHETICS & ORTHOSIS SUPPLIES
6275 | 4224151008200 | PADDING SHEET POLYETHYLENE FOAM CAUCASIAN COLOR 1000 X 1000 6 MM THICKNESS APPROXIMATELY | PROSTHETICS & ORTHOSIS SUPPLIES
6276 | 4224151008300 | THERMOPLASTIC MATERIAL HOMOGENEOUS WITH HIGH RIGIDITY WORKING TEMPERATURE 165 DEGREES CAUCASIAN COLOR 2000 X 1000 X 2 MM APPR = OXIMATELY | PROSTHETICS & ORTHOSIS SUPPLIES
6277 | 4222170601100 | P.V.A. BAGS, FOR LAMINATION, 1300 X 220 X 50 MM APPROXIMATELY | PROSTHETICS & ORTHOSIS SUPPLIES
6278 | 4224151008600 | PADDING SHEET POLYETHYLENE FOAM WHITE SIZE: 150 MM X 100 MM X 3 MM APPROXIMATELY | PROSTHETICS & ORTHOSIS SUPPLIES
6279 | 4224151008700 | ELASTIC THERMO - FORMING SHEET STREIFYFLEX COLOR NEON YELLOW THICKNESS 2 MM SIZE: 1.115 X 900 MM APPROXIMATELY | PROSTHETICS & ORTHOSIS SUPPLIES
6280 | 4224151008800 | THERMOPLASTIC SHEET POLYPROPYLENE COPOLYMER POSSIBLE APPLICATIONS ANKLE - FOOT - ORTHOSIS KNEE - ANKLE - FOOT - ORTHOSIS FOS TLSOS LENGTH 2000 MM WIDTH 1000 MM THICKNESS 2 MM APPROXIMATELY | PROSTHETICS & ORTHOSIS SUPPLIES
6281 | 4224151008900 | THERMOPLASTIC SHEET POLYPROPYLENE COPOLYMER POSSIBLE APPLICATIONS ANKLE - FOOT - ORTHOSIS KNEE - ANKLE - FOOT - ORTHOSIS FOS TLSOS LENGTH 2000 MM WIDTH 1000 MM THICKNESS 3 MM APPROXIMATELY | PROSTHETICS & ORTHOSIS SUPPLIES
6282 | 4224151009000 | THERMOPLASTIC SHEET POLYPROPYLENE COPOLYMER POSSIBLE APPLICATIONS ANKLE - FOOT - ORTHOSIS KNEE - ANKLE - FOOT - ORTHOSIS FOS TLSOS LENGTH 2000 MM WIDTH 1000 MM THICKNESS 4 MM APPROXIMATELY | PROSTHETICS & ORTHOSIS SUPPLIES
6283 | 4224152002700 | HOOK AND PILE CLOSURE WIDTH 50 MM APPROXIMATELY WHITE (VELCRO OR EQUIVALENT) ROLL 25 METERS APPROXIMATELY | PROSTHETICS & ORTHOSIS SUPPLIES
6284 | 4222170601000 | P.V.A. BAGS FOR LAMINATION, 1000 X 260 X 50 MM, APPROXIMATELY | PROSTHETICS & ORTHOSIS SUPPLIES
6285 | 4224170114800 | METATARSAL PAD GEL PROTECTIVE ELASTIC BAND WITH ELASTIC FABRIC EASY TO USE IN ALL TYPES OF FOOTWEAR ITS HEART - SHAPED GEL DESIGN ENSURES CUSHIONING THE METATARSAL PART CLOSEST TO THE TOES THE STITCHING BETWEEN THE FIRST AND SECOND TOE CAN BE UNSEEN DAMPING AND UNLOADING OF THE METATARSAL HEADS PREVENTS FRICTION AND CHAFING RELIEVES THE IMPACT ON THE METATARSALS CAUSED BY WALKING AND IMMEDIATELY REDUCES PAIN PROVIDES A CONSTANT MASSAGE ON SOFT TISSUES AND JOINTS RELIEF OF THE METATARSAL ZONE METATARSAL OVERLOADS METATARSAL CALLUSES ASSORTED SIZE | PROSTHETICS & ORTHOSIS SUPPLIES
6286 | 4222170600900 | P.V.A. BAGS, FOR LAMINATION, 700 X 270 X 50 MM APPROXIMATELY | PROSTHETICS & ORTHOSIS SUPPLIES
6287 | 4222170600800 | P.V.A. BAGS, FOR LAMINATION, 700 X 190 X 50 MM APPROXIMATELY | PROSTHETICS & ORTHOSIS SUPPLIES
6288 | 4222170600700 | P.V.A. BAGS, FOR LAMINATION, 600 X 110 X 40 MM APPROXIMATELY | PROSTHETICS & ORTHOSIS SUPPLIES
6289 | 4224170114900 | BUNION PROTECTOR WITH METATARSAL PAD GEL WITH ELASTIC FABRIC THIS IS MADE OF AN HYPOALLERGENIC FABRIC WHICH IS VERY ELASTIC AND SOFT IF INCORPORATES A LARGE PROTECTIVE GEL PAD THAT COVERS THE BUNION AND THE METATARSAL AREA DAMPING AND UPLOADING OF THE METATARSAL HEADS PREVENTS FRICTION AND CHAFING PROVIDES A CONSTANT MASSAGE ON SOFT TISSUES AND JOINTS LATERAL DISCHARGE OF HALLUX VALGUS PROTECTS THE BUNION FORM FRICTION AND LATERAL PRESSURES HALLUX VALGUS BUNION WITH RELIEF OF THE METATARSAL ZONE METATARSAL OVERLOADS METATARSAL CALLUSES ASSORTED SIZE | PROSTHETICS & ORTHOSIS SUPPLIES
6290 | 4224152002500 | HOOK AND PILE CLOSURE WIDTH 30 MM APPROXIMATELY WHITE (VELCRO OR EQUIVALENT) ROLL 25 METERS APPROXIMATELY | PROSTHETICS & ORTHOSIS SUPPLIES
6291 | 4224151002400 | POLYETHYLENE SHEET, FLEXIBLE, 1000 MM X 500 MM, 1 MM THICK, NATURAL, APPROXIMATELY | PROSTHETICS & ORTHOSIS SUPPLIES
6292 | 4224151002300 | POLYETHYLENE SHEET, SIZE 2000 MM X 1000 MM, THICKNESS 4 MM, WHITE, APPROXIMATELY | PROSTHETICS & ORTHOSIS SUPPLIES
6293 | 4224151002200 | POLYETHYLENE SHEET, SIZE 2000 MM X 1000 MM, THICKNESS 3 MM, WHITE, APPROXIMATELY | PROSTHETICS & ORTHOSIS SUPPLIES
6294 | 4224150708000 | DENIS BROWNE KIT BILATERAL FOOT ORTHOSIS WITH ADJUSTABLE CONNECTING BAR AND MOBILE FOOT PLATES TO CONTROL FOOT ROTATION WITH STRAIGHT LAST BOOT FULL GRAIN COW/CALF SOFT LEATHER UPPER SOFT PADDING AROUND HEEL CUFFS FULL GRAIN COW LEATHER INSOLE REMOVABLE AND ADAPTABLE SOLE-UNIT REMOVABLE CORK INLAY SOFT TONGUE SIZE 11 | PROSTHETICS & ORTHOSIS SUPPLIES
6295 | 4224170631100 | DENIS BROWNE BOOTS OPEN TOE FOR FOOT ABDUCTION SPLINT STRAIGHT LAST; SOFT PADDING AROUND THE COLLAR FOR A BETTER FIT ; MADE FROM COW/CALF LEATHER ; SPECIAL EXTENDED STIFFENER WITH CURVED WALL TO CORRECT THE FOOT SHAPE ; FULL GRAIN LEATHER INSOLE ; REMOVABLE PROFILED CORK INLAY ; EXTRA PADDING AROUND THE ANKLE FOR MORE COMFORT ; SOFT TONGUE PADDING TO MOULD THE SHOE ROUND THE FOOT ; NAVICULAR STRAP SIZE 9 | PROSTHETICS & ORTHOSIS SUPPLIES
6296 | 4224170631000 | DENIS BROWNE BOOTS OPEN TOE FOR FOOT ABDUCTION SPLINT STRAIGHT LAST; SOFT PADDING AROUND THE COLLAR FOR A BETTER FIT ; MADE FROM COW/CALF LEATHER ; SPECIAL EXTENDED STIFFENER WITH CURVED WALL TO CORRECT THE FOOT SHAPE ; FULL GRAIN LEATHER INSOLE ; REMOVABLE PROFILED CORK INLAY ; EXTRA PADDING AROUND THE ANKLE FOR MORE COMFORT ; SOFT TONGUE PADDING TO MOULD THE SHOE ROUND THE FOOT ; NAVICULAR STRAP SIZE 8 | PROSTHETICS & ORTHOSIS SUPPLIES
6297 | 4224170630900 | DENIS BROWNE BOOTS OPEN TOE FOR FOOT ABDUCTION SPLINT STRAIGHT LAST; SOFT PADDING AROUND THE COLLAR FOR A BETTER FIT ; MADE FROM COW/CALF LEATHER ; SPECIAL EXTENDED STIFFENER WITH CURVED WALL TO CORRECT THE FOOT SHAPE ; FULL GRAIN LEATHER INSOLE ; REMOVABLE PROFILED CORK INLAY ; EXTRA PADDING AROUND THE ANKLE FOR MORE COMFORT ; SOFT TONGUE PADDING TO MOULD THE SHOE ROUND THE FOOT ; NAVICULAR STRAP SIZE 7 | PROSTHETICS & ORTHOSIS SUPPLIES
6298 | 4224170630800 | DENIS BROWNE BOOTS OPEN TOE FOR FOOT ABDUCTION SPLINT STRAIGHT LAST; SOFT PADDING AROUND THE COLLAR FOR A BETTER FIT ; MADE FROM COW/CALF LEATHER ; SPECIAL EXTENDED STIFFENER WITH CURVED WALL TO CORRECT THE FOOT SHAPE ; FULL GRAIN LEATHER INSOLE ; REMOVABLE PROFILED CORK INLAY ; EXTRA PADDING AROUND THE ANKLE FOR MORE COMFORT ; SOFT TONGUE PADDING TO MOULD THE SHOE ROUND THE FOOT ; NAVICULAR STRAP SIZE 6 | PROSTHETICS & ORTHOSIS SUPPLIES
6299 | 4224170630700 | DENIS BROWNE BOOTS OPEN TOE FOR FOOT ABDUCTION SPLINT STRAIGHT LAST; SOFT PADDING AROUND THE COLLAR FOR A BETTER FIT ; MADE FROM COW/CALF LEATHER ; SPECIAL EXTENDED STIFFENER WITH CURVED WALL TO CORRECT THE FOOT SHAPE ; FULL GRAIN LEATHER INSOLE ; REMOVABLE PROFILED CORK INLAY ; EXTRA PADDING AROUND THE ANKLE FOR MORE COMFORT ; SOFT TONGUE PADDING TO MOULD THE SHOE ROUND THE FOOT ; NAVICULAR STRAP SIZE 5.5 | PROSTHETICS & ORTHOSIS SUPPLIES
6300 | 4224170630600 | DENIS BROWNE BOOTS OPEN TOE FOR FOOT ABDUCTION SPLINT STRAIGHT LAST; SOFT PADDING AROUND THE COLLAR FOR A BETTER FIT ; MADE FROM COW/CALF LEATHER ; SPECIAL EXTENDED STIFFENER WITH CURVED WALL TO CORRECT THE FOOT SHAPE ; FULL GRAIN LEATHER INSOLE ; REMOVABLE PROFILED CORK INLAY ; EXTRA PADDING AROUND THE ANKLE FOR MORE COMFORT ; SOFT TONGUE PADDING TO MOULD THE SHOE ROUND THE FOOT ; NAVICULAR STRAP SIZE 5 | PROSTHETICS & ORTHOSIS SUPPLIES
6301 | 4224170630500 | DENIS BROWNE BOOTS OPEN TOE FOR FOOT ABDUCTION SPLINT STRAIGHT LAST; SOFT PADDING AROUND THE COLLAR FOR A BETTER FIT ; MADE FROM COW/CALF LEATHER ; SPECIAL EXTENDED STIFFENER WITH CURVED WALL TO CORRECT THE FOOT SHAPE ; FULL GRAIN LEATHER INSOLE ; REMOVABLE PROFILED CORK INLAY ; EXTRA PADDING AROUND THE ANKLE FOR MORE COMFORT ; SOFT TONGUE PADDING TO MOULD THE SHOE ROUND THE FOOT ; NAVICULAR STRAP SIZE 4.5 | PROSTHETICS & ORTHOSIS SUPPLIES
6302 | 4224170630400 | DENIS BROWNE BOOTS OPEN TOE FOR FOOT ABDUCTION SPLINT STRAIGHT LAST; SOFT PADDING AROUND THE COLLAR FOR A BETTER FIT ; MADE FROM COW/CALF LEATHER ; SPECIAL EXTENDED STIFFENER WITH CURVED WALL TO CORRECT THE FOOT SHAPE ; FULL GRAIN LEATHER INSOLE ; REMOVABLE PROFILED CORK INLAY ; EXTRA PADDING AROUND THE ANKLE FOR MORE COMFORT ; SOFT TONGUE PADDING TO MOULD THE SHOE ROUND THE FOOT ; NAVICULAR STRAP SIZE 4 | PROSTHETICS & ORTHOSIS SUPPLIES
6303 | 4224170630300 | DENIS BROWNE BOOTS OPEN TOE FOR FOOT ABDUCTION SPLINT STRAIGHT LAST; SOFT PADDING AROUND THE COLLAR FOR A BETTER FIT ; MADE FROM COW/CALF LEATHER ; SPECIAL EXTENDED STIFFENER WITH CURVED WALL TO CORRECT THE FOOT SHAPE ; FULL GRAIN LEATHER INSOLE ; REMOVABLE PROFILED CORK INLAY ; EXTRA PADDING AROUND THE ANKLE FOR MORE COMFORT ; SOFT TONGUE PADDING TO MOULD THE SHOE ROUND THE FOOT ; NAVICULAR STRAP SIZE 3.5 | PROSTHETICS & ORTHOSIS SUPPLIES
6304 | 4224170630200 | DENIS BROWNE BOOTS OPEN TOE FOR FOOT ABDUCTION SPLINT STRAIGHT LAST; SOFT PADDING AROUND THE COLLAR FOR A BETTER FIT ; MADE FROM COW/CALF LEATHER ; SPECIAL EXTENDED STIFFENER WITH CURVED WALL TO CORRECT THE FOOT SHAPE ; FULL GRAIN LEATHER INSOLE ; REMOVABLE PROFILED CORK INLAY ; EXTRA PADDING AROUND THE ANKLE FOR MORE COMFORT ; SOFT TONGUE PADDING TO MOULD THE SHOE ROUND THE FOOT ; NAVICULAR STRAP SIZE 3 | PROSTHETICS & ORTHOSIS SUPPLIES
6305 | 4224170630100 | DENIS BROWNE BOOTS OPEN TOE FOR FOOT ABDUCTION SPLINT STRAIGHT LAST; SOFT PADDING AROUND THE COLLAR FOR A BETTER FIT ; MADE FROM COW/CALF LEATHER ; SPECIAL EXTENDED STIFFENER WITH CURVED WALL TO CORRECT THE FOOT SHAPE ; FULL GRAIN LEATHER INSOLE ; REMOVABLE PROFILED CORK INLAY ; EXTRA PADDING AROUND THE ANKLE FOR MORE COMFORT ; SOFT TONGUE PADDING TO MOULD THE SHOE ROUND THE FOOT ; NAVICULAR STRAP SIZE 2.5 | PROSTHETICS & ORTHOSIS SUPPLIES
6306 | 4224170630000 | DENIS BROWNE BOOTS OPEN TOE FOR FOOT ABDUCTION SPLINT STRAIGHT LAST; SOFT PADDING AROUND THE COLLAR FOR A BETTER FIT ; MADE FROM COW/CALF LEATHER ; SPECIAL EXTENDED STIFFENER WITH CURVED WALL TO CORRECT THE FOOT SHAPE ; FULL GRAIN LEATHER INSOLE ; REMOVABLE PROFILED CORK INLAY ; EXTRA PADDING AROUND THE ANKLE FOR MORE COMFORT ; SOFT TONGUE PADDING TO MOULD THE SHOE ROUND THE FOOT ; NAVICULAR STRAP SIZE 2 | PROSTHETICS & ORTHOSIS SUPPLIES
6307 | 4224170629900 | DENIS BROWNE BOOTS OPEN TOE FOR FOOT ABDUCTION SPLINT STRAIGHT LAST; SOFT PADDING AROUND THE COLLAR FOR A BETTER FIT ; MADE FROM COW/CALF LEATHER ; SPECIAL EXTENDED STIFFENER WITH CURVED WALL TO CORRECT THE FOOT SHAPE ; FULL GRAIN LEATHER INSOLE ; REMOVABLE PROFILED CORK INLAY ; EXTRA PADDING AROUND THE ANKLE FOR MORE COMFORT ; SOFT TONGUE PADDING TO MOULD THE SHOE ROUND THE FOOT ; NAVICULAR STRAP SIZE 1.5 | PROSTHETICS & ORTHOSIS SUPPLIES
6308 | 4224170629800 | DENIS BROWNE BOOTS OPEN TOE FOR FOOT ABDUCTION SPLINT STRAIGHT LAST; SOFT PADDING AROUND THE COLLAR FOR A BETTER FIT ; MADE FROM COW/CALF LEATHER ; SPECIAL EXTENDED STIFFENER WITH CURVED WALL TO CORRECT THE FOOT SHAPE ; FULL GRAIN LEATHER INSOLE ; REMOVABLE PROFILED CORK INLAY ; EXTRA PADDING AROUND THE ANKLE FOR MORE COMFORT ; SOFT TONGUE PADDING TO MOULD THE SHOE ROUND THE FOOT ; NAVICULAR STRAP SIZE 1 | PROSTHETICS & ORTHOSIS SUPPLIES
6309 | 4224170629700 | DENIS BROWNE BOOTS OPEN TOE FOR FOOT ABDUCTION SPLINT STRAIGHT LAST; SOFT PADDING AROUND THE COLLAR FOR A BETTER FIT ; MADE FROM COW/CALF LEATHER ; SPECIAL EXTENDED STIFFENER WITH CURVED WALL TO CORRECT THE FOOT SHAPE ; FULL GRAIN LEATHER INSOLE ; REMOVABLE PROFILED CORK INLAY ; EXTRA PADDING AROUND THE ANKLE FOR MORE COMFORT ; SOFT TONGUE PADDING TO MOULD THE SHOE ROUND THE FOOT ; NAVICULAR STRAP SIZE 0000 | PROSTHETICS & ORTHOSIS SUPPLIES
6310 | 4224170629600 | DENIS BROWNE BOOTS OPEN TOE FOR FOOT ABDUCTION SPLINT STRAIGHT LAST; SOFT PADDING AROUND THE COLLAR FOR A BETTER FIT ; MADE FROM COW/CALF LEATHER ; SPECIAL EXTENDED STIFFENER WITH CURVED WALL TO CORRECT THE FOOT SHAPE ; FULL GRAIN LEATHER INSOLE ; REMOVABLE PROFILED CORK INLAY ; EXTRA PADDING AROUND THE ANKLE FOR MORE COMFORT ; SOFT TONGUE PADDING TO MOULD THE SHOE ROUND THE FOOT ; NAVICULAR STRAP SIZE 000 | PROSTHETICS & ORTHOSIS SUPPLIES
6311 | 4224170631200 | BOOT ORTHOPEDIC PEDIATRIC FULL GRAIN COW/CALF LEATHER PLAIN FRONTED WITH SEAM FREE VAMPS PADDED COLLARS BOOT HEIGHT APPROXIMATELY 125 MM LACING; SOFT PADDING AROUND THE COLLAR FOR A BETTER FIT ; A HIGH AND EXTRA LONG STIFFENER TO SUPPORT THE ANKLE ; FULL GRAIN LEATHER INSOLE; EASILY REMOVABLE AND ADAPTABLE (HARD-WEARING) SOLE. SUFFICIENT TOE-SPRING FOR EASY ROLL-OFF ; REMOVABLE PROFILED CORK INLAY ; HIGH TOE-BOX AND STRONG TOE-CAP FOR PROTECTION OF THE TOES ; EXTENDED FACINGS FOR MAXIMUM ACCESSIBILITY; SOFT TONGUE PADDING; FIRM HEEL COUNTER PURPLE SIZE 30 | PROSTHETICS & ORTHOSIS SUPPLIES
6312 | 4224170629500 | DENIS BROWNE BOOTS OPEN TOE FOR FOOT ABDUCTION SPLINT STRAIGHT LAST; SOFT PADDING AROUND THE COLLAR FOR A BETTER FIT ; MADE FROM COW/CALF LEATHER ; SPECIAL EXTENDED STIFFENER WITH CURVED WALL TO CORRECT THE FOOT SHAPE ; FULL GRAIN LEATHER INSOLE ; REMOVABLE PROFILED CORK INLAY ; EXTRA PADDING AROUND THE ANKLE FOR MORE COMFORT ; SOFT TONGUE PADDING TO MOULD THE SHOE ROUND THE FOOT ; NAVICULAR STRAP SIZE 00 | PROSTHETICS & ORTHOSIS SUPPLIES
6313 | 4224170631300 | BOOT ORTHOPEDIC PEDIATRIC FULL GRAIN COW/CALF LEATHER PLAIN FRONTED WITH SEAM FREE VAMPS PADDED COLLARS BOOT HEIGHT APPROXIMATELY 125 MM LACING; SOFT PADDING AROUND THE COLLAR FOR A BETTER FIT ; A HIGH AND EXTRA LONG STIFFENER TO SUPPORT THE ANKLE ; FULL GRAIN LEATHER INSOLE; EASILY REMOVABLE AND ADAPTABLE (HARD-WEARING) SOLE. SUFFICIENT TOE-SPRING FOR EASY ROLL-OFF ; REMOVABLE PROFILED CORK INLAY ; HIGH TOE-BOX AND STRONG TOE-CAP FOR PROTECTION OF THE TOES ; EXTENDED FACINGS FOR MAXIMUM ACCESSIBILITY; SOFT TONGUE PADDING; FIRM HEEL COUNTER PURPLE SIZE 31 | PROSTHETICS & ORTHOSIS SUPPLIES
6314 | 4224170631500 | BOOT ORTHOPEDIC PEDIATRIC FULL GRAIN COW/CALF LEATHER PLAIN FRONTED WITH SEAM FREE VAMPS PADDED COLLARS BOOT HEIGHT APPROXIMATELY 125 MM LACING; SOFT PADDING AROUND THE COLLAR FOR A BETTER FIT ; A HIGH AND EXTRA LONG STIFFENER TO SUPPORT THE ANKLE ; FULL GRAIN LEATHER INSOLE; EASILY REMOVABLE AND ADAPTABLE (HARD-WEARING) SOLE. SUFFICIENT TOE-SPRING FOR EASY ROLL-OFF ; REMOVABLE PROFILED CORK INLAY ; HIGH TOE-BOX AND STRONG TOE-CAP FOR PROTECTION OF THE TOES ; EXTENDED FACINGS FOR MAXIMUM ACCESSIBILITY; SOFT TONGUE PADDING; FIRM HEEL COUNTER BLUE SIZE 18 | PROSTHETICS & ORTHOSIS SUPPLIES
6315 | 4224170633400 | BOOT ORTHOPEDIC PEDIATRIC FULL GRAIN COW/CALF LEATHER PLAIN FRONTED WITH SEAM FREE VAMPS PADDED COLLARS BOOT HEIGHT APPROXIMATELY 125 MM LACING; SOFT PADDING AROUND THE COLLAR FOR A BETTER FIT ; A HIGH AND EXTRA LONG STIFFENER TO SUPPORT THE ANKLE ; FULL GRAIN LEATHER INSOLE; EASILY REMOVABLE AND ADAPTABLE (HARD-WEARING) SOLE. SUFFICIENT TOE-SPRING FOR EASY ROLL-OFF ; REMOVABLE PROFILED CORK INLAY ; HIGH TOE-BOX AND STRONG TOE-CAP FOR PROTECTION OF THE TOES ; EXTENDED FACINGS FOR MAXIMUM ACCESSIBILITY; SOFT TONGUE PADDING; FIRM HEEL COUNTER BLUE SIZE 25 | PROSTHETICS & ORTHOSIS SUPPLIES
6316 | 4224170633300 | BOOT ORTHOPEDIC PEDIATRIC FULL GRAIN COW/CALF LEATHER PLAIN FRONTED WITH SEAM FREE VAMPS PADDED COLLARS BOOT HEIGHT APPROXIMATELY 125 MM LACING; SOFT PADDING AROUND THE COLLAR FOR A BETTER FIT ; A HIGH AND EXTRA LONG STIFFENER TO SUPPORT THE ANKLE ; FULL GRAIN LEATHER INSOLE; EASILY REMOVABLE AND ADAPTABLE (HARD-WEARING) SOLE. SUFFICIENT TOE-SPRING FOR EASY ROLL-OFF ; REMOVABLE PROFILED CORK INLAY ; HIGH TOE-BOX AND STRONG TOE-CAP FOR PROTECTION OF THE TOES ; EXTENDED FACINGS FOR MAXIMUM ACCESSIBILITY; SOFT TONGUE PADDING; FIRM HEEL COUNTER BLACK SIZE 25 | PROSTHETICS & ORTHOSIS SUPPLIES
6317 | 4224170633200 | BOOT ORTHOPEDIC PEDIATRIC FULL GRAIN COW/CALF LEATHER PLAIN FRONTED WITH SEAM FREE VAMPS PADDED COLLARS BOOT HEIGHT APPROXIMATELY 125 MM LACING; SOFT PADDING AROUND THE COLLAR FOR A BETTER FIT ; A HIGH AND EXTRA LONG STIFFENER TO SUPPORT THE ANKLE ; FULL GRAIN LEATHER INSOLE; EASILY REMOVABLE AND ADAPTABLE (HARD-WEARING) SOLE. SUFFICIENT TOE-SPRING FOR EASY ROLL-OFF ; REMOVABLE PROFILED CORK INLAY ; HIGH TOE-BOX AND STRONG TOE-CAP FOR PROTECTION OF THE TOES ; EXTENDED FACINGS FOR MAXIMUM ACCESSIBILITY; SOFT TONGUE PADDING; FIRM HEEL COUNTER BLACK SIZE 24 | PROSTHETICS & ORTHOSIS SUPPLIES
6318 | 4224170633100 | BOOT ORTHOPEDIC PEDIATRIC FULL GRAIN COW/CALF LEATHER PLAIN FRONTED WITH SEAM FREE VAMPS PADDED COLLARS BOOT HEIGHT APPROXIMATELY 125 MM LACING; SOFT PADDING AROUND THE COLLAR FOR A BETTER FIT ; A HIGH AND EXTRA LONG STIFFENER TO SUPPORT THE ANKLE ; FULL GRAIN LEATHER INSOLE; EASILY REMOVABLE AND ADAPTABLE (HARD-WEARING) SOLE. SUFFICIENT TOE-SPRING FOR EASY ROLL-OFF ; REMOVABLE PROFILED CORK INLAY ; HIGH TOE-BOX AND STRONG TOE-CAP FOR PROTECTION OF THE TOES ; EXTENDED FACINGS FOR MAXIMUM ACCESSIBILITY; SOFT TONGUE PADDING; FIRM HEEL COUNTER PURPLE SIZE 24 | PROSTHETICS & ORTHOSIS SUPPLIES
6319 | 4224170633000 | BOOT ORTHOPEDIC PEDIATRIC FULL GRAIN COW/CALF LEATHER PLAIN FRONTED WITH SEAM FREE VAMPS PADDED COLLARS BOOT HEIGHT APPROXIMATELY 125 MM LACING; SOFT PADDING AROUND THE COLLAR FOR A BETTER FIT ; A HIGH AND EXTRA LONG STIFFENER TO SUPPORT THE ANKLE ; FULL GRAIN LEATHER INSOLE; EASILY REMOVABLE AND ADAPTABLE (HARD-WEARING) SOLE. SUFFICIENT TOE-SPRING FOR EASY ROLL-OFF ; REMOVABLE PROFILED CORK INLAY ; HIGH TOE-BOX AND STRONG TOE-CAP FOR PROTECTION OF THE TOES ; EXTENDED FACINGS FOR MAXIMUM ACCESSIBILITY; SOFT TONGUE PADDING; FIRM HEEL COUNTER BLUE SIZE 24 | PROSTHETICS & ORTHOSIS SUPPLIES
6320 | 4224170632900 | BOOT ORTHOPEDIC PEDIATRIC FULL GRAIN COW/CALF LEATHER PLAIN FRONTED WITH SEAM FREE VAMPS PADDED COLLARS BOOT HEIGHT APPROXIMATELY 125 MM LACING; SOFT PADDING AROUND THE COLLAR FOR A BETTER FIT ; A HIGH AND EXTRA LONG STIFFENER TO SUPPORT THE ANKLE ; FULL GRAIN LEATHER INSOLE; EASILY REMOVABLE AND ADAPTABLE (HARD-WEARING) SOLE. SUFFICIENT TOE-SPRING FOR EASY ROLL-OFF ; REMOVABLE PROFILED CORK INLAY ; HIGH TOE-BOX AND STRONG TOE-CAP FOR PROTECTION OF THE TOES ; EXTENDED FACINGS FOR MAXIMUM ACCESSIBILITY; SOFT TONGUE PADDING; FIRM HEEL COUNTER PURPLE SIZE 23 | PROSTHETICS & ORTHOSIS SUPPLIES
6321 | 4224170632800 | BOOT ORTHOPEDIC PEDIATRIC FULL GRAIN COW/CALF LEATHER PLAIN FRONTED WITH SEAM FREE VAMPS PADDED COLLARS BOOT HEIGHT APPROXIMATELY 125 MM LACING; SOFT PADDING AROUND THE COLLAR FOR A BETTER FIT ; A HIGH AND EXTRA LONG STIFFENER TO SUPPORT THE ANKLE ; FULL GRAIN LEATHER INSOLE; EASILY REMOVABLE AND ADAPTABLE (HARD-WEARING) SOLE. SUFFICIENT TOE-SPRING FOR EASY ROLL-OFF ; REMOVABLE PROFILED CORK INLAY ; HIGH TOE-BOX AND STRONG TOE-CAP FOR PROTECTION OF THE TOES ; EXTENDED FACINGS FOR MAXIMUM ACCESSIBILITY; SOFT TONGUE PADDING; FIRM HEEL COUNTER BLUE SIZE 23 | PROSTHETICS & ORTHOSIS SUPPLIES
6322 | 4224170632700 | BOOT ORTHOPEDIC PEDIATRIC FULL GRAIN COW/CALF LEATHER PLAIN FRONTED WITH SEAM FREE VAMPS PADDED COLLARS BOOT HEIGHT APPROXIMATELY 125 MM LACING; SOFT PADDING AROUND THE COLLAR FOR A BETTER FIT ; A HIGH AND EXTRA LONG STIFFENER TO SUPPORT THE ANKLE ; FULL GRAIN LEATHER INSOLE; EASILY REMOVABLE AND ADAPTABLE (HARD-WEARING) SOLE. SUFFICIENT TOE-SPRING FOR EASY ROLL-OFF ; REMOVABLE PROFILED CORK INLAY ; HIGH TOE-BOX AND STRONG TOE-CAP FOR PROTECTION OF THE TOES ; EXTENDED FACINGS FOR MAXIMUM ACCESSIBILITY; SOFT TONGUE PADDING; FIRM HEEL COUNTER BLACK SIZE 23 | PROSTHETICS & ORTHOSIS SUPPLIES
6323 | 4224170632500 | BOOT ORTHOPEDIC PEDIATRIC FULL GRAIN COW/CALF LEATHER PLAIN FRONTED WITH SEAM FREE VAMPS PADDED COLLARS BOOT HEIGHT APPROXIMATELY 125 MM LACING; SOFT PADDING AROUND THE COLLAR FOR A BETTER FIT ; A HIGH AND EXTRA LONG STIFFENER TO SUPPORT THE ANKLE ; FULL GRAIN LEATHER INSOLE; EASILY REMOVABLE AND ADAPTABLE (HARD-WEARING) SOLE. SUFFICIENT TOE-SPRING FOR EASY ROLL-OFF ; REMOVABLE PROFILED CORK INLAY ; HIGH TOE-BOX AND STRONG TOE-CAP FOR PROTECTION OF THE TOES ; EXTENDED FACINGS FOR MAXIMUM ACCESSIBILITY; SOFT TONGUE PADDING; FIRM HEEL COUNTER PURPLE SIZE 22 | PROSTHETICS & ORTHOSIS SUPPLIES
6324 | 4224170632400 | BOOT ORTHOPEDIC PEDIATRIC FULL GRAIN COW/CALF LEATHER PLAIN FRONTED WITH SEAM FREE VAMPS PADDED COLLARS BOOT HEIGHT APPROXIMATELY 125 MM LACING; SOFT PADDING AROUND THE COLLAR FOR A BETTER FIT ; A HIGH AND EXTRA LONG STIFFENER TO SUPPORT THE ANKLE ; FULL GRAIN LEATHER INSOLE; EASILY REMOVABLE AND ADAPTABLE (HARD-WEARING) SOLE. SUFFICIENT TOE-SPRING FOR EASY ROLL-OFF ; REMOVABLE PROFILED CORK INLAY ; HIGH TOE-BOX AND STRONG TOE-CAP FOR PROTECTION OF THE TOES ; EXTENDED FACINGS FOR MAXIMUM ACCESSIBILITY; SOFT TONGUE PADDING; FIRM HEEL COUNTER BLUE SIZE 22 | PROSTHETICS & ORTHOSIS SUPPLIES
6325 | 4224170632200 | BOOT ORTHOPEDIC PEDIATRIC FULL GRAIN COW/CALF LEATHER PLAIN FRONTED WITH SEAM FREE VAMPS PADDED COLLARS BOOT HEIGHT APPROXIMATELY 125 MM LACING; SOFT PADDING AROUND THE COLLAR FOR A BETTER FIT ; A HIGH AND EXTRA LONG STIFFENER TO SUPPORT THE ANKLE ; FULL GRAIN LEATHER INSOLE; EASILY REMOVABLE AND ADAPTABLE (HARD-WEARING) SOLE. SUFFICIENT TOE-SPRING FOR EASY ROLL-OFF ; REMOVABLE PROFILED CORK INLAY ; HIGH TOE-BOX AND STRONG TOE-CAP FOR PROTECTION OF THE TOES ; EXTENDED FACINGS FOR MAXIMUM ACCESSIBILITY; SOFT TONGUE PADDING; FIRM HEEL COUNTER PURPLE SIZE 21 | PROSTHETICS & ORTHOSIS SUPPLIES
6326 | 4224170632100 | BOOT ORTHOPEDIC PEDIATRIC FULL GRAIN COW/CALF LEATHER PLAIN FRONTED WITH SEAM FREE VAMPS PADDED COLLARS BOOT HEIGHT APPROXIMATELY 125 MM LACING; SOFT PADDING AROUND THE COLLAR FOR A BETTER FIT ; A HIGH AND EXTRA LONG STIFFENER TO SUPPORT THE ANKLE ; FULL GRAIN LEATHER INSOLE; EASILY REMOVABLE AND ADAPTABLE (HARD-WEARING) SOLE. SUFFICIENT TOE-SPRING FOR EASY ROLL-OFF ; REMOVABLE PROFILED CORK INLAY ; HIGH TOE-BOX AND STRONG TOE-CAP FOR PROTECTION OF THE TOES ; EXTENDED FACINGS FOR MAXIMUM ACCESSIBILITY; SOFT TONGUE PADDING; FIRM HEEL COUNTER BLUE SIZE 21 | PROSTHETICS & ORTHOSIS SUPPLIES
6327 | 4224170632000 | BOOT ORTHOPEDIC PEDIATRIC FULL GRAIN COW/CALF LEATHER PLAIN FRONTED WITH SEAM FREE VAMPS PADDED COLLARS BOOT HEIGHT APPROXIMATELY 125 MM LACING; SOFT PADDING AROUND THE COLLAR FOR A BETTER FIT ; A HIGH AND EXTRA LONG STIFFENER TO SUPPORT THE ANKLE ; FULL GRAIN LEATHER INSOLE; EASILY REMOVABLE AND ADAPTABLE (HARD-WEARING) SOLE. SUFFICIENT TOE-SPRING FOR EASY ROLL-OFF ; REMOVABLE PROFILED CORK INLAY ; HIGH TOE-BOX AND STRONG TOE-CAP FOR PROTECTION OF THE TOES ; EXTENDED FACINGS FOR MAXIMUM ACCESSIBILITY; SOFT TONGUE PADDING; FIRM HEEL COUNTER PURPLE SIZE 20 | PROSTHETICS & ORTHOSIS SUPPLIES
6328 | 4224170631900 | BOOT ORTHOPEDIC PEDIATRIC FULL GRAIN COW/CALF LEATHER PLAIN FRONTED WITH SEAM FREE VAMPS PADDED COLLARS BOOT HEIGHT APPROXIMATELY 125 MM LACING; SOFT PADDING AROUND THE COLLAR FOR A BETTER FIT ; A HIGH AND EXTRA LONG STIFFENER TO SUPPORT THE ANKLE ; FULL GRAIN LEATHER INSOLE; EASILY REMOVABLE AND ADAPTABLE (HARD-WEARING) SOLE. SUFFICIENT TOE-SPRING FOR EASY ROLL-OFF ; REMOVABLE PROFILED CORK INLAY ; HIGH TOE-BOX AND STRONG TOE-CAP FOR PROTECTION OF THE TOES ; EXTENDED FACINGS FOR MAXIMUM ACCESSIBILITY; SOFT TONGUE PADDING; FIRM HEEL COUNTER BLUE SIZE 20 | PROSTHETICS & ORTHOSIS SUPPLIES
6329 | 4224170631800 | BOOT ORTHOPEDIC PEDIATRIC FULL GRAIN COW/CALF LEATHER PLAIN FRONTED WITH SEAM FREE VAMPS PADDED COLLARS BOOT HEIGHT APPROXIMATELY 125 MM LACING; SOFT PADDING AROUND THE COLLAR FOR A BETTER FIT ; A HIGH AND EXTRA LONG STIFFENER TO SUPPORT THE ANKLE ; FULL GRAIN LEATHER INSOLE; EASILY REMOVABLE AND ADAPTABLE (HARD-WEARING) SOLE. SUFFICIENT TOE-SPRING FOR EASY ROLL-OFF ; REMOVABLE PROFILED CORK INLAY ; HIGH TOE-BOX AND STRONG TOE-CAP FOR PROTECTION OF THE TOES ; EXTENDED FACINGS FOR MAXIMUM ACCESSIBILITY; SOFT TONGUE PADDING; FIRM HEEL COUNTER PURPLE SIZE 19 | PROSTHETICS & ORTHOSIS SUPPLIES
6330 | 4224170631700 | BOOT ORTHOPEDIC PEDIATRIC FULL GRAIN COW/CALF LEATHER PLAIN FRONTED WITH SEAM FREE VAMPS PADDED COLLARS BOOT HEIGHT APPROXIMATELY 125 MM LACING; SOFT PADDING AROUND THE COLLAR FOR A BETTER FIT ; A HIGH AND EXTRA LONG STIFFENER TO SUPPORT THE ANKLE ; FULL GRAIN LEATHER INSOLE; EASILY REMOVABLE AND ADAPTABLE (HARD-WEARING) SOLE. SUFFICIENT TOE-SPRING FOR EASY ROLL-OFF ; REMOVABLE PROFILED CORK INLAY ; HIGH TOE-BOX AND STRONG TOE-CAP FOR PROTECTION OF THE TOES ; EXTENDED FACINGS FOR MAXIMUM ACCESSIBILITY; SOFT TONGUE PADDING; FIRM HEEL COUNTER BLUE SIZE 19 | PROSTHETICS & ORTHOSIS SUPPLIES
6331 | 4224170631600 | BOOT ORTHOPEDIC PEDIATRIC FULL GRAIN COW/CALF LEATHER PLAIN FRONTED WITH SEAM FREE VAMPS PADDED COLLARS BOOT HEIGHT APPROXIMATELY 125 MM LACING; SOFT PADDING AROUND THE COLLAR FOR A BETTER FIT ; A HIGH AND EXTRA LONG STIFFENER TO SUPPORT THE ANKLE ; FULL GRAIN LEATHER INSOLE; EASILY REMOVABLE AND ADAPTABLE (HARD-WEARING) SOLE. SUFFICIENT TOE-SPRING FOR EASY ROLL-OFF ; REMOVABLE PROFILED CORK INLAY ; HIGH TOE-BOX AND STRONG TOE-CAP FOR PROTECTION OF THE TOES ; EXTENDED FACINGS FOR MAXIMUM ACCESSIBILITY; SOFT TONGUE PADDING; FIRM HEEL COUNTER PURPLE SIZE 18 | PROSTHETICS & ORTHOSIS SUPPLIES
6332 | 4224170631400 | BOOT ORTHOPEDIC PEDIATRIC FULL GRAIN COW/CALF LEATHER PLAIN FRONTED WITH SEAM FREE VAMPS PADDED COLLARS BOOT HEIGHT APPROXIMATELY 125 MM LACING; SOFT PADDING AROUND THE COLLAR FOR A BETTER FIT ; A HIGH AND EXTRA LONG STIFFENER TO SUPPORT THE ANKLE ; FULL GRAIN LEATHER INSOLE; EASILY REMOVABLE AND ADAPTABLE (HARD-WEARING) SOLE. SUFFICIENT TOE-SPRING FOR EASY ROLL-OFF ; REMOVABLE PROFILED CORK INLAY ; HIGH TOE-BOX AND STRONG TOE-CAP FOR PROTECTION OF THE TOES ; EXTENDED FACINGS FOR MAXIMUM ACCESSIBILITY; SOFT TONGUE PADDING; FIRM HEEL COUNTER PURPLE SIZE 32 | PROSTHETICS & ORTHOSIS SUPPLIES
6333 | 4224150708100 | DENIS BROWNE KIT BILATERAL FOOT ORTHOSIS WITH ADJUSTABLE CONNECTING BAR AND MOBILE FOOT PLATES TO CONTROL FOOT ROTATION WITH STRAIGHT LAST BOOT FULL GRAIN COW/CALF SOFT LEATHER UPPER SOFT PADDING AROUND HEEL CUFFS FULL GRAIN COW LEATHER INSOLE REMOVABLE AND ADAPTABLE SOLE-UNIT REMOVABLE CORK INLAY SOFT TONGUE SIZE 12 | PROSTHETICS & ORTHOSIS SUPPLIES
6334 | 4224170629400 | DENIS BROWNE BOOTS OPEN TOE FOR FOOT ABDUCTION SPLINT STRAIGHT LAST; SOFT PADDING AROUND THE COLLAR FOR A BETTER FIT ; MADE FROM COW/CALF LEATHER ; SPECIAL EXTENDED STIFFENER WITH CURVED WALL TO CORRECT THE FOOT SHAPE ; FULL GRAIN LEATHER INSOLE ; REMOVABLE PROFILED CORK INLAY ; EXTRA PADDING AROUND THE ANKLE FOR MORE COMFORT ; SOFT TONGUE PADDING TO MOULD THE SHOE ROUND THE FOOT ; NAVICULAR STRAP SIZE 0 | PROSTHETICS & ORTHOSIS SUPPLIES
6335 | 4224170615200 | DIABETIC SANDALS FEMALE FULL LEATHER UPPER VELCRO CLOSURE STIFF BOAT-SHAPED OUTSOLE EXTRA DEEP FIT FOR ACCOMMODATION OF MOLDED INSOLES REMOVABLE INSOLES ANKLE BACK STRAP BIG OPENING; PROTECTIVE INTERIOR THAT IS MADE FROM SOFT MATERIAL INSIDE SEAMLESS NON-BINDING UPPERS; LIGHTWEIGHT CUSHIONING SOLES STRETCHABLE SHOES CONFORM TO THE CONTOURS OF THE FOOT AND HELP ELIMINATE PRESSURE POINTS BLACK SIZE 37 | PROSTHETICS & ORTHOSIS SUPPLIES
6336 | 4231155304100 | STOCKINETTE PERLON WHITE WIDTH 150 MM APPROXIMATELY L/ROLL 27-30 METER | PROSTHETICS & ORTHOSIS SUPPLIES
6337 | 4224152003900 | WEBBING ELASTIC WIDTH 35 MM APPROXIMATELY GRAY WITH WHITE STRIPES ROLL OF 25 METERS APPROXIMATELY | PROSTHETICS & ORTHOSIS SUPPLIES
6338 | 4231155304200 | STOCKINETTE PERLON WHITE WIDTH 120 MM APPROXIMATELY L/ROLL 33-35 METER | PROSTHETICS & ORTHOSIS SUPPLIES
6339 | 4231155304600 | STOCKINETTE PERLON WHITE WIDTH 60 MM APPROXIMATELY L/ROLL 25-28 METER | PROSTHETICS & ORTHOSIS SUPPLIES
6340 | 4224152003200 | DOUBLE TUBULAR RIVET (SPEED RIVET) CAP AND LOWER PART CLOSED IRON NICKEL PLATED 9 MM X 9 MM APPROXIMATELY | PROSTHETICS & ORTHOSIS SUPPLIES
6341 | 4224150901100 | ANKLE FOOT ORTHOSIS (AFO) RIGID POLYPROPYLENE 4 MM FULL FOOT ANATOMICAL DESIGN PADDING IN CALF AREA ASSISTS DORSIFLEXION IN THE FOOT SIZE 35 - 37 LEFT | PROSTHETICS & ORTHOSIS SUPPLIES
6342 | 4224150901200 | ANKLE FOOT ORTHOSIS (AFO) RIGID POLYPROPYLENE 4 MM FULL FOOT ANATOMICAL DESIGN PADDING IN CALF AREA ASSISTS DORSIFLEXION IN THE FOOT SIZE 37 - 39 LEFT | PROSTHETICS & ORTHOSIS SUPPLIES
6343 | 4224150901300 | ANKLE FOOT ORTHOSIS (AFO) RIGID POLYPROPYLENE 4 MM FULL FOOT ANATOMICAL DESIGN PADDING IN CALF AREA ASSISTS DORSIFLEXION IN THE FOOT SIZE 37 - 39 RIGHT | PROSTHETICS & ORTHOSIS SUPPLIES
6344 | 4224150902000 | LIMITER, MOTION CONTROL, VARIABLE PLANTAR FLEXION, STOP WITH SOME DAMPING CONSTRUCTED OF STAINLESS STEEL AND URETHANE, EASY TO FABRICATE PLANTARFLEXION STOP MOTION LIMITING | PROSTHETICS & ORTHOSIS SUPPLIES
6345 | 4224150902300 | THERMOPLASTIC SHEET SOFT FOR FABRICATING FLEXIBLE INNER PROSTHETIC SOCKETS IN LOWER LIMB PROSTHETICS HIGH FLEXIBILITY HIGH SURFACE QUALITY CAN BE SUBSEQUENTLY THERMOFORMED COMFORTABLE TO WEAR WASHABLE LENGTH 400 MM WIDTH 400 MM THICKNESS 12 MM APPROXIMATELY | PROSTHETICS & ORTHOSIS SUPPLIES
6346 | 4224152003100 | DOUBLE TUBULAR RIVET (SPEED RIVET) CAP AND LOWER PART CLOSED IRON NICKEL PLATED 11 MM X 9 MM APPROXIMATELY | PROSTHETICS & ORTHOSIS SUPPLIES
6347 | 4224152003000 | DOUBLE TUBULAR RIVET (SPEED RIVET) CAP AND LOWER PART CLOSED IRON NICKEL PLATED 13 MM X 12 MM APPROXIMATELY | PROSTHETICS & ORTHOSIS SUPPLIES
6348 | 4224152002800 | WEBBING NON ELASTIC WIDTH 30 MM APPROXIMATELY WHITE ROLL OF 50 METERS APPROXIMATELY | PROSTHETICS & ORTHOSIS SUPPLIES
6349 | 4231155304700 | CASTING STOCKINETTE COTTON WIDTH 100 MM APPROXIMATELY WEIGHT/ROLL 25-30 M | PROSTHETICS & ORTHOSIS SUPPLIES
6350 | 4231155305100 | STOCKINETTE PERLON WHITE WIDTH 80 MM APPROXIMATELY L/ROLL 25-27 METER | PROSTHETICS & ORTHOSIS SUPPLIES
6351 | 4224151001700 | PADDING SHEET POLYETHYLENE FOAM BLACK VERY RIGID SIZE: 10 X 560 X 750 MM APPROXIMATELY | PROSTHETICS & ORTHOSIS SUPPLIES
6352 | 4224151002100 | PADDING SHEET POLYETHYLENE FOAM BLACK RIGID DENSITY NON - PERFORATED SIZE: 46 X 71 X 1 CM APPROXIMATELY | PROSTHETICS & ORTHOSIS SUPPLIES
6353 | 4231155304000 | STOCKINETTE PERLON WHITE WIDTH 100 MM APPROXIMATELY L/ROLL 36-38 METER | PROSTHETICS & ORTHOSIS SUPPLIES
6354 | 4224170113400 | BOOT ORTHOPEDIC MALE FULL GRAIN COW/CALF LEATHER PLAIN FRONTED WITH SEAM FREE VAMPS PADDED COLLARS BOOT HEIGHT APPROXIMATELY 125 MM LACE CLOSURE SOFT PADDING AROUND THE COLLAR FOR A BETTER FIT ; A HIGH AND EXTRA LONG STIFFENER TO SUPPORT THE ANKLE ; FULL GRAIN LEATHER INSOLE; EASILY REMOVABLE AND ADAPTABLE (HARD-WEARING) SOLE. SUFFICIENT TOE-SPRING FOR EASY ROLL-OFF ; REMOVABLE PROFILED CORK INLAY ; HIGH TOE-BOX AND STRONG TOE-CAP FOR PROTECTION OF THE TOES ; EXTENDED FACINGS FOR MAXIMUM ACCESSIBILITY; SOFT TONGUE PADDING; FIRM HEEL COUNTER BLACK SIZE 37 | PROSTHETICS & ORTHOSIS SUPPLIES
6355 | 4224152004000 | WEBBING ELASTIC WIDTH 45 MM APPROXIMATELY GRAY WITH WHITE STRIPES ROLL OF 25 METERS APPROXIMATELY | PROSTHETICS & ORTHOSIS SUPPLIES
6356 | 4224170113300 | BOOT ORTHOPEDIC FEMALE FULL GRAIN COW/CALF LEATHER PLAIN FRONTED WITH SEAM FREE VAMPS PADDED COLLARS BOOT HEIGHT APPROXIMATELY 125 MM LACE CLOSURE SOFT PADDING AROUND THE COLLAR FOR A BETTER FIT ; A HIGH AND EXTRA LONG STIFFENER TO SUPPORT THE ANKLE ; FULL GRAIN LEATHER INSOLE; EASILY REMOVABLE AND ADAPTABLE (HARD-WEARING) SOLE. SUFFICIENT TOE-SPRING FOR EASY ROLL-OFF REMOVABLE PROFILED CORK INLAY ; HIGH TOE-BOX AND STRONG TOE-CAP FOR PROTECTION OF THE TOES ; EXTENDED FACINGS FOR MAXIMUM ACCESSIBILITY; SOFT TONGUE PADDING; FIRM HEEL COUNTER BLACK SIZE 47 | PROSTHETICS & ORTHOSIS SUPPLIES
6357 | 4224150708300 | DENIS BROWNE KIT BILATERAL FOOT ORTHOSIS WITH ADJUSTABLE CONNECTING BAR AND MOBILE FOOT PLATES TO CONTROL FOOT ROTATION WITH STRAIGHT LAST BOOT FULL GRAIN COW/CALF SOFT LEATHER UPPER SOFT PADDING AROUND HEEL CUFFS FULL GRAIN COW LEATHER INSOLE REMOVABLE AND ADAPTABLE SOLE-UNIT REMOVABLE CORK INLAY SOFT TONGUE SIZE 14.5 | PROSTHETICS & ORTHOSIS SUPPLIES
6358 | 4224150708400 | DENIS BROWNE KIT BILATERAL FOOT ORTHOSIS WITH ADJUSTABLE CONNECTING BAR AND MOBILE FOOT PLATES TO CONTROL FOOT ROTATION WITH STRAIGHT LAST BOOT FULL GRAIN COW/CALF SOFT LEATHER UPPER SOFT PADDING AROUND HEEL CUFFS FULL GRAIN COW LEATHER INSOLE REMOVABLE AND ADAPTABLE SOLE-UNIT REMOVABLE CORK INLAY SOFT TONGUE SIZE 15.5 | PROSTHETICS & ORTHOSIS SUPPLIES
6359 | 4224150708500 | DENIS BROWNE KIT BILATERAL FOOT ORTHOSIS WITH ADJUSTABLE CONNECTING BAR AND MOBILE FOOT PLATES TO CONTROL FOOT ROTATION WITH STRAIGHT LAST BOOT FULL GRAIN COW/CALF SOFT LEATHER UPPER SOFT PADDING AROUND HEEL CUFFS FULL GRAIN COW LEATHER INSOLE REMOVABLE AND ADAPTABLE SOLE-UNIT REMOVABLE CORK INLAY SOFT TONGUE SIZE 16 | PROSTHETICS & ORTHOSIS SUPPLIES
6360 | 4224150708600 | DENIS BROWNE KIT BILATERAL FOOT ORTHOSIS WITH ADJUSTABLE CONNECTING BAR AND MOBILE FOOT PLATES TO CONTROL FOOT ROTATION WITH STRAIGHT LAST BOOT FULL GRAIN COW/CALF SOFT LEATHER UPPER SOFT PADDING AROUND HEEL CUFFS FULL GRAIN COW LEATHER INSOLE REMOVABLE AND ADAPTABLE SOLE-UNIT REMOVABLE CORK INLAY SOFT TONGUE SIZE 17 | PROSTHETICS & ORTHOSIS SUPPLIES
6361 | 4224150708700 | DENIS BROWNE KIT BILATERAL FOOT ORTHOSIS WITH ADJUSTABLE CONNECTING BAR AND MOBILE FOOT PLATES TO CONTROL FOOT ROTATION WITH STRAIGHT LAST BOOT FULL GRAIN COW/CALF SOFT LEATHER UPPER SOFT PADDING AROUND HEEL CUFFS FULL GRAIN COW LEATHER INSOLE REMOVABLE AND ADAPTABLE SOLE-UNIT REMOVABLE CORK INLAY SOFT TONGUE SIZE 17.5 | PROSTHETICS & ORTHOSIS SUPPLIES
6362 | 4224150708800 | DENIS BROWNE KIT BILATERAL FOOT ORTHOSIS WITH ADJUSTABLE CONNECTING BAR AND MOBILE FOOT PLATES TO CONTROL FOOT ROTATION WITH STRAIGHT LAST BOOT FULL GRAIN COW/CALF SOFT LEATHER UPPER SOFT PADDING AROUND HEEL CUFFS FULL GRAIN COW LEATHER INSOLE REMOVABLE AND ADAPTABLE SOLE-UNIT REMOVABLE CORK INLAY SOFT TONGUE SIZE 18 | PROSTHETICS & ORTHOSIS SUPPLIES
6363 | 4224150708900 | DENIS BROWNE KIT BILATERAL FOOT ORTHOSIS WITH ADJUSTABLE CONNECTING BAR AND MOBILE FOOT PLATES TO CONTROL FOOT ROTATION WITH STRAIGHT LAST BOOT FULL GRAIN COW/CALF SOFT LEATHER UPPER SOFT PADDING AROUND HEEL CUFFS FULL GRAIN COW LEATHER INSOLE REMOVABLE AND ADAPTABLE SOLE-UNIT REMOVABLE CORK INLAY SOFT TONGUE SIZE 19.5 | PROSTHETICS & ORTHOSIS SUPPLIES
6364 | 4224150709000 | DENIS BROWNE KIT BILATERAL FOOT ORTHOSIS WITH ADJUSTABLE CONNECTING BAR AND MOBILE FOOT PLATES TO CONTROL FOOT ROTATION WITH STRAIGHT LAST BOOT FULL GRAIN COW/CALF SOFT LEATHER UPPER SOFT PADDING AROUND HEEL CUFFS FULL GRAIN COW LEATHER INSOLE REMOVABLE AND ADAPTABLE SOLE-UNIT REMOVABLE CORK INLAY SOFT TONGUE SIZE 20 | PROSTHETICS & ORTHOSIS SUPPLIES
6365 | 4224170625700 | DIABETIC SHOES, WIDE/EXTRA-WIDE TOE BOX, SOFT COW/CALF LEATHER, NEOPRENE VAMP PADDED COLLARS THROUGH WEDGE SOLE, LACE CLOSING, PROTECTIVE INTERIOR THAT IS MADE FROM SOFT MATERIAL, AND STITCHING THAT DOESN'T PROTRUDE SO AS NOT TO CAUSE IRRITATION; NON-BINDING UPPERS THAT ENSURE THAT THERE IS NO PRESSURE ON THE FOOT; EXTRA DEPTH DESIGN, CAN ACCOMMODATE THICK ORTHOTIC INSERTS; A DEEP TOE BOX THAT PROVIDES EXTRA ROOM FOR TOE MOVEMENT, LIGHTWEIGHT, CUSHIONING SOLES THAT FACILITATE MOBILITY AND STABILITY; STRETCHABLE SHOES CONFORM TO THE CONTOURS OF THE FOOT, BLACK, SIZE 39 | PROSTHETICS & ORTHOSIS SUPPLIES
6366 | 4224150709100 | DENIS BROWNE KIT BILATERAL FOOT ORTHOSIS WITH ADJUSTABLE CONNECTING BAR AND MOBILE FOOT PLATES TO CONTROL FOOT ROTATION WITH STRAIGHT LAST BOOT FULL GRAIN COW/CALF SOFT LEATHER UPPER SOFT PADDING AROUND HEEL CUFFS FULL GRAIN COW LEATHER INSOLE REMOVABLE AND ADAPTABLE SOLE-UNIT REMOVABLE CORK INLAY SOFT TONGUE SIZE 18.5 | PROSTHETICS & ORTHOSIS SUPPLIES
6367 | 4224152004700 | WEBBING ELASTIC WIDTH 35 MM APPROXIMATELY BEIGE WITH WHITE STRIPES ROLL OF 25 METERS APPROXIMATELY | PROSTHETICS & ORTHOSIS SUPPLIES
6368 | 4224152004600 | WEBBING ELASTIC WIDTH 20 MM APPROXIMATELY BEIGE WITH WHITE STRIPES ROLL OF 25 METERS APPROXIMATELY | PROSTHETICS & ORTHOSIS SUPPLIES
6369 | 4224152004500 | RIVET, HEADER, 4 MM, CHROME VANADIUM STEEL, OCTAGONAL SHAFT, LENGTH 100 MM, APPROXIMATELY | PROSTHETICS & ORTHOSIS SUPPLIES
6370 | 4231155203800 | FOAM ADHESIVE TAPE, WIDTH 25 MM, LENGTH 10 METERS, THICKNESS 4 MM, APPROXIMATELY | PROSTHETICS & ORTHOSIS SUPPLIES
6371 | 4224170113100 | BOOT ORTHOPEDIC FEMALE FULL GRAIN COW/CALF LEATHER PLAIN FRONTED WITH SEAM FREE VAMPS PADDED COLLARS BOOT HEIGHT APPROXIMATELY 125 MM LACE CLOSURE SOFT PADDING AROUND THE COLLAR FOR A BETTER FIT ; A HIGH AND EXTRA LONG STIFFENER TO SUPPORT THE ANKLE ; FULL GRAIN LEATHER INSOLE; EASILY REMOVABLE AND ADAPTABLE (HARD-WEARING) SOLE. SUFFICIENT TOE-SPRING FOR EASY ROLL-OFF REMOVABLE PROFILED CORK INLAY ; HIGH TOE-BOX AND STRONG TOE-CAP FOR PROTECTION OF THE TOES ; EXTENDED FACINGS FOR MAXIMUM ACCESSIBILITY; SOFT TONGUE PADDING; FIRM HEEL COUNTER BLACK SIZE 45 | PROSTHETICS & ORTHOSIS SUPPLIES
6372 | 4224170113200 | BOOT ORTHOPEDIC FEMALE FULL GRAIN COW/CALF LEATHER PLAIN FRONTED WITH SEAM FREE VAMPS PADDED COLLARS BOOT HEIGHT APPROXIMATELY 125 MM LACE CLOSURE SOFT PADDING AROUND THE COLLAR FOR A BETTER FIT ; A HIGH AND EXTRA LONG STIFFENER TO SUPPORT THE ANKLE ; FULL GRAIN LEATHER INSOLE; EASILY REMOVABLE AND ADAPTABLE (HARD-WEARING) SOLE. SUFFICIENT TOE-SPRING FOR EASY ROLL-OFF REMOVABLE PROFILED CORK INLAY ; HIGH TOE-BOX AND STRONG TOE-CAP FOR PROTECTION OF THE TOES ; EXTENDED FACINGS FOR MAXIMUM ACCESSIBILITY; SOFT TONGUE PADDING; FIRM HEEL COUNTER BLACK SIZE 46 | PROSTHETICS & ORTHOSIS SUPPLIES
6373 | 4224152004400 | RIVET, HEADER, 3 MM, CHROME VANADIUM STEEL, OCTAGONAL SHAFT, LENGTH 100 MM, APPROXIMATELY | PROSTHETICS & ORTHOSIS SUPPLIES
6374 | 4224152004200 | WEBBING NON - ELASTIC WIDTH 25 MM APPROXIMATELY WHITE ROLL OF 50 METERS APPROXIMATELY | PROSTHETICS & ORTHOSIS SUPPLIES
6375 | 4224152004800 | WEBBING ELASTIC WIDTH 45 MM APPROXIMATELY BEIGE WITH WHITE STRIPES ROLL OF 25 METERS APPROXIMATELY | PROSTHETICS & ORTHOSIS SUPPLIES
6376 | 4224170633500 | BOOT ORTHOPEDIC PEDIATRIC FULL GRAIN COW/CALF LEATHER PLAIN FRONTED WITH SEAM FREE VAMPS PADDED COLLARS BOOT HEIGHT APPROXIMATELY 125 MM LACING; SOFT PADDING AROUND THE COLLAR FOR A BETTER FIT ; A HIGH AND EXTRA LONG STIFFENER TO SUPPORT THE ANKLE ; FULL GRAIN LEATHER INSOLE; EASILY REMOVABLE AND ADAPTABLE (HARD-WEARING) SOLE. SUFFICIENT TOE-SPRING FOR EASY ROLL-OFF ; REMOVABLE PROFILED CORK INLAY ; HIGH TOE-BOX AND STRONG TOE-CAP FOR PROTECTION OF THE TOES ; EXTENDED FACINGS FOR MAXIMUM ACCESSIBILITY; SOFT TONGUE PADDING; FIRM HEEL COUNTER PURPLE SIZE 25 | PROSTHETICS & ORTHOSIS SUPPLIES
6377 | 4224170625600 | DIABETIC SHOES, WIDE/EXTRA-WIDE TOE BOX, SOFT COW/CALF LEATHER, NEOPRENE VAMP PADDED COLLARS THROUGH WEDGE SOLE, LACE CLOSING, PROTECTIVE INTERIOR THAT IS MADE FROM SOFT MATERIAL, AND STITCHING THAT DOESN'T PROTRUDE SO AS NOT TO CAUSE IRRITATION; NON-BINDING UPPERS THAT ENSURE THAT THERE IS NO PRESSURE ON THE FOOT; EXTRA DEPTH DESIGN, CAN ACCOMMODATE THICK ORTHOTIC INSERTS; A DEEP TOE BOX THAT PROVIDES EXTRA ROOM FOR TOE MOVEMENT, LIGHTWEIGHT, CUSHIONING SOLES THAT FACILITATE MOBILITY AND STABILITY; STRETCHABLE SHOES CONFORM TO THE CONTOURS OF THE FOOT, BLACK, SIZE 38 | PROSTHETICS & ORTHOSIS SUPPLIES
6378 | 4224151022000 | THERMOPLASTIC SHEET RIGID FOR FABRICATING SELF-SUPPORTING CHECK SOCKETS FOR TT TF AND HD WITH GOOD FRACTURE RESISTANCE HIGH STIFFNESS HIGH THERMOPLASTIC DIMENSIONAL STABILITY HIGH RESISTANCE AGAINST THE FORMATION OF STRESS CRACKS LENGTH 400 MM WIDTH 400 MM THICKNESS 12 MM APPROXIMATELY | PROSTHETICS & ORTHOSIS SUPPLIES
6379 | 4224170620000 | ANTI-VARUS SHOES PEDIATRIC FULL COW/CALF LEATHER UPPER SPLIT COW LEATHER LINING HIGH ANKLE HARD HEEL TWO VELCRO STRAP MADE ON ANTI VARUS LASTS ; SOFT PADDING AROUND THE COLLAR; SPECIAL EXTENDED STIFFENER WITH CURVED WALL TO CORRECT THE FOOT SHAPE ; FULL LEATHER INSOLE; ADAPTABLE (HARD-WEARING) SOLE-UNIT ; SUFFICIENT TOE-SPRING FOR EASY ROLL-OFF; HIGH TOE-BOX AND STRONG TOE-CAP; EXTENDED FACINGS; EXTRA PADDING AROUND THE ANKLE; SOFT TONGUE PADDING TO MOULD THE SHOE ROUND THE FOOT PINK SIZE: 22 | PROSTHETICS & ORTHOSIS SUPPLIES
6380 | 4224170619900 | ANTI-VARUS SHOES PEDIATRIC FULL COW/CALF LEATHER UPPER SPLIT COW LEATHER LINING HIGH ANKLE HARD HEEL TWO VELCRO STRAP MADE ON ANTI VARUS LASTS ; SOFT PADDING AROUND THE COLLAR; SPECIAL EXTENDED STIFFENER WITH CURVED WALL TO CORRECT THE FOOT SHAPE ; FULL LEATHER INSOLE; ADAPTABLE (HARD-WEARING) SOLE-UNIT ; SUFFICIENT TOE-SPRING FOR EASY ROLL-OFF; HIGH TOE-BOX AND STRONG TOE-CAP; EXTENDED FACINGS; EXTRA PADDING AROUND THE ANKLE; SOFT TONGUE PADDING TO MOULD THE SHOE ROUND THE FOOT PINK SIZE: 23 | PROSTHETICS & ORTHOSIS SUPPLIES
6381 | 4224170619800 | ANTI-VARUS SHOES PEDIATRIC FULL COW/CALF LEATHER UPPER SPLIT COW LEATHER LINING HIGH ANKLE HARD HEEL TWO VELCRO STRAP MADE ON ANTI VARUS LASTS ; SOFT PADDING AROUND THE COLLAR; SPECIAL EXTENDED STIFFENER WITH CURVED WALL TO CORRECT THE FOOT SHAPE ; FULL LEATHER INSOLE; ADAPTABLE (HARD-WEARING) SOLE-UNIT ; SUFFICIENT TOE-SPRING FOR EASY ROLL-OFF; HIGH TOE-BOX AND STRONG TOE-CAP; EXTENDED FACINGS; EXTRA PADDING AROUND THE ANKLE; SOFT TONGUE PADDING TO MOULD THE SHOE ROUND THE FOOT PINK SIZE: 19 | PROSTHETICS & ORTHOSIS SUPPLIES
6382 | 4224170619700 | ANTI-VARUS SHOES PEDIATRIC FULL COW/CALF LEATHER UPPER SPLIT COW LEATHER LINING HIGH ANKLE HARD HEEL TWO VELCRO STRAP MADE ON ANTI VARUS LASTS ; SOFT PADDING AROUND THE COLLAR; SPECIAL EXTENDED STIFFENER WITH CURVED WALL TO CORRECT THE FOOT SHAPE ; FULL LEATHER INSOLE; ADAPTABLE (HARD-WEARING) SOLE-UNIT ; SUFFICIENT TOE-SPRING FOR EASY ROLL-OFF; HIGH TOE-BOX AND STRONG TOE-CAP; EXTENDED FACINGS; EXTRA PADDING AROUND THE ANKLE; SOFT TONGUE PADDING TO MOULD THE SHOE ROUND THE FOOT BLUE SIZE: 18 | PROSTHETICS & ORTHOSIS SUPPLIES
6383 | 4224170619600 | ANTI-VARUS SHOES PEDIATRIC FULL COW/CALF LEATHER UPPER SPLIT COW LEATHER LINING HIGH ANKLE HARD HEEL TWO VELCRO STRAP MADE ON ANTI VARUS LASTS ; SOFT PADDING AROUND THE COLLAR; SPECIAL EXTENDED STIFFENER WITH CURVED WALL TO CORRECT THE FOOT SHAPE ; FULL LEATHER INSOLE; ADAPTABLE (HARD-WEARING) SOLE-UNIT ; SUFFICIENT TOE-SPRING FOR EASY ROLL-OFF; HIGH TOE-BOX AND STRONG TOE-CAP; EXTENDED FACINGS; EXTRA PADDING AROUND THE ANKLE; SOFT TONGUE PADDING TO MOULD THE SHOE ROUND THE FOOT BLUE SIZE: 23 | PROSTHETICS & ORTHOSIS SUPPLIES
6384 | 4215251602400 | MIXING BOWL, PLASTER, 0.5 LITERS | PROSTHETICS & ORTHOSIS SUPPLIES
6385 | 4224170501100 | PRESSURE RELIEF ANKLE-FOOT ORTHOSIS (PRAFO), FLEECE, ELIMINATES HEEL PRESSURE AND TREATS FOOT AND ANKLE CONTRACTURES, SIZE MEDIUM, 7.5-9 INCHES APPROXIMATELY | PROSTHETICS & ORTHOSIS SUPPLIES
6386 | 4224170619500 | ANTI-VARUS SHOES PEDIATRIC FULL COW/CALF LEATHER UPPER SPLIT COW LEATHER LINING HIGH ANKLE HARD HEEL TWO VELCRO STRAP MADE ON ANTI VARUS LASTS ; SOFT PADDING AROUND THE COLLAR; SPECIAL EXTENDED STIFFENER WITH CURVED WALL TO CORRECT THE FOOT SHAPE ; FULL LEATHER INSOLE; ADAPTABLE (HARD-WEARING) SOLE-UNIT ; SUFFICIENT TOE-SPRING FOR EASY ROLL-OFF; HIGH TOE-BOX AND STRONG TOE-CAP; EXTENDED FACINGS; EXTRA PADDING AROUND THE ANKLE; SOFT TONGUE PADDING TO MOULD THE SHOE ROUND THE FOOT BLUE SIZE: 22 | PROSTHETICS & ORTHOSIS SUPPLIES
6387 | 4224170619400 | ANTI-VARUS SHOES PEDIATRIC FULL COW/CALF LEATHER UPPER SPLIT COW LEATHER LINING HIGH ANKLE HARD HEEL TWO VELCRO STRAP MADE ON ANTI VARUS LASTS ; SOFT PADDING AROUND THE COLLAR; SPECIAL EXTENDED STIFFENER WITH CURVED WALL TO CORRECT THE FOOT SHAPE ; FULL LEATHER INSOLE; ADAPTABLE (HARD-WEARING) SOLE-UNIT ; SUFFICIENT TOE-SPRING FOR EASY ROLL-OFF; HIGH TOE-BOX AND STRONG TOE-CAP; EXTENDED FACINGS; EXTRA PADDING AROUND THE ANKLE; SOFT TONGUE PADDING TO MOULD THE SHOE ROUND THE FOOT BLUE SIZE: 21 | PROSTHETICS & ORTHOSIS SUPPLIES
6388 | 4224170619300 | ANTI-VARUS SHOES PEDIATRIC FULL COW/CALF LEATHER UPPER SPLIT COW LEATHER LINING HIGH ANKLE HARD HEEL TWO VELCRO STRAP MADE ON ANTI VARUS LASTS ; SOFT PADDING AROUND THE COLLAR; SPECIAL EXTENDED STIFFENER WITH CURVED WALL TO CORRECT THE FOOT SHAPE ; FULL LEATHER INSOLE; ADAPTABLE (HARD-WEARING) SOLE-UNIT ; SUFFICIENT TOE-SPRING FOR EASY ROLL-OFF; HIGH TOE-BOX AND STRONG TOE-CAP; EXTENDED FACINGS; EXTRA PADDING AROUND THE ANKLE; SOFT TONGUE PADDING TO MOULD THE SHOE ROUND THE FOOT BLUE SIZE: 20 | PROSTHETICS & ORTHOSIS SUPPLIES
6389 | 4224170619200 | ANTI-VARUS SHOES PEDIATRIC FULL COW/CALF LEATHER UPPER SPLIT COW LEATHER LINING HIGH ANKLE HARD HEEL TWO VELCRO STRAP MADE ON ANTI VARUS LASTS ; SOFT PADDING AROUND THE COLLAR; SPECIAL EXTENDED STIFFENER WITH CURVED WALL TO CORRECT THE FOOT SHAPE ; FULL LEATHER INSOLE; ADAPTABLE (HARD-WEARING) SOLE-UNIT ; SUFFICIENT TOE-SPRING FOR EASY ROLL-OFF; HIGH TOE-BOX AND STRONG TOE-CAP; EXTENDED FACINGS; EXTRA PADDING AROUND THE ANKLE; SOFT TONGUE PADDING TO MOULD THE SHOE ROUND THE FOOT BLUE SIZE: 19 | PROSTHETICS & ORTHOSIS SUPPLIES
6390 | 4224151015800 | THERMOPLASTIC SHEET ANTIBACTERIAL POLYPROPYLENE LENGTH 2000 MM APPROXIMATELY WIDTH 1000 MM APPROXIMATELY THICKNESS 4 MM | PROSTHETICS & ORTHOSIS SUPPLIES
6391 | 4224170501200 | PRESSURE RELIEF ANKLE-FOOT ORTHOSIS (PRAFO), FLEECE, ELIMINATES HEEL PRESSURE AND TREATS FOOT AND ANKLE CONTRACTURES, SIZE SMALL, 6-7.5 INCHES APPROXIMATELY | PROSTHETICS & ORTHOSIS SUPPLIES
6392 | 4224170501300 | PRESSURE RELIEF ANKLE-FOOT ORTHOSIS (PRAFO), FLEECE, ELIMINATES HEEL PRESSURE AND TREATS FOOT AND ANKLE CONTRACTURES, SIZE EXTRA LARGE, 10-11 INCHES APPROXIMATELY | PROSTHETICS & ORTHOSIS SUPPLIES
6393 | 4224151015700 | THERMOPLASTIC SHEET ANTIBACTERIAL POLYETHYLENE TEREPHTHALATE GLYCOL (PETG) LENGTH 400 MM APPROXIMATELY WIDTH 400 MM APPROXIMATELY THICKNESS 5 MM | PROSTHETICS & ORTHOSIS SUPPLIES
6394 | 4224170619100 | ANTI-VARUS SHOES PEDIATRIC FULL COW/CALF LEATHER UPPER SPLIT COW LEATHER LINING HIGH ANKLE HARD HEEL TWO VELCRO STRAP MADE ON ANTI VARUS LASTS ; SOFT PADDING AROUND THE COLLAR; SPECIAL EXTENDED STIFFENER WITH CURVED WALL TO CORRECT THE FOOT SHAPE ; FULL LEATHER INSOLE; ADAPTABLE (HARD-WEARING) SOLE-UNIT ; SUFFICIENT TOE-SPRING FOR EASY ROLL-OFF; HIGH TOE-BOX AND STRONG TOE-CAP; EXTENDED FACINGS; EXTRA PADDING AROUND THE ANKLE; SOFT TONGUE PADDING TO MOULD THE SHOE ROUND THE FOOT BLUE SIZE: 28 | PROSTHETICS & ORTHOSIS SUPPLIES
6395 | 4224170601700 | HEEL PAD SILICONE COMFORT NON-COMPRESSIBLE DUAL DENSITY WASHABLE TRANSFERABLE HYPOALLERGENIC NON-TOXIC NON-FLAMMABLE ODOR FREE SIZE LARGE | PROSTHETICS & ORTHOSIS SUPPLIES
6396 | 4224170620100 | ANTI-VARUS SHOES PEDIATRIC FULL COW/CALF LEATHER UPPER SPLIT COW LEATHER LINING HIGH ANKLE HARD HEEL TWO VELCRO STRAP MADE ON ANTI VARUS LASTS ; SOFT PADDING AROUND THE COLLAR; SPECIAL EXTENDED STIFFENER WITH CURVED WALL TO CORRECT THE FOOT SHAPE ; FULL LEATHER INSOLE; ADAPTABLE (HARD-WEARING) SOLE-UNIT ; SUFFICIENT TOE-SPRING FOR EASY ROLL-OFF; HIGH TOE-BOX AND STRONG TOE-CAP; EXTENDED FACINGS; EXTRA PADDING AROUND THE ANKLE; SOFT TONGUE PADDING TO MOULD THE SHOE ROUND THE FOOT PINK SIZE: 28 | PROSTHETICS & ORTHOSIS SUPPLIES
6397 | 4224170601800 | HEEL PAD SILICONE COMFORT NON-COMPRESSIBLE DUAL DENSITY WASHABLE TRANSFERABLE HYPOALLERGENIC NON-TOXIC NON-FLAMMABLE ODOR FREE SIZE MEDIUM | PROSTHETICS & ORTHOSIS SUPPLIES
6398 | 4224170620200 | DIABETIC SHOES WIDE/EXTRA-WIDE TOE BOX COMBINATION OF SOFT COW/CALF LEATHER AND NEOPRENE VELCRO CLOSURE FLEXIBLE LINING PROTECTIVE INTERIOR THAT IS MADE FROM SOFT MATERIAL AND STITCHING THAT DOESN’T PROTRUDE NON-BINDING UPPERS EXTRA DEPTH DESIGN CAN ACCOMMODATE THICK ORTHOTIC INSERTS ; A DEEP TOE BOX THAT PROVIDES EXTRA ROOM FOR TOE MOVEMENT LIGHTWEIGHT CUSHIONING SOLES THAT FACILITATE MOBILITY AND STABILITY; STRETCHABLE SHOES CONFORM TO THE CONTOURS OF THE FOOT BLACK SIZE 34 | PROSTHETICS & ORTHOSIS SUPPLIES
6399 | 4224170620400 | DIABETIC SHOES WIDE/EXTRA-WIDE TOE BOX COMBINATION OF SOFT COW/CALF LEATHER AND NEOPRENE VELCRO CLOSURE FLEXIBLE LINING PROTECTIVE INTERIOR THAT IS MADE FROM SOFT MATERIAL AND STITCHING THAT DOESN’T PROTRUDE NON-BINDING UPPERS EXTRA DEPTH DESIGN CAN ACCOMMODATE THICK ORTHOTIC INSERTS ; A DEEP TOE BOX THAT PROVIDES EXTRA ROOM FOR TOE MOVEMENT LIGHTWEIGHT CUSHIONING SOLES THAT FACILITATE MOBILITY AND STABILITY; STRETCHABLE SHOES CONFORM TO THE CONTOURS OF THE FOOT BLACK SIZE 36 | PROSTHETICS & ORTHOSIS SUPPLIES
6400 | 4214280205000 | WOVEN CARBON FIBER STOCKINETTE, FOR FABRICATION OF THIN -WALLED, HIGH-STRENGTH, WIDTH 100 MM, LENGTH/ROLL 10-15 METER | PROSTHETICS & ORTHOSIS SUPPLIES
6401 | 4618160901700 | RIGID INSOLES PEDIATRIC FULL LENGTH FLEXIBLE AT THE TOE SIDE PAIR SIZE 27 | PROSTHETICS & ORTHOSIS SUPPLIES
6402 | 4618160901600 | RIGID INSOLES PEDIATRIC FULL LENGTH FLEXIBLE AT THE TOE SIDE PAIR SIZE 25 | PROSTHETICS & ORTHOSIS SUPPLIES
6403 | 4618160901500 | RIGID INSOLES PEDIATRIC FULL LENGTH FLEXIBLE AT THE TOE SIDE PAIR SIZE 24 | PROSTHETICS & ORTHOSIS SUPPLIES
6404 | 4214280204900 | WOVEN CARBON FIBERGLASS STOCKINETTE FOR FABRICATION OF THIN - WALLED, HIGH - STRENGTH, WIDTH 80 MM, LENGTH/ROLL 11 METER, APPROXIMATELY | PROSTHETICS & ORTHOSIS SUPPLIES
6405 | 4214280204800 | STOCKINETTE FIBERGLASS HIGH ELASTICITY TWO - WAY STRETCH WIDTH 100 MM APPROXIMATELY LENGTH /ROLL 15-16 METER | PROSTHETICS & ORTHOSIS SUPPLIES
6406 | 4214280204700 | STOCKINETTE FIBERGLASS HIGH ELASTICITY TWO - WAY STRETCH WIDTH 120 MM APPROXIMATELY LENGTH /ROLL 12-13 METER | PROSTHETICS & ORTHOSIS SUPPLIES
6407 | 4214280204600 | STOCKINETTE FIBERGLASS HIGH ELASTICITY TWO - WAY STRETCH WIDTH 150 MM APPROXIMATELY LENGTH /ROLL 9-10 METER | PROSTHETICS & ORTHOSIS SUPPLIES
6408 | 4618160901400 | RIGID INSOLES PEDIATRIC FULL LENGTH FLEXIBLE AT THE TOE SIDE PAIR SIZE 21 | PROSTHETICS & ORTHOSIS SUPPLIES
6409 | 4224170317300 | SWEDISH, KNEE CAGE, SMALL | PROSTHETICS & ORTHOSIS SUPPLIES
6410 | 4224170317400 | SWEDISH, KNEE CAGE, MEDIUM | PROSTHETICS & ORTHOSIS SUPPLIES
6411 | 4224170317500 | SWEDISH, KNEE CAGE, LARGE | PROSTHETICS & ORTHOSIS SUPPLIES
6412 | 4618160901300 | RIGID INSOLES PEDIATRIC FULL LENGTH FLEXIBLE AT THE TOE SIDE PAIR SIZE 20 | PROSTHETICS & ORTHOSIS SUPPLIES
6413 | 4224170500800 | NIGHT SPLINT ANKLE FOOT ORTHOSIS (AFO) ADULT PROVIDES AN EFFECTIVE TREATMENT FOR PLANTAR FASCITIS AND ACHILLES TENDON ADJUSTABLE FROM 10 TO 90 DEGREE DORSI FLEXION WITH COOL FOAM LINER SIZE LARGE | PROSTHETICS & ORTHOSIS SUPPLIES
6414 | 4224170500900 | NIGHT SPLINT ANKLE FOOT ORTHOSIS (AFO) ADULT PROVIDES AN EFFECTIVE TREATMENT FOR PLANTAR FASCITIS AND ACHILLES TENDON ADJUSTABLE FROM 10 TO 90 DEGREE DORSI FLEXION WITH COOL FOAM LINER SIZE MEDIUM | PROSTHETICS & ORTHOSIS SUPPLIES
6415 | 4224170501000 | PRESSURE RELIEF ANKLE-FOOT ORTHOSIS (PRAFO), FLEECE, ELIMINATES HEEL PRESSURE AND TREATS FOOT AND ANKLE CONTRACTURES, SIZE LARGE, 9-10 INCHES APPROXIMATELY | PROSTHETICS & ORTHOSIS SUPPLIES
6416 | 4224170620500 | DIABETIC SHOES WIDE/EXTRA-WIDE TOE BOX COMBINATION OF SOFT COW/CALF LEATHER AND NEOPRENE VELCRO CLOSURE FLEXIBLE LINING PROTECTIVE INTERIOR THAT IS MADE FROM SOFT MATERIAL AND STITCHING THAT DOESN’T PROTRUDE NON-BINDING UPPERS EXTRA DEPTH DESIGN CAN ACCOMMODATE THICK ORTHOTIC INSERTS ; A DEEP TOE BOX THAT PROVIDES EXTRA ROOM FOR TOE MOVEMENT LIGHTWEIGHT CUSHIONING SOLES THAT FACILITATE MOBILITY AND STABILITY; STRETCHABLE SHOES CONFORM TO THE CONTOURS OF THE FOOT BLACK SIZE 37 | PROSTHETICS & ORTHOSIS SUPPLIES
6417 | 4224170620300 | DIABETIC SHOES WIDE/EXTRA-WIDE TOE BOX COMBINATION OF SOFT COW/CALF LEATHER AND NEOPRENE VELCRO CLOSURE FLEXIBLE LINING PROTECTIVE INTERIOR THAT IS MADE FROM SOFT MATERIAL AND STITCHING THAT DOESN’T PROTRUDE NON-BINDING UPPERS EXTRA DEPTH DESIGN CAN ACCOMMODATE THICK ORTHOTIC INSERTS ; A DEEP TOE BOX THAT PROVIDES EXTRA ROOM FOR TOE MOVEMENT LIGHTWEIGHT CUSHIONING SOLES THAT FACILITATE MOBILITY AND STABILITY; STRETCHABLE SHOES CONFORM TO THE CONTOURS OF THE FOOT BLACK SIZE 35 | PROSTHETICS & ORTHOSIS SUPPLIES
6418 | 4224170620600 | DIABETIC SHOES WIDE/EXTRA-WIDE TOE BOX COMBINATION OF SOFT COW/CALF LEATHER AND NEOPRENE VELCRO CLOSURE FLEXIBLE LINING PROTECTIVE INTERIOR THAT IS MADE FROM SOFT MATERIAL AND STITCHING THAT DOESN’T PROTRUDE NON-BINDING UPPERS EXTRA DEPTH DESIGN CAN ACCOMMODATE THICK ORTHOTIC INSERTS ; A DEEP TOE BOX THAT PROVIDES EXTRA ROOM FOR TOE MOVEMENT LIGHTWEIGHT CUSHIONING SOLES THAT FACILITATE MOBILITY AND STABILITY; STRETCHABLE SHOES CONFORM TO THE CONTOURS OF THE FOOT BLACK SIZE 38 | PROSTHETICS & ORTHOSIS SUPPLIES
6419 | 4224170619000 | ANTI-VARUS SHOES PEDIATRIC FULL COW/CALF LEATHER UPPER SPLIT COW LEATHER LINING HIGH ANKLE HARD HEEL TWO VELCRO STRAP MADE ON ANTI VARUS LASTS ; SOFT PADDING AROUND THE COLLAR; SPECIAL EXTENDED STIFFENER WITH CURVED WALL TO CORRECT THE FOOT SHAPE ; FULL LEATHER INSOLE; ADAPTABLE (HARD-WEARING) SOLE-UNIT ; SUFFICIENT TOE-SPRING FOR EASY ROLL-OFF; HIGH TOE-BOX AND STRONG TOE-CAP; EXTENDED FACINGS; EXTRA PADDING AROUND THE ANKLE; SOFT TONGUE PADDING TO MOULD THE SHOE ROUND THE FOOT BLUE SIZE: 27 | PROSTHETICS & ORTHOSIS SUPPLIES
6420 | 4224170618800 | ANTI-VARUS SHOES PEDIATRIC FULL COW/CALF LEATHER UPPER SPLIT COW LEATHER LINING HIGH ANKLE HARD HEEL TWO VELCRO STRAP MADE ON ANTI VARUS LASTS ; SOFT PADDING AROUND THE COLLAR; SPECIAL EXTENDED STIFFENER WITH CURVED WALL TO CORRECT THE FOOT SHAPE ; FULL LEATHER INSOLE; ADAPTABLE (HARD-WEARING) SOLE-UNIT ; SUFFICIENT TOE-SPRING FOR EASY ROLL-OFF; HIGH TOE-BOX AND STRONG TOE-CAP; EXTENDED FACINGS; EXTRA PADDING AROUND THE ANKLE; SOFT TONGUE PADDING TO MOULD THE SHOE ROUND THE FOOT BLUE SIZE: 25 | PROSTHETICS & ORTHOSIS SUPPLIES
6421 | 4224151015200 | PEDILIN OR EQUIVALENT, PERFORATED, H5, CAUCASIAN COLOR, 1000 X 1000 X 5 MM THICKNESS, APPROXIMATELY | PROSTHETICS & ORTHOSIS SUPPLIES
6422 | 4224170617900 | PADDING FOR ORTHOTICS FABRIC BREATHABLE STRETCHABLE WATERPROOF MOISTURE WICKING VERY COMFORTABLE AIR PERMEABLE WIDTH 1400 MM APPROXIMATELY LENGTH 5 METER APPROXIMATELY THICKNESS 3 MM ASSORTED COLORS. | PROSTHETICS & ORTHOSIS SUPPLIES
6423 | 4224151015300 | PEDILIN OR EQUIVALENT, PERFORATED, H6, CAUCASIAN COLOR, 1000 X 1000 X 6 MM THICKNESS, APPROXIMATELY | PROSTHETICS & ORTHOSIS SUPPLIES
6424 | 4618160900900 | SEMI RIGID INSOLES FULL LENGTH FLEXIBLE AT THE TOE SIDE PAIR SIZE (44-46) | PROSTHETICS & ORTHOSIS SUPPLIES
6425 | 4224151015400 | THERMOPLASTIC SHEET POLYETHYLENE LENGTH 2000 MM APPROXIMATELY WIDTH 1000 MM APPROXIMATELY THICKNESS 3 MM | PROSTHETICS & ORTHOSIS SUPPLIES
6426 | 4224151015500 | THERMOPLASTIC SHEET POLYETHYLENE LENGTH 2000 MM APPROXIMATELY WIDTH 1000 APPROXIMATELY MM THICKNESS 6 MM | PROSTHETICS & ORTHOSIS SUPPLIES
6427 | 4224170610900 | RIGID INSOLES PEDIATRIC FULL LENGTH FLEXIBLE AT THE TOE SIDE PAIR SIZE 28 | PROSTHETICS & ORTHOSIS SUPPLIES
6428 | 4224170611000 | RIGID INSOLES PEDIATRIC FULL LENGTH FLEXIBLE AT THE TOE SIDE PAIR SIZE 30 | PROSTHETICS & ORTHOSIS SUPPLIES
6429 | 4224170611100 | RIGID INSOLES PEDIATRIC FULL LENGTH FLEXIBLE AT THE TOE SIDE PAIR SIZE 26 | PROSTHETICS & ORTHOSIS SUPPLIES
6430 | 4224170611200 | RIGID INSOLES PEDIATRIC FULL LENGTH FLEXIBLE AT THE TOE SIDE PAIR SIZE 34 | PROSTHETICS & ORTHOSIS SUPPLIES
6431 | 4618160901200 | RIGID INSOLES PEDIATRIC FULL LENGTH FLEXIBLE AT THE TOE SIDE PAIR SIZE 19 | PROSTHETICS & ORTHOSIS SUPPLIES
6432 | 4618160901100 | RIGID INSOLES PEDIATRIC FULL LENGTH FLEXIBLE AT THE TOE SIDE PAIR SIZE 18 | PROSTHETICS & ORTHOSIS SUPPLIES
6433 | 4618160901000 | SEMI RIGID INSOLES FULL LENGTH FLEXIBLE AT THE TOE SIDE PAIR SIZE (39-41) | PROSTHETICS & ORTHOSIS SUPPLIES
6434 | 4224170615600 | DIABETIC SANDALS FEMALE FULL LEATHER UPPER VELCRO CLOSURE STIFF BOAT-SHAPED OUTSOLE EXTRA DEEP FIT FOR ACCOMMODATION OF MOLDED INSOLES REMOVABLE INSOLES ANKLE BACK STRAP BIG OPENING; PROTECTIVE INTERIOR THAT IS MADE FROM SOFT MATERIAL INSIDE SEAMLESS NON-BINDING UPPERS; LIGHTWEIGHT CUSHIONING SOLES STRETCHABLE SHOES CONFORM TO THE CONTOURS OF THE FOOT AND HELP ELIMINATE PRESSURE POINTS BLACK SIZE 41 | PROSTHETICS & ORTHOSIS SUPPLIES
6435 | 4224170615500 | DIABETIC SANDALS FEMALE FULL LEATHER UPPER VELCRO CLOSURE STIFF BOAT-SHAPED OUTSOLE EXTRA DEEP FIT FOR ACCOMMODATION OF MOLDED INSOLES REMOVABLE INSOLES ANKLE BACK STRAP BIG OPENING; PROTECTIVE INTERIOR THAT IS MADE FROM SOFT MATERIAL INSIDE SEAMLESS NON-BINDING UPPERS; LIGHTWEIGHT CUSHIONING SOLES STRETCHABLE SHOES CONFORM TO THE CONTOURS OF THE FOOT AND HELP ELIMINATE PRESSURE POINTS BLACK SIZE 40 | PROSTHETICS & ORTHOSIS SUPPLIES
6436 | 4224170615400 | DIABETIC SANDALS FEMALE FULL LEATHER UPPER VELCRO CLOSURE STIFF BOAT-SHAPED OUTSOLE EXTRA DEEP FIT FOR ACCOMMODATION OF MOLDED INSOLES REMOVABLE INSOLES ANKLE BACK STRAP BIG OPENING; PROTECTIVE INTERIOR THAT IS MADE FROM SOFT MATERIAL INSIDE SEAMLESS NON-BINDING UPPERS; LIGHTWEIGHT CUSHIONING SOLES STRETCHABLE SHOES CONFORM TO THE CONTOURS OF THE FOOT AND HELP ELIMINATE PRESSURE POINTS BLACK SIZE 39 | PROSTHETICS & ORTHOSIS SUPPLIES
6437 | 4224170615300 | DIABETIC SANDALS FEMALE FULL LEATHER UPPER VELCRO CLOSURE STIFF BOAT-SHAPED OUTSOLE EXTRA DEEP FIT FOR ACCOMMODATION OF MOLDED INSOLES REMOVABLE INSOLES ANKLE BACK STRAP BIG OPENING; PROTECTIVE INTERIOR THAT IS MADE FROM SOFT MATERIAL INSIDE SEAMLESS NON-BINDING UPPERS; LIGHTWEIGHT CUSHIONING SOLES STRETCHABLE SHOES CONFORM TO THE CONTOURS OF THE FOOT AND HELP ELIMINATE PRESSURE POINTS BLACK SIZE 38 | PROSTHETICS & ORTHOSIS SUPPLIES
6438 | 4224151015100 | PEDILIN OR EQUIVALENT, PERFORATED, H4, CAUCASIAN COLOR, 1000 X 1000 X 4 MM THICKNESS, APPROXIMATELY | PROSTHETICS & ORTHOSIS SUPPLIES
6439 | 4224170618900 | ANTI-VARUS SHOES PEDIATRIC FULL COW/CALF LEATHER UPPER SPLIT COW LEATHER LINING HIGH ANKLE HARD HEEL TWO VELCRO STRAP MADE ON ANTI VARUS LASTS ; SOFT PADDING AROUND THE COLLAR; SPECIAL EXTENDED STIFFENER WITH CURVED WALL TO CORRECT THE FOOT SHAPE ; FULL LEATHER INSOLE; ADAPTABLE (HARD-WEARING) SOLE-UNIT ; SUFFICIENT TOE-SPRING FOR EASY ROLL-OFF; HIGH TOE-BOX AND STRONG TOE-CAP; EXTENDED FACINGS; EXTRA PADDING AROUND THE ANKLE; SOFT TONGUE PADDING TO MOULD THE SHOE ROUND THE FOOT BLUE SIZE: 26 | PROSTHETICS & ORTHOSIS SUPPLIES
6440 | 4224170610700 | POLYETHYLENE SHEET BLACK RIGID DENSITY NON - PERFORATED SIZE: 46 X 71 X 2 CM APPROXIMATELY | PROSTHETICS & ORTHOSIS SUPPLIES
6441 | 4224170606600 | RIGID INSOLES PEDIATRIC FULL LENGTH FLEXIBLE AT THE TOE SIDE PAIR SIZE 23 | PROSTHETICS & ORTHOSIS SUPPLIES
6442 | 4224170618700 | ANTI-VARUS SHOES PEDIATRIC FULL COW/CALF LEATHER UPPER SPLIT COW LEATHER LINING HIGH ANKLE HARD HEEL TWO VELCRO STRAP MADE ON ANTI VARUS LASTS ; SOFT PADDING AROUND THE COLLAR; SPECIAL EXTENDED STIFFENER WITH CURVED WALL TO CORRECT THE FOOT SHAPE ; FULL LEATHER INSOLE; ADAPTABLE (HARD-WEARING) SOLE-UNIT ; SUFFICIENT TOE-SPRING FOR EASY ROLL-OFF; HIGH TOE-BOX AND STRONG TOE-CAP; EXTENDED FACINGS; EXTRA PADDING AROUND THE ANKLE; SOFT TONGUE PADDING TO MOULD THE SHOE ROUND THE FOOT BLUE SIZE: 24 | PROSTHETICS & ORTHOSIS SUPPLIES
6443 | 4224170601900 | HEEL PAD SILICONE COMFORT NON-COMPRESSIBLE DUAL DENSITY WASHABLE TRANSFERABLE HYPOALLERGENIC NON-TOXIC NON-FLAMMABLE ODOR FREE SIZE EXTRA LARGE | PROSTHETICS & ORTHOSIS SUPPLIES
6444 | 4224170618600 | ANTI-VARUS SHOES PEDIATRIC FULL COW/CALF LEATHER UPPER SPLIT COW LEATHER LINING HIGH ANKLE HARD HEEL TWO VELCRO STRAP MADE ON ANTI VARUS LASTS ; SOFT PADDING AROUND THE COLLAR; SPECIAL EXTENDED STIFFENER WITH CURVED WALL TO CORRECT THE FOOT SHAPE ; FULL LEATHER INSOLE; ADAPTABLE (HARD-WEARING) SOLE-UNIT ; SUFFICIENT TOE-SPRING FOR EASY ROLL-OFF; HIGH TOE-BOX AND STRONG TOE-CAP; EXTENDED FACINGS; EXTRA PADDING AROUND THE ANKLE; SOFT TONGUE PADDING TO MOULD THE SHOE ROUND THE FOOT PINK SIZE: 24 | PROSTHETICS & ORTHOSIS SUPPLIES
6445 | 4224170618500 | ANTI-VARUS SHOES PEDIATRIC FULL COW/CALF LEATHER UPPER SPLIT COW LEATHER LINING HIGH ANKLE HARD HEEL TWO VELCRO STRAP MADE ON ANTI VARUS LASTS ; SOFT PADDING AROUND THE COLLAR; SPECIAL EXTENDED STIFFENER WITH CURVED WALL TO CORRECT THE FOOT SHAPE ; FULL LEATHER INSOLE; ADAPTABLE (HARD-WEARING) SOLE-UNIT ; SUFFICIENT TOE-SPRING FOR EASY ROLL-OFF; HIGH TOE-BOX AND STRONG TOE-CAP; EXTENDED FACINGS; EXTRA PADDING AROUND THE ANKLE; SOFT TONGUE PADDING TO MOULD THE SHOE ROUND THE FOOT PINK SIZE: 27 | PROSTHETICS & ORTHOSIS SUPPLIES
6446 | 4224170618400 | ANTI-VARUS SHOES PEDIATRIC FULL COW/CALF LEATHER UPPER SPLIT COW LEATHER LINING HIGH ANKLE HARD HEEL TWO VELCRO STRAP MADE ON ANTI VARUS LASTS ; SOFT PADDING AROUND THE COLLAR; SPECIAL EXTENDED STIFFENER WITH CURVED WALL TO CORRECT THE FOOT SHAPE ; FULL LEATHER INSOLE; ADAPTABLE (HARD-WEARING) SOLE-UNIT ; SUFFICIENT TOE-SPRING FOR EASY ROLL-OFF; HIGH TOE-BOX AND STRONG TOE-CAP; EXTENDED FACINGS; EXTRA PADDING AROUND THE ANKLE; SOFT TONGUE PADDING TO MOULD THE SHOE ROUND THE FOOT PINK SIZE: 26 | PROSTHETICS & ORTHOSIS SUPPLIES
6447 | 4224151015600 | THERMOPLASTIC SHEET ANTIBACTERIAL POLYETHYLENE TEREPHTHALATE GLYCOL (PETG) LENGTH 400 MM APPROXIMATELY WIDTH 400 MM APPROXIMATELY THICKNESS 3 MM | PROSTHETICS & ORTHOSIS SUPPLIES
6448 | 4224170618300 | ANTI-VARUS SHOES PEDIATRIC FULL COW/CALF LEATHER UPPER SPLIT COW LEATHER LINING HIGH ANKLE HARD HEEL TWO VELCRO STRAP MADE ON ANTI VARUS LASTS ; SOFT PADDING AROUND THE COLLAR; SPECIAL EXTENDED STIFFENER WITH CURVED WALL TO CORRECT THE FOOT SHAPE ; FULL LEATHER INSOLE; ADAPTABLE (HARD-WEARING) SOLE-UNIT ; SUFFICIENT TOE-SPRING FOR EASY ROLL-OFF; HIGH TOE-BOX AND STRONG TOE-CAP; EXTENDED FACINGS; EXTRA PADDING AROUND THE ANKLE; SOFT TONGUE PADDING TO MOULD THE SHOE ROUND THE FOOT PINK SIZE: 25 | PROSTHETICS & ORTHOSIS SUPPLIES
6449 | 4224170606300 | RIGID INSOLES PEDIATRIC FULL LENGTH FLEXIBLE AT THE TOE SIDE PAIR SIZE 33 | PROSTHETICS & ORTHOSIS SUPPLIES
6450 | 4224170618200 | ANTI-VARUS SHOES PEDIATRIC FULL COW/CALF LEATHER UPPER SPLIT COW LEATHER LINING HIGH ANKLE HARD HEEL TWO VELCRO STRAP MADE ON ANTI VARUS LASTS ; SOFT PADDING AROUND THE COLLAR; SPECIAL EXTENDED STIFFENER WITH CURVED WALL TO CORRECT THE FOOT SHAPE ; FULL LEATHER INSOLE; ADAPTABLE (HARD-WEARING) SOLE-UNIT ; SUFFICIENT TOE-SPRING FOR EASY ROLL-OFF; HIGH TOE-BOX AND STRONG TOE-CAP; EXTENDED FACINGS; EXTRA PADDING AROUND THE ANKLE; SOFT TONGUE PADDING TO MOULD THE SHOE ROUND THE FOOT PINK SIZE: 21 | PROSTHETICS & ORTHOSIS SUPPLIES
6451 | 4224170618100 | ANTI-VARUS SHOES PEDIATRIC FULL COW/CALF LEATHER UPPER SPLIT COW LEATHER LINING HIGH ANKLE HARD HEEL TWO VELCRO STRAP MADE ON ANTI VARUS LASTS ; SOFT PADDING AROUND THE COLLAR; SPECIAL EXTENDED STIFFENER WITH CURVED WALL TO CORRECT THE FOOT SHAPE ; FULL LEATHER INSOLE; ADAPTABLE (HARD-WEARING) SOLE-UNIT ; SUFFICIENT TOE-SPRING FOR EASY ROLL-OFF; HIGH TOE-BOX AND STRONG TOE-CAP; EXTENDED FACINGS; EXTRA PADDING AROUND THE ANKLE; SOFT TONGUE PADDING TO MOULD THE SHOE ROUND THE FOOT PINK SIZE: 20 | PROSTHETICS & ORTHOSIS SUPPLIES
6452 | 4224151014800 | CAP FOR THERMOFORMABLE ANKLE JOINTS JOINTS SELF ALIGN ALONG MEDIAL LATERAL AXES HIGH STRENGTH INNER FILAMENT CORE EASY TO FABRICATE DURABLE MEDIAL/LATERAL CONTROL MOTION LIMITING | PROSTHETICS & ORTHOSIS SUPPLIES
6453 | 4224151014900 | PADDING SHEET POLYETHYLENE FOAM CAUCASIAN COLOR 1000 X 1000 X 8 MM THICKNESS APPROXIMATELY | PROSTHETICS & ORTHOSIS SUPPLIES
6454 | 4218260000500 | CHROME LEATHER LINING BLACK THICKNESS 1.0-1.8 MM APPROXIMATELY | PROSTHETICS & ORTHOSIS SUPPLIES
6455 | 4218260000600 | CHROME LEATHER LINING COGNAC 1.0-1.8 MM | PROSTHETICS & ORTHOSIS SUPPLIES
6456 | 4224151015000 | PEDILIN OR EQUIVALENT, PERFORATED, H3, CAUCASIAN COLOR, 1000 X 1000 X 3 MM THICKNESS, APPROXIMATELY | PROSTHETICS & ORTHOSIS SUPPLIES
6457 | 4219180300600 | ADAPTER SOCKET PEDIATRIC WITH FOUR ADJUSTMENT SET SCREWS | PROSTHETICS & ORTHOSIS SUPPLIES
6458 | 4224170606400 | RIGID INSOLES PEDIATRIC FULL LENGTH FLEXIBLE AT THE TOE SIDE PAIR SIZE 29 | PROSTHETICS & ORTHOSIS SUPPLIES
6459 | 4224170618000 | ANTI-VARUS SHOES PEDIATRIC FULL COW/CALF LEATHER UPPER SPLIT COW LEATHER LINING HIGH ANKLE HARD HEEL TWO VELCRO STRAP MADE ON ANTI VARUS LASTS ; SOFT PADDING AROUND THE COLLAR; SPECIAL EXTENDED STIFFENER WITH CURVED WALL TO CORRECT THE FOOT SHAPE ; FULL LEATHER INSOLE; ADAPTABLE (HARD-WEARING) SOLE-UNIT ; SUFFICIENT TOE-SPRING FOR EASY ROLL-OFF; HIGH TOE-BOX AND STRONG TOE-CAP; EXTENDED FACINGS; EXTRA PADDING AROUND THE ANKLE; SOFT TONGUE PADDING TO MOULD THE SHOE ROUND THE FOOT PINK SIZE: 18 | PROSTHETICS & ORTHOSIS SUPPLIES
6460 | 4224170620700 | DIABETIC SHOES WIDE/EXTRA-WIDE TOE BOX COMBINATION OF SOFT COW/CALF LEATHER AND NEOPRENE VELCRO CLOSURE FLEXIBLE LINING PROTECTIVE INTERIOR THAT IS MADE FROM SOFT MATERIAL AND STITCHING THAT DOESN’T PROTRUDE NON-BINDING UPPERS EXTRA DEPTH DESIGN CAN ACCOMMODATE THICK ORTHOTIC INSERTS ; A DEEP TOE BOX THAT PROVIDES EXTRA ROOM FOR TOE MOVEMENT LIGHTWEIGHT CUSHIONING SOLES THAT FACILITATE MOBILITY AND STABILITY; STRETCHABLE SHOES CONFORM TO THE CONTOURS OF THE FOOT BLACK SIZE 39 | PROSTHETICS & ORTHOSIS SUPPLIES
6461 | 4224170620800 | DIABETIC SHOES WIDE/EXTRA-WIDE TOE BOX COMBINATION OF SOFT COW/CALF LEATHER AND NEOPRENE VELCRO CLOSURE FLEXIBLE LINING PROTECTIVE INTERIOR THAT IS MADE FROM SOFT MATERIAL AND STITCHING THAT DOESN’T PROTRUDE NON-BINDING UPPERS EXTRA DEPTH DESIGN CAN ACCOMMODATE THICK ORTHOTIC INSERTS ; A DEEP TOE BOX THAT PROVIDES EXTRA ROOM FOR TOE MOVEMENT LIGHTWEIGHT CUSHIONING SOLES THAT FACILITATE MOBILITY AND STABILITY; STRETCHABLE SHOES CONFORM TO THE CONTOURS OF THE FOOT BLACK SIZE 40 | PROSTHETICS & ORTHOSIS SUPPLIES
6462 | 4224170620900 | DIABETIC SHOES WIDE/EXTRA-WIDE TOE BOX COMBINATION OF SOFT COW/CALF LEATHER AND NEOPRENE VELCRO CLOSURE FLEXIBLE LINING PROTECTIVE INTERIOR THAT IS MADE FROM SOFT MATERIAL AND STITCHING THAT DOESN’T PROTRUDE NON-BINDING UPPERS EXTRA DEPTH DESIGN CAN ACCOMMODATE THICK ORTHOTIC INSERTS ; A DEEP TOE BOX THAT PROVIDES EXTRA ROOM FOR TOE MOVEMENT LIGHTWEIGHT CUSHIONING SOLES THAT FACILITATE MOBILITY AND STABILITY; STRETCHABLE SHOES CONFORM TO THE CONTOURS OF THE FOOT BLACK SIZE 41 | PROSTHETICS & ORTHOSIS SUPPLIES
6463 | 4224170202000 | HIP ABDUCTION PILLOW PEDIATRIC FREJKA MODEL 480 OR EQUIVALENT ADJUSTABLE AND LONG SHOULDER STRAPS WITH CLICK CLIPS REMOVABLE PADDING AND HARD ABDUCTION SUPPORT WASHABLE MATERIAL SIZE 12 | PROSTHETICS & ORTHOSIS SUPPLIES
6464 | 4224170202100 | HIP ABDUCTION PILLOW PEDIATRIC FREJKA MODEL 480 OR EQUIVALENT ADJUSTABLE AND LONG SHOULDER STRAPS WITH CLICK CLIPS REMOVABLE PADDING AND HARD ABDUCTION SUPPORT WASHABLE MATERIAL SIZE 14-15 | PROSTHETICS & ORTHOSIS SUPPLIES
6465 | 4224170202200 | HIP ABDUCTION PILLOW PEDIATRIC FREJKA MODEL 480 OR EQUIVALENT ADJUSTABLE AND LONG SHOULDER STRAPS WITH CLICK CLIPS REMOVABLE PADDING AND HARD ABDUCTION SUPPORT WASHABLE MATERIAL SIZE 16-17 | PROSTHETICS & ORTHOSIS SUPPLIES
6466 | 4224151021200 | THERMOPLASTIC SHEET SOFT FOR FABRICATING FLEXIBLE INNER PROSTHETIC SOCKETS IN LOWER LIMB PROSTHETICS HIGH FLEXIBILITY HIGH SURFACE QUALITY CAN BE SUBSEQUENTLY THERMOFORMED COMFORTABLE TO WEAR WASHABLE LENGTH 400 MM WIDTH 400 MM THICKNESS 15 MM APPROXIMATELY | PROSTHETICS & ORTHOSIS SUPPLIES
6467 | 4224151021100 | THERMOPLASTIC SHEET SOFT FOR FABRICATING FLEXIBLE INNER PROSTHETIC SOCKETS IN LOWER LIMB PROSTHETICS HIGH FLEXIBILITY HIGH SURFACE QUALITY CAN BE SUBSEQUENTLY THERMOFORMED COMFORTABLE TO WEAR WASHABLE LENGTH 400 MM WIDTH 400 MM THICKNESS 10 MM APPROXIMATELY | PROSTHETICS & ORTHOSIS SUPPLIES
6468 | 4224170908100 | BOOT ORTHOPEDIC PEDIATRIC FULL GRAIN COW/CALF LEATHER PLAIN FRONTED WITH SEAM FREE VAMPS PADDED COLLARS BOOT HEIGHT APPROXIMATELY 125 MM LACING; SOFT PADDING AROUND THE COLLAR FOR A BETTER FIT ; A HIGH AND EXTRA LONG STIFFENER TO SUPPORT THE ANKLE ; FULL GRAIN LEATHER INSOLE; EASILY REMOVABLE AND ADAPTABLE (HARD-WEARING) SOLE. SUFFICIENT TOE-SPRING FOR EASY ROLL-OFF ; REMOVABLE PROFILED CORK INLAY ; HIGH TOE-BOX AND STRONG TOE-CAP FOR PROTECTION OF THE TOES ; EXTENDED FACINGS FOR MAXIMUM ACCESSIBILITY; SOFT TONGUE PADDING; FIRM HEEL COUNTER BLACK SIZE 19 | PROSTHETICS & ORTHOSIS SUPPLIES
6469 | 4224151021000 | THERMOPLASTIC SHEET SILVERSHIELD FOR FABRICATING FLEXIBLE INNER SOCKETS IN LOWER LIMB PROSTHETICS ANTIBACTERIAL EFFECT VERY HIGH FLEXIBILITY LENGTH 400 MM WIDTH 400 MM THICKNESS 16 MM APPROXIMATELY | PROSTHETICS & ORTHOSIS SUPPLIES
6470 | 4224151020900 | THERMOPLASTIC SHEET SILVERSHIELD FOR FABRICATING FLEXIBLE INNER SOCKETS IN LOWER LIMB PROSTHETICS ANTIBACTERIAL EFFECT VERY HIGH FLEXIBILITY LENGTH 400 MM WIDTH 400 MM THICKNESS 12 MM APPROXIMATELY | PROSTHETICS & ORTHOSIS SUPPLIES
6471 | 4224151020800 | THERMOPLASTIC SHEET SILVERSHIELD FOR FABRICATING FLEXIBLE INNER SOCKETS IN LOWER LIMB PROSTHETICS ANTIBACTERIAL EFFECT VERY HIGH FLEXIBILITY LENGTH 400 MM WIDTH 400 MM THICKNESS 9 MM APPROXIMATELY | PROSTHETICS & ORTHOSIS SUPPLIES
6472 | 4224170624600 | DIABETIC SHOES, WIDE/EXTRA-WIDE TOE BOX, SOFT COW/CALF LEATHER, NEOPRENE VAMP PADDED COLLARS THROUGH WEDGE SOLE, VELCRO CLOSURE; PROTECTIVE INTERIOR THAT IS MADE FROM SOFT MATERIAL, AND STITCHING THAT DOESN'T PROTRUDE SO AS NOT TO CAUSE IRRITATION; NON-BINDING UPPERS THAT ENSURE THAT THERE IS NO PRESSURE ON THE FOOT; EXTRA DEPTH DESIGN, CAN ACCOMMODATE THICK ORTHOTIC INSERTS; A DEEP TOE BOX THAT PROVIDES EXTRA ROOM FOR TOE MOVEMENT, LIGHTWEIGHT, CUSHIONING SOLES THAT FACILITATE MOBILITY AND STABILITY; STRETCHABLE SHOES CONFORM TO THE CONTOURS OF THE FOOT, BLACK, SIZE 39.5 | PROSTHETICS & ORTHOSIS SUPPLIES
6473 | 4224170202300 | HIP ABDUCTION PILLOW PEDIATRIC FREJKA MODEL 480 OR EQUIVALENT ADJUSTABLE AND LONG SHOULDER STRAPS WITH CLICK CLIPS REMOVABLE PADDING AND HARD ABDUCTION SUPPORT WASHABLE MATERIAL SIZE 18-19 | PROSTHETICS & ORTHOSIS SUPPLIES
6474 | 4224170202400 | HIP ABDUCTION PILLOW PEDIATRIC FREJKA MODEL 480 OR EQUIVALENT ADJUSTABLE AND LONG SHOULDER STRAPS WITH CLICK CLIPS REMOVABLE PADDING AND HARD ABDUCTION SUPPORT WASHABLE MATERIAL SIZE 20-21 | PROSTHETICS & ORTHOSIS SUPPLIES
6475 | 4224170624300 | DIABETIC SHOES, WIDE/EXTRA-WIDE TOE BOX, SOFT COW/CALF LEATHER, NEOPRENE VAMP PADDED COLLARS THROUGH WEDGE SOLE, VELCRO CLOSURE; PROTECTIVE INTERIOR THAT IS MADE FROM SOFT MATERIAL, AND STITCHING THAT DOESN'T PROTRUDE SO AS NOT TO CAUSE IRRITATION; NON-BINDING UPPERS THAT ENSURE THAT THERE IS NO PRESSURE ON THE FOOT; EXTRA DEPTH DESIGN, CAN ACCOMMODATE THICK ORTHOTIC INSERTS; A DEEP TOE BOX THAT PROVIDES EXTRA ROOM FOR TOE MOVEMENT, LIGHTWEIGHT, CUSHIONING SOLES THAT FACILITATE MOBILITY AND STABILITY; STRETCHABLE SHOES CONFORM TO THE CONTOURS OF THE FOOT, BLACK, SIZE 47 | PROSTHETICS & ORTHOSIS SUPPLIES
6476 | 4224170202500 | HIP ABDUCTION PILLOW PEDIATRIC FREJKA MODEL 480 OR EQUIVALENT ADJUSTABLE AND LONG SHOULDER STRAPS WITH CLICK CLIPS REMOVABLE PADDING AND HARD ABDUCTION SUPPORT WASHABLE MATERIAL SIZE 24-25 | PROSTHETICS & ORTHOSIS SUPPLIES
6477 | 4224170202600 | HIP ABDUCTION PILLOW PEDIATRIC FREJKA MODEL 480 OR EQUIVALENT ADJUSTABLE AND LONG SHOULDER STRAPS WITH CLICK CLIPS REMOVABLE PADDING AND HARD ABDUCTION SUPPORT WASHABLE MATERIAL SIZE 26-27 | PROSTHETICS & ORTHOSIS SUPPLIES
6478 | 4224170624200 | DIABETIC SHOES, WIDE/EXTRA-WIDE TOE BOX, SOFT COW/CALF LEATHER, NEOPRENE VAMP PADDED COLLARS THROUGH WEDGE SOLE, VELCRO CLOSURE; PROTECTIVE INTERIOR THAT IS MADE FROM SOFT MATERIAL, AND STITCHING THAT DOESN'T PROTRUDE SO AS NOT TO CAUSE IRRITATION; NON-BINDING UPPERS THAT ENSURE THAT THERE IS NO PRESSURE ON THE FOOT; EXTRA DEPTH DESIGN, CAN ACCOMMODATE THICK ORTHOTIC INSERTS; A DEEP TOE BOX THAT PROVIDES EXTRA ROOM FOR TOE MOVEMENT, LIGHTWEIGHT, CUSHIONING SOLES THAT FACILITATE MOBILITY AND STABILITY; STRETCHABLE SHOES CONFORM TO THE CONTOURS OF THE FOOT, BLACK, SIZE 46 | PROSTHETICS & ORTHOSIS SUPPLIES
6479 | 4224170202700 | HIP ABDUCTION PILLOW PEDIATRIC FREJKA MODEL 480 OR EQUIVALENT ADJUSTABLE AND LONG SHOULDER STRAPS WITH CLICK CLIPS REMOVABLE PADDING AND HARD ABDUCTION SUPPORT WASHABLE MATERIAL SIZE 28-29 | PROSTHETICS & ORTHOSIS SUPPLIES
6480 | 4224170201900 | DYNAMIC HIP ALIGNMENT ORTHOSIS SWASH STEADY PELVIC UNIQUE DESIGN ALLOWS BIOMECHANICALLY APPROPRIATE MOTION CONTROLLED VARIABLE AB = DUCTION TRANSFERS ADDUCTOR TONE PROXIMALLY TO ACHIEVE MORE POSTURAL POSITIONING TRI - PLANAR FUNCTION FOR PROPER CLOSED CHAIN MUSCLE FUNCTION CONTROLS AMOUNT OF ADDUCTION FOR IMPROVED SITTING STANDING AND IF AMBULATORY ALSO WALKING FUNCTIONS ENCOURAGES GREATER TRUNK EXTENSION FOR IMPROVED POSTURAL POSITIONING IMPROVED SITTING POSTURE OPENS UP THORAX STABLE SEATING ALLOWS FOR PARTICIPATION WITH HANDS IN ACTIVITY ELIMINATES SCISSORING IN STANDING AND WALKING REDUCES STRESS ON THE HIPS PROPRIOCEPTIVE RESPONSE HELPS ENHANCE POSITION IN SPACE WHEN WALKING GUIDANCE FOR PROPER HIP ALIGNMENT CHILDREN WITH CP GMFCS II - V OR EQUIVALEN ASSORTED SIZE | PROSTHETICS & ORTHOSIS SUPPLIES
6481 | 4224151020700 | THERMOPLASTIC SHEET RIGID FOR FABRICATING SELF-SUPPORTING CHECK SOCKETS FOR TT TF AND HD WITH GOOD FRACTURE RESISTANCE HIGH STIFFNESS HIGH THERMOPLASTIC DIMENSIONAL STABILITY HIGH RESISTANCE AGAINST THE FORMATION OF STRESS CRACKS LENGTH 400 MM WIDTH 400 MM THICKNESS 8 MM APPROXIMATELY | PROSTHETICS & ORTHOSIS SUPPLIES
6482 | 4224170624800 | DIABETIC SHOES, WIDE/EXTRA-WIDE TOE BOX, SOFT COW/CALF LEATHER, NEOPRENE VAMP PADDED COLLARS THROUGH WEDGE SOLE, VELCRO CLOSURE; PROTECTIVE INTERIOR THAT IS MADE FROM SOFT MATERIAL, AND STITCHING THAT DOESN'T PROTRUDE SO AS NOT TO CAUSE IRRITATION; NON-BINDING UPPERS THAT ENSURE THAT THERE IS NO PRESSURE ON THE FOOT; EXTRA DEPTH DESIGN, CAN ACCOMMODATE THICK ORTHOTIC INSERTS; A DEEP TOE BOX THAT PROVIDES EXTRA ROOM FOR TOE MOVEMENT, LIGHTWEIGHT, CUSHIONING SOLES THAT FACILITATE MOBILITY AND STABILITY; STRETCHABLE SHOES CONFORM TO THE CONTOURS OF THE FOOT, BLACK, SIZE 40.5 | PROSTHETICS & ORTHOSIS SUPPLIES
6483 | 4224151021300 | THERMOPLASTIC SHEET SUPRA SOFT FOR FABRICATING HIGHLY FLEXIBLE SOFT-WALLED INNER SOCKETS FOR THE THIGH VERY HIGH FLEXIBILITY AND MORE COMFORTABLE SOCKET BRIMS HIGH SURFACE QUALITY COMFORTABLE TO WEAR WASHABLE LENGTH 400 MM WIDTH 400 MM THICKNESS 10 MM APPROXIMATELY | PROSTHETICS & ORTHOSIS SUPPLIES
6484 | 4224170625500 | DIABETIC SHOES, WIDE/EXTRA-WIDE TOE BOX, SOFT COW/CALF LEATHER, NEOPRENE VAMP PADDED COLLARS THROUGH WEDGE SOLE, LACE CLOSING, PROTECTIVE INTERIOR THAT IS MADE FROM SOFT MATERIAL, AND STITCHING THAT DOESN'T PROTRUDE SO AS NOT TO CAUSE IRRITATION; NON-BINDING UPPERS THAT ENSURE THAT THERE IS NO PRESSURE ON THE FOOT; EXTRA DEPTH DESIGN, CAN ACCOMMODATE THICK ORTHOTIC INSERTS; A DEEP TOE BOX THAT PROVIDES EXTRA ROOM FOR TOE MOVEMENT, LIGHTWEIGHT, CUSHIONING SOLES THAT FACILITATE MOBILITY AND STABILITY; STRETCHABLE SHOES CONFORM TO THE CONTOURS OF THE FOOT, BLACK, SIZE 37 | PROSTHETICS & ORTHOSIS SUPPLIES
6485 | 4224151021900 | THERMOPLASTIC SHEET RIGID FOR FABRICATING SELF-SUPPORTING CHECK SOCKETS FOR TT TF AND HD WITH GOOD FRACTURE RESISTANCE HIGH STIFFNESS HIGH THERMOPLASTIC DIMENSIONAL STABILITY HIGH RESISTANCE AGAINST THE FORMATION OF STRESS CRACKS LENGTH 400 MM WIDTH 400 MM THICKNESS 10 MM APPROXIMATELY | PROSTHETICS & ORTHOSIS SUPPLIES
6486 | 4224151021800 | THERMOPLASTIC SHEET CLEAR FOR THE FABRICATION OF SELF-SUPPORTING CHECK SOCKETS SHEET TRANSPARENCY OF THE CHECK SOCKET TO FACILITATES PRECISE VERIFICATION OF THE FIT AND SKIN LENGTH 400 MM WIDTH 400 MM THICKNESS 8 MM APPROXIMATELY | PROSTHETICS & ORTHOSIS SUPPLIES
6487 | 4224151021700 | THERMOPLASTIC SHEET SUPRA SOFT WITH SILICONE FOR FABRICATING HIGHLY FLEXIBLE SOFT-WALLED INNER SOCKETS FOR THE THIGH VERY HIGH FLEXIBILITY COMFORTABLE SOCKET BRIMS HIGH SURFACE QUALITY COMFORTABLE TO WEAR EASY TO SAND WASHABLE LENGTH 400 MM WIDTH 400 MM THICKNESS 12 MM APPROXIMATELY | PROSTHETICS & ORTHOSIS SUPPLIES
6488 | 4224170625400 | DIABETIC SHOES, WIDE/EXTRA-WIDE TOE BOX, SOFT COW/CALF LEATHER, NEOPRENE VAMP PADDED COLLARS THROUGH WEDGE SOLE, LACE CLOSING, PROTECTIVE INTERIOR THAT IS MADE FROM SOFT MATERIAL, AND STITCHING THAT DOESN'T PROTRUDE SO AS NOT TO CAUSE IRRITATION; NON-BINDING UPPERS THAT ENSURE THAT THERE IS NO PRESSURE ON THE FOOT; EXTRA DEPTH DESIGN, CAN ACCOMMODATE THICK ORTHOTIC INSERTS; A DEEP TOE BOX THAT PROVIDES EXTRA ROOM FOR TOE MOVEMENT, LIGHTWEIGHT, CUSHIONING SOLES THAT FACILITATE MOBILITY AND STABILITY; STRETCHABLE SHOES CONFORM TO THE CONTOURS OF THE FOOT, BLACK, SIZE 36 | PROSTHETICS & ORTHOSIS SUPPLIES
6489 | 4224151021600 | THERMOPLASTIC SHEET SUPRA SOFT WITH SILICONE FOR FABRICATING HIGHLY FLEXIBLE SOFT-WALLED INNER SOCKETS FOR THE THIGH VERY HIGH FLEXIBILITY COMFORTABLE SOCKET BRIMS HIGH SURFACE QUALITY COMFORTABLE TO WEAR EASY TO SAND WASHABLE LENGTH 400 MM WIDTH 400 MM THICKNESS 9 MM APPROXIMATELY | PROSTHETICS & ORTHOSIS SUPPLIES
6490 | 4224151021500 | THERMOPLASTIC SHEET SUPRA SOFT FOR FABRICATING HIGHLY FLEXIBLE SOFT-WALLED INNER SOCKETS FOR THE THIGH VERY HIGH FLEXIBILITY AND MORE COMFORTABLE SOCKET BRIMS HIGH SURFACE QUALITY COMFORTABLE TO WEAR WASHABLE LENGTH 400 MM WIDTH 400 MM THICKNESS 15 MM APPROXIMATELY | PROSTHETICS & ORTHOSIS SUPPLIES
6491 | 4224170201000 | HARNESS, PAVLIK WITH SOFT INNER LINING AND HOOK - AND - LOOP FASTENERS FOR SECURE ADJUSTMENT, SIZE MEDIUM | PROSTHETICS & ORTHOSIS SUPPLIES
6492 | 4224170201100 | HARNESS, PAVLIK WITH SOFT INNER LINING AND HOOK - AND - LOOP FASTENERS FOR SECURE ADJUSTMENT, SIZE SMALL | PROSTHETICS & ORTHOSIS SUPPLIES
6493 | 4224170201300 | HIP BRACE JOINT STABILIZER ADULT ADJUSTABLE HIP ROM RESTRICTS MOVEMENT PREVENTION AND TREATMENT OF TEP LOOSENING INSTABILITY OF THE HIP JOINT SIZE SMALL LEFT | PROSTHETICS & ORTHOSIS SUPPLIES
6494 | 4224170201400 | HIP BRACE JOINT STABILIZER ADULT ADJUSTABLE HIP ROM RESTRICTS MOVEMENT PREVENTION AND TREATMENT OF TEP LOOSENING INSTABILITY OF THE HIP JOINT SIZE LARGE LEFT | PROSTHETICS & ORTHOSIS SUPPLIES
6495 | 4224170201500 | HIP BRACE JOINT STABILIZER ADULT ADJUSTABLE HIP ROM RESTRICTS MOVEMENT PREVENTION AND TREATMENT OF TEP LOOSENING INSTABILITY OF THE HIP JOINT SIZE LARGE RIGHT | PROSTHETICS & ORTHOSIS SUPPLIES
6496 | 4224170625200 | DIABETIC SHOES, WIDE/EXTRA-WIDE TOE BOX, SOFT COW/CALF LEATHER, NEOPRENE VAMP PADDED COLLARS THROUGH WEDGE SOLE, VELCRO CLOSURE; PROTECTIVE INTERIOR THAT IS MADE FROM SOFT MATERIAL, AND STITCHING THAT DOESN'T PROTRUDE SO AS NOT TO CAUSE IRRITATION; NON-BINDING UPPERS THAT ENSURE THAT THERE IS NO PRESSURE ON THE FOOT; EXTRA DEPTH DESIGN, CAN ACCOMMODATE THICK ORTHOTIC INSERTS; A DEEP TOE BOX THAT PROVIDES EXTRA ROOM FOR TOE MOVEMENT, LIGHTWEIGHT, CUSHIONING SOLES THAT FACILITATE MOBILITY AND STABILITY; STRETCHABLE SHOES CONFORM TO THE CONTOURS OF THE FOOT, BLACK, SIZE 42.5 | PROSTHETICS & ORTHOSIS SUPPLIES
6497 | 4224170201600 | HIP BRACE JOINT STABILIZER ADULT ADJUSTABLE HIP ROM RESTRICTS MOVEMENT PREVENTION AND TREATMENT OF TEP LOOSENING INSTABILITY OF THE HIP JOINT SIZE MEDIUM RIGHT | PROSTHETICS & ORTHOSIS SUPPLIES
6498 | 4224170201700 | HIP BRACE JOINT STABILIZER ADULT ADJUSTABLE HIP ROM RESTRICTS MOVEMENT PREVENTION AND TREATMENT OF TEP LOOSENING INSTABILITY OF THE HIP JOINT SIZE SMALL RIGHT | PROSTHETICS & ORTHOSIS SUPPLIES
6499 | 4224170201800 | HIP BRACE JOINT STABILIZER ADULT ADJUSTABLE HIP ROM RESTRICTS MOVEMENT PREVENTION AND TREATMENT OF TEP LOOSENING INSTABILITY OF THE HIP JOINT SIZE MEDIUM LEFT | PROSTHETICS & ORTHOSIS SUPPLIES
6500 | 4224151021400 | THERMOPLASTIC SHEET SUPRA SOFT FOR FABRICATING HIGHLY FLEXIBLE SOFT-WALLED INNER SOCKETS FOR THE THIGH VERY HIGH FLEXIBILITY AND MORE COMFORTABLE SOCKET BRIMS HIGH SURFACE QUALITY COMFORTABLE TO WEAR WASHABLE LENGTH 400 MM WIDTH 400 MM THICKNESS 12 MM APPROXIMATELY | PROSTHETICS & ORTHOSIS SUPPLIES
6501 | 4224170625000 | DIABETIC SHOES, WIDE/EXTRA-WIDE TOE BOX, SOFT COW/CALF LEATHER, NEOPRENE VAMP PADDED COLLARS THROUGH WEDGE SOLE, VELCRO CLOSURE; PROTECTIVE INTERIOR THAT IS MADE FROM SOFT MATERIAL, AND STITCHING THAT DOESN'T PROTRUDE SO AS NOT TO CAUSE IRRITATION; NON-BINDING UPPERS THAT ENSURE THAT THERE IS NO PRESSURE ON THE FOOT; EXTRA DEPTH DESIGN, CAN ACCOMMODATE THICK ORTHOTIC INSERTS; A DEEP TOE BOX THAT PROVIDES EXTRA ROOM FOR TOE MOVEMENT, LIGHTWEIGHT, CUSHIONING SOLES THAT FACILITATE MOBILITY AND STABILITY; STRETCHABLE SHOES CONFORM TO THE CONTOURS OF THE FOOT, BLACK, SIZE 41.5 | PROSTHETICS & ORTHOSIS SUPPLIES
6502 | 4224151020600 | THERMOPLASTIC SHEET CLEAR FOR THE FABRICATION OF SELF-SUPPORTING CHECK SOCKETS SHEET TRANSPARENCY OF THE CHECK SOCKET TO FACILITATES PRECISE VERIFICATION OF THE FIT AND SKIN LENGTH 400 MM WIDTH 400 MM THICKNESS 20 MM APPROXIMATELY | PROSTHETICS & ORTHOSIS SUPPLIES
6503 | 4224151020500 | THERMOPLASTIC SHEET CLEAR FOR THE FABRICATION OF SELF-SUPPORTING CHECK SOCKETS SHEET TRANSPARENCY OF THE CHECK SOCKET TO FACILITATES PRECISE VERIFICATION OF THE FIT AND SKIN LENGTH 400 MM WIDTH 400 MM THICKNESS 15 MM APPROXIMATELY | PROSTHETICS & ORTHOSIS SUPPLIES
6504 | 4224151020400 | THERMOPLASTIC SHEET CLEAR FOR THE FABRICATION OF SELF-SUPPORTING CHECK SOCKETS SHEET TRANSPARENCY OF THE CHECK SOCKET TO FACILITATES PRECISE VERIFICATION OF THE FIT AND SKIN LENGTH 400 MM WIDTH 400 MM THICKNESS 12 MM APPROXIMATELY | PROSTHETICS & ORTHOSIS SUPPLIES
6505 | 4618160904100 | 3/4 INSOLE ADJUSTABLE ARCH HEIGHT SIZE 41-42 | PROSTHETICS & ORTHOSIS SUPPLIES
6506 | 4618160904000 | 3/4 INSOLE ADJUSTABLE ARCH HEIGHT SIZE 39-40 | PROSTHETICS & ORTHOSIS SUPPLIES
6507 | 4618160903900 | 3/4 INSOLE ADJUSTABLE ARCH HEIGHT SIZE 37-38 | PROSTHETICS & ORTHOSIS SUPPLIES
6508 | 4618160903300 | SILICONE INSOLES FULL LENGTH DUAL DENSITY PROVIDES CUSHIONING TO HEEL AND METATARSAL HEADS PAIR PAIR SIZE 46 | PROSTHETICS & ORTHOSIS SUPPLIES
6509 | 4618160903200 | SILICONE INSOLES FULL LENGTH DUAL DENSITY PROVIDES CUSHIONING TO HEEL AND METATARSAL HEADS PAIR PAIR SIZE 36 | PROSTHETICS & ORTHOSIS SUPPLIES
6510 | 4618160903100 | SILICONE INSOLES FULL LENGTH DUAL DENSITY PROVIDES CUSHIONING TO HEEL AND METATARSAL HEADS PAIR PAIR SIZE 44 | PROSTHETICS & ORTHOSIS SUPPLIES
6511 | 4224170314800 | KNEE IMMOBILIZER BIVALVE THERMOPLASTIC LARGE | PROSTHETICS & ORTHOSIS SUPPLIES
6512 | 4618160903000 | SILICONE INSOLES FULL LENGTH DUAL DENSITY PROVIDES CUSHIONING TO HEEL AND METATARSAL HEADS PAIR PAIR SIZE 38 | PROSTHETICS & ORTHOSIS SUPPLIES
6513 | 4618160902800 | SILICONE INSOLES FULL LENGTH DUAL DENSITY PROVIDES CUSHIONING TO HEEL AND METATARSAL HEADS PAIR PAIR SIZE 40 | PROSTHETICS & ORTHOSIS SUPPLIES
6514 | 4618160902700 | SILICONE INSOLES FULL LENGTH DUAL DENSITY PROVIDES CUSHIONING TO HEEL AND METATARSAL HEADS PAIR PAIR SIZE 42 | PROSTHETICS & ORTHOSIS SUPPLIES
6515 | 4618160902000 | RIGID INSOLES PEDIATRIC FULL LENGTH FLEXIBLE AT THE TOE SIDE PAIR SIZE 35 | PROSTHETICS & ORTHOSIS SUPPLIES
6516 | 4214280210800 | SLEEVE, PAIR OF SUSPENSION, TWO - WAY STRETCH FOR BELOW KNEE AMPUTATION PROSTHESES, LENGTH 250 MM, LOWER CIRCUMFERENCE 325 MM, UPPER CIRCUMFERENCE 455 MM, APPROXIMATELY | PROSTHETICS & ORTHOSIS SUPPLIES
6517 | 4618160901900 | RIGID INSOLES PEDIATRIC FULL LENGTH FLEXIBLE AT THE TOE SIDE PAIR SIZE 32 | PROSTHETICS & ORTHOSIS SUPPLIES
6518 | 4618160901800 | RIGID INSOLES PEDIATRIC FULL LENGTH FLEXIBLE AT THE TOE SIDE PAIR SIZE 31 | PROSTHETICS & ORTHOSIS SUPPLIES
6519 | 4214280205700 | LADIES BEST WILLOW CALF SKIN BURGUNDY | PROSTHETICS & ORTHOSIS SUPPLIES
6520 | 4224170623900 | DIABETIC SHOES, WIDE/EXTRA-WIDE TOE BOX, SOFT COW/CALF LEATHER, NEOPRENE VAMP PADDED COLLARS THROUGH WEDGE SOLE, VELCRO CLOSURE; PROTECTIVE INTERIOR THAT IS MADE FROM SOFT MATERIAL, AND STITCHING THAT DOESN'T PROTRUDE SO AS NOT TO CAUSE IRRITATION; NON-BINDING UPPERS THAT ENSURE THAT THERE IS NO PRESSURE ON THE FOOT; EXTRA DEPTH DESIGN, CAN ACCOMMODATE THICK ORTHOTIC INSERTS; A DEEP TOE BOX THAT PROVIDES EXTRA ROOM FOR TOE MOVEMENT, LIGHTWEIGHT, CUSHIONING SOLES THAT FACILITATE MOBILITY AND STABILITY; STRETCHABLE SHOES CONFORM TO THE CONTOURS OF THE FOOT, BLACK, SIZE 43 | PROSTHETICS & ORTHOSIS SUPPLIES
6521 | 4224170621000 | DIABETIC SHOES WIDE/EXTRA-WIDE TOE BOX COMBINATION OF SOFT COW/CALF LEATHER AND NEOPRENE VELCRO CLOSURE FLEXIBLE LINING PROTECTIVE INTERIOR THAT IS MADE FROM SOFT MATERIAL AND STITCHING THAT DOESN’T PROTRUDE NON-BINDING UPPERS EXTRA DEPTH DESIGN CAN ACCOMMODATE THICK ORTHOTIC INSERTS ; A DEEP TOE BOX THAT PROVIDES EXTRA ROOM FOR TOE MOVEMENT LIGHTWEIGHT CUSHIONING SOLES THAT FACILITATE MOBILITY AND STABILITY; STRETCHABLE SHOES CONFORM TO THE CONTOURS OF THE FOOT BLACK SIZE 42 | PROSTHETICS & ORTHOSIS SUPPLIES
6522 | 4618160904200 | 3/4 INSOLE ADJUSTABLE ARCH HEIGHT SIZE 43-44 | PROSTHETICS & ORTHOSIS SUPPLIES
6523 | 4618160904300 | 3/4 INSOLE ADJUSTABLE ARCH HEIGHT SIZE 45-48 | PROSTHETICS & ORTHOSIS SUPPLIES
6524 | 4214180200100 | ELECTRODE FOR SUCTION SOCKET | PROSTHETICS & ORTHOSIS SUPPLIES
6525 | 4618160904500 | 3/4 RIGID INSOLE PEDIATRIC SIZE 21-22 | PROSTHETICS & ORTHOSIS SUPPLIES
6526 | 4224170624100 | DIABETIC SHOES, WIDE/EXTRA-WIDE TOE BOX, SOFT COW/CALF LEATHER, NEOPRENE VAMP PADDED COLLARS THROUGH WEDGE SOLE, VELCRO CLOSURE; PROTECTIVE INTERIOR THAT IS MADE FROM SOFT MATERIAL, AND STITCHING THAT DOESN'T PROTRUDE SO AS NOT TO CAUSE IRRITATION; NON-BINDING UPPERS THAT ENSURE THAT THERE IS NO PRESSURE ON THE FOOT; EXTRA DEPTH DESIGN, CAN ACCOMMODATE THICK ORTHOTIC INSERTS; A DEEP TOE BOX THAT PROVIDES EXTRA ROOM FOR TOE MOVEMENT, LIGHTWEIGHT, CUSHIONING SOLES THAT FACILITATE MOBILITY AND STABILITY; STRETCHABLE SHOES CONFORM TO THE CONTOURS OF THE FOOT, BLACK, SIZE 45 | PROSTHETICS & ORTHOSIS SUPPLIES
6527 | 4224151020300 | THERMOPLASTIC SHEET CLEAR FOR THE FABRICATION OF SELF-SUPPORTING CHECK SOCKETS SHEET TRANSPARENCY OF THE CHECK SOCKET TO FACILITATES PRECISE VERIFICATION OF THE FIT AND SKIN LENGTH 400 MM WIDTH 400 MM THICKNESS 10 MM APPROXIMATELY | PROSTHETICS & ORTHOSIS SUPPLIES
6528 | 4224170306800 | PROSTHETIC SUSPENSION BELT TRANSFEMORAL NEOPRENE ADHESIVE STRIP SIZE HIP CIRCUMFERENCE 58 - 65 CM APPROXIMATELY RIGHT | PROSTHETICS & ORTHOSIS SUPPLIES
6529 | 4224170306900 | SLEEVE TRANSFEMORAL NEOPRENE SUSPENSION SIZE XX-LARGE LEFT | PROSTHETICS & ORTHOSIS SUPPLIES
6530 | 4224170307000 | PROSTHETIC SUSPENSION BELT TRANSFEMORAL NEOPRENE ADHESIVE STRIP SIZE HIP CIRCUMFERENCE 58 - 65 CM APPROXIMATELY LEFT | PROSTHETICS & ORTHOSIS SUPPLIES
6531 | 4224170308600 | NEOPRENE TRANSFEMORAL SUSPENSION SLEEVE, SIZE MEDIUM, LEFT | PROSTHETICS & ORTHOSIS SUPPLIES
6532 | 4618160905300 | 3/4 RIGID INSOLE PEDIATRIC SIZE 36 | PROSTHETICS & ORTHOSIS SUPPLIES
6533 | 4214170000900 | HEEL OFF-LOADING ORTHOSIS ULCER PREVENTION EASY PLACEMENT COMFORTABLE BREATHABLE RELEASES HEEL MALLEUS AND POSSIBLE PRESSURE ON TOES SOFT STRAPS WITH D-RING/HOOK CLOSURES EXTRA FOAM PIECE WITH ADHESIVE CAN BE ATTACHED TO SIDE OF BOOT TO PREVENT FOOT ROTATION | PROSTHETICS & ORTHOSIS SUPPLIES
6534 | 4224170119900 | BUNION ALIGNER HALLUX VALGUS SPLINT SIZE SMALL LEFT | PROSTHETICS & ORTHOSIS SUPPLIES
6535 | 4618160905200 | 3/4 RIGID INSOLE PEDIATRIC SIZE 35 | PROSTHETICS & ORTHOSIS SUPPLIES
6536 | 4618160905000 | 3/4 RIGID INSOLE PEDIATRIC SIZE 31-32 | PROSTHETICS & ORTHOSIS SUPPLIES
6537 | 4618160904900 | 3/4 RIGID INSOLE PEDIATRIC SIZE 27-28 | PROSTHETICS & ORTHOSIS SUPPLIES
6538 | 4224151016000 | THERMOPLASTIC SHEET ANTIBACTERIAL POLYPROPYLENE HOMOPOLYMER LENGTH 2000 MM APPROXIMATELY WIDTH 1000 MM APPROXIMATELY THICKNESS 6 MM | PROSTHETICS & ORTHOSIS SUPPLIES
6539 | 4224151015900 | THERMOPLASTIC SHEET ANTIBACTERIAL OR EQUIVALENT POLYPROPYLENE LENGTH 2000 MM APPROXIMATELY WIDTH 1000 MM APPROXIMATELY THICKNESS 5 MM | PROSTHETICS & ORTHOSIS SUPPLIES
6540 | 4224170624000 | DIABETIC SHOES, WIDE/EXTRA-WIDE TOE BOX, SOFT COW/CALF LEATHER, NEOPRENE VAMP PADDED COLLARS THROUGH WEDGE SOLE, VELCRO CLOSURE; PROTECTIVE INTERIOR THAT IS MADE FROM SOFT MATERIAL, AND STITCHING THAT DOESN'T PROTRUDE SO AS NOT TO CAUSE IRRITATION; NON-BINDING UPPERS THAT ENSURE THAT THERE IS NO PRESSURE ON THE FOOT; EXTRA DEPTH DESIGN, CAN ACCOMMODATE THICK ORTHOTIC INSERTS; A DEEP TOE BOX THAT PROVIDES EXTRA ROOM FOR TOE MOVEMENT, LIGHTWEIGHT, CUSHIONING SOLES THAT FACILITATE MOBILITY AND STABILITY; STRETCHABLE SHOES CONFORM TO THE CONTOURS OF THE FOOT, BLACK, SIZE 44 | PROSTHETICS & ORTHOSIS SUPPLIES
6541 | 4618160904800 | 3/4 RIGID INSOLE PEDIATRIC SIZE 26 | PROSTHETICS & ORTHOSIS SUPPLIES
6542 | 4618160904700 | 3/4 RIGID INSOLE PEDIATRIC SIZE 25 | PROSTHETICS & ORTHOSIS SUPPLIES
6543 | 4618160904600 | 3/4 RIGID INSOLE PEDIATRIC SIZE 23-24 | PROSTHETICS & ORTHOSIS SUPPLIES
6544 | 4618160905100 | 3/4 RIGID INSOLE PEDIATRIC SIZE 33-34 | PROSTHETICS & ORTHOSIS SUPPLIES
6545 | 4224170633600 | BOOT ORTHOPEDIC PEDIATRIC FULL GRAIN COW/CALF LEATHER PLAIN FRONTED WITH SEAM FREE VAMPS PADDED COLLARS BOOT HEIGHT APPROXIMATELY 125 MM LACING; SOFT PADDING AROUND THE COLLAR FOR A BETTER FIT ; A HIGH AND EXTRA LONG STIFFENER TO SUPPORT THE ANKLE ; FULL GRAIN LEATHER INSOLE; EASILY REMOVABLE AND ADAPTABLE (HARD-WEARING) SOLE. SUFFICIENT TOE-SPRING FOR EASY ROLL-OFF ; REMOVABLE PROFILED CORK INLAY ; HIGH TOE-BOX AND STRONG TOE-CAP FOR PROTECTION OF THE TOES ; EXTENDED FACINGS FOR MAXIMUM ACCESSIBILITY; SOFT TONGUE PADDING; FIRM HEEL COUNTER BLACK SIZE 26 | PROSTHETICS & ORTHOSIS SUPPLIES
6546 | 4224150708200 | DENIS BROWNE KIT BILATERAL FOOT ORTHOSIS WITH ADJUSTABLE CONNECTING BAR AND MOBILE FOOT PLATES TO CONTROL FOOT ROTATION WITH STRAIGHT LAST BOOT FULL GRAIN COW/CALF SOFT LEATHER UPPER SOFT PADDING AROUND HEEL CUFFS FULL GRAIN COW LEATHER INSOLE REMOVABLE AND ADAPTABLE SOLE-UNIT REMOVABLE CORK INLAY SOFT TONGUE SIZE 13.5 | PROSTHETICS & ORTHOSIS SUPPLIES
6547 | 4224170615100 | DIABETIC SANDALS FEMALE FULL LEATHER UPPER VELCRO CLOSURE STIFF BOAT-SHAPED OUTSOLE EXTRA DEEP FIT FOR ACCOMMODATION OF MOLDED INSOLES REMOVABLE INSOLES ANKLE BACK STRAP BIG OPENING; PROTECTIVE INTERIOR THAT IS MADE FROM SOFT MATERIAL INSIDE SEAMLESS NON-BINDING UPPERS; LIGHTWEIGHT CUSHIONING SOLES STRETCHABLE SHOES CONFORM TO THE CONTOURS OF THE FOOT AND HELP ELIMINATE PRESSURE POINTS BLACK SIZE 36 | PROSTHETICS & ORTHOSIS SUPPLIES
6548 | 4224170702000 | DYNAMIC ANKLE FOOT ORTHOSIS (DAFO) PREFABRICATED DYNAMIC ANKLE FOOT ORTHOSIS FOR PEDIATRIC (TOE WALKING PLANTER FLEXION STABILITY CORRECT PRONATION/SUPINATION) EACH ONE IS 2 PIECE AND THREE COLORS "BLUE PINK WHITE" SIZE 4.75 INCHES LEFT | PROSTHETICS & ORTHOSIS SUPPLIES
6549 | 4224170701900 | DYNAMIC ANKLE FOOT ORTHOSIS (DAFO) PREFABRICATED DYNAMIC ANKLE FOOT ORTHOSIS FOR PEDIATRIC (TOE WALKING PLANTER FLEXION STABILITY CORRECT PRONATION/SUPINATION) EACH ONE IS 2 PIECE AND THREE COLORS "BLUE PINK WHITE" SIZE 4.5 INCHES RIGHT | PROSTHETICS & ORTHOSIS SUPPLIES
6550 | 4224170701800 | DYNAMIC ANKLE FOOT ORTHOSIS (DAFO) PREFABRICATED DYNAMIC ANKLE FOOT ORTHOSIS FOR PEDIATRIC (TOE WALKING PLANTER FLEXION STABILITY CORRECT PRONATION/SUPINATION) EACH ONE IS 2 PIECE AND THREE COLORS "BLUE PINK WHITE" SIZE 4.5 INCHES LEFT | PROSTHETICS & ORTHOSIS SUPPLIES
6551 | 4224170701700 | DYNAMIC ANKLE FOOT ORTHOSIS (DAFO) PREFABRICATED DYNAMIC ANKLE FOOT ORTHOSIS FOR PEDIATRIC (TOE WALKING PLANTER FLEXION STABILITY CORRECT PRONATION/SUPINATION) EACH ONE IS 2 PIECE AND THREE COLORS "BLUE PINK WHITE" SIZE 4.25 INCHES RIGHT | PROSTHETICS & ORTHOSIS SUPPLIES
6552 | 4224170701600 | DYNAMIC ANKLE FOOT ORTHOSIS (DAFO) PREFABRICATED DYNAMIC ANKLE FOOT ORTHOSIS FOR PEDIATRIC (TOE WALKING PLANTER FLEXION STABILITY CORRECT PRONATION/SUPINATION) EACH ONE IS 2 PIECE AND THREE COLORS "BLUE PINK WHITE" SIZE 4.25 INCHES LEFT | PROSTHETICS & ORTHOSIS SUPPLIES
6553 | 4224170701500 | DYNAMIC ANKLE FOOT ORTHOSIS (DAFO) PREFABRICATED DYNAMIC ANKLE FOOT ORTHOSIS FOR PEDIATRIC (TOE WALKING PLANTER FLEXION STABILITY CORRECT PRONATION/SUPINATION) EACH ONE IS 2 PIECE AND THREE COLORS "BLUE PINK WHITE" SIZE 4 INCHES RIGHT | PROSTHETICS & ORTHOSIS SUPPLIES
6554 | 4224170701400 | DYNAMIC ANKLE FOOT ORTHOSIS (DAFO) PREFABRICATED DYNAMIC ANKLE FOOT ORTHOSIS FOR PEDIATRIC (TOE WALKING PLANTER FLEXION STABILITY CORRECT PRONATION/SUPINATION) EACH ONE IS 2 EACH AND THREE COLORS "BLUE PINK WHITE" SIZE 4 INCHES LEFT | PROSTHETICS & ORTHOSIS SUPPLIES
6555 | 4224170702100 | DYNAMIC ANKLE FOOT ORTHOSIS (DAFO) PREFABRICATED DYNAMIC ANKLE FOOT ORTHOSIS FOR PEDIATRIC (TOE WALKING PLANTER FLEXION STABILITY CORRECT PRONATION/SUPINATION) EACH ONE IS 2 PIECE AND THREE COLORS "BLUE PINK WHITE" SIZE 4.75 INCHES RIGHT | PROSTHETICS & ORTHOSIS SUPPLIES
6556 | 4224170656100 | CROW BOOT CUSTOM MADE CHARCOT RESTRAINT ORTHOTIC WALKERS/TOTAL CONTACT BRACE INNER DIABETIC PADDING | PROSTHETICS & ORTHOSIS SUPPLIES
6557 | 4224170633700 | BOOT ORTHOPEDIC PEDIATRIC FULL GRAIN COW/CALF LEATHER PLAIN FRONTED WITH SEAM FREE VAMPS PADDED COLLARS BOOT HEIGHT APPROXIMATELY 125 MM LACING; SOFT PADDING AROUND THE COLLAR FOR A BETTER FIT ; A HIGH AND EXTRA LONG STIFFENER TO SUPPORT THE ANKLE ; FULL GRAIN LEATHER INSOLE; EASILY REMOVABLE AND ADAPTABLE (HARD-WEARING) SOLE. SUFFICIENT TOE-SPRING FOR EASY ROLL-OFF ; REMOVABLE PROFILED CORK INLAY ; HIGH TOE-BOX AND STRONG TOE-CAP FOR PROTECTION OF THE TOES ; EXTENDED FACINGS FOR MAXIMUM ACCESSIBILITY; SOFT TONGUE PADDING; FIRM HEEL COUNTER BLUE SIZE 26 | PROSTHETICS & ORTHOSIS SUPPLIES
6558 | 4224170108400 | SHOES FOR ORTHOSIS MADE TO ACCOMMODATE ORTHOTIC DEVICES MADE FROM COW/CALF LEATHER ; SOFT PADDING ; EXTENDED HEEL STIFFENERS ; FULL LEATHER FLAT INSOLE ; LIGHTWEIGHT SOLE ; ANTI-SLIP FULL RUBBER SOLE ; HIGH TOE BOX ; STRONG TOE-CAP ; EXTENDED OPENINGS ; SOFT TONGUE SIZE 34 | PROSTHETICS & ORTHOSIS SUPPLIES
6559 | 4224170656000 | SUPRA MALLEOLAR ORTHOSIS, CUSTOM MADE, COMBO THICKNESS 1-3MM POLYETHYLENE WITH ANKLE FOOT ORTHOSIS THICKNESS 2- 4MM POLYPROPYLENE | PROSTHETICS & ORTHOSIS SUPPLIES
6560 | 4224170655900 | SUPRA MALLEOLAR ORTHOSIS, CUSTOM MADE, PEDIATRIC, THICKNESS 1-3MM POLYETHYLENE, COLOR UPON REQUEST | PROSTHETICS & ORTHOSIS SUPPLIES
6561 | 4224170001300 | GENU - VALGUS / VARUS BRACE MERMAID TAIL PASSIVE CORRECTIVE ORTHOSIS COMPOSED OF TWO MEDIAL LEAFLETS JOINED TOGETHER AND THAT FIT ON THE PATIENT'S TWO LEGS THREE ADJUSTABLE FASTENING POINTS USING VELCRO AT THE LEVEL OF THIGH KNEE AND CALF MADE OF THERMOPLASTIC LINED WITH BREATHABLE FOAM MATERIAL NIGHT CORRECTION OF DEVIATIONS IN VARUS OR VALGUS OF THE KNEE CORRECTION OF ROTATIONAL ATTITUDES OF THE TIBIA COMFORTABLE BRACES AND LATEX FREE TIBIA ROD ASSORTED SIZE | PROSTHETICS & ORTHOSIS SUPPLIES
6562 | 4224170645000 | ANKLE FOOT ORTHOSIS (AFO) RIGID POLYPROPYLENE 4 MM FULL FOOT ANATOMICAL DESIGN PADDING IN CALF AREA ASSISTS DORSIFLEXION IN THE FOOT SIZE 41 - 44 LEFT | PROSTHETICS & ORTHOSIS SUPPLIES
6563 | 4224170644900 | ANKLE FOOT ORTHOSIS (AFO) RIGID POLYPROPYLENE 4 MM FULL FOOT ANATOMICAL DESIGN PADDING IN CALF AREA ASSISTS DORSIFLEXION IN THE FOOT SIZE 39 - 41 RIGHT | PROSTHETICS & ORTHOSIS SUPPLIES
6564 | 4618221106100 | THIGH ORTHOSIS POLYETHYLENE SHAPED WITH ISCHIATIC SUPPORT INTERNAL LINING WITH A PLEASANT TOUCH THAT PREVENTS SLIPPING WHILE PADDING ADJUSTING TAPES ADJUSTABLE AND REMOVABLE TERMINALS FOR FRACTURES OF THE TIBIA AND FIBULA | PROSTHETICS & ORTHOSIS SUPPLIES
6565 | 4224170108500 | SHOES FOR ORTHOSIS MADE TO ACCOMMODATE ORTHOTIC DEVICES MADE FROM COW/CALF LEATHER ; SOFT PADDING ; EXTENDED HEEL STIFFENERS ; FULL LEATHER FLAT INSOLE ; LIGHTWEIGHT SOLE ; ANTI-SLIP FULL RUBBER SOLE ; HIGH TOE BOX ; STRONG TOE-CAP ; EXTENDED OPENINGS ; SOFT TONGUE SIZE 36 | PROSTHETICS & ORTHOSIS SUPPLIES
6566 | 4224170702200 | DYNAMIC ANKLE FOOT ORTHOSIS (DAFO) PREFABRICATED DYNAMIC ANKLE FOOT ORTHOSIS FOR PEDIATRIC (TOE WALKING PLANTER FLEXION STABILITY CORRECT PRONATION/SUPINATION) EACH ONE IS 2 PIECE AND THREE COLORS "BLUE PINK WHITE" SIZE 5 INCHES LEFT | PROSTHETICS & ORTHOSIS SUPPLIES
6567 | 4224170702400 | DYNAMIC ANKLE FOOT ORTHOSIS (DAFO) PREFABRICATED DYNAMIC ANKLE FOOT ORTHOSIS FOR PEDIATRIC (TOE WALKING PLANTER FLEXION STABILITY CORRECT PRONATION/SUPINATION) EACH ONE IS 2 PIECE AND THREE COLORS "BLUE PINK WHITE" SIZE 5.25 INCHES LEFT | PROSTHETICS & ORTHOSIS SUPPLIES
6568 | 4224170703500 | DYNAMIC ANKLE FOOT ORTHOSIS (DAFO) PREFABRICATED DYNAMIC ANKLE FOOT ORTHOSIS FOR PEDIATRIC (TOE WALKING PLANTER FLEXION STABILITY CORRECT PRONATION/SUPINATION) EACH ONE IS 2 PIECE AND THREE COLORS "BLUE PINK WHITE" SIZE 6.5 INCHES LEFT | PROSTHETICS & ORTHOSIS SUPPLIES
6569 | 4214360501600 | ROLL LOOP INSIDE WIDTH 35 MM APPROXIMATELY | PROSTHETICS & ORTHOSIS SUPPLIES
6570 | 4224170703400 | DYNAMIC ANKLE FOOT ORTHOSIS (DAFO) PREFABRICATED DYNAMIC ANKLE FOOT ORTHOSIS FOR PEDIATRIC (TOE WALKING PLANTER FLEXION STABILITY CORRECT PRONATION/SUPINATION) EACH ONE IS 2 PIECE AND THREE COLORS "BLUE PINK WHITE" SIZE 6.5 INCHES RIGHT | PROSTHETICS & ORTHOSIS SUPPLIES
6571 | 4224170703300 | DYNAMIC ANKLE FOOT ORTHOSIS (DAFO) PREFABRICATED DYNAMIC ANKLE FOOT ORTHOSIS FOR PEDIATRIC (TOE WALKING PLANTER FLEXION STABILITY CORRECT PRONATION/SUPINATION) EACH ONE IS 2 PIECE AND THREE COLORS "BLUE PINK WHITE" SIZE 6.25 INCHES RIGHT | PROSTHETICS & ORTHOSIS SUPPLIES
6572 | 4224170703200 | DYNAMIC ANKLE FOOT ORTHOSIS (DAFO) PREFABRICATED DYNAMIC ANKLE FOOT ORTHOSIS FOR PEDIATRIC (TOE WALKING PLANTER FLEXION STABILITY CORRECT PRONATION/SUPINATION) EACH ONE IS 2 PIECE AND THREE COLORS "BLUE PINK WHITE" SIZE 6.25 INCHES LEFT | PROSTHETICS & ORTHOSIS SUPPLIES
6573 | 4224170703100 | DYNAMIC ANKLE FOOT ORTHOSIS (DAFO) PREFABRICATED DYNAMIC ANKLE FOOT ORTHOSIS FOR PEDIATRIC (TOE WALKING PLANTER FLEXION STABILITY CORRECT PRONATION/SUPINATION) EACH ONE IS 2 PIECE AND THREE COLORS "BLUE PINK WHITE" SIZE 6 INCHES LEFT | PROSTHETICS & ORTHOSIS SUPPLIES
6574 | 4224170703000 | DYNAMIC ANKLE FOOT ORTHOSIS (DAFO) PREFABRICATED DYNAMIC ANKLE FOOT ORTHOSIS FOR PEDIATRIC (TOE WALKING PLANTER FLEXION STABILITY CORRECT PRONATION/SUPINATION) EACH ONE IS 2 PIECE AND THREE COLORS "BLUE PINK WHITE" SIZE 6 INCHES RIGHT | PROSTHETICS & ORTHOSIS SUPPLIES
6575 | 4224170702300 | DYNAMIC ANKLE FOOT ORTHOSIS (DAFO) PREFABRICATED DYNAMIC ANKLE FOOT ORTHOSIS FOR PEDIATRIC (TOE WALKING PLANTER FLEXION STABILITY CORRECT PRONATION/SUPINATION) EACH ONE IS 2 PIECE AND THREE COLORS "BLUE PINK WHITE" SIZE 5 INCHES RIGHT | PROSTHETICS & ORTHOSIS SUPPLIES
6576 | 4618160907600 | 3/4 SILICONE INSOLE DUAL DENSITY SILICONE PROVIDES CUSHIONING TO HEEL AND METATARSAL HEADS PAIR SIZE: LARGE | PROSTHETICS & ORTHOSIS SUPPLIES
6577 | 4224170702800 | DYNAMIC ANKLE FOOT ORTHOSIS (DAFO) PREFABRICATED DYNAMIC ANKLE FOOT ORTHOSIS FOR PEDIATRIC (TOE WALKING PLANTER FLEXION STABILITY CORRECT PRONATION/SUPINATION) EACH ONE IS 2 PIECE AND THREE COLORS "BLUE PINK WHITE" SIZE 5.75 INCHES LEFT | PROSTHETICS & ORTHOSIS SUPPLIES
6578 | 4224170702700 | DYNAMIC ANKLE FOOT ORTHOSIS (DAFO) PREFABRICATED DYNAMIC ANKLE FOOT ORTHOSIS FOR PEDIATRIC (TOE WALKING PLANTER FLEXION STABILITY CORRECT PRONATION/SUPINATION) EACH ONE IS 2 PIECE AND THREE COLORS "BLUE PINK WHITE" SIZE 5.5 INCHES RIGHT | PROSTHETICS & ORTHOSIS SUPPLIES
6579 | 4224170702600 | DYNAMIC ANKLE FOOT ORTHOSIS (DAFO) PREFABRICATED DYNAMIC ANKLE FOOT ORTHOSIS FOR PEDIATRIC (TOE WALKING PLANTER FLEXION STABILITY CORRECT PRONATION/SUPINATION) EACH ONE IS 2 PIECE AND THREE COLORS "BLUE PINK WHITE" SIZE 5.5 INCHES LEFT | PROSTHETICS & ORTHOSIS SUPPLIES
6580 | 4618160907700 | 3/4 SILICONE INSOLE DUAL DENSITY SILICONE PROVIDES CUSHIONING TO HEEL AND METATARSAL HEADS PAIR SIZE: MEDIUM | PROSTHETICS & ORTHOSIS SUPPLIES
6581 | 4224170702500 | DYNAMIC ANKLE FOOT ORTHOSIS (DAFO) PREFABRICATED DYNAMIC ANKLE FOOT ORTHOSIS FOR PEDIATRIC (TOE WALKING PLANTER FLEXION STABILITY CORRECT PRONATION/SUPINATION) EACH ONE IS 2 PIECE AND THREE COLORS "BLUE PINK WHITE" SIZE 5.25 INCHES RIGHT | PROSTHETICS & ORTHOSIS SUPPLIES
6582 | 4229680373300 | VISE-GRIP PLIERS AN ORTHOTICS WORKSHOP TOOL TOTAL LENGTH 220-250 MM APPROXIMATELY | PROSTHETICS & ORTHOSIS SUPPLIES
6583 | 4229680220600 | MEASURING CUPS CALIBRATED 100 ML APPROXIMATELY | PROSTHETICS & ORTHOSIS SUPPLIES
6584 | 4224170702900 | DYNAMIC ANKLE FOOT ORTHOSIS (DAFO) PREFABRICATED DYNAMIC ANKLE FOOT ORTHOSIS FOR PEDIATRIC (TOE WALKING PLANTER FLEXION STABILITY CORRECT PRONATION/SUPINATION) EACH ONE IS 2 PIECE AND THREE COLORS "BLUE PINK WHITE" SIZE 5.75 INCHES RIGHT | PROSTHETICS & ORTHOSIS SUPPLIES
6585 | 4224170108600 | SHOES FOR ORTHOSIS MADE TO ACCOMMODATE ORTHOTIC DEVICES MADE FROM COW/CALF LEATHER ; SOFT PADDING ; EXTENDED HEEL STIFFENERS ; FULL LEATHER FLAT INSOLE ; LIGHTWEIGHT SOLE ; ANTI-SLIP FULL RUBBER SOLE ; HIGH TOE BOX ; STRONG TOE-CAP ; EXTENDED OPENINGS ; SOFT TONGUE SIZE 38 | PROSTHETICS & ORTHOSIS SUPPLIES
6586 | 4618160907900 | 3/4 SILICONE INSOLE DUAL DENSITY SILICONE PROVIDES CUSHIONING TO HEEL AND METATARSAL HEADS PAIR SIZE: EXTRA LARGE | PROSTHETICS & ORTHOSIS SUPPLIES
6587 | 4214360501200 | T - STRAP STANDARD DESIGN LEATHER LINED WITH COWHIDE BROWN MEDIUM | PROSTHETICS & ORTHOSIS SUPPLIES
6588 | 4214360500800 | T - STRAP STANDARD DESIGN LEATHER LINED WITH COWHIDE BLACK LARGE | PROSTHETICS & ORTHOSIS SUPPLIES
6589 | 4224170111800 | BOOT ORTHOPEDIC FEMALE FULL GRAIN COW/CALF LEATHER PLAIN FRONTED WITH SEAM FREE VAMPS PADDED COLLARS BOOT HEIGHT APPROXIMATELY 125 MM LACE CLOSURE SOFT PADDING AROUND THE COLLAR FOR A BETTER FIT ; A HIGH AND EXTRA LONG STIFFENER TO SUPPORT THE ANKLE ; FULL GRAIN LEATHER INSOLE; EASILY REMOVABLE AND ADAPTABLE (HARD-WEARING) SOLE. SUFFICIENT TOE-SPRING FOR EASY ROLL-OFF REMOVABLE PROFILED CORK INLAY ; HIGH TOE-BOX AND STRONG TOE-CAP FOR PROTECTION OF THE TOES ; EXTENDED FACINGS FOR MAXIMUM ACCESSIBILITY; SOFT TONGUE PADDING; FIRM HEEL COUNTER BLACK SIZE 37 | PROSTHETICS & ORTHOSIS SUPPLIES
6590 | 4224170001800 | SILICONE TOE CAP PROTECTION TUBE LIGHT AND FUNCTIONAL MADE OF EXTRA - SOFT MEDICAL SILICONE WASHABLE INTERDIGITAL SEPARATOR AND CUSHION FACILITATES TOES ALIGNMENT FOR FIRST TOE | PROSTHETICS & ORTHOSIS SUPPLIES
6591 | 4224170906900 | SANDAL HIGH COUNTERS FULL COW/CALF LEATHER UPPERBLACK SOFT PADDING AROUND HEEL CUFFS A HIGH AND EXTRA LONG STIFFENER TO SUPPORT ANKLE FULL LEATHER INSOLE ADAPTABLE SOLE-UNIT GOOD TOE SPRING HIGH TOE BOX ; STRONG TOE CAP HEEL AND RIGID SHANK BLACK SIZE 33 | PROSTHETICS & ORTHOSIS SUPPLIES
6592 | 4224170906600 | SANDAL HIGH COUNTERS FULL COW/CALF LEATHER UPPERBLACK SOFT PADDING AROUND HEEL CUFFS A HIGH AND EXTRA LONG STIFFENER TO SUPPORT ANKLE FULL LEATHER INSOLE ADAPTABLE SOLE-UNIT GOOD TOE SPRING HIGH TOE BOX ; STRONG TOE CAP HEEL AND RIGID SHANK BLACK SIZE 32 | PROSTHETICS & ORTHOSIS SUPPLIES
6593 | 4224170644800 | ANKLE FOOT ORTHOSIS (AFO) RIGID POLYPROPYLENE 4 MM FULL FOOT ANATOMICAL DESIGN PADDING IN CALF AREA ASSISTS DORSIFLEXION IN THE FOOT SIZE 39 - 41 LEFT | PROSTHETICS & ORTHOSIS SUPPLIES
6594 | 4224170644700 | ANKLE FOOT ORTHOSIS (AFO) RIGID POLYPROPYLENE 4 MM FULL FOOT ANATOMICAL DESIGN PADDING IN CALF AREA ASSISTS DORSIFLEXION IN THE FOOT SIZE 41 - 44 RIGHT | PROSTHETICS & ORTHOSIS SUPPLIES
6595 | 4214360500900 | T - STRAP STANDARD DESIGN LEATHER LINED WITH COWHIDE BLACK MEDIUM | PROSTHETICS & ORTHOSIS SUPPLIES
6596 | 4618160907800 | 3/4 SILICONE INSOLE DUAL DENSITY SILICONE PROVIDES CUSHIONING TO HEEL AND METATARSAL HEADS PAIR SIZE: SMALL | PROSTHETICS & ORTHOSIS SUPPLIES
6597 | 4224150001000 | ACRYLIC VARNISH FOR PLASTER SPRAY NET CONTENTS 400 ML SPRAY CAN APPROXIMATELY | PROSTHETICS & ORTHOSIS SUPPLIES
6598 | 4618221103000 | TLSO (THORACIC LUMBAR SACRAL ORTHOSIS) BOSTON TYPE BRACE FOR SCOLIOSIS YOUTH SIZE | PROSTHETICS & ORTHOSIS SUPPLIES
6599 | 4618221102900 | TLSO (THORACIC LUMBAR SACRAL ORTHOSIS), BOSTON TYPE BRACE, FOR SCOLIOSIS, ADOLESCENT | PROSTHETICS & ORTHOSIS SUPPLIES
6600 | 4618221102800 | TLSO (THORACIC LUMBAR SACRAL ORTHOSIS) RIGID BRACE MAXIMUM CONTROL FOR SPINAL IMMOBILIZATION AND COMPRESSION FRACTURES BIVALVE PROVIDES ABDOMINAL COMPRESSION ASSORTED SIZE | PROSTHETICS & ORTHOSIS SUPPLIES
6601 | 4224170644300 | ORTHOSIS FOOT METATARSAL PAD BALL OF FOOT REGULAR MEDIUM | PROSTHETICS & ORTHOSIS SUPPLIES
6602 | 4618221102300 | TLSO (THORACIC LUMBAR SACRAL ORTHOSIS) SEMI RIGID BRACE FOR SPINAL IMMOBILIZATION AND COMPRESSION FRACTURES BIVALVE VELCRO CLOSURE PROVIDES ABDOMINAL COMPRESSION ADJUSTABLE FRONT AND BACK PANEL REMOVABLE WASHABLE COVER ASSORTED SIZE | PROSTHETICS & ORTHOSIS SUPPLIES
6603 | 4618221102200 | TLSO (THORACIC LUMBAR SACRAL ORTHOSIS) SEMI RIGID BRACE FOR SPINAL IMMOBILIZATION AND COMPRESSION FRACTURES BIVALVE BOA CLOSURE PROVIDES ABDOMINAL COMPRESSION ADJUSTABLE FRONT AND BACK PANEL REMOVABLE WASHABLE COVER WITH DORSAL LUMBAR EXTENSION ASSORTED SIZE | PROSTHETICS & ORTHOSIS SUPPLIES
6604 | 4618221103100 | TLSO (THORACIC LUMBAR SACRAL ORTHOSIS) BOSTON TYPE BRACE FOR SCOLIOSIS JUV SIZE | PROSTHETICS & ORTHOSIS SUPPLIES
6605 | 4224150001100 | SHEET, DUR, ALUMINUM, 1000 X 500 MM, 3 MM THICKNESS, APPROXIMATELY | PROSTHETICS & ORTHOSIS SUPPLIES
6606 | 4224150202400 | MINI NON - SLIP NORA LUNASOFT OR EQUIVALENT 840 X 530 MM APPROXIMATELY SHORE VALUE A 50 BLACK 8 MM APPROXIMATELY | PROSTHETICS & ORTHOSIS SUPPLIES
6607 | 4224170906800 | SANDAL HIGH COUNTERS FULL COW/CALF LEATHER UPPERBLACK SOFT PADDING AROUND HEEL CUFFS A HIGH AND EXTRA LONG STIFFENER TO SUPPORT ANKLE FULL LEATHER INSOLE ADAPTABLE SOLE-UNIT GOOD TOE SPRING HIGH TOE BOX ; STRONG TOE CAP HEEL AND RIGID SHANK PINK SIZE 32 | PROSTHETICS & ORTHOSIS SUPPLIES
6608 | 4224170111500 | SHOES FOR ORTHOSIS MADE TO ACCOMMODATE ORTHOTIC DEVICES MADE FROM COW/CALF LEATHER ; SOFT PADDING ; EXTENDED HEEL STIFFENERS ; FULL LEATHER FLAT INSOLE ; LIGHTWEIGHT SOLE ; ANTI-SLIP FULL RUBBER SOLE ; HIGH TOE BOX ; STRONG TOE-CAP ; EXTENDED OPENINGS ; SOFT TONGUE SIZE 40 | PROSTHETICS & ORTHOSIS SUPPLIES
6609 | 4224170111600 | SHOES FOR ORTHOSIS MADE TO ACCOMMODATE ORTHOTIC DEVICES MADE FROM COW/CALF LEATHER ; SOFT PADDING ; EXTENDED HEEL STIFFENERS ; FULL LEATHER FLAT INSOLE ; LIGHTWEIGHT SOLE ; ANTI-SLIP FULL RUBBER SOLE ; HIGH TOE BOX ; STRONG TOE-CAP ; EXTENDED OPENINGS ; SOFT TONGUE SIZE 42 | PROSTHETICS & ORTHOSIS SUPPLIES
6610 | 4618221104900 | TLSO (THORACIC LUMBAR SACRAL ORTHOSIS) SEMI RIGID BRACE FOR SPINAL IMMOBILIZATION AND COMPRESSION FRACTURES BIVALVE BOA CLOSURE PROVIDES ABDOMINAL COMPRESSION ADJUSTABLE FRONT AND BACK PANEL REMOVABLE WASHABLE COVER ASSORTED SIZE | PROSTHETICS & ORTHOSIS SUPPLIES
6611 | 4618221104700 | SPINAL BRACE OSTEOPOROSIS THERAPY BACK INELASTIC LIGHTWEIGHT AND HIGHLY BREATHABLE FABRIC SCAPULOAXILLARY STRAPS THAT FACILITATE THE RETROPULSION OF THE SHOULDERS EASILY ADJUSTABLE.WIDE LOOPS FOR EASY PLACEMENT MICRO VELCRO CLOSURE OSTEOPOROSIS DEGENERATIVE PROCESSES DEGENERATIVE DISCOPATHIES MUSCLE HYPOTONIA OSTEOPOROTIC FRACTURE LOW BACK PAIN AND BACK PAIN POSTURAL REHABILITATION POST - OPERATIVE LIGHTWEIGHT CONFORMAL ALUMINUM SPLINT POSTERIOR FOR SPINE POSTURE CONTROL | PROSTHETICS & ORTHOSIS SUPPLIES
6612 | 4618160908100 | RIGID INSOLES PEDIATRIC FULL LENGTH FLEXIBLE AT THE TOE SIDE PAIR SIZE 22 | PROSTHETICS & ORTHOSIS SUPPLIES
6613 | 4224170111700 | BOOT ORTHOPEDIC FEMALE FULL GRAIN COW/CALF LEATHER PLAIN FRONTED WITH SEAM FREE VAMPS PADDED COLLARS BOOT HEIGHT APPROXIMATELY 125 MM LACE CLOSURE SOFT PADDING AROUND THE COLLAR FOR A BETTER FIT ; A HIGH AND EXTRA LONG STIFFENER TO SUPPORT THE ANKLE ; FULL GRAIN LEATHER INSOLE; EASILY REMOVABLE AND ADAPTABLE (HARD-WEARING) SOLE. SUFFICIENT TOE-SPRING FOR EASY ROLL-OFF REMOVABLE PROFILED CORK INLAY ; HIGH TOE-BOX AND STRONG TOE-CAP FOR PROTECTION OF THE TOES ; EXTENDED FACINGS FOR MAXIMUM ACCESSIBILITY; SOFT TONGUE PADDING; FIRM HEEL COUNTER BLACK SIZE 36 | PROSTHETICS & ORTHOSIS SUPPLIES
6614 | 4214360501100 | T - STRAP STANDARD DESIGN LEATHER LINED WITH COWHIDE BROWN LARGE | PROSTHETICS & ORTHOSIS SUPPLIES
6615 | 4224150100600 | CAST SHOE OPEN TOE LARGE 11 INCHES - 12 INCHES APPROXIMATELY | PROSTHETICS & ORTHOSIS SUPPLIES
6616 | 4224150100700 | CAST SHOE OPEN TOE MEDIUM 10 INCHES -10 1/2 INCHES APPROXIMATELY | PROSTHETICS & ORTHOSIS SUPPLIES
6617 | 4224150100800 | CAST SHOE OPEN TOE EXTRA LARGE 12 INCHES - 13 INCHES APPROXIMATELY | PROSTHETICS & ORTHOSIS SUPPLIES
6618 | 4224150201800 | PADDING SHEET TECHNOGEL OR EQUIVALENT FOR PADDING FOS AFO AND KAFO HIGH SHOCK ABSORPTION WASHABLE LENGTH 50 CM WIDTH 50 CM THICKNESS 0.3 CM APPROXIMATELY BLUE COLOR | PROSTHETICS & ORTHOSIS SUPPLIES
6619 | 4224150201900 | PADDING SHEET TECHNOGEL OR EQUIVALENT FOR PADDING FOS AFO AND KAFO HIGH SHOCK ABSORPTION WASHABLE LENGTH 50 CM WIDTH 50 CM THICKNESS 0.3 CM SKIN COLOR | PROSTHETICS & ORTHOSIS SUPPLIES
6620 | 4224150202000 | MICRO HOOK STRIP SELF - ADHESIVE USED WITH TERRY CLOTH PADDING FABRIC WIDTH 50 MM APPROXIMATELY LENGTH 10 METER APPROXIMATELY WHITE COLOR | PROSTHETICS & ORTHOSIS SUPPLIES
6621 | 4224150202100 | MINI NON - SLIP NORA LUNASOFT OR EQUIVALENT 840 X 530 MM APPROXIMATELY SHORE VALUE A 50 BLACK 10 MM APPROXIMATELY | PROSTHETICS & ORTHOSIS SUPPLIES
6622 | 4224150202200 | MINI NON - SLIP NORA LUNASOFT OR EQUIVALENT 840 X 530 MM APPROXIMATELY SHORE VALUE A 50 BLACK 4 MM APPROXIMATELY | PROSTHETICS & ORTHOSIS SUPPLIES
6623 | 4224150202300 | MINI NON - SLIP NORA LUNASOFT OR EQUIVALENT 840 X 530 MM APPROXIMATELY SHORE VALUE A 50 BLACK 6 MM APPROXIMATELY | PROSTHETICS & ORTHOSIS SUPPLIES
6624 | 4214360501000 | T - STRAP STANDARD DESIGN LEATHER LINED WITH COWHIDE BLACK EXTRA LARGE | PROSTHETICS & ORTHOSIS SUPPLIES
6625 | 4224170703600 | DYNAMIC ANKLE FOOT ORTHOSIS (DAFO) PREFABRICATED DYNAMIC ANKLE FOOT ORTHOSIS FOR PEDIATRIC (TOE WALKING PLANTER FLEXION STABILITY CORRECT PRONATION/SUPINATION) EACH ONE IS 2 PIECE AND THREE COLORS "BLUE PINK WHITE" SIZE 6.75 INCHES LEFT | PROSTHETICS & ORTHOSIS SUPPLIES
6626 | 4224160201300 | BLADE, CAST, CUTTER, SEGMENT SAW BLADE, COMPATIBLE WITH HOSPITAL DEVICE | PROSTHETICS & ORTHOSIS SUPPLIES
6627 | 4224170703700 | DYNAMIC ANKLE FOOT ORTHOSIS (DAFO) PREFABRICATED DYNAMIC ANKLE FOOT ORTHOSIS FOR PEDIATRIC (TOE WALKING PLANTER FLEXION STABILITY CORRECT PRONATION/SUPINATION) EACH ONE IS 2 PIECE AND THREE COLORS "BLUE PINK WHITE" SIZE 6.75 INCHES RIGHT | PROSTHETICS & ORTHOSIS SUPPLIES
6628 | 4214360501300 | T - STRAP STANDARD DESIGN LEATHER LINED WITH COWHIDE BROWN EXTRA LARGE | PROSTHETICS & ORTHOSIS SUPPLIES
6629 | 4224170905500 | SANDAL HIGH COUNTERS FULL COW/CALF LEATHER UPPERBLACK SOFT PADDING AROUND HEEL CUFFS A HIGH AND EXTRA LONG STIFFENER TO SUPPORT ANKLE FULL LEATHER INSOLE ADAPTABLE SOLE-UNIT GOOD TOE SPRING HIGH TOE BOX ; STRONG TOE CAP HEEL AND RIGID SHANK BLUE SIZE 28 | PROSTHETICS & ORTHOSIS SUPPLIES
6630 | 4224170905400 | SANDAL HIGH COUNTERS FULL COW/CALF LEATHER UPPERBLACK SOFT PADDING AROUND HEEL CUFFS A HIGH AND EXTRA LONG STIFFENER TO SUPPORT ANKLE FULL LEATHER INSOLE ADAPTABLE SOLE-UNIT GOOD TOE SPRING HIGH TOE BOX ; STRONG TOE CAP HEEL AND RIGID SHANK BLACK SIZE 28 | PROSTHETICS & ORTHOSIS SUPPLIES
6631 | 4224170905300 | SANDAL HIGH COUNTERS FULL COW/CALF LEATHER UPPERBLACK SOFT PADDING AROUND HEEL CUFFS A HIGH AND EXTRA LONG STIFFENER TO SUPPORT ANKLE FULL LEATHER INSOLE ADAPTABLE SOLE-UNIT GOOD TOE SPRING HIGH TOE BOX ; STRONG TOE CAP HEEL AND RIGID SHANK PINK SIZE 27 | PROSTHETICS & ORTHOSIS SUPPLIES
6632 | 4224170905200 | SANDAL HIGH COUNTERS FULL COW/CALF LEATHER UPPERBLACK SOFT PADDING AROUND HEEL CUFFS A HIGH AND EXTRA LONG STIFFENER TO SUPPORT ANKLE FULL LEATHER INSOLE ADAPTABLE SOLE-UNIT GOOD TOE SPRING HIGH TOE BOX ; STRONG TOE CAP HEEL AND RIGID SHANK BLUE SIZE 27 | PROSTHETICS & ORTHOSIS SUPPLIES
6633 | 4224170905100 | SANDAL HIGH COUNTERS FULL COW/CALF LEATHER UPPERBLACK SOFT PADDING AROUND HEEL CUFFS A HIGH AND EXTRA LONG STIFFENER TO SUPPORT ANKLE FULL LEATHER INSOLE ADAPTABLE SOLE-UNIT GOOD TOE SPRING HIGH TOE BOX ; STRONG TOE CAP HEEL AND RIGID SHANK BLACK SIZE 27 | PROSTHETICS & ORTHOSIS SUPPLIES
6634 | 4224170905000 | SANDAL HIGH COUNTERS FULL COW/CALF LEATHER UPPERBLACK SOFT PADDING AROUND HEEL CUFFS A HIGH AND EXTRA LONG STIFFENER TO SUPPORT ANKLE FULL LEATHER INSOLE ADAPTABLE SOLE-UNIT GOOD TOE SPRING HIGH TOE BOX ; STRONG TOE CAP HEEL AND RIGID SHANK BLACK SIZE 26 | PROSTHETICS & ORTHOSIS SUPPLIES
6635 | 4224170904900 | SANDAL HIGH COUNTERS FULL COW/CALF LEATHER UPPERBLACK SOFT PADDING AROUND HEEL CUFFS A HIGH AND EXTRA LONG STIFFENER TO SUPPORT ANKLE FULL LEATHER INSOLE ADAPTABLE SOLE-UNIT GOOD TOE SPRING HIGH TOE BOX ; STRONG TOE CAP HEEL AND RIGID SHANK BLACK SIZE 25 | PROSTHETICS & ORTHOSIS SUPPLIES
6636 | 4224170905600 | SANDAL HIGH COUNTERS FULL COW/CALF LEATHER UPPERBLACK SOFT PADDING AROUND HEEL CUFFS A HIGH AND EXTRA LONG STIFFENER TO SUPPORT ANKLE FULL LEATHER INSOLE ADAPTABLE SOLE-UNIT GOOD TOE SPRING HIGH TOE BOX ; STRONG TOE CAP HEEL AND RIGID SHANK PINK SIZE 28 | PROSTHETICS & ORTHOSIS SUPPLIES
6637 | 4224170904800 | SANDAL HIGH COUNTERS FULL COW/CALF LEATHER UPPERBLACK SOFT PADDING AROUND HEEL CUFFS A HIGH AND EXTRA LONG STIFFENER TO SUPPORT ANKLE FULL LEATHER INSOLE ADAPTABLE SOLE-UNIT GOOD TOE SPRING HIGH TOE BOX ; STRONG TOE CAP HEEL AND RIGID SHANK BLACK SIZE 24 | PROSTHETICS & ORTHOSIS SUPPLIES
6638 | 4224170904600 | SANDAL HIGH COUNTERS FULL COW/CALF LEATHER UPPERBLACK SOFT PADDING AROUND HEEL CUFFS A HIGH AND EXTRA LONG STIFFENER TO SUPPORT ANKLE FULL LEATHER INSOLE ADAPTABLE SOLE-UNIT GOOD TOE SPRING HIGH TOE BOX ; STRONG TOE CAP HEEL AND RIGID SHANK BLACK SIZE 22 | PROSTHETICS & ORTHOSIS SUPPLIES
6639 | 4224170904500 | SANDAL HIGH COUNTERS FULL COW/CALF LEATHER UPPERBLACK SOFT PADDING AROUND HEEL CUFFS A HIGH AND EXTRA LONG STIFFENER TO SUPPORT ANKLE FULL LEATHER INSOLE ADAPTABLE SOLE-UNIT GOOD TOE SPRING HIGH TOE BOX ; STRONG TOE CAP HEEL AND RIGID SHANK BLACK SIZE 21 | PROSTHETICS & ORTHOSIS SUPPLIES
6640 | 4224170904400 | SANDAL HIGH COUNTERS FULL COW/CALF LEATHER UPPERBLACK SOFT PADDING AROUND HEEL CUFFS A HIGH AND EXTRA LONG STIFFENER TO SUPPORT ANKLE FULL LEATHER INSOLE ADAPTABLE SOLE-UNIT GOOD TOE SPRING HIGH TOE BOX ; STRONG TOE CAP HEEL AND RIGID SHANK BLACK SIZE 20 | PROSTHETICS & ORTHOSIS SUPPLIES
6641 | 4224170904300 | SANDAL HIGH COUNTERS FULL COW/CALF LEATHER UPPERBLACK SOFT PADDING AROUND HEEL CUFFS A HIGH AND EXTRA LONG STIFFENER TO SUPPORT ANKLE FULL LEATHER INSOLE ADAPTABLE SOLE-UNIT GOOD TOE SPRING HIGH TOE BOX ; STRONG TOE CAP HEEL AND RIGID SHANK BLACK SIZE 19 | PROSTHETICS & ORTHOSIS SUPPLIES
6642 | 4224170904200 | SANDAL HIGH COUNTERS FULL COW/CALF LEATHER UPPERBLACK SOFT PADDING AROUND HEEL CUFFS A HIGH AND EXTRA LONG STIFFENER TO SUPPORT ANKLE FULL LEATHER INSOLE ADAPTABLE SOLE-UNIT GOOD TOE SPRING HIGH TOE BOX ; STRONG TOE CAP HEEL AND RIGID SHANK BLACK SIZE 18 | PROSTHETICS & ORTHOSIS SUPPLIES
6643 | 4224170903300 | BOOT ORTHOPEDIC PEDIATRIC FULL GRAIN COW/CALF LEATHER PLAIN FRONTED WITH SEAM FREE VAMPS PADDED COLLARS BOOT HEIGHT APPROXIMATELY 125 MM LACING; SOFT PADDING AROUND THE COLLAR FOR A BETTER FIT ; A HIGH AND EXTRA LONG STIFFENER TO SUPPORT THE ANKLE ; FULL GRAIN LEATHER INSOLE; EASILY REMOVABLE AND ADAPTABLE (HARD-WEARING) SOLE. SUFFICIENT TOE-SPRING FOR EASY ROLL-OFF ; REMOVABLE PROFILED CORK INLAY ; HIGH TOE-BOX AND STRONG TOE-CAP FOR PROTECTION OF THE TOES ; EXTENDED FACINGS FOR MAXIMUM ACCESSIBILITY; SOFT TONGUE PADDING; FIRM HEEL COUNTER BLACK SIZE 22 | PROSTHETICS & ORTHOSIS SUPPLIES
6644 | 4224170903200 | BOOT ORTHOPEDIC PEDIATRIC FULL GRAIN COW/CALF LEATHER PLAIN FRONTED WITH SEAM FREE VAMPS PADDED COLLARS BOOT HEIGHT APPROXIMATELY 125 MM LACING; SOFT PADDING AROUND THE COLLAR FOR A BETTER FIT ; A HIGH AND EXTRA LONG STIFFENER TO SUPPORT THE ANKLE ; FULL GRAIN LEATHER INSOLE; EASILY REMOVABLE AND ADAPTABLE (HARD-WEARING) SOLE. SUFFICIENT TOE-SPRING FOR EASY ROLL-OFF ; REMOVABLE PROFILED CORK INLAY ; HIGH TOE-BOX AND STRONG TOE-CAP FOR PROTECTION OF THE TOES ; EXTENDED FACINGS FOR MAXIMUM ACCESSIBILITY; SOFT TONGUE PADDING; FIRM HEEL COUNTER BLACK SIZE 21 | PROSTHETICS & ORTHOSIS SUPPLIES
6645 | 4224170904700 | SANDAL HIGH COUNTERS FULL COW/CALF LEATHER UPPERBLACK SOFT PADDING AROUND HEEL CUFFS A HIGH AND EXTRA LONG STIFFENER TO SUPPORT ANKLE FULL LEATHER INSOLE ADAPTABLE SOLE-UNIT GOOD TOE SPRING HIGH TOE BOX ; STRONG TOE CAP HEEL AND RIGID SHANK BLACK SIZE 23 | PROSTHETICS & ORTHOSIS SUPPLIES
6646 | 4618221106200 | CUSTOM MADE TLSO (THORACIC LUMBAR SACRAL ORTHOSIS) BOSTON TYPE BRACE FOR SCOLIOSIS INCLUDES PATIENT ASSESSMENT AT CUSTOMERS PREMISES MEASURING INCLUDES ALL REQUIRED MATERIALS/COMPONENTS TO FABRICATE PROSTHESIS DELIVERY FITTING BY CERTIFIED ORTHOTIST IN MULTIPLE CLINICS AND DIFFERENT REGIONS WITH FOLLOW UP (APPENDIX A) | PROSTHETICS & ORTHOSIS SUPPLIES
6647 | 4224170905700 | SANDAL HIGH COUNTERS FULL COW/CALF LEATHER UPPERBLACK SOFT PADDING AROUND HEEL CUFFS A HIGH AND EXTRA LONG STIFFENER TO SUPPORT ANKLE FULL LEATHER INSOLE ADAPTABLE SOLE-UNIT GOOD TOE SPRING HIGH TOE BOX ; STRONG TOE CAP HEEL AND RIGID SHANK BLACK SIZE 29 | PROSTHETICS & ORTHOSIS SUPPLIES
6648 | 4224170905900 | SANDAL HIGH COUNTERS FULL COW/CALF LEATHER UPPERBLACK SOFT PADDING AROUND HEEL CUFFS A HIGH AND EXTRA LONG STIFFENER TO SUPPORT ANKLE FULL LEATHER INSOLE ADAPTABLE SOLE-UNIT GOOD TOE SPRING HIGH TOE BOX ; STRONG TOE CAP HEEL AND RIGID SHANK PINK SIZE 29 | PROSTHETICS & ORTHOSIS SUPPLIES
6649 | 4224170906700 | SANDAL HIGH COUNTERS FULL COW/CALF LEATHER UPPERBLACK SOFT PADDING AROUND HEEL CUFFS A HIGH AND EXTRA LONG STIFFENER TO SUPPORT ANKLE FULL LEATHER INSOLE ADAPTABLE SOLE-UNIT GOOD TOE SPRING HIGH TOE BOX ; STRONG TOE CAP HEEL AND RIGID SHANK BLUE SIZE 32 | PROSTHETICS & ORTHOSIS SUPPLIES
6650 | 4224170108300 | SHOES FOR ORTHOSIS MADE TO ACCOMMODATE ORTHOTIC DEVICES MADE FROM COW/CALF LEATHER ; SOFT PADDING ; EXTENDED HEEL STIFFENERS ; FULL LEATHER FLAT INSOLE ; LIGHTWEIGHT SOLE ; ANTI-SLIP FULL RUBBER SOLE ; HIGH TOE BOX ; STRONG TOE-CAP ; EXTENDED OPENINGS ; SOFT TONGUE SIZE 32 | PROSTHETICS & ORTHOSIS SUPPLIES
6651 | 4618221106800 | CERVICAL THORACIC LUMBAR SACRAL ORTHOSIS PROVIDES ANTERIOR POSTERIOR LATERAL AND ROTATIONAL CONTROL (APL AND R) FULLY ADJUSTABLE CONTAINS WASHABLE FOAM LINERS AND A REMOVABLE FOAM LUMBAR PAD SIZE SMALL | PROSTHETICS & ORTHOSIS SUPPLIES
6652 | 4618221106900 | CERVICAL THORACIC LUMBAR SACRAL ORTHOSIS PROVIDES ANTERIOR POSTERIOR LATERAL AND ROTATIONAL CONTROL (APL AND R) FULLY ADJUSTABLE CONTAINS WASHABLE FOAM LINERS AND A REMOVABLE FOAM LUMBAR PAD SIZE MEDIUM | PROSTHETICS & ORTHOSIS SUPPLIES
6653 | 4618221108100 | TLSO (THORACIC LUMBAR SACRAL ORTHOSIS) RIGID BRACE MAXIMUM CONTROL FOR SPINAL IMMOBILIZATION AND COMPRESSION FRACTURES BIVALVE PROVIDES ABDOMINAL COMPRESSION WITH ADJUSTABLE STERNAL PIECE (SPK) AND SHOULDER STRAPS ADJUSTABLE FRONT AND BACK SIZE SMALL | PROSTHETICS & ORTHOSIS SUPPLIES
6654 | 4618221108200 | TLSO (THORACIC LUMBAR SACRAL ORTHOSIS) RIGID BRACE MAXIMUM CONTROL FOR SPINAL IMMOBILIZATION AND COMPRESSION FRACTURES BIVALVE PROVIDES ABDOMINAL COMPRESSION WITH ADJUSTABLE STERNAL PIECE (SPK) AND SHOULDER STRAPS ADJUSTABLE FRONT AND BACK SIZE MEDIUM | PROSTHETICS & ORTHOSIS SUPPLIES
6655 | 4618221108300 | TLSO (THORACIC LUMBAR SACRAL ORTHOSIS) RIGID BRACE MAXIMUM CONTROL FOR SPINAL IMMOBILIZATION AND COMPRESSION FRACTURES BIVALVE PROVIDES ABDOMINAL COMPRESSION WITH ADJUSTABLE STERNAL PIECE (SPK) AND SHOULDER STRAPS ADJUSTABLE FRONT AND BACK SIZE LARGE | PROSTHETICS & ORTHOSIS SUPPLIES
6656 | 4224170905800 | SANDAL HIGH COUNTERS FULL COW/CALF LEATHER UPPER SOFT PADDING AROUND HEEL CUFFS A HIGH AND EXTRA LONG STIFFENER TO SUPPORT ANKLE FULL LEATHER INSOLE ADAPTABLE SOLE-UNIT GOOD TOE SPRING HIGH TOE BOX ; STRONG TOE CAP HEEL AND RIGID SHANK BLUE SIZE 29 | PROSTHETICS & ORTHOSIS SUPPLIES
6657 | 4224170906500 | SANDAL HIGH COUNTERS FULL COW/CALF LEATHER UPPERBLACK SOFT PADDING AROUND HEEL CUFFS A HIGH AND EXTRA LONG STIFFENER TO SUPPORT ANKLE FULL LEATHER INSOLE ADAPTABLE SOLE-UNIT GOOD TOE SPRING HIGH TOE BOX ; STRONG TOE CAP HEEL AND RIGID SHANK PINK SIZE 31 | PROSTHETICS & ORTHOSIS SUPPLIES
6658 | 4224170906400 | SANDAL HIGH COUNTERS FULL COW/CALF LEATHER UPPERBLACK SOFT PADDING AROUND HEEL CUFFS A HIGH AND EXTRA LONG STIFFENER TO SUPPORT ANKLE FULL LEATHER INSOLE ADAPTABLE SOLE-UNIT GOOD TOE SPRING HIGH TOE BOX ; STRONG TOE CAP HEEL AND RIGID SHANK BLUE SIZE 31 | PROSTHETICS & ORTHOSIS SUPPLIES
6659 | 4618221108500 | TLSO (THORACIC LUMBAR SACRAL ORTHOSIS) RIGID BRACE MAXIMUM CONTROL FOR SPINAL IMMOBILIZATION AND COMPRESSION FRACTURES BIVALVE PROVIDES ABDOMINAL COMPRESSION WITH ADJUSTABLE STERNAL PIECE (SPK) AND SHOULDER STRAPS ADJUSTABLE FRONT AND BACK SIZE XX-LARGE | PROSTHETICS & ORTHOSIS SUPPLIES
6660 | 4224170906300 | SANDAL HIGH COUNTERS FULL COW/CALF LEATHER UPPERBLACK SOFT PADDING AROUND HEEL CUFFS A HIGH AND EXTRA LONG STIFFENER TO SUPPORT ANKLE FULL LEATHER INSOLE ADAPTABLE SOLE-UNIT GOOD TOE SPRING HIGH TOE BOX ; STRONG TOE CAP HEEL AND RIGID SHANK BLACK SIZE 31 | PROSTHETICS & ORTHOSIS SUPPLIES
6661 | 4224170906200 | SANDAL HIGH COUNTERS FULL COW/CALF LEATHER UPPER SOFT PADDING AROUND HEEL CUFFS A HIGH AND EXTRA LONG STIFFENER TO SUPPORT ANKLE FULL LEATHER INSOLE ADAPTABLE SOLE-UNIT GOOD TOE SPRING HIGH TOE BOX ; STRONG TOE CAP HEEL AND RIGID SHANK PINK SIZE 30 | PROSTHETICS & ORTHOSIS SUPPLIES
6662 | 4224170906100 | SANDAL HIGH COUNTERS FULL COW/CALF LEATHER UPPERBLACK SOFT PADDING AROUND HEEL CUFFS A HIGH AND EXTRA LONG STIFFENER TO SUPPORT ANKLE FULL LEATHER INSOLE ADAPTABLE SOLE-UNIT GOOD TOE SPRING HIGH TOE BOX ; STRONG TOE CAP HEEL AND RIGID SHANK BLUE SIZE 30 | PROSTHETICS & ORTHOSIS SUPPLIES
6663 | 4618221108600 | CERVICAL THORACIC LUMBAR SACRAL ORTHOSIS, PROVIDES ANTERIOR, POSTERIOR, LATERAL, AND ROTATIONAL CONTROL (APL AND R), FULLY ADJUSTABLE CONTAINS WASHABLE FOAM LINERS AND A REMOVABLE FOAM LUMBAR PAD, SIZE LARGE | PROSTHETICS & ORTHOSIS SUPPLIES
6664 | 4224170906000 | SANDAL HIGH COUNTERS FULL COW/CALF LEATHER UPPERBLACK SOFT PADDING AROUND HEEL CUFFS A HIGH AND EXTRA LONG STIFFENER TO SUPPORT ANKLE FULL LEATHER INSOLE ADAPTABLE SOLE-UNIT GOOD TOE SPRING HIGH TOE BOX ; STRONG TOE CAP HEEL AND RIGID SHANK BLACK SIZE 30 | PROSTHETICS & ORTHOSIS SUPPLIES
6665 | 4618221108400 | TLSO (THORACIC LUMBAR SACRAL ORTHOSIS) RIGID BRACE MAXIMUM CONTROL FOR SPINAL IMMOBILIZATION AND COMPRESSION FRACTURES BIVALVE PROVIDES ABDOMINAL COMPRESSION WITH ADJUSTABLE STERNAL PIECE (SPK) AND SHOULDER STRAPS ADJUSTABLE FRONT AND BACK SIZE X-LARGE | PROSTHETICS & ORTHOSIS SUPPLIES
6666 | 4224170800100 | HIP ABDUCTION PILLOW POLYFOAM WITH VINYL COVERING 13-14 INCHES ANKLE 8-9 INCHES KNEE 16-18 INCHES LENGTH SMALL | PROSTHETICS & ORTHOSIS SUPPLIES
6667 | 4224170800000 | PILLOW ABDUCTION DELUXE PEDIATRIC 9 INCHES ANKLE APPROXIMATELY 3 INCHES KNEE APPROXIMATELY 10 INCHES LENGTH APPROXIMATELY POLYFOAM WITH VINYL COVERING APPROXIMATELY | PROSTHETICS & ORTHOSIS SUPPLIES
6668 | 4224170711300 | OFF LOADING WALKING BOOT, STANDARD PROFILE, PEDIATRIC, SIZE SMALL | PROSTHETICS & ORTHOSIS SUPPLIES
6669 | 4224170705200 | CARBON ANKLE STRUT FOR AFO GENERATE ENERGY DURING HEEL STRIKE UP TO 10 KG BODY WEIGHT NORMAL ACTIVITY LEVEL WIDTH 22 MM APPROXIMATELY | PROSTHETICS & ORTHOSIS SUPPLIES
6670 | 4224170705000 | DYNAMIC ANKLE FOOT ORTHOSIS (DAFO) PREFABRICATED DYNAMIC ANKLE FOOT ORTHOSIS FOR PEDIATRIC (TOE WALKING PLANTER FLEXION STABILITY CORRECT PRONATION/SUPINATION) EACH ONE IS 2 PIECE AND THREE COLORS "BLUE PINK WHITE" SIZE 8.5 INCHES LEFT | PROSTHETICS & ORTHOSIS SUPPLIES
6671 | 4224170704900 | DYNAMIC ANKLE FOOT ORTHOSIS (DAFO) PREFABRICATED DYNAMIC ANKLE FOOT ORTHOSIS FOR PEDIATRIC (TOE WALKING PLANTER FLEXION STABILITY CORRECT PRONATION/SUPINATION) EACH ONE IS 2 PIECE AND THREE COLORS "BLUE PINK WHITE" SIZE 8.25 INCHES RIGHT | PROSTHETICS & ORTHOSIS SUPPLIES
6672 | 4224170704800 | DYNAMIC ANKLE FOOT ORTHOSIS (DAFO) PREFABRICATED DYNAMIC ANKLE FOOT ORTHOSIS FOR PEDIATRIC (TOE WALKING PLANTER FLEXION STABILITY CORRECT PRONATION/SUPINATION) EACH ONE IS 2 PIECE AND THREE COLORS "BLUE PINK WHITE" SIZE 8.25 INCHES LEFT | PROSTHETICS & ORTHOSIS SUPPLIES
6673 | 4224170704700 | DYNAMIC ANKLE FOOT ORTHOSIS (DAFO) PREFABRICATED DYNAMIC ANKLE FOOT ORTHOSIS FOR PEDIATRIC (TOE WALKING PLANTER FLEXION STABILITY CORRECT PRONATION/SUPINATION) EACH ONE IS 2 PIECE AND THREE COLORS "BLUE PINK WHITE" SIZE 8 INCHES LEFT | PROSTHETICS & ORTHOSIS SUPPLIES
6674 | 4224170704600 | DYNAMIC ANKLE FOOT ORTHOSIS (DAFO) PREFABRICATED DYNAMIC ANKLE FOOT ORTHOSIS FOR PEDIATRIC (TOE WALKING PLANTER FLEXION STABILITY CORRECT PRONATION/SUPINATION) EACH ONE IS 2 PIECE AND THREE COLORS "BLUE PINK WHITE" SIZE 8 INCHES RIGHT | PROSTHETICS & ORTHOSIS SUPPLIES
6675 | 4224170704500 | DYNAMIC ANKLE FOOT ORTHOSIS (DAFO) PREFABRICATED DYNAMIC ANKLE FOOT ORTHOSIS FOR PEDIATRIC (TOE WALKING PLANTER FLEXION STABILITY CORRECT PRONATION/SUPINATION) EACH ONE IS 2 PIECE AND THREE COLORS "BLUE PINK WHITE" SIZE 7.75 INCHES RIGHT | PROSTHETICS & ORTHOSIS SUPPLIES
6676 | 4224170705300 | CARBON ANKLE STRUT FOR AFO GENERATE ENERGY DURING HEEL STRIKE UP TO 100 KG BODY WEIGHT NORMAL ACTIVITY LEVEL WIDTH 30 MM APPROXIMATELY | PROSTHETICS & ORTHOSIS SUPPLIES
6677 | 4224170704400 | DYNAMIC ANKLE FOOT ORTHOSIS (DAFO) PREFABRICATED DYNAMIC ANKLE FOOT ORTHOSIS FOR PEDIATRIC (TOE WALKING PLANTER FLEXION STABILITY CORRECT PRONATION/SUPINATION) EACH ONE IS 2 PIECE AND THREE COLORS "BLUE PINK WHITE" SIZE 7.75 INCHES LEFT | PROSTHETICS & ORTHOSIS SUPPLIES
6678 | 4224170108000 | SHOES FOR ORTHOSIS MADE TO ACCOMMODATE ORTHOTIC DEVICES MADE FROM COW/CALF LEATHER ; SOFT PADDING ; EXTENDED HEEL STIFFENERS ; FULL LEATHER FLAT INSOLE ; LIGHTWEIGHT SOLE ; ANTI-SLIP FULL RUBBER SOLE ; HIGH TOE BOX ; STRONG TOE-CAP ; EXTENDED OPENINGS ; SOFT TONGUE SIZE 26 | PROSTHETICS & ORTHOSIS SUPPLIES
6679 | 4224170704200 | DYNAMIC ANKLE FOOT ORTHOSIS (DAFO) PREFABRICATED DYNAMIC ANKLE FOOT ORTHOSIS FOR PEDIATRIC (TOE WALKING PLANTER FLEXION STABILITY CORRECT PRONATION/SUPINATION) EACH ONE IS 2 PIECE AND THREE COLORS "BLUE PINK WHITE" SIZE 7.5 INCHES RIGHT | PROSTHETICS & ORTHOSIS SUPPLIES
6680 | 4224170704100 | DYNAMIC ANKLE FOOT ORTHOSIS (DAFO) PREFABRICATED DYNAMIC ANKLE FOOT ORTHOSIS FOR PEDIATRIC (TOE WALKING PLANTER FLEXION STABILITY CORRECT PRONATION/SUPINATION) EACH ONE IS 2 PIECE AND THREE COLORS "BLUE PINK WHITE" SIZE 7.25 INCHES RIGHT | PROSTHETICS & ORTHOSIS SUPPLIES
6681 | 4224170704000 | DYNAMIC ANKLE FOOT ORTHOSIS (DAFO) PREFABRICATED DYNAMIC ANKLE FOOT ORTHOSIS FOR PEDIATRIC (TOE WALKING PLANTER FLEXION STABILITY CORRECT PRONATION/SUPINATION) EACH ONE IS 2 PIECE AND THREE COLORS "BLUE PINK WHITE" SIZE 7.25 INCHES LEFT | PROSTHETICS & ORTHOSIS SUPPLIES
6682 | 4224170107900 | SHOES FOR ORTHOSIS MADE TO ACCOMMODATE ORTHOTIC DEVICES MADE FROM COW/CALF LEATHER ; SOFT PADDING ; EXTENDED HEEL STIFFENERS ; FULL LEATHER FLAT INSOLE ; LIGHTWEIGHT SOLE ; ANTI-SLIP FULL RUBBER SOLE ; HIGH TOE BOX ; STRONG TOE-CAP ; EXTENDED OPENINGS ; SOFT TONGUE SIZE 24 | PROSTHETICS & ORTHOSIS SUPPLIES
6683 | 4224170106600 | BOOT ORTHOPEDIC PEDIATRIC FULL GRAIN COW/CALF LEATHER PLAIN FRONTED WITH SEAM FREE VAMPS PADDED COLLARS BOOT HEIGHT APPROXIMATELY 125 MM LACING; SOFT PADDING AROUND THE COLLAR FOR A BETTER FIT ; A HIGH AND EXTRA LONG STIFFENER TO SUPPORT THE ANKLE ; FULL GRAIN LEATHER INSOLE; EASILY REMOVABLE AND ADAPTABLE (HARD-WEARING) SOLE. SUFFICIENT TOE-SPRING FOR EASY ROLL-OFF ; REMOVABLE PROFILED CORK INLAY ; HIGH TOE-BOX AND STRONG TOE-CAP FOR PROTECTION OF THE TOES ; EXTENDED FACINGS FOR MAXIMUM ACCESSIBILITY; SOFT TONGUE PADDING; FIRM HEEL COUNTER BLACK SIZE 27 | PROSTHETICS & ORTHOSIS SUPPLIES
6684 | 4224170703900 | DYNAMIC ANKLE FOOT ORTHOSIS (DAFO) PREFABRICATED DYNAMIC ANKLE FOOT ORTHOSIS FOR PEDIATRIC (TOE WALKING PLANTER FLEXION STABILITY CORRECT PRONATION/SUPINATION) EACH ONE IS 2 PIECE AND THREE COLORS "BLUE PINK WHITE" SIZE 7 INCHES LEFT | PROSTHETICS & ORTHOSIS SUPPLIES
6685 | 4224170704300 | DYNAMIC ANKLE FOOT ORTHOSIS (DAFO) PREFABRICATED DYNAMIC ANKLE FOOT ORTHOSIS FOR PEDIATRIC (TOE WALKING PLANTER FLEXION STABILITY CORRECT PRONATION/SUPINATION) EACH ONE IS 2 PIECE AND THREE COLORS "BLUE PINK WHITE" SIZE 7.5 INCHES LEFT | PROSTHETICS & ORTHOSIS SUPPLIES
6686 | 4224170705400 | CARBON ANKLE STRUT FOR AFO GENERATE ENERGY DURING HEEL STRIKE UP TO 80 KG BODY WEIGHT NORMAL ACTIVITY LEVEL WIDTH 30 MM APPROXIMATELY | PROSTHETICS & ORTHOSIS SUPPLIES
6687 | 4224170108100 | SHOES FOR ORTHOSIS MADE TO ACCOMMODATE ORTHOTIC DEVICES MADE FROM COW/CALF LEATHER ; SOFT PADDING ; EXTENDED HEEL STIFFENERS ; FULL LEATHER FLAT INSOLE ; LIGHTWEIGHT SOLE ; ANTI-SLIP FULL RUBBER SOLE ; HIGH TOE BOX ; STRONG TOE-CAP ; EXTENDED OPENINGS ; SOFT TONGUE SIZE 28 | PROSTHETICS & ORTHOSIS SUPPLIES
6688 | 4618230600000 | HARNESS, PAVLIK WITH SOFT INNER LINING AND HOOK - AND - LOOP FASTENERS FOR SECURE ADJUSTMENT, SIZE LARGE | PROSTHETICS & ORTHOSIS SUPPLIES
6689 | 4224170711200 | OFF LOADING WALKING BOOT, STANDARD PROFILE, PEDIATRIC, SIZE MEDIUM | PROSTHETICS & ORTHOSIS SUPPLIES
6690 | 4224170711100 | OFF LOADING WALKING BOOT, STANDARD PROFILE, PEDIATRIC, SIZE LARGE | PROSTHETICS & ORTHOSIS SUPPLIES
6691 | 4224170706800 | AIR WALKER BOOT WITH PATENTED PNEUMATIC SYSTEM PADDED WITH SOFT LINERS AND EASY TO FIT EXTRA-LARGE STANDARD | PROSTHETICS & ORTHOSIS SUPPLIES
6692 | 4224170706700 | AIR WALKER BOOT WITH PATENTED PNEUMATIC SYSTEM PADDED WITH SOFT LINERS AND EASY TO FIT EXTRA-LARGE LOW PROFILE | PROSTHETICS & ORTHOSIS SUPPLIES
6693 | 4224170706600 | AIR WALKER BOOT WITH PATENTED PNEUMATIC SYSTEM PADDED WITH SOFT LINERS AND EASY TO FIT LARGE STANDARD | PROSTHETICS & ORTHOSIS SUPPLIES
6694 | 4224170706500 | AIR WALKER BOOT WITH PATENTED PNEUMATIC SYSTEM PADDED WITH SOFT LINERS AND EASY TO FIT EXTRA SMALL LOW PROFILE | PROSTHETICS & ORTHOSIS SUPPLIES
6695 | 4224170706400 | AIR WALKER BOOT WITH PATENTED PNEUMATIC SYSTEM PADDED WITH SOFT LINERS AND EASY TO FIT SMALL STANDARD | PROSTHETICS & ORTHOSIS SUPPLIES
6696 | 4224170706300 | AIR WALKER BOOT WITH PATENTED PNEUMATIC SYSTEM PADDED WITH SOFT LINERS AND EASY TO FIT MEDIUM STANDARD | PROSTHETICS & ORTHOSIS SUPPLIES
6697 | 4224170706200 | AIR WALKER BOOT WITH PATENTED PNEUMATIC SYSTEM PADDED WITH SOFT LINERS AND EASY TO FIT LARGE LOW PROFILE | PROSTHETICS & ORTHOSIS SUPPLIES
6698 | 4224170706100 | AIR WALKER BOOT WITH PATENTED PNEUMATIC SYSTEM PADDED WITH SOFT LINERS AND EASY TO FIT SMALL LOW PROFILE | PROSTHETICS & ORTHOSIS SUPPLIES
6699 | 4224170706000 | AIR WALKER BOOT WITH PATENTED PNEUMATIC SYSTEM PADDED WITH SOFT LINERS AND EASY TO FIT MEDIUM LOW PROFILE | PROSTHETICS & ORTHOSIS SUPPLIES
6700 | 4224170705900 | AIR WALKER BOOT WITH PATENTED PNEUMATIC SYSTEM PADDED WITH SOFT LINERS AND EASY TO FIT EXTRA SMALL STANDARD | PROSTHETICS & ORTHOSIS SUPPLIES
6701 | 4224170705800 | CARBON ANKLE STRUT FOR AFO GENERATE ENERGY DURING HEEL STRIKE UP TO 30 KG BODY WEIGHT NORMAL ACTIVITY LEVEL WIDTH 25 MM APPROXIMATELY | PROSTHETICS & ORTHOSIS SUPPLIES
6702 | 4224170705700 | CARBON ANKLE STRUT FOR AFO GENERATE ENERGY DURING HEEL STRIKE UP TO 40 KG BODY WEIGHT NORMAL ACTIVITY LEVEL WIDTH 25 MM APPROXIMATELY | PROSTHETICS & ORTHOSIS SUPPLIES
6703 | 4224170705600 | CARBON ANKLE STRUT FOR AFO GENERATE ENERGY DURING HEEL STRIKE UP TO 60 KG BODY WEIGHT NORMAL ACTIVITY LEVEL WIDTH 30 MM APPROXIMATELY | PROSTHETICS & ORTHOSIS SUPPLIES
6704 | 4224170705500 | CARBON ANKLE STRUT FOR AFO GENERATE ENERGY DURING HEEL STRIKE UP TO 20 KG BODY WEIGHT NORMAL ACTIVITY LEVEL WIDTH 22 MM APPROXIMATELY | PROSTHETICS & ORTHOSIS SUPPLIES
6705 | 4224170108200 | SHOES FOR ORTHOSIS MADE TO ACCOMMODATE ORTHOTIC DEVICES MADE FROM COW/CALF LEATHER ; SOFT PADDING ; EXTENDED HEEL STIFFENERS ; FULL LEATHER FLAT INSOLE ; LIGHTWEIGHT SOLE ; ANTI-SLIP FULL RUBBER SOLE ; HIGH TOE BOX ; STRONG TOE-CAP ; EXTENDED OPENINGS ; SOFT TONGUE SIZE 30 | PROSTHETICS & ORTHOSIS SUPPLIES
6706 | 4224170703800 | DYNAMIC ANKLE FOOT ORTHOSIS (DAFO) PREFABRICATED DYNAMIC ANKLE FOOT ORTHOSIS FOR PEDIATRIC (TOE WALKING PLANTER FLEXION STABILITY CORRECT PRONATION/SUPINATION) EACH ONE IS 2 PIECE AND THREE COLORS "BLUE PINK WHITE" SIZE 7 INCHES RIGHT | PROSTHETICS & ORTHOSIS SUPPLIES
6707 | 4224170907000 | SANDAL HIGH COUNTERS FULL COW/CALF LEATHER UPPERBLACK SOFT PADDING AROUND HEEL CUFFS A HIGH AND EXTRA LONG STIFFENER TO SUPPORT ANKLE FULL LEATHER INSOLE ADAPTABLE SOLE-UNIT GOOD TOE SPRING HIGH TOE BOX ; STRONG TOE CAP HEEL AND RIGID SHANK BLUE SIZE 33 | PROSTHETICS & ORTHOSIS SUPPLIES
6708 | 4224150205400 | DACRON FELT, WHITE COLOR, FILLING MATERIAL FOR LAMINATION, WIDTH 1000 MM, APPROXIMATELY | PROSTHETICS & ORTHOSIS SUPPLIES
6709 | 4224170637600 | TARSO MEDIUS BOOT OR EQUIVALENT ADULT SURGICAL STRAIGHT LAST; SOFT PADDING AROUND HEEL CUFFS ; MADE FROM COW/CALF LEATHER ; A HIGH AND EXTRA-LONG STIFFENER TO SUPPORT ANKLE ; FULL LEATHER INSOLE ; EASILY REMOVABLE AND ADAPTABLE SOLE; GOOD TOE SPRING ; REMOVABLE CORK INLAY ; HIGH TOE BOX ; STRONG TOE CAP ; SOFT TONGUE TO ASSIST SHOE FIT ; HIGH AND EXTENDED CORSET STIFFENERS PAIR BROWN SIZE 44 | PROSTHETICS & ORTHOSIS SUPPLIES
6710 | 4224170636300 | BOOT ORTHOPEDIC PEDIATRIC FULL GRAIN COW/CALF LEATHER PLAIN FRONTED WITH SEAM FREE VAMPS PADDED COLLARS BOOT HEIGHT APPROXIMATELY 125 MM LACING; SOFT PADDING AROUND THE COLLAR FOR A BETTER FIT ; A HIGH AND EXTRA LONG STIFFENER TO SUPPORT THE ANKLE ; FULL GRAIN LEATHER INSOLE; EASILY REMOVABLE AND ADAPTABLE (HARD-WEARING) SOLE. SUFFICIENT TOE-SPRING FOR EASY ROLL-OFF ; REMOVABLE PROFILED CORK INLAY ; HIGH TOE-BOX AND STRONG TOE-CAP FOR PROTECTION OF THE TOES ; EXTENDED FACINGS FOR MAXIMUM ACCESSIBILITY; SOFT TONGUE PADDING; FIRM HEEL COUNTER BLACK SIZE 20 | PROSTHETICS & ORTHOSIS SUPPLIES
6711 | 4224170636200 | BOOT ORTHOPEDIC PEDIATRIC FULL GRAIN COW/CALF LEATHER PLAIN FRONTED WITH SEAM FREE VAMPS PADDED COLLARS BOOT HEIGHT APPROXIMATELY 125 MM LACING; SOFT PADDING AROUND THE COLLAR FOR A BETTER FIT ; A HIGH AND EXTRA LONG STIFFENER TO SUPPORT THE ANKLE ; FULL GRAIN LEATHER INSOLE; EASILY REMOVABLE AND ADAPTABLE (HARD-WEARING) SOLE. SUFFICIENT TOE-SPRING FOR EASY ROLL-OFF ; REMOVABLE PROFILED CORK INLAY ; HIGH TOE-BOX AND STRONG TOE-CAP FOR PROTECTION OF THE TOES ; EXTENDED FACINGS FOR MAXIMUM ACCESSIBILITY; SOFT TONGUE PADDING; FIRM HEEL COUNTER BLACK SIZE 18 | PROSTHETICS & ORTHOSIS SUPPLIES
6712 | 4224170636100 | BOOT ORTHOPEDIC PEDIATRIC FULL GRAIN COW/CALF LEATHER PLAIN FRONTED WITH SEAM FREE VAMPS PADDED COLLARS BOOT HEIGHT APPROXIMATELY 125 MM LACING; SOFT PADDING AROUND THE COLLAR FOR A BETTER FIT ; A HIGH AND EXTRA LONG STIFFENER TO SUPPORT THE ANKLE ; FULL GRAIN LEATHER INSOLE; EASILY REMOVABLE AND ADAPTABLE (HARD-WEARING) SOLE. SUFFICIENT TOE-SPRING FOR EASY ROLL-OFF ; REMOVABLE PROFILED CORK INLAY ; HIGH TOE-BOX AND STRONG TOE-CAP FOR PROTECTION OF THE TOES ; EXTENDED FACINGS FOR MAXIMUM ACCESSIBILITY; SOFT TONGUE PADDING; FIRM HEEL COUNTER BLUE SIZE 35 | PROSTHETICS & ORTHOSIS SUPPLIES
6713 | 4224170636000 | BOOT ORTHOPEDIC PEDIATRIC FULL GRAIN COW/CALF LEATHER PLAIN FRONTED WITH SEAM FREE VAMPS PADDED COLLARS BOOT HEIGHT APPROXIMATELY 125 MM LACING; SOFT PADDING AROUND THE COLLAR FOR A BETTER FIT ; A HIGH AND EXTRA LONG STIFFENER TO SUPPORT THE ANKLE ; FULL GRAIN LEATHER INSOLE; EASILY REMOVABLE AND ADAPTABLE (HARD-WEARING) SOLE. SUFFICIENT TOE-SPRING FOR EASY ROLL-OFF ; REMOVABLE PROFILED CORK INLAY ; HIGH TOE-BOX AND STRONG TOE-CAP FOR PROTECTION OF THE TOES ; EXTENDED FACINGS FOR MAXIMUM ACCESSIBILITY; SOFT TONGUE PADDING; FIRM HEEL COUNTER PURPLE SIZE 35 | PROSTHETICS & ORTHOSIS SUPPLIES
6714 | 4224170907500 | SANDAL HIGH COUNTERS FULL COW/CALF LEATHER UPPERBLACK SOFT PADDING AROUND HEEL CUFFS A HIGH AND EXTRA LONG STIFFENER TO SUPPORT ANKLE FULL LEATHER INSOLE ADAPTABLE SOLE-UNIT GOOD TOE SPRING HIGH TOE BOX ; STRONG TOE CAP HEEL AND RIGID SHANK BLACK SIZE 35 | PROSTHETICS & ORTHOSIS SUPPLIES
6715 | 4224170635900 | BOOT ORTHOPEDIC PEDIATRIC FULL GRAIN COW/CALF LEATHER PLAIN FRONTED WITH SEAM FREE VAMPS PADDED COLLARS BOOT HEIGHT APPROXIMATELY 125 MM LACING; SOFT PADDING AROUND THE COLLAR FOR A BETTER FIT ; A HIGH AND EXTRA LONG STIFFENER TO SUPPORT THE ANKLE ; FULL GRAIN LEATHER INSOLE; EASILY REMOVABLE AND ADAPTABLE (HARD-WEARING) SOLE. SUFFICIENT TOE-SPRING FOR EASY ROLL-OFF ; REMOVABLE PROFILED CORK INLAY ; HIGH TOE-BOX AND STRONG TOE-CAP FOR PROTECTION OF THE TOES ; EXTENDED FACINGS FOR MAXIMUM ACCESSIBILITY; SOFT TONGUE PADDING; FIRM HEEL COUNTER BLACK SIZE 35 | PROSTHETICS & ORTHOSIS SUPPLIES
6716 | 4224170635800 | BOOT ORTHOPEDIC PEDIATRIC FULL GRAIN COW/CALF LEATHER PLAIN FRONTED WITH SEAM FREE VAMPS PADDED COLLARS BOOT HEIGHT APPROXIMATELY 125 MM LACING; SOFT PADDING AROUND THE COLLAR FOR A BETTER FIT ; A HIGH AND EXTRA LONG STIFFENER TO SUPPORT THE ANKLE ; FULL GRAIN LEATHER INSOLE; EASILY REMOVABLE AND ADAPTABLE (HARD-WEARING) SOLE. SUFFICIENT TOE-SPRING FOR EASY ROLL-OFF ; REMOVABLE PROFILED CORK INLAY ; HIGH TOE-BOX AND STRONG TOE-CAP FOR PROTECTION OF THE TOES ; EXTENDED FACINGS FOR MAXIMUM ACCESSIBILITY; SOFT TONGUE PADDING; FIRM HEEL COUNTER PURPLE SIZE 34 | PROSTHETICS & ORTHOSIS SUPPLIES
6717 | 4224170636400 | TARSO MEDIUS BOOT OR EQUIVALENT STRAIGHT LAST; SOFT PADDING AROUND HEEL CUFFS ; MADE FROM COW/CALF LEATHER ; A HIGH AND EXTRA-LONG STIFFENER TO SUPPORT ANKLE ; FULL LEATHER INSOLE ; EASILY REMOVABLE AND ADAPTABLE SOLE; GOOD TOE SPRING ; REMOVABLE CORK INLAY ; HIGH TOE BOX ; STRONG TOE CAP ; SOFT TONGUE TO ASSIST SHOE FIT ; HIGH AND EXTENDED CORSET STIFFENERS PAIR BLACK SIZE 41 | PROSTHETICS & ORTHOSIS SUPPLIES
6718 | 4618220700100 | ANKLE BRACE WITH FIGURE OF 8 STRAP MADE OF FABRIC ADJUSTMENT BY LACES SPRAIN OF LIGAMENTS CHRONIC LIGAMENT LAXITY SIZE: EXTRA LARGE | PROSTHETICS & ORTHOSIS SUPPLIES
6719 | 4618160900200 | RIGID INSOLES FULL LENGTH FLEXIBLE AT THE TOE SIDE PAIR SIZE (37-39) | PROSTHETICS & ORTHOSIS SUPPLIES
6720 | 4224170635700 | BOOT ORTHOPEDIC PEDIATRIC FULL GRAIN COW/CALF LEATHER PLAIN FRONTED WITH SEAM FREE VAMPS PADDED COLLARS BOOT HEIGHT APPROXIMATELY 125 MM LACING; SOFT PADDING AROUND THE COLLAR FOR A BETTER FIT ; A HIGH AND EXTRA LONG STIFFENER TO SUPPORT THE ANKLE ; FULL GRAIN LEATHER INSOLE; EASILY REMOVABLE AND ADAPTABLE (HARD-WEARING) SOLE. SUFFICIENT TOE-SPRING FOR EASY ROLL-OFF ; REMOVABLE PROFILED CORK INLAY ; HIGH TOE-BOX AND STRONG TOE-CAP FOR PROTECTION OF THE TOES ; EXTENDED FACINGS FOR MAXIMUM ACCESSIBILITY; SOFT TONGUE PADDING; FIRM HEEL COUNTER BLUE SIZE 34 | PROSTHETICS & ORTHOSIS SUPPLIES
6721 | 4224170635600 | BOOT ORTHOPEDIC PEDIATRIC FULL GRAIN COW/CALF LEATHER PLAIN FRONTED WITH SEAM FREE VAMPS PADDED COLLARS BOOT HEIGHT APPROXIMATELY 125 MM LACING; SOFT PADDING AROUND THE COLLAR FOR A BETTER FIT ; A HIGH AND EXTRA LONG STIFFENER TO SUPPORT THE ANKLE ; FULL GRAIN LEATHER INSOLE; EASILY REMOVABLE AND ADAPTABLE (HARD-WEARING) SOLE. SUFFICIENT TOE-SPRING FOR EASY ROLL-OFF ; REMOVABLE PROFILED CORK INLAY ; HIGH TOE-BOX AND STRONG TOE-CAP FOR PROTECTION OF THE TOES ; EXTENDED FACINGS FOR MAXIMUM ACCESSIBILITY; SOFT TONGUE PADDING; FIRM HEEL COUNTER BLACK SIZE 34 | PROSTHETICS & ORTHOSIS SUPPLIES
6722 | 4618160900300 | RIGID INSOLES FULL LENGTH FLEXIBLE AT THE TOE SIDE PAIR SIZE (35-37) | PROSTHETICS & ORTHOSIS SUPPLIES
6723 | 4224170635500 | BOOT ORTHOPEDIC PEDIATRIC FULL GRAIN COW/CALF LEATHER PLAIN FRONTED WITH SEAM FREE VAMPS PADDED COLLARS BOOT HEIGHT APPROXIMATELY 125 MM LACING; SOFT PADDING AROUND THE COLLAR FOR A BETTER FIT ; A HIGH AND EXTRA LONG STIFFENER TO SUPPORT THE ANKLE ; FULL GRAIN LEATHER INSOLE; EASILY REMOVABLE AND ADAPTABLE (HARD-WEARING) SOLE. SUFFICIENT TOE-SPRING FOR EASY ROLL-OFF ; REMOVABLE PROFILED CORK INLAY ; HIGH TOE-BOX AND STRONG TOE-CAP FOR PROTECTION OF THE TOES ; EXTENDED FACINGS FOR MAXIMUM ACCESSIBILITY; SOFT TONGUE PADDING; FIRM HEEL COUNTER PURPLE SIZE 33 | PROSTHETICS & ORTHOSIS SUPPLIES
6724 | 4224170635400 | BOOT ORTHOPEDIC PEDIATRIC FULL GRAIN COW/CALF LEATHER PLAIN FRONTED WITH SEAM FREE VAMPS PADDED COLLARS BOOT HEIGHT APPROXIMATELY 125 MM LACING; SOFT PADDING AROUND THE COLLAR FOR A BETTER FIT ; A HIGH AND EXTRA LONG STIFFENER TO SUPPORT THE ANKLE ; FULL GRAIN LEATHER INSOLE; EASILY REMOVABLE AND ADAPTABLE (HARD-WEARING) SOLE. SUFFICIENT TOE-SPRING FOR EASY ROLL-OFF ; REMOVABLE PROFILED CORK INLAY ; HIGH TOE-BOX AND STRONG TOE-CAP FOR PROTECTION OF THE TOES ; EXTENDED FACINGS FOR MAXIMUM ACCESSIBILITY; SOFT TONGUE PADDING; FIRM HEEL COUNTER BLUE SIZE 33 | PROSTHETICS & ORTHOSIS SUPPLIES
6725 | 4224170635300 | BOOT ORTHOPEDIC PEDIATRIC FULL GRAIN COW/CALF LEATHER PLAIN FRONTED WITH SEAM FREE VAMPS PADDED COLLARS BOOT HEIGHT APPROXIMATELY 125 MM LACING; SOFT PADDING AROUND THE COLLAR FOR A BETTER FIT ; A HIGH AND EXTRA LONG STIFFENER TO SUPPORT THE ANKLE ; FULL GRAIN LEATHER INSOLE; EASILY REMOVABLE AND ADAPTABLE (HARD-WEARING) SOLE. SUFFICIENT TOE-SPRING FOR EASY ROLL-OFF ; REMOVABLE PROFILED CORK INLAY ; HIGH TOE-BOX AND STRONG TOE-CAP FOR PROTECTION OF THE TOES ; EXTENDED FACINGS FOR MAXIMUM ACCESSIBILITY; SOFT TONGUE PADDING; FIRM HEEL COUNTER BLACK SIZE 33 | PROSTHETICS & ORTHOSIS SUPPLIES
6726 | 4618160900100 | RIGID INSOLES FULL LENGTH FLEXIBLE AT THE TOE SIDE PAIR SIZE (39-41) | PROSTHETICS & ORTHOSIS SUPPLIES
6727 | 4224170636500 | TARSO MEDIUS BOOT OR EQUIVALENT STRAIGHT LAST; SOFT PADDING AROUND HEEL CUFFS ; MADE FROM COW/CALF LEATHER ; A HIGH AND EXTRA-LONG STIFFENER TO SUPPORT ANKLE ; FULL LEATHER INSOLE ; EASILY REMOVABLE AND ADAPTABLE SOLE; GOOD TOE SPRING ; REMOVABLE CORK INLAY ; HIGH TOE BOX ; STRONG TOE CAP ; SOFT TONGUE TO ASSIST SHOE FIT ; HIGH AND EXTENDED CORSET STIFFENERS PAIR BLACK SIZE 46 | PROSTHETICS & ORTHOSIS SUPPLIES
6728 | 4224170636600 | TARSO MEDIUS BOOT OR EQUIVALENT STRAIGHT LAST; SOFT PADDING AROUND HEEL CUFFS ; MADE FROM COW/CALF LEATHER ; A HIGH AND EXTRA-LONG STIFFENER TO SUPPORT ANKLE ; FULL LEATHER INSOLE ; EASILY REMOVABLE AND ADAPTABLE SOLE; GOOD TOE SPRING ; REMOVABLE CORK INLAY ; HIGH TOE BOX ; STRONG TOE CAP ; SOFT TONGUE TO ASSIST SHOE FIT ; HIGH AND EXTENDED CORSET STIFFENERS PAIR BLACK SIZE 47 | PROSTHETICS & ORTHOSIS SUPPLIES
6729 | 4224170636700 | TARSO MEDIUS BOOT OR EQUIVALENT STRAIGHT LAST; SOFT PADDING AROUND HEEL CUFFS ; MADE FROM COW/CALF LEATHER ; A HIGH AND EXTRA-LONG STIFFENER TO SUPPORT ANKLE ; FULL LEATHER INSOLE ; EASILY REMOVABLE AND ADAPTABLE SOLE; GOOD TOE SPRING ; REMOVABLE CORK INLAY ; HIGH TOE BOX ; STRONG TOE CAP ; SOFT TONGUE TO ASSIST SHOE FIT ; HIGH AND EXTENDED CORSET STIFFENERS PAIR BLACK SIZE 39 | PROSTHETICS & ORTHOSIS SUPPLIES
6730 | 4224170638300 | TARSO-MEDIUS BOOT OR EQUIVALENT PEDIATRIC SURGICAL STRAIGHT LAST; SOFT PADDING AROUND HEEL CUFFS ; MADE FROM COW/CALF LEATHER ; A HIGH AND EXTRA-LONG STIFFENER TO SUPPORT ANKLE ; FULL LEATHER INSOLE ; EASILY REMOVABLE AND ADAPTABLE SOLE; GOOD TOE SPRING ; REMOVABLE CORK INLAY ; HIGH TOE BOX ; STRONG TOE CAP ; SOFT TONGUE TO ASSIST SHOE FIT ; HIGH AND EXTENDED CORSET STIFFENERS PAIR BLACK SIZE 22 | PROSTHETICS & ORTHOSIS SUPPLIES
6731 | 4224170638200 | TARSO-MEDIUS BOOT OR EQUIVALENT PEDIATRIC SURGICAL STRAIGHT LAST; SOFT PADDING AROUND HEEL CUFFS ; MADE FROM COW/CALF LEATHER ; A HIGH AND EXTRA-LONG STIFFENER TO SUPPORT ANKLE ; FULL LEATHER INSOLE ; EASILY REMOVABLE AND ADAPTABLE SOLE; GOOD TOE SPRING ; REMOVABLE CORK INLAY ; HIGH TOE BOX ; STRONG TOE CAP ; SOFT TONGUE TO ASSIST SHOE FIT ; HIGH AND EXTENDED CORSET STIFFENERS PAIR BLACK SIZE 24 | PROSTHETICS & ORTHOSIS SUPPLIES
6732 | 4224170638100 | TARSO-MEDIUS BOOT OR EQUIVALENT PEDIATRIC SURGICAL STRAIGHT LAST; SOFT PADDING AROUND HEEL CUFFS ; MADE FROM COW/CALF LEATHER ; A HIGH AND EXTRA-LONG STIFFENER TO SUPPORT ANKLE ; FULL LEATHER INSOLE ; EASILY REMOVABLE AND ADAPTABLE SOLE; GOOD TOE SPRING ; REMOVABLE CORK INLAY ; HIGH TOE BOX ; STRONG TOE CAP ; SOFT TONGUE TO ASSIST SHOE FIT ; HIGH AND EXTENDED CORSET STIFFENERS PAIR BROWN SIZE 21 | PROSTHETICS & ORTHOSIS SUPPLIES
6733 | 4224170638000 | TARSO-MEDIUS BOOT OR EQUIVALENT PEDIATRIC SURGICAL STRAIGHT LAST; SOFT PADDING AROUND HEEL CUFFS ; MADE FROM COW/CALF LEATHER ; A HIGH AND EXTRA-LONG STIFFENER TO SUPPORT ANKLE ; FULL LEATHER INSOLE ; EASILY REMOVABLE AND ADAPTABLE SOLE; GOOD TOE SPRING ; REMOVABLE CORK INLAY ; HIGH TOE BOX ; STRONG TOE CAP ; SOFT TONGUE TO ASSIST SHOE FIT ; HIGH AND EXTENDED CORSET STIFFENERS PAIR BROWN SIZE 19 | PROSTHETICS & ORTHOSIS SUPPLIES
6734 | 4224170637900 | TARSO-MEDIUS BOOT OR EQUIVALENT PEDIATRIC SURGICAL STRAIGHT LAST; SOFT PADDING AROUND HEEL CUFFS ; MADE FROM COW/CALF LEATHER ; A HIGH AND EXTRA-LONG STIFFENER TO SUPPORT ANKLE ; FULL LEATHER INSOLE ; EASILY REMOVABLE AND ADAPTABLE SOLE; GOOD TOE SPRING ; REMOVABLE CORK INLAY ; HIGH TOE BOX ; STRONG TOE CAP ; SOFT TONGUE TO ASSIST SHOE FIT ; HIGH AND EXTENDED CORSET STIFFENERS PAIR BROWN SIZE 24 | PROSTHETICS & ORTHOSIS SUPPLIES
6735 | 4224170637800 | TARSO-MEDIUS BOOT OR EQUIVALENT PEDIATRIC SURGICAL STRAIGHT LAST; SOFT PADDING AROUND HEEL CUFFS ; MADE FROM COW/CALF LEATHER ; A HIGH AND EXTRA-LONG STIFFENER TO SUPPORT ANKLE ; FULL LEATHER INSOLE ; EASILY REMOVABLE AND ADAPTABLE SOLE; GOOD TOE SPRING ; REMOVABLE CORK INLAY ; HIGH TOE BOX ; STRONG TOE CAP ; SOFT TONGUE TO ASSIST SHOE FIT ; HIGH AND EXTENDED CORSET STIFFENERS PAIR BROWN SIZE 22 | PROSTHETICS & ORTHOSIS SUPPLIES
6736 | 4224170637700 | TARSO MEDIUS BOOT OR EQUIVALENT ADULT SURGICAL STRAIGHT LAST; SOFT PADDING AROUND HEEL CUFFS ; MADE FROM COW/CALF LEATHER ; A HIGH AND EXTRA-LONG STIFFENER TO SUPPORT ANKLE ; FULL LEATHER INSOLE ; EASILY REMOVABLE AND ADAPTABLE SOLE; GOOD TOE SPRING ; REMOVABLE CORK INLAY ; HIGH TOE BOX ; STRONG TOE CAP ; SOFT TONGUE TO ASSIST SHOE FIT ; HIGH AND EXTENDED CORSET STIFFENERS PAIR BROWN SIZE 45 | PROSTHETICS & ORTHOSIS SUPPLIES
6737 | 4224150000900 | FABRIC FOR LAMINATION, BLUE FOREST, FABRIC BAG FOR REINFORCEMENT OF LAMINATION RESIN, WIDTH 20 CM X LENGTH 150 CM APPROXIMATELY | PROSTHETICS & ORTHOSIS SUPPLIES
6738 | 4224170637500 | TARSO MEDIUS BOOT OR EQUIVALENT ADULT SURGICAL STRAIGHT LAST; SOFT PADDING AROUND HEEL CUFFS ; MADE FROM COW/CALF LEATHER ; A HIGH AND EXTRA-LONG STIFFENER TO SUPPORT ANKLE ; FULL LEATHER INSOLE ; EASILY REMOVABLE AND ADAPTABLE SOLE; GOOD TOE SPRING ; REMOVABLE CORK INLAY ; HIGH TOE BOX ; STRONG TOE CAP ; SOFT TONGUE TO ASSIST SHOE FIT ; HIGH AND EXTENDED CORSET STIFFENERS PAIR BROWN SIZE 43 | PROSTHETICS & ORTHOSIS SUPPLIES
6739 | 4224170637400 | TARSO MEDIUS BOOT OR EQUIVALENT ADULT SURGICAL STRAIGHT LAST; SOFT PADDING AROUND HEEL CUFFS ; MADE FROM COW/CALF LEATHER ; A HIGH AND EXTRA-LONG STIFFENER TO SUPPORT ANKLE ; FULL LEATHER INSOLE ; EASILY REMOVABLE AND ADAPTABLE SOLE; GOOD TOE SPRING ; REMOVABLE CORK INLAY ; HIGH TOE BOX ; STRONG TOE CAP ; SOFT TONGUE TO ASSIST SHOE FIT ; HIGH AND EXTENDED CORSET STIFFENERS PAIR BROWN SIZE 42 | PROSTHETICS & ORTHOSIS SUPPLIES
6740 | 4224170637300 | TARSO-MEDIUS BOOT OR EQUIVALENT PEDIATRIC SURGICAL STRAIGHT LAST; SOFT PADDING AROUND HEEL CUFFS ; MADE FROM COW/CALF LEATHER ; A HIGH AND EXTRA-LONG STIFFENER TO SUPPORT ANKLE ; FULL LEATHER INSOLE ; EASILY REMOVABLE AND ADAPTABLE SOLE; GOOD TOE SPRING ; REMOVABLE CORK INLAY ; HIGH TOE BOX ; STRONG TOE CAP ; SOFT TONGUE TO ASSIST SHOE FIT ; HIGH AND EXTENDED CORSET STIFFENERS PAIR BLACK SIZE 23 | PROSTHETICS & ORTHOSIS SUPPLIES
6741 | 4224170637200 | TARSO MEDIUS BOOT OR EQUIVALENT ADULT SURGICAL STRAIGHT LAST; SOFT PADDING AROUND HEEL CUFFS ; MADE FROM COW/CALF LEATHER ; A HIGH AND EXTRA-LONG STIFFENER TO SUPPORT ANKLE ; FULL LEATHER INSOLE ; EASILY REMOVABLE AND ADAPTABLE SOLE; GOOD TOE SPRING ; REMOVABLE CORK INLAY ; HIGH TOE BOX ; STRONG TOE CAP ; SOFT TONGUE TO ASSIST SHOE FIT ; HIGH AND EXTENDED CORSET STIFFENERS PAIR BLACK SIZE 44 | PROSTHETICS & ORTHOSIS SUPPLIES
6742 | 4224170637100 | TARSO MEDIUS BOOT OR EQUIVALENT ADULT SURGICAL STRAIGHT LAST; SOFT PADDING AROUND HEEL CUFFS ; MADE FROM COW/CALF LEATHER ; A HIGH AND EXTRA-LONG STIFFENER TO SUPPORT ANKLE ; FULL LEATHER INSOLE ; EASILY REMOVABLE AND ADAPTABLE SOLE; GOOD TOE SPRING ; REMOVABLE CORK INLAY ; HIGH TOE BOX ; STRONG TOE CAP ; SOFT TONGUE TO ASSIST SHOE FIT ; HIGH AND EXTENDED CORSET STIFFENERS PAIR BLACK SIZE 43 | PROSTHETICS & ORTHOSIS SUPPLIES
6743 | 4224170637000 | TARSO MEDIUS BOOT OR EQUIVALENT ADULT SURGICAL STRAIGHT LAST; SOFT PADDING AROUND HEEL CUFFS ; MADE FROM COW/CALF LEATHER ; A HIGH AND EXTRA-LONG STIFFENER TO SUPPORT ANKLE ; FULL LEATHER INSOLE ; EASILY REMOVABLE AND ADAPTABLE SOLE; GOOD TOE SPRING ; REMOVABLE CORK INLAY ; HIGH TOE BOX ; STRONG TOE CAP ; SOFT TONGUE TO ASSIST SHOE FIT ; HIGH AND EXTENDED CORSET STIFFENERS PAIR BLACK SIZE 42 | PROSTHETICS & ORTHOSIS SUPPLIES
6744 | 4224170636900 | TARSO MEDIUS BOOT OR EQUIVALENT STRAIGHT LAST; SOFT PADDING AROUND HEEL CUFFS ; MADE FROM COW/CALF LEATHER ; A HIGH AND EXTRA-LONG STIFFENER TO SUPPORT ANKLE ; FULL LEATHER INSOLE ; EASILY REMOVABLE AND ADAPTABLE SOLE; GOOD TOE SPRING ; REMOVABLE CORK INLAY ; HIGH TOE BOX ; STRONG TOE CAP ; SOFT TONGUE TO ASSIST SHOE FIT ; HIGH AND EXTENDED CORSET STIFFENERS PAIR BLACK SIZE 40 | PROSTHETICS & ORTHOSIS SUPPLIES
6745 | 4224170636800 | TARSO MEDIUS BOOT OR EQUIVALENT STRAIGHT LAST; SOFT PADDING AROUND HEEL CUFFS ; MADE FROM COW/CALF LEATHER ; A HIGH AND EXTRA-LONG STIFFENER TO SUPPORT ANKLE ; FULL LEATHER INSOLE ; EASILY REMOVABLE AND ADAPTABLE SOLE; GOOD TOE SPRING ; REMOVABLE CORK INLAY ; HIGH TOE BOX ; STRONG TOE CAP ; SOFT TONGUE TO ASSIST SHOE FIT ; HIGH AND EXTENDED CORSET STIFFENERS PAIR BLACK SIZE 38 | PROSTHETICS & ORTHOSIS SUPPLIES
6746 | 4618220700200 | ANKLE BRACE WITH FIGURE OF 8 STRAP MADE OF FABRIC ADJUSTMENT BY LACES SPRAIN OF LIGAMENTS CHRONIC LIGAMENT LAXITY SIZE: MEDIUM | PROSTHETICS & ORTHOSIS SUPPLIES
6747 | 4224170635200 | BOOT ORTHOPEDIC PEDIATRIC FULL GRAIN COW/CALF LEATHER PLAIN FRONTED WITH SEAM FREE VAMPS PADDED COLLARS BOOT HEIGHT APPROXIMATELY 125 MM LACING; SOFT PADDING AROUND THE COLLAR FOR A BETTER FIT ; A HIGH AND EXTRA LONG STIFFENER TO SUPPORT THE ANKLE ; FULL GRAIN LEATHER INSOLE; EASILY REMOVABLE AND ADAPTABLE (HARD-WEARING) SOLE. SUFFICIENT TOE-SPRING FOR EASY ROLL-OFF ; REMOVABLE PROFILED CORK INLAY ; HIGH TOE-BOX AND STRONG TOE-CAP FOR PROTECTION OF THE TOES ; EXTENDED FACINGS FOR MAXIMUM ACCESSIBILITY; SOFT TONGUE PADDING; FIRM HEEL COUNTER BLUE SIZE 32 | PROSTHETICS & ORTHOSIS SUPPLIES
6748 | 4224170635100 | BOOT ORTHOPEDIC PEDIATRIC FULL GRAIN COW/CALF LEATHER PLAIN FRONTED WITH SEAM FREE VAMPS PADDED COLLARS BOOT HEIGHT APPROXIMATELY 125 MM LACING; SOFT PADDING AROUND THE COLLAR FOR A BETTER FIT ; A HIGH AND EXTRA LONG STIFFENER TO SUPPORT THE ANKLE ; FULL GRAIN LEATHER INSOLE; EASILY REMOVABLE AND ADAPTABLE (HARD-WEARING) SOLE. SUFFICIENT TOE-SPRING FOR EASY ROLL-OFF ; REMOVABLE PROFILED CORK INLAY ; HIGH TOE-BOX AND STRONG TOE-CAP FOR PROTECTION OF THE TOES ; EXTENDED FACINGS FOR MAXIMUM ACCESSIBILITY; SOFT TONGUE PADDING; FIRM HEEL COUNTER BLACK SIZE 32 | PROSTHETICS & ORTHOSIS SUPPLIES
6749 | 4224170635000 | BOOT ORTHOPEDIC PEDIATRIC FULL GRAIN COW/CALF LEATHER PLAIN FRONTED WITH SEAM FREE VAMPS PADDED COLLARS BOOT HEIGHT APPROXIMATELY 125 MM LACING; SOFT PADDING AROUND THE COLLAR FOR A BETTER FIT ; A HIGH AND EXTRA LONG STIFFENER TO SUPPORT THE ANKLE ; FULL GRAIN LEATHER INSOLE; EASILY REMOVABLE AND ADAPTABLE (HARD-WEARING) SOLE. SUFFICIENT TOE-SPRING FOR EASY ROLL-OFF ; REMOVABLE PROFILED CORK INLAY ; HIGH TOE-BOX AND STRONG TOE-CAP FOR PROTECTION OF THE TOES ; EXTENDED FACINGS FOR MAXIMUM ACCESSIBILITY; SOFT TONGUE PADDING; FIRM HEEL COUNTER BLUE SIZE 31 | PROSTHETICS & ORTHOSIS SUPPLIES
6750 | 4224170634900 | BOOT ORTHOPEDIC PEDIATRIC FULL GRAIN COW/CALF LEATHER PLAIN FRONTED WITH SEAM FREE VAMPS PADDED COLLARS BOOT HEIGHT APPROXIMATELY 125 MM LACING; SOFT PADDING AROUND THE COLLAR FOR A BETTER FIT ; A HIGH AND EXTRA LONG STIFFENER TO SUPPORT THE ANKLE ; FULL GRAIN LEATHER INSOLE; EASILY REMOVABLE AND ADAPTABLE (HARD-WEARING) SOLE. SUFFICIENT TOE-SPRING FOR EASY ROLL-OFF ; REMOVABLE PROFILED CORK INLAY ; HIGH TOE-BOX AND STRONG TOE-CAP FOR PROTECTION OF THE TOES ; EXTENDED FACINGS FOR MAXIMUM ACCESSIBILITY; SOFT TONGUE PADDING; FIRM HEEL COUNTER BLACK SIZE 31 | PROSTHETICS & ORTHOSIS SUPPLIES
6751 | 4224170112900 | BOOT ORTHOPEDIC MALE FULL GRAIN COW/CALF LEATHER PLAIN FRONTED WITH SEAM FREE VAMPS PADDED COLLARS BOOT HEIGHT APPROXIMATELY 125 MM LACE CLOSURE SOFT PADDING AROUND THE COLLAR FOR A BETTER FIT ; A HIGH AND EXTRA LONG STIFFENER TO SUPPORT THE ANKLE ; FULL GRAIN LEATHER INSOLE; EASILY REMOVABLE AND ADAPTABLE (HARD-WEARING) SOLE. SUFFICIENT TOE-SPRING FOR EASY ROLL-OFF ; REMOVABLE PROFILED CORK INLAY ; HIGH TOE-BOX AND STRONG TOE-CAP FOR PROTECTION OF THE TOES ; EXTENDED FACINGS FOR MAXIMUM ACCESSIBILITY; SOFT TONGUE PADDING; FIRM HEEL COUNTER BLACK SIZE 47 | PROSTHETICS & ORTHOSIS SUPPLIES
6752 | 4618160900500 | RIGID INSOLES FULL LENGTH FLEXIBLE AT THE TOE SIDE PAIR SIZE (41-44) | PROSTHETICS & ORTHOSIS SUPPLIES
6753 | 4224170634200 | BOOT ORTHOPEDIC PEDIATRIC FULL GRAIN COW/CALF LEATHER PLAIN FRONTED WITH SEAM FREE VAMPS PADDED COLLARS BOOT HEIGHT APPROXIMATELY 125 MM LACING; SOFT PADDING AROUND THE COLLAR FOR A BETTER FIT ; A HIGH AND EXTRA LONG STIFFENER TO SUPPORT THE ANKLE ; FULL GRAIN LEATHER INSOLE; EASILY REMOVABLE AND ADAPTABLE (HARD-WEARING) SOLE. SUFFICIENT TOE-SPRING FOR EASY ROLL-OFF ; REMOVABLE PROFILED CORK INLAY ; HIGH TOE-BOX AND STRONG TOE-CAP FOR PROTECTION OF THE TOES ; EXTENDED FACINGS FOR MAXIMUM ACCESSIBILITY; SOFT TONGUE PADDING; FIRM HEEL COUNTER BLUE SIZE 28 | PROSTHETICS & ORTHOSIS SUPPLIES
6754 | 4618160900600 | SEMI RIGID INSOLES FULL LENGTH FLEXIBLE AT THE TOE SIDE PAIR SIZE (37-39) | PROSTHETICS & ORTHOSIS SUPPLIES
6755 | 4618160900700 | SEMI RIGID INSOLES FULL LENGTH FLEXIBLE AT THE TOE SIDE PAIR SIZE (35-37) | PROSTHETICS & ORTHOSIS SUPPLIES
6756 | 4224160001700 | CONICAL PLASTIC DRILL DIAMETER 14 MM APPROXIMATELY | PROSTHETICS & ORTHOSIS SUPPLIES
6757 | 4224170113000 | BOOT ORTHOPEDIC FEMALE FULL GRAIN COW/CALF LEATHER PLAIN FRONTED WITH SEAM FREE VAMPS PADDED COLLARS BOOT HEIGHT APPROXIMATELY 125 MM LACE CLOSURE SOFT PADDING AROUND THE COLLAR FOR A BETTER FIT ; A HIGH AND EXTRA LONG STIFFENER TO SUPPORT THE ANKLE ; FULL GRAIN LEATHER INSOLE; EASILY REMOVABLE AND ADAPTABLE (HARD-WEARING) SOLE. SUFFICIENT TOE-SPRING FOR EASY ROLL-OFF REMOVABLE PROFILED CORK INLAY ; HIGH TOE-BOX AND STRONG TOE-CAP FOR PROTECTION OF THE TOES ; EXTENDED FACINGS FOR MAXIMUM ACCESSIBILITY; SOFT TONGUE PADDING; FIRM HEEL COUNTER BLACK SIZE 44 | PROSTHETICS & ORTHOSIS SUPPLIES
6758 | 4618160900800 | SEMI RIGID INSOLES FULL LENGTH FLEXIBLE AT THE TOE SIDE PAIR SIZE (41-44) | PROSTHETICS & ORTHOSIS SUPPLIES
6759 | 4224170634100 | BOOT ORTHOPEDIC PEDIATRIC FULL GRAIN COW/CALF LEATHER PLAIN FRONTED WITH SEAM FREE VAMPS PADDED COLLARS BOOT HEIGHT APPROXIMATELY 125 MM LACING; SOFT PADDING AROUND THE COLLAR FOR A BETTER FIT ; A HIGH AND EXTRA LONG STIFFENER TO SUPPORT THE ANKLE ; FULL GRAIN LEATHER INSOLE; EASILY REMOVABLE AND ADAPTABLE (HARD-WEARING) SOLE. SUFFICIENT TOE-SPRING FOR EASY ROLL-OFF ; REMOVABLE PROFILED CORK INLAY ; HIGH TOE-BOX AND STRONG TOE-CAP FOR PROTECTION OF THE TOES ; EXTENDED FACINGS FOR MAXIMUM ACCESSIBILITY; SOFT TONGUE PADDING; FIRM HEEL COUNTER BLACK SIZE 28 | PROSTHETICS & ORTHOSIS SUPPLIES
6760 | 4224160001600 | POROUS PLASTER FOR SMOOTH PLASTER CAST 500 GRAMS APPROXIMATELY | PROSTHETICS & ORTHOSIS SUPPLIES
6761 | 4224170907800 | SANDAL HIGH COUNTERS FULL COW/CALF LEATHER UPPERBLACK SOFT PADDING AROUND HEEL CUFFS A HIGH AND EXTRA LONG STIFFENER TO SUPPORT ANKLE FULL LEATHER INSOLE ADAPTABLE SOLE-UNIT GOOD TOE SPRING HIGH TOE BOX ; STRONG TOE CAP HEEL AND RIGID SHANK BLACK SIZE 36 | PROSTHETICS & ORTHOSIS SUPPLIES
6762 | 4224170634000 | BOOT ORTHOPEDIC PEDIATRIC FULL GRAIN COW/CALF LEATHER PLAIN FRONTED WITH SEAM FREE VAMPS PADDED COLLARS BOOT HEIGHT APPROXIMATELY 125 MM LACING; SOFT PADDING AROUND THE COLLAR FOR A BETTER FIT ; A HIGH AND EXTRA LONG STIFFENER TO SUPPORT THE ANKLE ; FULL GRAIN LEATHER INSOLE; EASILY REMOVABLE AND ADAPTABLE (HARD-WEARING) SOLE. SUFFICIENT TOE-SPRING FOR EASY ROLL-OFF ; REMOVABLE PROFILED CORK INLAY ; HIGH TOE-BOX AND STRONG TOE-CAP FOR PROTECTION OF THE TOES ; EXTENDED FACINGS FOR MAXIMUM ACCESSIBILITY; SOFT TONGUE PADDING; FIRM HEEL COUNTER PURPLE SIZE 27 | PROSTHETICS & ORTHOSIS SUPPLIES
6763 | 4224170633900 | BOOT ORTHOPEDIC PEDIATRIC FULL GRAIN COW/CALF LEATHER PLAIN FRONTED WITH SEAM FREE VAMPS PADDED COLLARS BOOT HEIGHT APPROXIMATELY 125 MM LACING; SOFT PADDING AROUND THE COLLAR FOR A BETTER FIT ; A HIGH AND EXTRA LONG STIFFENER TO SUPPORT THE ANKLE ; FULL GRAIN LEATHER INSOLE; EASILY REMOVABLE AND ADAPTABLE (HARD-WEARING) SOLE. SUFFICIENT TOE-SPRING FOR EASY ROLL-OFF ; REMOVABLE PROFILED CORK INLAY ; HIGH TOE-BOX AND STRONG TOE-CAP FOR PROTECTION OF THE TOES ; EXTENDED FACINGS FOR MAXIMUM ACCESSIBILITY; SOFT TONGUE PADDING; FIRM HEEL COUNTER BLUE SIZE 27 | PROSTHETICS & ORTHOSIS SUPPLIES
6764 | 4224170633800 | BOOT ORTHOPEDIC PEDIATRIC FULL GRAIN COW/CALF LEATHER PLAIN FRONTED WITH SEAM FREE VAMPS PADDED COLLARS BOOT HEIGHT APPROXIMATELY 125 MM LACING; SOFT PADDING AROUND THE COLLAR FOR A BETTER FIT ; A HIGH AND EXTRA LONG STIFFENER TO SUPPORT THE ANKLE ; FULL GRAIN LEATHER INSOLE; EASILY REMOVABLE AND ADAPTABLE (HARD-WEARING) SOLE. SUFFICIENT TOE-SPRING FOR EASY ROLL-OFF ; REMOVABLE PROFILED CORK INLAY ; HIGH TOE-BOX AND STRONG TOE-CAP FOR PROTECTION OF THE TOES ; EXTENDED FACINGS FOR MAXIMUM ACCESSIBILITY; SOFT TONGUE PADDING; FIRM HEEL COUNTER PURPLE SIZE 26 | PROSTHETICS & ORTHOSIS SUPPLIES
6765 | 4224160001500 | SANDING SLEEVES OUTER DIAMETER 73 MM APPROXIMATELY LENGTH 200 MM APPROXIMATELY GRIT 80 | PROSTHETICS & ORTHOSIS SUPPLIES
6766 | 4224160001400 | SANDING SLEEVES OUTER DIAMETER 73 MM APPROXIMATELY LENGTH 200 MM APPROXIMATELY GRIT 60 | PROSTHETICS & ORTHOSIS SUPPLIES
6767 | 4224160001300 | SANDING SLEEVES OUTER DIAMETER 73 MM APPROXIMATELY LENGTH 200 MM APPROXIMATELY GRIT 40 | PROSTHETICS & ORTHOSIS SUPPLIES
6768 | 4224170112800 | BOOT ORTHOPEDIC FEMALE FULL GRAIN COW/CALF LEATHER PLAIN FRONTED WITH SEAM FREE VAMPS PADDED COLLARS BOOT HEIGHT APPROXIMATELY 125 MM LACE CLOSURE SOFT PADDING AROUND THE COLLAR FOR A BETTER FIT ; A HIGH AND EXTRA LONG STIFFENER TO SUPPORT THE ANKLE ; FULL GRAIN LEATHER INSOLE; EASILY REMOVABLE AND ADAPTABLE (HARD-WEARING) SOLE. SUFFICIENT TOE-SPRING FOR EASY ROLL-OFF REMOVABLE PROFILED CORK INLAY ; HIGH TOE-BOX AND STRONG TOE-CAP FOR PROTECTION OF THE TOES ; EXTENDED FACINGS FOR MAXIMUM ACCESSIBILITY; SOFT TONGUE PADDING; FIRM HEEL COUNTER BLACK SIZE 38 | PROSTHETICS & ORTHOSIS SUPPLIES
6769 | 4224170638400 | TARSO-MEDIUS BOOT OR EQUIVALENT PEDIATRIC SURGICAL STRAIGHT LAST; SOFT PADDING AROUND HEEL CUFFS ; MADE FROM COW/CALF LEATHER ; A HIGH AND EXTRA-LONG STIFFENER TO SUPPORT ANKLE ; FULL LEATHER INSOLE ; EASILY REMOVABLE AND ADAPTABLE SOLE; GOOD TOE SPRING ; REMOVABLE CORK INLAY ; HIGH TOE BOX ; STRONG TOE CAP ; SOFT TONGUE TO ASSIST SHOE FIT ; HIGH AND EXTENDED CORSET STIFFENERS PAIR BLACK SIZE 25 | PROSTHETICS & ORTHOSIS SUPPLIES
6770 | 4224170112700 | BOOT ORTHOPEDIC FEMALE FULL GRAIN COW/CALF LEATHER PLAIN FRONTED WITH SEAM FREE VAMPS PADDED COLLARS BOOT HEIGHT APPROXIMATELY 125 MM LACE CLOSURE SOFT PADDING AROUND THE COLLAR FOR A BETTER FIT ; A HIGH AND EXTRA LONG STIFFENER TO SUPPORT THE ANKLE ; FULL GRAIN LEATHER INSOLE; EASILY REMOVABLE AND ADAPTABLE (HARD-WEARING) SOLE. SUFFICIENT TOE-SPRING FOR EASY ROLL-OFF REMOVABLE PROFILED CORK INLAY ; HIGH TOE-BOX AND STRONG TOE-CAP FOR PROTECTION OF THE TOES ; EXTENDED FACINGS FOR MAXIMUM ACCESSIBILITY; SOFT TONGUE PADDING; FIRM HEEL COUNTER BLACK SIZE 43 | PROSTHETICS & ORTHOSIS SUPPLIES
6771 | 4224170112500 | BOOT ORTHOPEDIC FEMALE FULL GRAIN COW/CALF LEATHER PLAIN FRONTED WITH SEAM FREE VAMPS PADDED COLLARS BOOT HEIGHT APPROXIMATELY 125 MM LACE CLOSURE SOFT PADDING AROUND THE COLLAR FOR A BETTER FIT ; A HIGH AND EXTRA LONG STIFFENER TO SUPPORT THE ANKLE ; FULL GRAIN LEATHER INSOLE; EASILY REMOVABLE AND ADAPTABLE (HARD-WEARING) SOLE. SUFFICIENT TOE-SPRING FOR EASY ROLL-OFF REMOVABLE PROFILED CORK INLAY ; HIGH TOE-BOX AND STRONG TOE-CAP FOR PROTECTION OF THE TOES ; EXTENDED FACINGS FOR MAXIMUM ACCESSIBILITY; SOFT TONGUE PADDING; FIRM HEEL COUNTER BLACK SIZE 41 | PROSTHETICS & ORTHOSIS SUPPLIES
6772 | 4224170634800 | BOOT ORTHOPEDIC PEDIATRIC FULL GRAIN COW/CALF LEATHER PLAIN FRONTED WITH SEAM FREE VAMPS PADDED COLLARS BOOT HEIGHT APPROXIMATELY 125 MM LACING; SOFT PADDING AROUND THE COLLAR FOR A BETTER FIT ; A HIGH AND EXTRA LONG STIFFENER TO SUPPORT THE ANKLE ; FULL GRAIN LEATHER INSOLE; EASILY REMOVABLE AND ADAPTABLE (HARD-WEARING) SOLE. SUFFICIENT TOE-SPRING FOR EASY ROLL-OFF ; REMOVABLE PROFILED CORK INLAY ; HIGH TOE-BOX AND STRONG TOE-CAP FOR PROTECTION OF THE TOES ; EXTENDED FACINGS FOR MAXIMUM ACCESSIBILITY; SOFT TONGUE PADDING; FIRM HEEL COUNTER BLUE SIZE 30 | PROSTHETICS & ORTHOSIS SUPPLIES
6773 | 4224170634700 | BOOT ORTHOPEDIC PEDIATRIC FULL GRAIN COW/CALF LEATHER PLAIN FRONTED WITH SEAM FREE VAMPS PADDED COLLARS BOOT HEIGHT APPROXIMATELY 125 MM LACING; SOFT PADDING AROUND THE COLLAR FOR A BETTER FIT ; A HIGH AND EXTRA LONG STIFFENER TO SUPPORT THE ANKLE ; FULL GRAIN LEATHER INSOLE; EASILY REMOVABLE AND ADAPTABLE (HARD-WEARING) SOLE. SUFFICIENT TOE-SPRING FOR EASY ROLL-OFF ; REMOVABLE PROFILED CORK INLAY ; HIGH TOE-BOX AND STRONG TOE-CAP FOR PROTECTION OF THE TOES ; EXTENDED FACINGS FOR MAXIMUM ACCESSIBILITY; SOFT TONGUE PADDING; FIRM HEEL COUNTER BLACK SIZE 30 | PROSTHETICS & ORTHOSIS SUPPLIES
6774 | 4224170634600 | BOOT ORTHOPEDIC PEDIATRIC FULL GRAIN COW/CALF LEATHER PLAIN FRONTED WITH SEAM FREE VAMPS PADDED COLLARS BOOT HEIGHT APPROXIMATELY 125 MM LACING; SOFT PADDING AROUND THE COLLAR FOR A BETTER FIT ; A HIGH AND EXTRA LONG STIFFENER TO SUPPORT THE ANKLE ; FULL GRAIN LEATHER INSOLE; EASILY REMOVABLE AND ADAPTABLE (HARD-WEARING) SOLE. SUFFICIENT TOE-SPRING FOR EASY ROLL-OFF ; REMOVABLE PROFILED CORK INLAY ; HIGH TOE-BOX AND STRONG TOE-CAP FOR PROTECTION OF THE TOES ; EXTENDED FACINGS FOR MAXIMUM ACCESSIBILITY; SOFT TONGUE PADDING; FIRM HEEL COUNTER PURPLE SIZE 29 | PROSTHETICS & ORTHOSIS SUPPLIES
6775 | 4618220700000 | ANKLE BRACE WITH FIGURE OF 8 STRAP MADE OF FABRIC ADJUSTMENT BY LACES SPRAIN OF LIGAMENTS CHRONIC LIGAMENT LAXITY SIZE: LARGE | PROSTHETICS & ORTHOSIS SUPPLIES
6776 | 4224170907600 | SANDAL HIGH COUNTERS FULL COW/CALF LEATHER UPPERBLACK SOFT PADDING AROUND HEEL CUFFS A HIGH AND EXTRA LONG STIFFENER TO SUPPORT ANKLE FULL LEATHER INSOLE ADAPTABLE SOLE-UNIT GOOD TOE SPRING HIGH TOE BOX ; STRONG TOE CAP HEEL AND RIGID SHANK BLUE SIZE 35 | PROSTHETICS & ORTHOSIS SUPPLIES
6777 | 4224160002200 | SAND PAPER WET - DRY 230 X 280 MM APPROXIMATELY GRIT 240 | PROSTHETICS & ORTHOSIS SUPPLIES
6778 | 4224160002100 | BLADE, JIG SAW, FOR WOOD, LENGTH 75 MM, TEETH 3.0 MM, APPROXIMATELY | PROSTHETICS & ORTHOSIS SUPPLIES
6779 | 4224160002000 | BLADE, JIG SAW, FOR PLASTICS, LENGTH 50 MM, TEETH 2.0 MM, APPROXIMATELY | PROSTHETICS & ORTHOSIS SUPPLIES
6780 | 4224170112300 | BOOT ORTHOPEDIC FEMALE FULL GRAIN COW/CALF LEATHER PLAIN FRONTED WITH SEAM FREE VAMPS PADDED COLLARS BOOT HEIGHT APPROXIMATELY 125 MM LACE CLOSURE SOFT PADDING AROUND THE COLLAR FOR A BETTER FIT ; A HIGH AND EXTRA LONG STIFFENER TO SUPPORT THE ANKLE ; FULL GRAIN LEATHER INSOLE; EASILY REMOVABLE AND ADAPTABLE (HARD-WEARING) SOLE. SUFFICIENT TOE-SPRING FOR EASY ROLL-OFF REMOVABLE PROFILED CORK INLAY ; HIGH TOE-BOX AND STRONG TOE-CAP FOR PROTECTION OF THE TOES ; EXTENDED FACINGS FOR MAXIMUM ACCESSIBILITY; SOFT TONGUE PADDING; FIRM HEEL COUNTER BLACK SIZE 40 | PROSTHETICS & ORTHOSIS SUPPLIES
6781 | 4224160001900 | CONICAL SANDING DRUM THREAD M16 LENGTH 60 MM APPROXIMATELY DIAMETER 36/22 MM APPROXIMATELY | PROSTHETICS & ORTHOSIS SUPPLIES
6782 | 4224170634500 | BOOT ORTHOPEDIC PEDIATRIC FULL GRAIN COW/CALF LEATHER PLAIN FRONTED WITH SEAM FREE VAMPS PADDED COLLARS BOOT HEIGHT APPROXIMATELY 125 MM LACING; SOFT PADDING AROUND THE COLLAR FOR A BETTER FIT ; A HIGH AND EXTRA LONG STIFFENER TO SUPPORT THE ANKLE ; FULL GRAIN LEATHER INSOLE; EASILY REMOVABLE AND ADAPTABLE (HARD-WEARING) SOLE. SUFFICIENT TOE-SPRING FOR EASY ROLL-OFF ; REMOVABLE PROFILED CORK INLAY ; HIGH TOE-BOX AND STRONG TOE-CAP FOR PROTECTION OF THE TOES ; EXTENDED FACINGS FOR MAXIMUM ACCESSIBILITY; SOFT TONGUE PADDING; FIRM HEEL COUNTER BLUE SIZE 29 | PROSTHETICS & ORTHOSIS SUPPLIES
6783 | 4224170634400 | BOOT ORTHOPEDIC PEDIATRIC FULL GRAIN COW/CALF LEATHER PLAIN FRONTED WITH SEAM FREE VAMPS PADDED COLLARS BOOT HEIGHT APPROXIMATELY 125 MM LACING; SOFT PADDING AROUND THE COLLAR FOR A BETTER FIT ; A HIGH AND EXTRA LONG STIFFENER TO SUPPORT THE ANKLE ; FULL GRAIN LEATHER INSOLE; EASILY REMOVABLE AND ADAPTABLE (HARD-WEARING) SOLE. SUFFICIENT TOE-SPRING FOR EASY ROLL-OFF ; REMOVABLE PROFILED CORK INLAY ; HIGH TOE-BOX AND STRONG TOE-CAP FOR PROTECTION OF THE TOES ; EXTENDED FACINGS FOR MAXIMUM ACCESSIBILITY; SOFT TONGUE PADDING; FIRM HEEL COUNTER BLACK SIZE 29 | PROSTHETICS & ORTHOSIS SUPPLIES
6784 | 4224160001800 | CONICAL SANDING DRUM THREAD 5/8 INCHES LENGTH 60 MM APPROXIMATELY DIAMETER 36/22 MM APPROXIMATELY | PROSTHETICS & ORTHOSIS SUPPLIES
6785 | 4224170112400 | BOOT ORTHOPEDIC FEMALE FULL GRAIN COW/CALF LEATHER PLAIN FRONTED WITH SEAM FREE VAMPS PADDED COLLARS BOOT HEIGHT APPROXIMATELY 125 MM LACE CLOSURE SOFT PADDING AROUND THE COLLAR FOR A BETTER FIT ; A HIGH AND EXTRA LONG STIFFENER TO SUPPORT THE ANKLE ; FULL GRAIN LEATHER INSOLE; EASILY REMOVABLE AND ADAPTABLE (HARD-WEARING) SOLE. SUFFICIENT TOE-SPRING FOR EASY ROLL-OFF REMOVABLE PROFILED CORK INLAY ; HIGH TOE-BOX AND STRONG TOE-CAP FOR PROTECTION OF THE TOES ; EXTENDED FACINGS FOR MAXIMUM ACCESSIBILITY; SOFT TONGUE PADDING; FIRM HEEL COUNTER BLACK SIZE 40.5 | PROSTHETICS & ORTHOSIS SUPPLIES
6786 | 4224170634300 | BOOT ORTHOPEDIC PEDIATRIC FULL GRAIN COW/CALF LEATHER PLAIN FRONTED WITH SEAM FREE VAMPS PADDED COLLARS BOOT HEIGHT APPROXIMATELY 125 MM LACING; SOFT PADDING AROUND THE COLLAR FOR A BETTER FIT ; A HIGH AND EXTRA LONG STIFFENER TO SUPPORT THE ANKLE ; FULL GRAIN LEATHER INSOLE; EASILY REMOVABLE AND ADAPTABLE (HARD-WEARING) SOLE. SUFFICIENT TOE-SPRING FOR EASY ROLL-OFF ; REMOVABLE PROFILED CORK INLAY ; HIGH TOE-BOX AND STRONG TOE-CAP FOR PROTECTION OF THE TOES ; EXTENDED FACINGS FOR MAXIMUM ACCESSIBILITY; SOFT TONGUE PADDING; FIRM HEEL COUNTER PURPLE SIZE 28 | PROSTHETICS & ORTHOSIS SUPPLIES
6787 | 4224170907700 | SANDAL HIGH COUNTERS FULL COW/CALF LEATHER UPPERBLACK SOFT PADDING AROUND HEEL CUFFS A HIGH AND EXTRA LONG STIFFENER TO SUPPORT ANKLE FULL LEATHER INSOLE ADAPTABLE SOLE-UNIT GOOD TOE SPRING HIGH TOE BOX ; STRONG TOE CAP HEEL AND RIGID SHANK PINK SIZE 35 | PROSTHETICS & ORTHOSIS SUPPLIES
6788 | 4618160900400 | RIGID INSOLES FULL LENGTH FLEXIBLE AT THE TOE SIDE PAIR SIZE (44-46) | PROSTHETICS & ORTHOSIS SUPPLIES
6789 | 4224170112600 | BOOT ORTHOPEDIC FEMALE FULL GRAIN COW/CALF LEATHER PLAIN FRONTED WITH SEAM FREE VAMPS PADDED COLLARS BOOT HEIGHT APPROXIMATELY 125 MM LACE CLOSURE SOFT PADDING AROUND THE COLLAR FOR A BETTER FIT ; A HIGH AND EXTRA LONG STIFFENER TO SUPPORT THE ANKLE ; FULL GRAIN LEATHER INSOLE; EASILY REMOVABLE AND ADAPTABLE (HARD-WEARING) SOLE. SUFFICIENT TOE-SPRING FOR EASY ROLL-OFF REMOVABLE PROFILED CORK INLAY ; HIGH TOE-BOX AND STRONG TOE-CAP FOR PROTECTION OF THE TOES ; EXTENDED FACINGS FOR MAXIMUM ACCESSIBILITY; SOFT TONGUE PADDING; FIRM HEEL COUNTER BLACK SIZE 42 | PROSTHETICS & ORTHOSIS SUPPLIES
6790 | 4224170638500 | TARSO-MEDIUS BOOT OR EQUIVALENT PEDIATRIC SURGICAL STRAIGHT LAST; SOFT PADDING AROUND HEEL CUFFS ; MADE FROM COW/CALF LEATHER ; A HIGH AND EXTRA-LONG STIFFENER TO SUPPORT ANKLE ; FULL LEATHER INSOLE ; EASILY REMOVABLE AND ADAPTABLE SOLE; GOOD TOE SPRING ; REMOVABLE CORK INLAY ; HIGH TOE BOX ; STRONG TOE CAP ; SOFT TONGUE TO ASSIST SHOE FIT ; HIGH AND EXTENDED CORSET STIFFENERS PAIR BROWN SIZE 23 | PROSTHETICS & ORTHOSIS SUPPLIES
6791 | 4618221106500 | ORTHOSIS, CRUCIFORM ANTERIOR SPINAL HYPEREXTENSION (CASH), UNIVERSAL, FOR EXTREMELY, LARGE OR SMALL PATIENT | PROSTHETICS & ORTHOSIS SUPPLIES
6792 | 4224170641200 | HALLUX VALGUS CORRECTOR ORTHOSIS ANATOMICAL CONFORMATION CUSHION PAD FOR 1ST TOE METATARSAL STRAP RULED ON THE 5 TH METATARSAL FOR THE CONTROL OF THE CORRECTIVE PRESSURE METATARSAL STRAP ON THE 1ST METATARSAL ANATOMY AND RETROCAPITAL IT INCORPORATES COMFORT PAD ON THE 5 TH METATARSAL MADE OF THERMOPLASTIC SOFT VELCRO CLOSURE FORCES EXERTED BY THE ORTHOSIS THROUGH 3 POINTS OF SUPPORT PLACES THE BIG TOE ACCORDING TO ITS AXIS CORRECTING ITS DEVIATION IN VALGUS (BUNION) AND ACHIEVING THE METATARSOPHALANGEAL ALIGNMENT GENERATES A SIGNIFICANT ELONGATION | PROSTHETICS & ORTHOSIS SUPPLIES
6793 | 4224170641500 | SILICONE BUNION HALLUX VALGUS COVERS LATERALLY THE BUNION AREA HOLDING ITSELF WITH THE HOOP IN A TOE WASHABLE ASSORTED SIZE | PROSTHETICS & ORTHOSIS SUPPLIES
6794 | 4618220704100 | MULTIFUNCTION ANKLE ORTHOSIS, WITH A THREE - PHASE FITTING FOOT POSITIONING IN A SLIGHT PRONATION AND PLANTIGRADE POSITION, INCREASING THE LEVEL OF ACTIVITY, IMPROVING MUSCULAR STABILITY, IMPROVING FUNCTIONAL STABILITY AND MOBILITY, SIZE MEDIUM | PROSTHETICS & ORTHOSIS SUPPLIES
6795 | 4224170112200 | BOOT ORTHOPEDIC FEMALE FULL GRAIN COW/CALF LEATHER PLAIN FRONTED WITH SEAM FREE VAMPS PADDED COLLARS BOOT HEIGHT APPROXIMATELY 125 MM LACE CLOSURE SOFT PADDING AROUND THE COLLAR FOR A BETTER FIT ; A HIGH AND EXTRA LONG STIFFENER TO SUPPORT THE ANKLE ; FULL GRAIN LEATHER INSOLE; EASILY REMOVABLE AND ADAPTABLE (HARD-WEARING) SOLE. SUFFICIENT TOE-SPRING FOR EASY ROLL-OFF REMOVABLE PROFILED CORK INLAY ; HIGH TOE-BOX AND STRONG TOE-CAP FOR PROTECTION OF THE TOES ; EXTENDED FACINGS FOR MAXIMUM ACCESSIBILITY; SOFT TONGUE PADDING; FIRM HEEL COUNTER BLACK SIZE 39.5 | PROSTHETICS & ORTHOSIS SUPPLIES
6796 | 4224150401500 | STOCKINETTE ELASTIC WIDTH 100 MM APPROXIMATELY WEIGHT/ROLL 75-80 M | PROSTHETICS & ORTHOSIS SUPPLIES
6797 | 4224150401400 | CASTING STOCKINETTE COTTON WIDTH 80 MM APPROXIMATELY WEIGHT/ROLL 17-20 M | PROSTHETICS & ORTHOSIS SUPPLIES
6798 | 4224150401300 | STOCKINETTE FIBERGLASS HIGH ELASTICITY TWO - WAY STRETCH WIDTH 80 MM APPROXIMATELY LENGTH /ROLL 17-20 METER | PROSTHETICS & ORTHOSIS SUPPLIES
6799 | 4618220704000 | PROSTHETIC MULTIFUNCTION ANKLE ORTHOSIS WITH A THREE - PHASE FITTING FOOT POSITIONING IN A SLIGHT PRONATION AND PLANTIGRADE POSITION INCREASING THE LEVEL OF ACTIVITY IMPROVING MUSCULAR STABILITY IMPROVING FUNCTIONAL STABILITY AND MOBILITY SIZE LARGE | PROSTHETICS & ORTHOSIS SUPPLIES
6800 | 4618220703600 | ANKLE BRACE WITH FIGURE OF 8 STRAP MADE OF FABRIC ADJUSTMENT BY LACES SPRAIN OF LIGAMENTS CHRONIC LIGAMENT LAXITY SIZE: SMALL | PROSTHETICS & ORTHOSIS SUPPLIES
6801 | 4618220703000 | ANKLE IMMOBILIZER WITH RIGID STAYS RELEASING MALLEOLUS SOFT AND COMFORT ADJUSTMENT ON FOREFOOT AND SUPRAMALLEOLAR CLOSURE AND AD = JUSTMENT MADE OF VELCRO ASSORTED SIZE | PROSTHETICS & ORTHOSIS SUPPLIES
6802 | 4618220700400 | BOOT ORTHOPEDIC FEMALE FULL GRAIN COW/CALF LEATHER PLAIN FRONTED WITH SEAM FREE VAMPS PADDED COLLARS BOOT HEIGHT APPROXIMATELY 125 MM LACE CLOSUER SOFT PADDING AROUND THE COLLAR FOR A BETTER FIT ; A HIGH AND EXTRA LONG STIFFENER TO SUPPORT THE ANKLE ; FULL GRAIN LEATHER INSOLE; EASILY REMOVABLE AND ADAPTABLE (HARD-WEARING) SOLE. SUFFICIENT TOE-SPRING FOR EASY ROLL-OFF REMOVABLE PROFILED CORK INLAY ; HIGH TOE-BOX AND STRONG TOE-CAP FOR PROTECTION OF THE TOES ; EXTENDED FACINGS FOR MAXIMUM ACCESSIBILITY; SOFT TONGUE PADDING; FIRM HEEL COUNTER BLACK SIZE 35 | PROSTHETICS & ORTHOSIS SUPPLIES
6803 | 4224150401200 | STOCKINETTE FIBERGLASS HIGH ELASTICITY TWO - WAY STRETCH WIDTH 60 MM APPROXIMATELY LENGTH /ROLL 28-30 METER | PROSTHETICS & ORTHOSIS SUPPLIES
6804 | 4224150700500 | HIP ABDUCTION BRACE PEDIATRIC ADJUSTABLE POLYPROPYLENE LIGHTWEIGHT WITH ALUMINUM ADJUSTMENT SCREW ALLOWS ABDUCTION 40 TO 180 DEGREE SOFT LINING SIZE EXTRA SMALL | PROSTHETICS & ORTHOSIS SUPPLIES
6805 | 4224150401100 | STOCKINETTE FIBERGLASS HIGH ELASTICITY TWO - WAY STRETCH WIDTH 300 MM APPROXIMATELY LENGTH /ROLL 4-5 METER | PROSTHETICS & ORTHOSIS SUPPLIES
6806 | 4224150700600 | HIP ABDUCTION BRACE PEDIATRIC ADJUSTABLE POLYPROPYLENE LIGHTWEIGHT WITH ALUMINUM ADJUSTMENT SCREW ALLOWS ABDUCTION 40 TO 180 DEGREE SOFT LINING SIZE LARGE | PROSTHETICS & ORTHOSIS SUPPLIES
6807 | 4224150401000 | STOCKINETTE FIBERGLASS HIGH ELASTICITY TWO - WAY STRETCH WIDTH 250 MM APPROXIMATELY LENGTH /ROLL 5-6 METER | PROSTHETICS & ORTHOSIS SUPPLIES
6808 | 4224150401600 | STOCKINETTE ELASTIC WIDTH 150 MM APPROXIMATELY WEIGHT/ROLL 40-45 M | PROSTHETICS & ORTHOSIS SUPPLIES
6809 | 4224150700700 | HIP ABDUCTION BRACE PEDIATRIC ADJUSTABLE POLYPROPYLENE LIGHTWEIGHT WITH ALUMINUM ADJUSTMENT SCREW ALLOWS ABDUCTION 40 TO 180 DEGREE SOFT LINING SIZE MEDIUM | PROSTHETICS & ORTHOSIS SUPPLIES
6810 | 4618220704200 | MULTIFUNCTION ANKLE ORTHOSIS, WITH A THREE - PHASE FITTING FOOT POSITIONING IN A SLIGHT PRONATION AND PLANTIGRADE POSITION, INCREASING THE LEVEL OF ACTIVITY, IMPROVING MUSCULAR STABILITY, IMPROVING FUNCTIONAL STABILITY AND MOBILITY, SIZE SMALL | PROSTHETICS & ORTHOSIS SUPPLIES
6811 | 4618220704800 | ANKLE IMMOBILIZER POLYETHYLENE DESIGN WITH OPEN HEEL PROTECTING MALLEOLUS FOR IMMOBILIZATION OF THE ANKLE ADJUSTMENT USING FOREFOOT ANKLE AND VELCRO ASSORTED SIZE | PROSTHETICS & ORTHOSIS SUPPLIES
6812 | 4224150402000 | STOCKINETTE NYLON CAUCASIAN SKIN COLOR 90 MM X 35-37 METER LENGTH /ROLL APPROXIMATELY | PROSTHETICS & ORTHOSIS SUPPLIES
6813 | 4224150401700 | STOCKINETTE ELASTIC WIDTH 60 MM APPROXIMATELY WEIGHT/ROLL 45-50 M | PROSTHETICS & ORTHOSIS SUPPLIES
6814 | 4224170641700 | SILICONE TOE SEPARATOR FOR HALLUX VALGUS ASSORTED SIZE | PROSTHETICS & ORTHOSIS SUPPLIES
6815 | 4224150402100 | STOCKINETTE POLYESTER AND FIBERGLASS MIX WIDTH 300 MM APPROXIMATELY LENGTH 11-13 METER APPROXIMATELY | PROSTHETICS & ORTHOSIS SUPPLIES
6816 | 4224150402400 | NATURAL LINING HIDES, 1.5 MM, APPROXIMATELY | PROSTHETICS & ORTHOSIS SUPPLIES
6817 | 4810180400000 | MEASURING CUPS CALIBRATED 400 ML APPROXIMATELY | PROSTHETICS & ORTHOSIS SUPPLIES
6818 | 4224170642700 | SOFT PADDING KIT FOR AFO INTERFACE BETWEEN ORTHOSIS AND TIBIAL CREST COMFORT AND RELIEF OF POTENTIAL DISCOMFORT FROM BONY PROMINENCES AN EXTRA PAD IS INCLUDED TO ALLOW REPLACEMENT WHILE WASHING ASSORTED SIZE AND SIDE | PROSTHETICS & ORTHOSIS SUPPLIES
6819 | 4224170643200 | EXTERNAL FOOT DROP BRACE CAN BE FIT EXTERNALLY ON HIGH HIKING FOOTWEAR WINTER OR SAFETY BOOTS CAN BE ADJUSTED MADE FROM HIGHLY DURABL ATTACHES TO THE OUTSIDE OF FOOTWEAR AND IS QUICKLY AND EASILY INTERCHANGEABLE FROM SHOE TO SHOE ASSORTED SIZE AND SIDE | PROSTHETICS & ORTHOSIS SUPPLIES
6820 | 4224170641600 | SILICONE SHIELD, VARUS QUINTUS LATERAL DISCHARGE OF THE BUNION AREA, HOLDING ITSELF WITH THE HOOP IN THE FIFTH TOE, MADE OF EXTRA - SOFT MEDICAL SILICONE, IT FITS TO BODY TEMPERATURE, WASHABLE, LATERAL DISCHARGE OF THE BUNION AREA, PROTECTION OF FRICTION AND PRESSURES OF BUNION QUINTUS VALGUS SIDE SHIELD, QUINTUS VALGUS BURSITIS | PROSTHETICS & ORTHOSIS SUPPLIES
6821 | 4920151900000 | TIBIAL TWISTER KIT ADJUSTMENT OVER THE LOWER LIMB FEMORAL - TIBIAL ROTATION IS CORRECTED BY THE ACTION OF A TORSION ELEMENT PLACED IN REVERSE ROTATION CORRECTION TREATMENT OF ROTATIONAL DISORDERS OF FEMUR AND TIBIA KIT TWISTER BILATERAL ADJUSTABLE BELT WITH HIP ANKLE JOINT WITH CLAMP FOR BINDING TO THE FOOTWEAR CALF ADJUSTMENT AND RING OF HEIGHT FIXATION CABLE EASY TO CUT AND ADJUST TO PATIENT LENGTH | PROSTHETICS & ORTHOSIS SUPPLIES
6822 | 4224170907100 | SANDAL HIGH COUNTERS FULL COW/CALF LEATHER UPPERBLACK SOFT PADDING AROUND HEEL CUFFS A HIGH AND EXTRA LONG STIFFENER TO SUPPORT ANKLE FULL LEATHER INSOLE ADAPTABLE SOLE-UNIT GOOD TOE SPRING HIGH TOE BOX ; STRONG TOE CAP HEEL AND RIGID SHANK PINK SIZE 33 | PROSTHETICS & ORTHOSIS SUPPLIES
6823 | 4224150603600 | STOCKINETTE POLYESTER AND FIBERGLASS MIX WIDTH 200 MM APPROXIMATELY LENGTH 18-20 METER | PROSTHETICS & ORTHOSIS SUPPLIES
6824 | 4224170907200 | SANDAL HIGH COUNTERS FULL COW/CALF LEATHER UPPERBLACK SOFT PADDING AROUND HEEL CUFFS A HIGH AND EXTRA LONG STIFFENER TO SUPPORT ANKLE FULL LEATHER INSOLE ADAPTABLE SOLE-UNIT GOOD TOE SPRING HIGH TOE BOX ; STRONG TOE CAP HEEL AND RIGID SHANK BLACK SIZE 34 | PROSTHETICS & ORTHOSIS SUPPLIES
6825 | 4224150603700 | STOCKINETTE POLYESTER AND FIBERGLASS MIX WIDTH 120 MM APPROXIMATELY LENGTH 26-28 METER APPROXIMATELY | PROSTHETICS & ORTHOSIS SUPPLIES
6826 | 4224150603800 | STOCKINETTE POLYESTER AND FIBERGLASS MIX WIDTH 250 MM APPROXIMATELY LENGTH 15-17 METER APPROXIMATELY | PROSTHETICS & ORTHOSIS SUPPLIES
6827 | 4618220704600 | HEEL UNLOADING BRACE (PTB) TYPE CALCANEUS UNLOADING INTERNAL LINING WITH SILKY TOUCH THAT PREVENTS SLIPPING WHILE ACTS AS CUSHIONING ADJUSTABLE AND REMOVABLE FITTING TAPES CUSHIONS THE IMPACT DURING THE STANCE PHASE DESIGNED FOR THE FUNCTIONAL TREATMENT OF EACH SECTION IN EASY ADAPTATION MATERIAL TRIM AND FIT FUNCTIONAL TREATMENT OF UNLOADING FOR FRACTURES OF THE CALCANEUS AND TALUS ASSORTED SIZE AND SIDE | PROSTHETICS & ORTHOSIS SUPPLIES
6828 | 4224150401900 | STOCKINETTE NYLON CAUCASIAN SKIN COLOR 60 MM X 48-50 METER LENGTH /ROLL APPROXIMATELY | PROSTHETICS & ORTHOSIS SUPPLIES
6829 | 4224150700800 | HIP ABDUCTION BRACE PEDIATRIC ADJUSTABLE POLYPROPYLENE LIGHTWEIGHT WITH ALUMINUM ADJUSTMENT SCREW ALLOWS ABDUCTION 40 TO 180 DEGREE SOFT LINING SIZE SMALL | PROSTHETICS & ORTHOSIS SUPPLIES
6830 | 4224170639700 | TARSO-MEDIUS BOOT OR EQUIVALENT PEDIATRIC SURGICAL STRAIGHT LAST; SOFT PADDING AROUND HEEL CUFFS ; MADE FROM COW/CALF LEATHER ; A HIGH AND EXTRA-LONG STIFFENER TO SUPPORT ANKLE ; FULL LEATHER INSOLE ; EASILY REMOVABLE AND ADAPTABLE SOLE; GOOD TOE SPRING ; REMOVABLE CORK INLAY ; HIGH TOE BOX ; STRONG TOE CAP ; SOFT TONGUE TO ASSIST SHOE FIT ; HIGH AND EXTENDED CORSET STIFFENERS PAIR BROWN SIZE 28 | PROSTHETICS & ORTHOSIS SUPPLIES
6831 | 4224170638800 | TARSO MEDIUS BOOT OR EQUIVALENT ADULT SURGICAL STRAIGHT LAST; SOFT PADDING AROUND HEEL CUFFS ; MADE FROM COW/CALF LEATHER ; A HIGH AND EXTRA-LONG STIFFENER TO SUPPORT ANKLE ; FULL LEATHER INSOLE ; EASILY REMOVABLE AND ADAPTABLE SOLE; GOOD TOE SPRING ; REMOVABLE CORK INLAY ; HIGH TOE BOX ; STRONG TOE CAP ; SOFT TONGUE TO ASSIST SHOE FIT ; HIGH AND EXTENDED CORSET STIFFENERS PAIR BLACK SIZE 45 | PROSTHETICS & ORTHOSIS SUPPLIES
6832 | 4224150400500 | STOCKINETTE NYLON CAUCASIAN SKIN COLOR 120 MM X 38-40 METER LENGTH /ROLL APPROXIMATELY | PROSTHETICS & ORTHOSIS SUPPLIES
6833 | 4224150400400 | STOCKINETTE POLYESTER AND FIBERGLASS MIX WIDTH 100 MM APPROXIMATELY LENGTH 32-35 METER APPROXIMATELY | PROSTHETICS & ORTHOSIS SUPPLIES
6834 | 4224170644200 | ORTHOSIS FOOT METATARSAL PAD BALL OF FOOT REGULAR LARGE | PROSTHETICS & ORTHOSIS SUPPLIES
6835 | 4224150301100 | NIGHT SPLINT ANKLE FOOT ORTHOSIS (AFO) ADULT PROVIDES AN EFFECTIVE TREATMENT FOR PLANTAR FASCITIS AND ACHILLES TENDON ADJUSTABLE FROM 10 TO 90 DEGREE DORSI FLEXION WITH COOL FOAM LINER SIZE SMALL | PROSTHETICS & ORTHOSIS SUPPLIES
6836 | 4224150300700 | P.V.A. BAGS FOR LAMINATION, 1000 X 300 X 50 MM, APPROXIMATELY | PROSTHETICS & ORTHOSIS SUPPLIES
6837 | 4224150400900 | STOCKINETTE FIBERGLASS HIGH ELASTICITY TWO - WAY STRETCH WIDTH 200 MM APPROXIMATELY LENGTH /ROLL 7-10 METER | PROSTHETICS & ORTHOSIS SUPPLIES
6838 | 4224150300400 | FOREFOOT OFF-LOADING SHOE, OPEN TOE, ASSORTED SIZE | PROSTHETICS & ORTHOSIS SUPPLIES
6839 | 4224170638700 | TARSO-MEDIUS BOOT OR EQUIVALENT PEDIATRIC SURGICAL STRAIGHT LAST; SOFT PADDING AROUND HEEL CUFFS ; MADE FROM COW/CALF LEATHER ; A HIGH AND EXTRA-LONG STIFFENER TO SUPPORT ANKLE ; FULL LEATHER INSOLE ; EASILY REMOVABLE AND ADAPTABLE SOLE; GOOD TOE SPRING ; REMOVABLE CORK INLAY ; HIGH TOE BOX ; STRONG TOE CAP ; SOFT TONGUE TO ASSIST SHOE FIT ; HIGH AND EXTENDED CORSET STIFFENERS PAIR BLACK SIZE 20 | PROSTHETICS & ORTHOSIS SUPPLIES
6840 | 4224170638600 | TARSO-MEDIUS BOOT OR EQUIVALENT PEDIATRIC SURGICAL STRAIGHT LAST; SOFT PADDING AROUND HEEL CUFFS ; MADE FROM COW/CALF LEATHER ; A HIGH AND EXTRA-LONG STIFFENER TO SUPPORT ANKLE ; FULL LEATHER INSOLE ; EASILY REMOVABLE AND ADAPTABLE SOLE; GOOD TOE SPRING ; REMOVABLE CORK INLAY ; HIGH TOE BOX ; STRONG TOE CAP ; SOFT TONGUE TO ASSIST SHOE FIT ; HIGH AND EXTENDED CORSET STIFFENERS PAIR BLACK SIZE 19 | PROSTHETICS & ORTHOSIS SUPPLIES
6841 | 4224160201000 | SAW BLADE, FOR ELECTRIC CAST CUTTER, DIAMETER 50 MM, APPROXIMATELY | PROSTHETICS & ORTHOSIS SUPPLIES
6842 | 4224170907300 | SANDAL HIGH COUNTERS FULL COW/CALF LEATHER UPPERBLACK SOFT PADDING AROUND HEEL CUFFS A HIGH AND EXTRA LONG STIFFENER TO SUPPORT ANKLE FULL LEATHER INSOLE ADAPTABLE SOLE-UNIT GOOD TOE SPRING HIGH TOE BOX ; STRONG TOE CAP HEEL AND RIGID SHANK BLUE SIZE 34 | PROSTHETICS & ORTHOSIS SUPPLIES
6843 | 4224150300200 | CAST SHOE OPEN TOE SMALL 8 INCHES - 8.5 INCHES APPROXIMATELY | PROSTHETICS & ORTHOSIS SUPPLIES
6844 | 4224170907400 | SANDAL HIGH COUNTERS FULL COW/CALF LEATHER UPPERBLACK SOFT PADDING AROUND HEEL CUFFS A HIGH AND EXTRA LONG STIFFENER TO SUPPORT ANKLE FULL LEATHER INSOLE ADAPTABLE SOLE-UNIT GOOD TOE SPRING HIGH TOE BOX ; STRONG TOE CAP HEEL AND RIGID SHANK PINK SIZE 34 | PROSTHETICS & ORTHOSIS SUPPLIES
6845 | 4224150300300 | CAST SHOE PEDIATRIC OPEN TOE ASSORTED SIZE | PROSTHETICS & ORTHOSIS SUPPLIES
6846 | 4224150400700 | STOCKINETTE FIBERGLASS FOR FABRICATION OF THIN - WALLED (LIGHTWEIGHT DESIGN) WIDTH 100 MM APPROXIMATELY LENGTH /ROLL 5-7 METER | PROSTHETICS & ORTHOSIS SUPPLIES
6847 | 4224150400600 | WOVEN CARBON FIBER STOCKINETTE FOR FABRICATION OF RIGID FRAME STRUTS CLASPS AND CONNECTION WIDTH 20 MM LENGTH /ROLL 25 METER APPROXIMATELY | PROSTHETICS & ORTHOSIS SUPPLIES
6848 | 4224170638900 | TARSO-MEDIUS BOOT OR EQUIVALENT PEDIATRIC SURGICAL STRAIGHT LAST; SOFT PADDING AROUND HEEL CUFFS ; MADE FROM COW/CALF LEATHER ; A HIGH AND EXTRA-LONG STIFFENER TO SUPPORT ANKLE ; FULL LEATHER INSOLE ; EASILY REMOVABLE AND ADAPTABLE SOLE; GOOD TOE SPRING ; REMOVABLE CORK INLAY ; HIGH TOE BOX ; STRONG TOE CAP ; SOFT TONGUE TO ASSIST SHOE FIT ; HIGH AND EXTENDED CORSET STIFFENERS PAIR BLACK SIZE 21 | PROSTHETICS & ORTHOSIS SUPPLIES
6849 | 4224170639600 | TARSO-MEDIUS BOOT OR EQUIVALENT PEDIATRIC SURGICAL STRAIGHT LAST; SOFT PADDING AROUND HEEL CUFFS ; MADE FROM COW/CALF LEATHER ; A HIGH AND EXTRA-LONG STIFFENER TO SUPPORT ANKLE ; FULL LEATHER INSOLE ; EASILY REMOVABLE AND ADAPTABLE SOLE; GOOD TOE SPRING ; REMOVABLE CORK INLAY ; HIGH TOE BOX ; STRONG TOE CAP ; SOFT TONGUE TO ASSIST SHOE FIT ; HIGH AND EXTENDED CORSET STIFFENERS PAIR BROWN SIZE 27 | PROSTHETICS & ORTHOSIS SUPPLIES
6850 | 4224150700900 | HIP ABDUCTION BRACE PEDIATRIC ADJUSTABLE POLYPROPYLENE LIGHTWEIGHT WITH ALUMINUM ADJUSTMENT SCREW ALLOWS ABDUCTION 40 TO 180 DEGREE SOFT LINING SIZE EXTRA LARGE | PROSTHETICS & ORTHOSIS SUPPLIES
6851 | 4224170639500 | TARSO-MEDIUS BOOT OR EQUIVALENT PEDIATRIC SURGICAL STRAIGHT LAST; SOFT PADDING AROUND HEEL CUFFS ; MADE FROM COW/CALF LEATHER ; A HIGH AND EXTRA-LONG STIFFENER TO SUPPORT ANKLE ; FULL LEATHER INSOLE ; EASILY REMOVABLE AND ADAPTABLE SOLE; GOOD TOE SPRING ; REMOVABLE CORK INLAY ; HIGH TOE BOX ; STRONG TOE CAP ; SOFT TONGUE TO ASSIST SHOE FIT ; HIGH AND EXTENDED CORSET STIFFENERS PAIR BROWN SIZE 26 | PROSTHETICS & ORTHOSIS SUPPLIES
6852 | 4224170639400 | TARSO-MEDIUS BOOT OR EQUIVALENT PEDIATRIC SURGICAL STRAIGHT LAST; SOFT PADDING AROUND HEEL CUFFS ; MADE FROM COW/CALF LEATHER ; A HIGH AND EXTRA-LONG STIFFENER TO SUPPORT ANKLE ; FULL LEATHER INSOLE ; EASILY REMOVABLE AND ADAPTABLE SOLE; GOOD TOE SPRING ; REMOVABLE CORK INLAY ; HIGH TOE BOX ; STRONG TOE CAP ; SOFT TONGUE TO ASSIST SHOE FIT ; HIGH AND EXTENDED CORSET STIFFENERS PAIR BROWN SIZE 25 | PROSTHETICS & ORTHOSIS SUPPLIES
6853 | 4224170639300 | TARSO-MEDIUS BOOT OR EQUIVALENT PEDIATRIC SURGICAL STRAIGHT LAST; SOFT PADDING AROUND HEEL CUFFS ; MADE FROM COW/CALF LEATHER ; A HIGH AND EXTRA-LONG STIFFENER TO SUPPORT ANKLE ; FULL LEATHER INSOLE ; EASILY REMOVABLE AND ADAPTABLE SOLE; GOOD TOE SPRING ; REMOVABLE CORK INLAY ; HIGH TOE BOX ; STRONG TOE CAP ; SOFT TONGUE TO ASSIST SHOE FIT ; HIGH AND EXTENDED CORSET STIFFENERS PAIR BROWN SIZE 20 | PROSTHETICS & ORTHOSIS SUPPLIES
6854 | 4224170639200 | TARSO-MEDIUS BOOT OR EQUIVALENT PEDIATRIC SURGICAL STRAIGHT LAST; SOFT PADDING AROUND HEEL CUFFS ; MADE FROM COW/CALF LEATHER ; A HIGH AND EXTRA-LONG STIFFENER TO SUPPORT ANKLE ; FULL LEATHER INSOLE ; EASILY REMOVABLE AND ADAPTABLE SOLE; GOOD TOE SPRING ; REMOVABLE CORK INLAY ; HIGH TOE BOX ; STRONG TOE CAP ; SOFT TONGUE TO ASSIST SHOE FIT ; HIGH AND EXTENDED CORSET STIFFENERS PAIR BLACK SIZE 27 | PROSTHETICS & ORTHOSIS SUPPLIES
6855 | 4224170639100 | TARSO-MEDIUS BOOT OR EQUIVALENT PEDIATRIC SURGICAL STRAIGHT LAST; SOFT PADDING AROUND HEEL CUFFS ; MADE FROM COW/CALF LEATHER ; A HIGH AND EXTRA-LONG STIFFENER TO SUPPORT ANKLE ; FULL LEATHER INSOLE ; EASILY REMOVABLE AND ADAPTABLE SOLE; GOOD TOE SPRING ; REMOVABLE CORK INLAY ; HIGH TOE BOX ; STRONG TOE CAP ; SOFT TONGUE TO ASSIST SHOE FIT ; HIGH AND EXTENDED CORSET STIFFENERS PAIR BLACK SIZE 28 | PROSTHETICS & ORTHOSIS SUPPLIES
6856 | 4224150400800 | STOCKINETTE FIBERGLASS FOR FABRICATION OF THIN - WALLED (LIGHTWEIGHT DESIGN) WIDTH 80 MM APPROXIMATELY LENGTH /ROLL 8-10 METER | PROSTHETICS & ORTHOSIS SUPPLIES
6857 | 4224170639000 | TARSO-MEDIUS BOOT OR EQUIVALENT PEDIATRIC SURGICAL STRAIGHT LAST; SOFT PADDING AROUND HEEL CUFFS ; MADE FROM COW/CALF LEATHER ; A HIGH AND EXTRA-LONG STIFFENER TO SUPPORT ANKLE ; FULL LEATHER INSOLE ; EASILY REMOVABLE AND ADAPTABLE SOLE; GOOD TOE SPRING ; REMOVABLE CORK INLAY ; HIGH TOE BOX ; STRONG TOE CAP ; SOFT TONGUE TO ASSIST SHOE FIT ; HIGH AND EXTENDED CORSET STIFFENERS PAIR BLACK SIZE 26 | PROSTHETICS & ORTHOSIS SUPPLIES
6858 | 4224170112000 | BOOT ORTHOPEDIC FEMALE FULL GRAIN COW/CALF LEATHER PLAIN FRONTED WITH SEAM FREE VAMPS PADDED COLLARS BOOT HEIGHT APPROXIMATELY 125 MM LACE CLOSURE SOFT PADDING AROUND THE COLLAR FOR A BETTER FIT ; A HIGH AND EXTRA LONG STIFFENER TO SUPPORT THE ANKLE ; FULL GRAIN LEATHER INSOLE; EASILY REMOVABLE AND ADAPTABLE (HARD-WEARING) SOLE. SUFFICIENT TOE-SPRING FOR EASY ROLL-OFF REMOVABLE PROFILED CORK INLAY ; HIGH TOE-BOX AND STRONG TOE-CAP FOR PROTECTION OF THE TOES ; EXTENDED FACINGS FOR MAXIMUM ACCESSIBILITY; SOFT TONGUE PADDING; FIRM HEEL COUNTER BLACK SIZE 38.5 | PROSTHETICS & ORTHOSIS SUPPLIES
6859 | 4224170112100 | BOOT ORTHOPEDIC FEMALE FULL GRAIN COW/CALF LEATHER PLAIN FRONTED WITH SEAM FREE VAMPS PADDED COLLARS BOOT HEIGHT APPROXIMATELY 125 MM LACE CLOSURE SOFT PADDING AROUND THE COLLAR FOR A BETTER FIT ; A HIGH AND EXTRA LONG STIFFENER TO SUPPORT THE ANKLE ; FULL GRAIN LEATHER INSOLE; EASILY REMOVABLE AND ADAPTABLE (HARD-WEARING) SOLE. SUFFICIENT TOE-SPRING FOR EASY ROLL-OFF REMOVABLE PROFILED CORK INLAY ; HIGH TOE-BOX AND STRONG TOE-CAP FOR PROTECTION OF THE TOES ; EXTENDED FACINGS FOR MAXIMUM ACCESSIBILITY; SOFT TONGUE PADDING; FIRM HEEL COUNTER BLACK SIZE 39 | PROSTHETICS & ORTHOSIS SUPPLIES
6860 | 4224160201100 | SAW BLADE, FOR ELECTRIC CAST CUTTER, DIAMETER 65 MM, APPROXIMATELY | PROSTHETICS & ORTHOSIS SUPPLIES
6861 | 4224170111900 | BOOT ORTHOPEDIC FEMALE FULL GRAIN COW/CALF LEATHER PLAIN FRONTED WITH SEAM FREE VAMPS PADDED COLLARS BOOT HEIGHT APPROXIMATELY 125 MM LACE CLOSURE SOFT PADDING AROUND THE COLLAR FOR A BETTER FIT ; A HIGH AND EXTRA LONG STIFFENER TO SUPPORT THE ANKLE ; FULL GRAIN LEATHER INSOLE; EASILY REMOVABLE AND ADAPTABLE (HARD-WEARING) SOLE. SUFFICIENT TOE-SPRING FOR EASY ROLL-OFF REMOVABLE PROFILED CORK INLAY ; HIGH TOE-BOX AND STRONG TOE-CAP FOR PROTECTION OF THE TOES ; EXTENDED FACINGS FOR MAXIMUM ACCESSIBILITY; SOFT TONGUE PADDING; FIRM HEEL COUNTER BLACK SIZE 37.5 | PROSTHETICS & ORTHOSIS SUPPLIES
6862 | 4224150401800 | STOCKINETTE NYLON CAUCASIAN SKIN COLOR 150 MM X 32-35 METER LENGTH /ROLL APPROXIMATELY | PROSTHETICS & ORTHOSIS SUPPLIES
6863 | 4214280269400 | PRESSURE GARMENT, CUSTOM MADE, FOR SCAR MANAGEMENT, OPEN FACE MASK, COMPOSITION-HIGH QUALITY SOFT, MULTI-DIRECTIONAL STRETCH, ANATOMICAL FIT, ANTI-BACTERIAL, BREATHABLE, ODOR NEUTRALITY, HYPOALLERGENIC AND LATEX-FREE, MEDICAL GRADE COMPOSITION, PRESSURE BASED ON PATIENT NEEDS | REHABILITATION AND PHYSIOTHERAPY SUPPLIES SUPPLEMENTARY
6864 | 4214280269500 | PRESSURE GARMENT, CUSTOM MADE, FOR SCAR MANAGEMENT, PANTS LONG LEGS MEN, ULTRAVIOLET PROTECTION (NOT LESS THAN 98%), BREATHABLE, HYPOALLERGENIC AND LATEX-FREE, COMPOSITION-HIGH QUALITY SOFT, ANTI-BACTERIAL, MEDICAL GRADE COMPOSITION, AVAILABLE IN TWO WASHABLE FABRICS: STRONG AND MEDIUM, PRESSURE BASED ON PATIENT NEEDS | REHABILITATION AND PHYSIOTHERAPY SUPPLIES SUPPLEMENTARY
6865 | 4214280269700 | PRESSURE GARMENT, CUSTOM MADE, FOR SCAR MANAGEMENT, SHRUG WITH LONG SLEEVE, COMPOSITION-HIGH QUALITY SOFT, MULTI-DIRECTIONAL STRETCH, ANATOMICAL FIT, ANTI-BACTERIAL, BREATHABLE, ODOR NEUTRALITY, HYPOALLERGENIC AND LATEX-FREE, MEDICAL GRADE COMPOSITION, PRESSURE BASED ON PATIENT NEEDS | REHABILITATION AND PHYSIOTHERAPY SUPPLIES SUPPLEMENTARY
6866 | 4224170002000 | FEMALE GENITAL PAD, FOR LYMPHEDEMA, SHREDDED-FOAM, FILLED LINER WITH VERTICAL CONTINUOUS FLOW STITCHING PATTERN DIRECTS LYMPH FLOW AWAY FROM THE PUBIS, SIZE MEDIUM (LYMPHEDEMA) | REHABILITATION AND PHYSIOTHERAPY SUPPLIES SUPPLEMENTARY
6867 | 4214280269600 | PRESSURE GARMENT, CUSTOM MADE, FOR SCAR MANAGEMENT, PANTY BRIEF, COMPOSITION-HIGH QUALITY SOFT, MULTI-DIRECTIONAL STRETCH, ANATOMICAL FIT, ANTI-BACTERIAL, BREATHABLE, ODOR NEUTRALITY, HYPOALLERGENIC AND LATEX-FREE, MEDICAL GRADE COMPOSITION, PRESSURE BASED ON PATIENT NEEDS | REHABILITATION AND PHYSIOTHERAPY SUPPLIES SUPPLEMENTARY
6868 | 4214280000300 | ADDITIONAL FLAP FOR GENITAL AREA, NEOPRENE | REHABILITATION AND PHYSIOTHERAPY SUPPLIES SUPPLEMENTARY
6869 | 4214280269200 | PRESSURE GARMENT, CUSTOM MADE, FOR SCAR MANAGEMENT, KNEE BAND, COMPOSITION-HIGH QUALITY SOFT, MULTI-DIRECTIONAL STRETCH, ANATOMICAL FIT, ANTI-BACTERIAL, BREATHABLE, ODOR NEUTRALITY, HYPOALLERGENIC AND LATEX-FREE, MEDICAL GRADE COMPOSITION, PRESSURE BASED ON PATIENT NEEDS | REHABILITATION AND PHYSIOTHERAPY SUPPLIES SUPPLEMENTARY
6870 | 4214280000200 | ADDITIONAL FLAP FOR GENITAL AREA, FABRIC | REHABILITATION AND PHYSIOTHERAPY SUPPLIES SUPPLEMENTARY
6871 | 4214280268100 | CUSTOM MADE LYMPHEDEMA COMPRESSION GARMENT CALF / BELOW KNEE STOCKING SKIN COLOR CLASS UPON REQUEST FABRIC: POLYAMIDE (50-80%) ELASTANE (20-35%) COTTON SKIN CONTACT AND LATEX FREE | REHABILITATION AND PHYSIOTHERAPY SUPPLIES SUPPLEMENTARY
6872 | 4214280268200 | CUSTOM MADE LYMPHEDEMA COMPRESSION GARMENT FOOT GLOVE SKIN COLOR CLASS UPON REQUEST FABRIC: POLYAMIDE (50-80%) ELASTANE (20-35%) COTTON SKIN CONTACT AND LATEX FREE | REHABILITATION AND PHYSIOTHERAPY SUPPLIES SUPPLEMENTARY
6873 | 4214280268000 | PRESSURE GARMENT, CUSTOM MADE, FOR SCAR MANAGEMENT, CLOSE TOES FOOT GLOVE STOCKING ADULT (KNEE-HIGH) - ADULT CLOSE TOES STOCKING (KN EE-HIGH), ULTRAVIOLET PROTECTION (NOT LESS THAN 98%), BREATHABLE, HYPOALLERGENIC AND LATEX-FREE, COMPOSITION-HIGH QUALITY SOFT, ANTI-BACTERIAL, MEDICAL GRADE COMPOSITION, AVAILABLE IN TWO WASHABLE FABRICS: STRONG AND MEDIUM, PRESSURE BASED ON PATIENT NEEDS | REHABILITATION AND PHYSIOTHERAPY SUPPLIES SUPPLEMENTARY
6874 | 4224180700200 | SPLINT, ULNAR BOOSTER SPLINT FOR RELIEVING ULNAR WRIST PAIN, THE COMPRESSING NEOPRENE STRAPS OF THE BRACE WRAP AROUND THE WRIST IS D IFFERENT DIRECTIONS FOR ADDITIONAL SUPPORT AND REINFORCEMENT, THE FOAM DISC ATTACHED TO THE INSIDE OF THE SPLINT IS DESIGNED TO PROVIDE EXTENDED SUPPORT TO THE ULNAR AREA OF THE WRIST, IT SITS UPON THE PISIFORM TO ACT AS A COUNTERFORCE TO DEPRESS THE ULNAR HEAD WHILE BOOSTING THE ULNAR CARPUS, THIS FEATURE IS HELPFUL IN THE RELIEF OF PAIN ASSOCIATED WITH WRIST FRACTURE, MIDCARPAL INSTABILITY, ECU TENDONITIS, AND TFCC PATHOLOGY, RIGHT MEDIUM | REHABILITATION AND PHYSIOTHERAPY SUPPLIES SUPPLEMENTARY
6875 | 4224170001600 | DIGITAL PADS ON A STRIP, GEL DOTS ON ROLLED STRIPS, STRIPS ARE APPROXIMATELY 24 INCHES LONG, WASHABLE AND REUSABLE, HYPOALLERGENIC, SMALL/MEDIUM | REHABILITATION AND PHYSIOTHERAPY SUPPLIES SUPPLEMENTARY
6876 | 4214280268300 | CUSTOM MADE LYMPHEDEMA COMPRESSION GARMENT FULL TROUSERS OF TWO SEPARATE STOCKINGS WITH WAIST ADJUSTABLE BANDS SKIN COLOR CLASS UPON REQUEST FABRIC: POLYAMIDE (50-80%) ELASTANE (20-35%) COTTON SKIN CONTACT AND LATEX FREE | REHABILITATION AND PHYSIOTHERAPY SUPPLIES SUPPLEMENTARY
6877 | 4214280267600 | PRESSURE GARMENT, CUSTOM MADE, FOR SCAR MANAGEMENT, CHILD OPEN TOES FOOT GLOVE, ULTRAVIOLET PROTECTION (NOT LESS THAN 98%), BREATHABLE, HYPOALLERGENIC AND LATEX-FREE, COMPOSITION-HIGH QUALITY SOFT, ANTI-BACTERIAL, MEDICAL GRADE COMPOSITION, AVAILABLE IN TWO WASHABLE FABRICS: STRONG AND MEDIUM, PRESSURE BASED ON PATIENT NEEDS | REHABILITATION AND PHYSIOTHERAPY SUPPLIES SUPPLEMENTARY
6878 | 4214280268400 | CUSTOM MADE LYMPHEDEMA COMPRESSION GARMENT GAUNTLET WITH THUMB SKIN COLOR CLASS UPON REQUEST FABRIC: POLYAMIDE (50-80%) ELASTANE (20-35%) COTTON SKIN CONTACT AND LATEX FREE | REHABILITATION AND PHYSIOTHERAPY SUPPLIES SUPPLEMENTARY
6879 | 4214280267900 | PRESSURE GARMENT, CUSTOM MADE, FOR SCAR MANAGEMENT, CHILD OPEN TOES FOOT GLOVE STOCKING (THIGH-HIGH), ULTRAVIOLET PROTECTION (NOT LESS THAN 98%), BREATHABLE, HYPOALLERGENIC AND LATEX-FREE, COMPOSITION-HIGH QUALITY SOFT, ANTI-BACTERIAL, MEDICAL GRADE COMPOSITION, AVAILABLE IN TWO WASHABLE FABRICS: STRONG AND MEDIUM, PRESSURE BASED ON PATIENT NEEDS | REHABILITATION AND PHYSIOTHERAPY SUPPLIES SUPPLEMENTARY
6880 | 4214280268500 | CUSTOM MADE LYMPHEDEMA COMPRESSION GARMENT ONE-LEG STOCKING WITH HIP SUPPORT SKIN COLOR CLASS UPON REQUEST FABRIC: POLYAMIDE (50-80%) ELASTANE (20-35%) COTTON SKIN CONTACT AND LATEX FREE | REHABILITATION AND PHYSIOTHERAPY SUPPLIES SUPPLEMENTARY
6881 | 4214280268600 | CUSTOM MADE LYMPHEDEMA COMPRESSION GARMENT PANTYHOSE SKIN COLOR CLASS UPON REQUEST FABRIC: POLYAMIDE (50-80%) ELASTANE (20-35%) COTTON SKIN CONTACT AND LATEX FREE | REHABILITATION AND PHYSIOTHERAPY SUPPLIES SUPPLEMENTARY
6882 | 4214280269300 | PRESSURE GARMENT, CUSTOM MADE, FOR SCAR MANAGEMENT, KNEE LENGTH STOCKING, COMPOSITION-HIGH QUALITY SOFT, MULTI-DIRECTIONAL STRETCH, ANATOMICAL FIT, ANTI-BACTERIAL, BREATHABLE, ODOR NEUTRALITY, HYPOALLERGENIC AND LATEX-FREE, MEDICAL GRADE COMPOSITION, PRESSURE BASED ON PATIENT NEEDS | REHABILITATION AND PHYSIOTHERAPY SUPPLIES SUPPLEMENTARY
6883 | 4214280268700 | CUSTOM MADE LYMPHEDEMA COMPRESSION GARMENT SLEEVE WITH SHOULDER SUPPORTING STRAP WITH GAUNTLET SKIN COLOR CLASS UPON REQUEST FABRIC: POLYAMIDE (50-80%) ELASTANE (20-35%) COTTON SKIN CONTACT AND LATEX FREE | REHABILITATION AND PHYSIOTHERAPY SUPPLIES SUPPLEMENTARY
6884 | 4214280267500 | PRESSURE GARMENT, CUSTOM MADE, FOR SCAR MANAGEMENT, CHILD LEG (KNEE-THIGH), ULTRAVIOLET PROTECTION (NOT LESS THAN 98%), BREATHABLE, HYPOALLERGENIC AND LATEX-FREE, COMPOSITION-HIGH QUALITY SOFT, ANTI-BACTERIAL, MEDICAL GRADE COMPOSITION, AVAILABLE IN TWO WASHABLE FABRICS: STRONG AND MEDIUM, PRESSURE BASED ON PATIENT NEEDS | REHABILITATION AND PHYSIOTHERAPY SUPPLIES SUPPLEMENTARY
6885 | 4214280267400 | PRESSURE GARMENT, CUSTOM MADE, FOR SCAR MANAGEMENT, CHILD LEG (ANKLE-THIGH), ULTRAVIOLET PROTECTION (NOT LESS THAN 98%), BREATHABLE, HYPOALLERGENIC AND LATEX-FREE, COMPOSITION-HIGH QUALITY SOFT, ANTI-BACTERIAL, MEDICAL GRADE COMPOSITION, AVAILABLE IN TWO WASHABLE FABRICS: STRONG AND MEDIUM, PRESSURE BASED ON PATIENT NEEDS | REHABILITATION AND PHYSIOTHERAPY SUPPLIES SUPPLEMENTARY
6886 | 4214280001900 | POCKET / LINING | REHABILITATION AND PHYSIOTHERAPY SUPPLIES SUPPLEMENTARY
6887 | 4214280267300 | PRESSURE GARMENT, CUSTOM MADE, FOR SCAR MANAGEMENT, CHILD CLOSE TOES STOCKING (THIGH-HIGH), ULTRAVIOLET PROTECTION (NOT LESS THAN 98%), BREATHABLE, HYPOALLERGENIC AND LATEX-FREE, COMPOSITION-HIGH QUALITY SOFT, ANTI-BACTERIAL, MEDICAL GRADE COMPOSITION, AVAILABLE IN TWO WASHABLE FABRICS: STRONG AND MEDIUM, PRESSURE BASED ON PATIENT NEEDS | REHABILITATION AND PHYSIOTHERAPY SUPPLIES SUPPLEMENTARY
6888 | 4214280002000 | POCKET WITH NEOPRENE - POCKET WITH NEOPRENE IS EXTRA FABRIC MATERIAL ATTACHED WITH PRESSURE GARMENT TO GIVE SPACE IN BETWEEN BOTH FABRICS FILLED WITH NEOPRENE, POCKET AREA STARTING FROM THE REQUIRED AREA | REHABILITATION AND PHYSIOTHERAPY SUPPLIES SUPPLEMENTARY
6889 | 4214280267100 | PRESSURE GARMENT, CUSTOM MADE, FOR SCAR MANAGEMENT, CHILD CLOSE TOES STOCKING (KNEE-HIGH), ULTRAVIOLET PROTECTION (NOT LESS THAN 98%), BREATHABLE, HYPOALLERGENIC AND LATEX-FREE, COMPOSITION-HIGH QUALITY SOFT, ANTI-BACTERIAL, MEDICAL GRADE COMPOSITION, AVAILABLE IN TWO WASHABLE FABRICS: STRONG AND MEDIUM, PRESSURE BASED ON PATIENT NEEDS | REHABILITATION AND PHYSIOTHERAPY SUPPLIES SUPPLEMENTARY
6890 | 4214280267800 | PRESSURE GARMENT, CUSTOM MADE, FOR SCAR MANAGEMENT, CHILD OPEN TOES FOOT GLOVE STOCKING (KNEE-HIGH), ULTRAVIOLET PROTECTION (NOT LESS THAN 98%), BREATHABLE, HYPOALLERGENIC AND LATEX-FREE, COMPOSITION-HIGH QUALITY SOFT, ANTI-BACTERIAL, MEDICAL GRADE COMPOSITION, AVAILABLE IN TWO WASHABLE FABRICS: STRONG AND MEDIUM, PRESSURE BASED ON PATIENT NEEDS | REHABILITATION AND PHYSIOTHERAPY SUPPLIES SUPPLEMENTARY
6891 | 4224170001700 | DIGITAL PADS ON A STRIP, GEL DOTS ON ROLLED STRIPS, STRIPS ARE APPROXIMATELY 24 INCHES LONG, WASHABLE AND REUSABLE, HYPOALLERGENIC, LARGE/X-LARGE, ONE (1) EACH = ONE (1) PACK | REHABILITATION AND PHYSIOTHERAPY SUPPLIES SUPPLEMENTARY
6892 | 4214280268800 | CUSTOM MADE LYMPHEDEMA COMPRESSION GARMENT THIGH LENGTH STOCKING SKIN COLOR CLASS UPON REQUEST FABRIC: POLYAMIDE (50-55%) ELASTANE (30-35%) COTTON SKIN CONTACT AND LATEX FREE | REHABILITATION AND PHYSIOTHERAPY SUPPLIES SUPPLEMENTARY
6893 | 4214280268900 | PRESSURE GARMENT, CUSTOM MADE, FOR SCAR MANAGEMENT, FOOT GLOVE TO ANKLE, COMPOSITION-HIGH QUALITY SOFT, MULTI-DIRECTIONAL STRETCH, ANATOMICAL FIT, ANTI-BACTERIAL, BREATHABLE, ODOR NEUTRALITY, HYPOALLERGENIC AND LATEX-FREE, MEDICAL GRADE COMPOSITION, PRESSURE BASED ON PATIENT NEEDS | REHABILITATION AND PHYSIOTHERAPY SUPPLIES SUPPLEMENTARY
6894 | 4214280269000 | PRESSURE GARMENT, CUSTOM MADE, FOR SCAR MANAGEMENT, FOOT GLOVE TO KNEE FOR BURN SCAR, COMPOSITION-HIGH QUALITY SOFT, MULTI-DIRECTIONAL STRETCH, ANATOMICAL FIT, ANTI-BACTERIAL, BREATHABLE, ODOR NEUTRALITY, HYPOALLERGENIC AND LATEX-FREE, MEDICAL GRADE COMPOSITION, PRESSURE BASED ON PATIENT NEEDS | REHABILITATION AND PHYSIOTHERAPY SUPPLIES SUPPLEMENTARY
6895 | 4214280269100 | PRESSURE GARMENT, CUSTOM MADE, FOR SCAR MANAGEMENT, HALF ARM/FLAP, COMPOSITION-HIGH QUALITY SOFT, MULTI-DIRECTIONAL STRETCH, ANATOMICAL FIT, ANTI-BACTERIAL, BREATHABLE, ODOR NEUTRALITY, HYPOALLERGENIC AND LATEX-FREE, MEDICAL GRADE COMPOSITION, PRESSURE BASED ON PATIENT NEEDS | REHABILITATION AND PHYSIOTHERAPY SUPPLIES SUPPLEMENTARY
6896 | 4214280001800 | POCKET - POCKET IS EXTRA FABRIC MATERIAL ATTACHED WITH PRESSURE GARMENT TO GIVE SPACE IN BETWEEN BOTH FABRICS CAN BE FILLED WITH FOAM OR SPLINT, POCKET AREA STARTING FROM THE REQUIRED AREA | REHABILITATION AND PHYSIOTHERAPY SUPPLIES SUPPLEMENTARY
6897 | 4214280267700 | PRESSURE GARMENT, CUSTOM MADE, FOR SCAR MANAGEMENT, CHILD OPEN TOES FOOT GLOVE STOCKING (ANKLE-HIGH), ULTRAVIOLET PROTECTION (NOT LESS THAN 98%), BREATHABLE, HYPOALLERGENIC AND LATEX-FREE, COMPOSITION-HIGH QUALITY SOFT, ANTI-BACTERIAL, MEDICAL GRADE COMPOSITION, AVAILABLE IN TWO WASHABLE FABRICS: STRONG AND MEDIUM, PRESSURE BASED ON PATIENT NEEDS | REHABILITATION AND PHYSIOTHERAPY SUPPLIES SUPPLEMENTARY
6898 | 4214280001200 | CHILD WAIST STRAP FOR THIGH-HIGH MODELS. 4 CM WIDE ELASTANE BAND ATTACH WITH VELCRO AROUND WAIST. | REHABILITATION AND PHYSIOTHERAPY SUPPLIES SUPPLEMENTARY
6899 | 4214280270000 | PRESSURE GARMENT, CUSTOM MADE, FOR SCAR MANAGEMENT, SLEEVELESS BODY SUIT, COMPOSITION-HIGH QUALITY SOFT, MULTI-DIRECTIONAL STRETCH, ANATOMICAL FIT, ANTI-BACTERIAL, BREATHABLE, ODOR NEUTRALITY, HYPOALLERGENIC AND LATEX-FREE, MEDICAL GRADE COMPOSITION, PRESSURE BASED ON PATIENT NEEDS | REHABILITATION AND PHYSIOTHERAPY SUPPLIES SUPPLEMENTARY
6900 | 4224151300100 | SPLINTING ACCESSORIES, MOBILE SPLINTING CABINET MEASURES 42 INCH L X 24 INCH D X 31 INCH H APPROXIMATELY, INCLUDES TWIN-WHEEL LOCKING CASTERS, GRAB-BAR FOR EASY MOBILITY, AND THREE VERTICAL CUBBY SECTIONS FOR THERMOPLASTIC SHEETS, THE CUBBY DOOR HIGHLIGHTS CONCEALED HINGES FOR A CLEAN OUTER LOOK AND IT COMES EQUIPPED WITH A LOCK TO PROTECT THE SPLINTING SHEETS WHEN IN PUBLIC AREAS, THE CABINET HAS A TOTAL WEIGHT CAPACITY OF 250 LBS | REHABILITATION AND PHYSIOTHERAPY SUPPLIES SUPPLEMENTARY
6901 | 4618170001300 | PRESSURE GARMENT READY MADE CHIN STRAP EAR AREA OPEN SIZES: L: 26.8 IN -28 IN (67-70 CM) (CIRCUMFERENCE FROM CROWN TO CHIN) . EASY FITTING SOFT AND SMOOTH HI-TECH YARN WITH PERMANENT ODOR NEUTRALITY BREATHABLE HIGH UV PROTECTION ADJUSTABLE PRESSURE LEVEL H = YPOALLERGENIC AND LATEX-FREE ANTI-BACTERIAL WASHABLE FABRIC COMPOSITION 60%-69% POLYAMIDE 31%-40% ELASTANE THICKNESS 0.64-0.68MM (SCAR MANAGEMENT) | REHABILITATION AND PHYSIOTHERAPY SUPPLIES SUPPLEMENTARY
6902 | 4214280000500 | ADDITIONAL VELCRO - CAN BE ADDED TO SOME MODELS OF PRESSURE GARMENTS FOR SEALING. CAN ADDED TO PRESSURE GARMENTS, SUCH AS: GLOVES, SOCKS | REHABILITATION AND PHYSIOTHERAPY SUPPLIES SUPPLEMENTARY
6903 | 4214280000400 | ADDITIONAL NEOPRENE | REHABILITATION AND PHYSIOTHERAPY SUPPLIES SUPPLEMENTARY
6904 | 4618170000000 | PRESSURE GARMENT, CUSTOM MADE, FOR SCAR MANAGEMENT, ADULT HEAD BAND, ULTRAVIOLET PROTECTION (NOT LESS THAN 98%), BREATHABLE, HYPOALLERGENIC AND LATEX-FREE, COMPOSITION-HIGH QUALITY SOFT, ANTI-BACTERIAL, MEDICAL GRADE COMPOSITION, AVAILABLE IN TWO WASHABLE FABRICS: STRONG AND MEDIUM, PRESSURE BASED ON PATIENT NEEDS | REHABILITATION AND PHYSIOTHERAPY SUPPLIES SUPPLEMENTARY
6905 | 4618160909300 | REINFORCED HEEL | REHABILITATION AND PHYSIOTHERAPY SUPPLIES SUPPLEMENTARY
6906 | 4618160908300 | EXTRA HEEL REINFORCEMENT | REHABILITATION AND PHYSIOTHERAPY SUPPLIES SUPPLEMENTARY
6907 | 4214280001000 | ATTACH SUSPENDERS FOR GARMENTS | REHABILITATION AND PHYSIOTHERAPY SUPPLIES SUPPLEMENTARY
6908 | 4214280001100 | BRA ATTACHED | REHABILITATION AND PHYSIOTHERAPY SUPPLIES SUPPLEMENTARY
6909 | 4214280001300 | DIAPER FLAP | REHABILITATION AND PHYSIOTHERAPY SUPPLIES SUPPLEMENTARY
6910 | 4214280001400 | DOUBLE WAISTBAND | REHABILITATION AND PHYSIOTHERAPY SUPPLIES SUPPLEMENTARY
6911 | 4214280001500 | EAR FLAP | REHABILITATION AND PHYSIOTHERAPY SUPPLIES SUPPLEMENTARY
6912 | 4214280001600 | FLAP, CUSTOM | REHABILITATION AND PHYSIOTHERAPY SUPPLIES SUPPLEMENTARY
6913 | 4214280001700 | MULTICOLOR REQUESTED PRESSURE GARMENT FABRIC CAN BE MADE IN MULTICOLORS INSTEAD OF ONE COLOR | REHABILITATION AND PHYSIOTHERAPY SUPPLIES SUPPLEMENTARY
6914 | 4224151017500 | SPLINTING MATERIAL, THERMOPLASTIC MATERIAL IN ROLL, COMFORTABLE AND BREATHABLE, HIGH STRETCHING, LOW MEMORY, STICK, LENGTH 3M, THICKNESS 3.0MM, WIDTH 6CM, ORANGE | REHABILITATION AND PHYSIOTHERAPY SUPPLIES SUPPLEMENTARY
6915 | 4618170000100 | PRESSURE GARMENT, CUSTOM MADE, FOR SCAR MANAGEMENT, CHILD HEAD BAND, ULTRAVIOLET PROTECTION (NOT LESS THAN 98%), BREATHABLE, HYPOALLERGENIC AND LATEX-FREE, COMPOSITION-HIGH QUALITY SOFT, ANTI-BACTERIAL, MEDICAL GRADE COMPOSITION, AVAILABLE IN TWO WASHABLE FABRICS: STRONG AND MEDIUM, PRESSURE BASED ON PATIENT NEEDS | REHABILITATION AND PHYSIOTHERAPY SUPPLIES SUPPLEMENTARY
6916 | 4224151017400 | SPLINTING MATERIAL, THERMOPLASTIC MATERIAL IN ROLL, COMFORTABLE AND BREATHABLE, HIGH STRETCHING, LOW MEMORY, STICK, LENGTH 3M, THICKNESS 1.8MM, WIDTH 6CM, ORANGE | REHABILITATION AND PHYSIOTHERAPY SUPPLIES SUPPLEMENTARY
6917 | 4618170000200 | PRESSURE GARMENT, CUSTOM MADE, FOR SCAR MANAGEMENT, HEAD BAND, COMPOSITION-HIGH QUALITY SOFT, MULTI-DIRECTIONAL STRETCH, ANATOMICAL FIT, ANTI-BACTERIAL, BREATHABLE, ODOR NEUTRALITY, HYPOALLERGENIC AND LATEX-FREE, MEDICAL GRADE COMPOSITION, PRESSURE BASED ON PATIENT NEEDS | REHABILITATION AND PHYSIOTHERAPY SUPPLIES SUPPLEMENTARY
6918 | 4214280000700 | ADJUSTABLE SHOULDER FLAP | REHABILITATION AND PHYSIOTHERAPY SUPPLIES SUPPLEMENTARY
6919 | 4618170000700 | PRESSURE GARMENT, READY MADE, HELMET, SIZES: 3: 21.6 - 22.4 IN (54-56 CM) (CIRCUMFERENCE OF THE HEAD) . EASY FITTING SOFT AND SMOOTH, HI-TECH YARN WITH PERMANENT ODOR NEUTRALITY, BREATHABLE, HIGH UV PROTECTION, PRESSURE LEVEL 10-18 MMHG, HYPOALLERGENIC AND LATEX-FREE ANTI-BACTERIAL, WASHABLE, FABRIC COMPOSITION 80%-90% POLYAMIDE 10%-20% ELASTANE, THICKNESS 0.64-0.68MM (SCAR MANAGEMENT) | REHABILITATION AND PHYSIOTHERAPY SUPPLIES SUPPLEMENTARY
6920 | 4618170000800 | LIP COVER FOR FACE MASK | REHABILITATION AND PHYSIOTHERAPY SUPPLIES SUPPLEMENTARY
6921 | 4224160002300 | SPLINTING ACCESSORIES, TUBE BENDING TOOL, FOR EASY BENDING, OF THE STRONG, TUBES, WITHOUT STRESS, ON THE THUMBS | REHABILITATION AND PHYSIOTHERAPY SUPPLIES SUPPLEMENTARY
6922 | 4224152011600 | SPLINTING ACCESSORIES, SOFT ELASTIC LOOP, 1/16 INCH (1.6MM) THICKNESS, 2 INCH X 25 YRD (5CM X 23M), BLACK OR TAN COLOR | REHABILITATION AND PHYSIOTHERAPY SUPPLIES SUPPLEMENTARY
6923 | 4224152011500 | SPLINTING ACCESSORIES, SOFT ELASTIC LOOP, 1/16 INCH (1.6MM) THICKNESS, 1 INCH X 25 YRD (2.5CM X 23M), BLACK OR TAN COLOR | REHABILITATION AND PHYSIOTHERAPY SUPPLIES SUPPLEMENTARY
6924 | 4618170000900 | PRESSURE GARMENT, READY MADE, CHIN STRAP EAR AREA OPEN, SIZES: XXS: 20 IN -21.6 IN (50-54 CM) (CIRCUMFERENCE FROM CROWN TO CHIN) . EASY FITTING SOFT AND SMOOTH, HI-TECH YARN WITH PERMANENT ODOR NEUTRALITY, BREATHABLE, HIGH UV PROTECTION, ADJUSTABLE PRESSURE LEVEL, HYPOALLERGENIC AND LATEX-FREE ANTI-BACTERIAL, WASHABLE, FABRIC COMPOSITION 60%-69%, POLYAMIDE 31%-40% ELASTANE, THICKNESS 0.64-0.68MM, (SCAR MANAGEMENT) | REHABILITATION AND PHYSIOTHERAPY SUPPLIES SUPPLEMENTARY
6925 | 4618170001000 | PRESSURE GARMENT, READY MADE, CHIN STRAP EAR AREA OPEN, SIZES: XS: 22 IN -23.2 IN (55-58 CM) (CIRCUMFERENCE FROM CROWN TO CHIN) . EASY FITTING SOFT AND SMOOTH, HI-TECH YARN WITH PERMANENT ODOR NEUTRALITY, BREATHABLE, HIGH UV PROTECTION, ADJUSTABLE PRESSURE LEVEL, HYPOALLERGENIC AND LATEX-FREE ANTI-BACTERIAL, WASHABLE, FABRIC COMPOSITION 60%-69%, POLYAMIDE 31%-40% ELASTANE, THICKNESS 0.64-0.68MM, (SCAR MANAGEMENT) | REHABILITATION AND PHYSIOTHERAPY SUPPLIES SUPPLEMENTARY
6926 | 4618170001100 | PRESSURE GARMENT, READY MADE, CHIN STRAP EAR AREA OPEN, SIZES: S: 23.6 IN -24.8 IN (59-62 CM) (CIRCUMFERENCE FROM CROWN TO CHIN) . EASY FITTING SOFT AND SMOOTH, HI-TECH YARN WITH PERMANENT ODOR NEUTRALITY, BREATHABLE, HIGH UV PROTECTION, ADJUSTABLE PRESSURE LEVEL, HYPOALLERGENIC AND LATEX-FREE ANTI-BACTERIAL, WASHABLE, FABRIC COMPOSITION 60%-69%, POLYAMIDE 31%-40% ELASTANE, THICKNESS 0.64-0.68MM, (SCAR MANAGEMENT) | REHABILITATION AND PHYSIOTHERAPY SUPPLIES SUPPLEMENTARY
6927 | 4618170001200 | PRESSURE GARMENT, READY MADE, CHIN STRAP EAR AREA OPEN, SIZES: M: 25.2 IN -26.4 IN (63-66 CM) (CIRCUMFERENCE FROM CROWN TO CHIN) . EASY FITTING SOFT AND SMOOTH, HI-TECH YARN WITH PERMANENT ODOR NEUTRALITY, BREATHABLE, HIGH UV PROTECTION, ADJUSTABLE PRESSURE LEVEL, HYPOALLERGENIC AND LATEX-FREE ANTI-BACTERIAL, WASHABLE, FABRIC COMPOSITION 60%-69%, POLYAMIDE 31%-40% ELASTANE, THICKNESS 0.64-0.68MM, (SCAR MANAGEMENT) | REHABILITATION AND PHYSIOTHERAPY SUPPLIES SUPPLEMENTARY
6928 | 4224152003700 | SPLINTING ACCESSORY, WEBBING STRAP, NON-ELASTIC, WIDTH 50 MM APPROXIMATELY, ROLL | REHABILITATION AND PHYSIOTHERAPY SUPPLIES SUPPLEMENTARY
6929 | 4618170000500 | PRESSURE GARMENT, READY MADE, HELMET, SIZES: 2: 20.4 - 21.2 IN (51-53 CM) (CIRCUMFERENCE OF THE HEAD) . EASY FITTING SOFT AND SMOOTH, HI-TECH YARN WITH PERMANENT ODOR NEUTRALITY, BREATHABLE, HIGH UV PROTECTION, PRESSURE LEVEL 10-18 MMHG, HYPOALLERGENIC AND LATEX-FREE ANTI-BACTERIAL, WASHABLE, FABRIC COMPOSITION 80%-90% POLYAMIDE 10%-20% ELASTANE, THICKNESS 0.64-0.68MM (SCAR MANAGEMENT) | REHABILITATION AND PHYSIOTHERAPY SUPPLIES SUPPLEMENTARY
6930 | 4618170000400 | PRESSURE GARMENT, READY MADE, HELMET, SIZES: 1: 18.8 - 20 IN (47-50 CM) (CIRCUMFERENCE OF THE HEAD) . EASY FITTING SOFT AND SMOOTH, HI-TECH YARN WITH PERMANENT ODOR NEUTRALITY, BREATHABLE, HIGH UV PROTECTION, PRESSURE LEVEL 10-18 MMHG, HYPOALLERGENIC AND LATEX-FREE ANTI-BACTERIAL, WASHABLE, FABRIC COMPOSITION 80%-90% POLYAMIDE 10%-20% ELASTANE, THICKNESS 0.64-0.68MM (SCAR MANAGEMENT) | REHABILITATION AND PHYSIOTHERAPY SUPPLIES SUPPLEMENTARY
6931 | 4618170000300 | PRESSURE GARMENT, READY MADE, HELMET, SIZES: 5: 24 - 24.8 IN (60-62 CM) (CIRCUMFERENCE OF THE HEAD) . EASY FITTING SOFT AND SMOOTH, HI-TECH YARN WITH PERMANENT ODOR NEUTRALITY, BREATHABLE, HIGH UV PROTECTION, PRESSURE LEVEL 10-18 MMHG, HYPOALLERGENIC AND LATEX-FREE ANTI-BACTERIAL, WASHABLE, FABRIC COMPOSITION 80%-90% POLYAMIDE 10%-20% ELASTANE, THICKNESS 0.64-0.68MM (SCAR MANAGEMENT) | REHABILITATION AND PHYSIOTHERAPY SUPPLIES SUPPLEMENTARY
6932 | 4214280000900 | ATTACH GAUNTLET BODY SUIT AND VEST | REHABILITATION AND PHYSIOTHERAPY SUPPLIES SUPPLEMENTARY
6933 | 4214280000800 | ADULT WAIST STRAP FOR THIGH-HIGH MODELS. 4 CM WIDE ELASTANE BAND ATTACH WITH VELCRO AROUND WAIST. | REHABILITATION AND PHYSIOTHERAPY SUPPLIES SUPPLEMENTARY
6934 | 4214280000600 | ADDITIONAL ZIPPER - CAN BE ADDED TO SOME MODELS OF PRESSURE GARMENTS FOR SEALING. CAN ADDED TO PRESSURE GARMENTS, SUCH AS: GLOVES, SOCKS. | REHABILITATION AND PHYSIOTHERAPY SUPPLIES SUPPLEMENTARY
6935 | 4214280269800 | PRESSURE GARMENT, CUSTOM MADE, FOR SCAR MANAGEMENT, SHRUG WITH SHORT SLEEVE, COMPOSITION-HIGH QUALITY SOFT, MULTI-DIRECTIONAL STRETCH, ANATOMICAL FIT, ANTI-BACTERIAL, BREATHABLE, ODOR NEUTRALITY, HYPOALLERGENIC AND LATEX-FREE, MEDICAL GRADE COMPOSITION, PRESSURE BASED ON PATIENT NEEDS | REHABILITATION AND PHYSIOTHERAPY SUPPLIES SUPPLEMENTARY
6936 | 4224151017300 | SPLINTING MATERIAL, THERMOPLASTIC MATERIAL IN ROLL, COMFORTABLE AND BREATHABLE, HIGH STRETCHING, LOW MEMORY, STICK, LENGTH 3M, THICKNESS 3.0MM, WIDTH 6CM, BLACK | REHABILITATION AND PHYSIOTHERAPY SUPPLIES SUPPLEMENTARY
6937 | 4224151017100 | SPLINTING MATERIAL, THERMOPLASTIC MATERIAL IN ROLL, COMFORTABLE AND BREATHABLE, HIGH STRETCHING, LOW MEMORY, STICK, LENGTH 3M, THICKNESS 3.0MM, WIDTH 6CM, BLUE | REHABILITATION AND PHYSIOTHERAPY SUPPLIES SUPPLEMENTARY
6938 | 4214280271800 | PRESSURE GARMENT, CUSTOM MADE, FOR SCAR MANAGEMENT, VEST LONG SLEEVES WOMEN, ULTRAVIOLET PROTECTION (NOT LESS THAN 98%), BREATHABLE, HYPOALLERGENIC AND LATEX-FREE, COMPOSITION-HIGH QUALITY SOFT, ANTI-BACTERIAL, MEDICAL GRADE COMPOSITION, AVAILABLE IN TWO WASHABLE FABRICS: STRONG AND MEDIUM, PRESSURE BASED ON PATIENT NEEDS | REHABILITATION AND PHYSIOTHERAPY SUPPLIES SUPPLEMENTARY
6939 | 4214280271700 | PRESSURE GARMENT, CUSTOM MADE, FOR SCAR MANAGEMENT, VEST LONG SLEEVES MEN, ULTRAVIOLET PROTECTION (NOT LESS THAN 98%), BREATHABLE, H YPOALLERGENIC AND LATEX-FREE, COMPOSITION-HIGH QUALITY SOFT, ANTI-BACTERIAL, MEDICAL GRADE COMPOSITION, AVAILABLE IN TWO WASHABLE FABRICS: STRONG AND MEDIUM, PRESSURE BASED ON PATIENT NEEDS | REHABILITATION AND PHYSIOTHERAPY SUPPLIES SUPPLEMENTARY
6940 | 4214280271600 | PRESSURE GARMENT, CUSTOM MADE, FOR SCAR MANAGEMENT, VEST LONG SLEEVES CHILD, ULTRAVIOLET PROTECTION (NOT LESS THAN 98%), BREATHABLE, HYPOALLERGENIC AND LATEX-FREE, COMPOSITION-HIGH QUALITY SOFT, ANTI-BACTERIAL, MEDICAL GRADE COMPOSITION, AVAILABLE IN TWO WASHABLE FABRICS: STRONG AND MEDIUM, PRESSURE BASED ON PATIENT NEEDS | REHABILITATION AND PHYSIOTHERAPY SUPPLIES SUPPLEMENTARY
6941 | 4214280271500 | PRESSURE GARMENT, CUSTOM MADE, FOR SCAR MANAGEMENT, VEST LONG AND SHORT SLEEVES WOMEN, ULTRAVIOLET PROTECTION (NOT LESS THAN 98%), BREATHABLE, HYPOALLERGENIC AND LATEX-FREE, COMPOSITION-HIGH QUALITY SOFT, ANTI-BACTERIAL, MEDICAL GRADE COMPOSITION, AVAILABLE IN TWO WASHABLE FABRICS: STRONG AND MEDIUM, PRESSURE BASED ON PATIENT NEEDS | REHABILITATION AND PHYSIOTHERAPY SUPPLIES SUPPLEMENTARY
6942 | 4214280271400 | PRESSURE GARMENT, CUSTOM MADE, FOR SCAR MANAGEMENT, VEST LONG AND SHORT SLEEVES CHILD, ULTRAVIOLET PROTECTION (NOT LESS THAN 98%), BREATHABLE, HYPOALLERGENIC AND LATEX-FREE, COMPOSITION-HIGH QUALITY SOFT, ANTI-BACTERIAL, MEDICAL GRADE COMPOSITION, AVAILABLE IN TWO WASHABLE FABRICS: STRONG AND MEDIUM, PRESSURE BASED ON PATIENT NEEDS | REHABILITATION AND PHYSIOTHERAPY SUPPLIES SUPPLEMENTARY
6943 | 4214280271300 | PRESSURE GARMENT, CUSTOM MADE, FOR SCAR MANAGEMENT, VEST LONG AND SHORT MEN, ULTRAVIOLET PROTECTION (NOT LESS THAN 98%), BREATHABLE, HYPOALLERGENIC AND LATEX-FREE, COMPOSITION-HIGH QUALITY SOFT, ANTI-BACTERIAL, MEDICAL GRADE COMPOSITION, AVAILABLE IN TWO WASHABLE FABRICS: STRONG AND MEDIUM, PRESSURE BASED ON PATIENT NEEDS | REHABILITATION AND PHYSIOTHERAPY SUPPLIES SUPPLEMENTARY
6944 | 4214280271200 | PRESSURE GARMENT, CUSTOM MADE, FOR SCAR MANAGEMENT, TORSO BAND, COMPOSITION-HIGH QUALITY SOFT, MULTI-DIRECTIONAL STRETCH, ANATOMICAL FIT, ANTI-BACTERIAL, BREATHABLE, ODOR NEUTRALITY, HYPOALLERGENIC AND LATEX-FREE, MEDICAL GRADE COMPOSITION, PRESSURE BASED ON PATIENT NEEDS | REHABILITATION AND PHYSIOTHERAPY SUPPLIES SUPPLEMENTARY
6945 | 4214280271100 | PRESSURE GARMENT, CUSTOM MADE, FOR SCAR MANAGEMENT, THIGH LENGTH WITH WAIST ATTACHMENT, CHAP STYLE, TWO LEGS, COMPOSITION-HIGH QUALITY SOFT, MULTI-DIRECTIONAL STRETCH, ANATOMICAL FIT, ANTI-BACTERIAL, BREATHABLE, ODOR NEUTRALITY, HYPOALLERGENIC AND LATEX-FREE, MEDICAL GRADE COMPOSITION, PRESSURE BASED ON PATIENT NEEDS | REHABILITATION AND PHYSIOTHERAPY SUPPLIES SUPPLEMENTARY
6946 | 4214280271000 | PRESSURE GARMENT, CUSTOM MADE, FOR SCAR MANAGEMENT, THIGH LENGTH WITH WAIST ATTACHMENT, CHAP STYLE, ONE LEG, COMPOSITION-HIGH QUALITY SOFT, MULTI-DIRECTIONAL STRETCH, ANATOMICAL FIT, ANTI-BACTERIAL, BREATHABLE, ODOR NEUTRALITY, HYPOALLERGENIC AND LATEX-FREE, MEDICAL GRADE COMPOSITION, PRESSURE BASED ON PATIENT NEEDS | REHABILITATION AND PHYSIOTHERAPY SUPPLIES SUPPLEMENTARY
6947 | 4214280270900 | PRESSURE GARMENT, CUSTOM MADE, FOR SCAR MANAGEMENT, THIGH LENGTH STOCKING, COMPOSITION-HIGH QUALITY SOFT, MULTI-DIRECTIONAL STRETCH, ANATOMICAL FIT, ANTI-BACTERIAL, BREATHABLE, ODOR NEUTRALITY, HYPOALLERGENIC AND LATEX-FREE, MEDICAL GRADE COMPOSITION, PRESSURE BASED ON PATIENT NEEDS | REHABILITATION AND PHYSIOTHERAPY SUPPLIES SUPPLEMENTARY
6948 | 4214280270800 | PRESSURE GARMENT, CUSTOM MADE, FOR SCAR MANAGEMENT, THIGH BAND, COMPOSITION-HIGH QUALITY SOFT, MULTI-DIRECTIONAL STRETCH, ANATOMICAL FIT, ANTI-BACTERIAL, BREATHABLE, ODOR NEUTRALITY, HYPOALLERGENIC AND LATEX-FREE, MEDICAL GRADE COMPOSITION, PRESSURE BASED ON PATIENT NEEDS | REHABILITATION AND PHYSIOTHERAPY SUPPLIES SUPPLEMENTARY
6949 | 4214280270700 | PRESSURE GARMENT, CUSTOM MADE, FOR SCAR MANAGEMENT, SUIT WITH SHORT SLEEVES, COMPOSITION-HIGH QUALITY SOFT, MULTI-DIRECTIONAL STRETCH, ANATOMICAL FIT, ANTI-BACTERIAL, BREATHABLE, ODOR NEUTRALITY, HYPOALLERGENIC AND LATEX-FREE, MEDICAL GRADE COMPOSITION, PRESSURE BASED ON PATIENT NEEDS | REHABILITATION AND PHYSIOTHERAPY SUPPLIES SUPPLEMENTARY
6950 | 4214280270600 | PRESSURE GARMENT, CUSTOM MADE, FOR SCAR MANAGEMENT, SUIT WITH LONG SLEEVES, COMPOSITION-HIGH QUALITY SOFT, MULTI-DIRECTIONAL STRETCH, ANATOMICAL FIT, ANTI-BACTERIAL, BREATHABLE, ODOR NEUTRALITY, HYPOALLERGENIC AND LATEX-FREE, MEDICAL GRADE COMPOSITION, PRESSURE BASED ON PATIENT NEEDS | REHABILITATION AND PHYSIOTHERAPY SUPPLIES SUPPLEMENTARY
6951 | 4214280270200 | PRESSURE GARMENT, CUSTOM MADE, FOR SCAR MANAGEMENT, SLEEVELESS VEST, COMPOSITION-HIGH QUALITY SOFT, MULTI-DIRECTIONAL STRETCH, ANATOMICAL FIT, ANTI-BACTERIAL, BREATHABLE, ODOR NEUTRALITY, HYPOALLERGENIC AND LATEX-FREE, MEDICAL GRADE COMPOSITION, PRESSURE BASED ON PATIENT NEEDS | REHABILITATION AND PHYSIOTHERAPY SUPPLIES SUPPLEMENTARY
6952 | 4214280270100 | PRESSURE GARMENT, CUSTOM MADE, FOR SCAR MANAGEMENT, SLEEVELESS BRIEF, COMPOSITION-HIGH QUALITY SOFT, MULTI-DIRECTIONAL STRETCH, ANATOMICAL FIT, ANTI-BACTERIAL, BREATHABLE, ODOR NEUTRALITY, HYPOALLERGENIC AND LATEX-FREE, MEDICAL GRADE COMPOSITION, PRESSURE BASED ON PATIENT NEEDS | REHABILITATION AND PHYSIOTHERAPY SUPPLIES SUPPLEMENTARY
6953 | 4214280271900 | PRESSURE GARMENT, CUSTOM MADE, FOR SCAR MANAGEMENT, VEST SHORT SLEEVES CHILD, ULTRAVIOLET PROTECTION (NOT LESS THAN 98%), BREATHABLE, HYPOALLERGENIC AND LATEX-FREE, COMPOSITION-HIGH QUALITY SOFT, ANTI-BACTERIAL, MEDICAL GRADE COMPOSITION, AVAILABLE IN TWO WASHABLE FABRICS: STRONG AND MEDIUM, PRESSURE BASED ON PATIENT NEEDS | REHABILITATION AND PHYSIOTHERAPY SUPPLIES SUPPLEMENTARY
6954 | 4224151017200 | SPLINTING MATERIAL, THERMOPLASTIC MATERIAL IN ROLL, COMFORTABLE AND BREATHABLE, HIGH STRETCHING, LOW MEMORY, STICK, LENGTH 3M, THICKNESS 1.8MM, WIDTH 6CM, BLACK | REHABILITATION AND PHYSIOTHERAPY SUPPLIES SUPPLEMENTARY
6955 | 4214280272000 | PRESSURE GARMENT, CUSTOM MADE, FOR SCAR MANAGEMENT, VEST SHORT SLEEVES MEN, ULTRAVIOLET PROTECTION (NOT LESS THAN 98%), BREATHABLE, HYPOALLERGENIC AND LATEX-FREE, COMPOSITION-HIGH QUALITY SOFT, ANTI-BACTERIAL, MEDICAL GRADE COMPOSITION, AVAILABLE IN TWO WASHABLE FABRICS: STRONG AND MEDIUM, PRESSURE BASED ON PATIENT NEEDS | REHABILITATION AND PHYSIOTHERAPY SUPPLIES SUPPLEMENTARY
6956 | 4214280272200 | PRESSURE GARMENT, CUSTOM MADE, FOR SCAR MANAGEMENT, VEST SLEEVELESS CHILD, ULTRAVIOLET PROTECTION (NOT LESS THAN 98%), BREATHABLE, H YPOALLERGENIC AND LATEX-FREE, COMPOSITION-HIGH QUALITY SOFT, ANTI-BACTERIAL, MEDICAL GRADE COMPOSITION, AVAILABLE IN TWO WASHABLE FABRICS: STRONG AND MEDIUM, PRESSURE BASED ON PATIENT NEEDS | REHABILITATION AND PHYSIOTHERAPY SUPPLIES SUPPLEMENTARY
6957 | 4224151017000 | SPLINTING MATERIAL, THERMOPLASTIC MATERIAL IN ROLL, COMFORTABLE AND BREATHABLE, HIGH STRETCHING, LOW MEMORY, STICK, LENGTH 3M, THICKNESS 1.8MM, WIDTH 6CM, BLUE | REHABILITATION AND PHYSIOTHERAPY SUPPLIES SUPPLEMENTARY
6958 | 4224151016900 | SPLINTING MATERIAL, THERMOPLASTIC MATERIAL IN ROLL, COMFORTABLE AND BREATHABLE, HIGH STRETCHING, LOW MEMORY, STICK, LENGTH 3M, THICKNESS 1.8MM, WIDTH 3CM, BLACK | REHABILITATION AND PHYSIOTHERAPY SUPPLIES SUPPLEMENTARY
6959 | 4224151016800 | SPLINTING MATERIAL, THERMOPLASTIC MATERIAL IN ROLL, COMFORTABLE AND BREATHABLE, HIGH STRETCHING, LOW MEMORY, STICK, LENGTH 3M, THICKNESS 1.8MM, WIDTH 3CM, BLUE | REHABILITATION AND PHYSIOTHERAPY SUPPLIES SUPPLEMENTARY
6960 | 4214280274800 | COMPRESSION BRA, FOR TRUNK CHEST AND THE UNDERARM FOR LYMPHEDEMA, CLASS II, WITH HOOK FASTENERS BETWEEN THE BREASTS, WITH TWO CUPS, BLACK/WHITE OR NUDE COLOR, ASSORTED SIZES (LYMPHEDEMA) | REHABILITATION AND PHYSIOTHERAPY SUPPLIES SUPPLEMENTARY
6961 | 4214280274700 | COMPRESSION BRA FOR LYMPHEDEMA, FOR TRUNK CHEST AND THE UNDERARM, CLASS II, WITH HOOK FASTENERS BETWEEN THE BREASTS. WITH POCKETS FOR PROSTHESIS BOTH SIDE, BLACK/WHITE OR NUDE COLOR, ASSORTED SIZES. (LYMPHEDEMA) | REHABILITATION AND PHYSIOTHERAPY SUPPLIES SUPPLEMENTARY
6962 | 4214280274600 | STOCKING, READY MADE, MEDICAL GRADUATED COMPRESSION, SEAMLESS, THIGH WITH WAIST ATTACHMENT, WITH CLOSE TOE, POLYAMIDE, ELASTANE, LATEX FREE, SKIN COLOR, CLASS 2 (20 - 32 MMHG), ASSORTED SIZES (LYMPHEDEMA) | REHABILITATION AND PHYSIOTHERAPY SUPPLIES SUPPLEMENTARY
6963 | 4214280274500 | STOCKING, READY MADE, MEDICAL GRADUATED COMPRESSION, SEAMLESS, THIGH WITH WAIST ATTACHMENT, WIDE/PLUS, WITH CLOSE TOE, POLYAMIDE, ELASTANE, LATEX FREE, SKIN COLOR, CLASS 2 (20 - 32 MMHG), ASSORTED SIZES (LYMPHEDEMA) | REHABILITATION AND PHYSIOTHERAPY SUPPLIES SUPPLEMENTARY
6964 | 4214280274200 | STOCKING, READY MADE, MEDICAL GRADUATED COMPRESSION, SEAMLESS, BELOW KNEE, WIDE/PLUS, WITH OPEN TOE, POLYAMIDE, ELASTANE, LATEX FREE, SKIN COLOR, CLASS 1 (18 - 21 MMHG), ASSORTED SIZES (LYMPHEDEMA) | REHABILITATION AND PHYSIOTHERAPY SUPPLIES SUPPLEMENTARY
6965 | 4214280274100 | STOCKING, READY MADE, MEDICAL GRADUATED COMPRESSION, SEAMLESS, BELOW KNEE, WIDE/PLUS, WITH CLOSE TOE, POLYAMIDE, ELASTANE, LATEX FREE, SKIN COLOR, CLASS 3 (34 - 46 MMHG), ASSORTED SIZES (LYMPHEDEMA) | REHABILITATION AND PHYSIOTHERAPY SUPPLIES SUPPLEMENTARY
6966 | 4214280274000 | STOCKING, READY MADE, MEDICAL GRADUATED COMPRESSION, SEAMLESS, BELOW KNEE, WIDE/PLUS, WITH CLOSE TOE, POLYAMIDE, ELASTANE, LATEX FREE, SKIN COLOR, CLASS 2 (20 - 32 MMHG), ASSORTED SIZES (LYMPHEDEMA) | REHABILITATION AND PHYSIOTHERAPY SUPPLIES SUPPLEMENTARY
6967 | 4214280273400 | FOOT GLOVE, READY MADE, MEDICAL GRADUATED COMPRESSION, SEAMLESS, POLYAMIDE, ELASTANE, LATEX FREE, SKIN COLOR, CLASS 2 (20 - 30 MMHG), ASSORTED SIZES (LYMPHEDEMA) | REHABILITATION AND PHYSIOTHERAPY SUPPLIES SUPPLEMENTARY
6968 | 4214280272600 | PRESSURE GARMENT, CUSTOM MADE, FOR SCAR MANAGEMENT, VEST WITH SHORT SLEEVES, COMPOSITION-HIGH QUALITY SOFT, MULTI-DIRECTIONAL STRETCH, ANATOMICAL FIT, ANTI-BACTERIAL, BREATHABLE, ODOR NEUTRALITY, HYPOALLERGENIC AND LATEX-FREE, MEDICAL GRADE COMPOSITION, PRESSURE BASED ON PATIENT NEEDS | REHABILITATION AND PHYSIOTHERAPY SUPPLIES SUPPLEMENTARY
6969 | 4214280272500 | PRESSURE GARMENT, CUSTOM MADE, FOR SCAR MANAGEMENT, VEST WITH LONG SLEEVES, COMPOSITION-HIGH QUALITY SOFT, MULTI-DIRECTIONAL STRETCH, ANATOMICAL FIT, ANTI-BACTERIAL, BREATHABLE, ODOR NEUTRALITY, HYPOALLERGENIC AND LATEX-FREE, MEDICAL GRADE COMPOSITION, PRESSURE BASED ON PATIENT NEEDS | REHABILITATION AND PHYSIOTHERAPY SUPPLIES SUPPLEMENTARY
6970 | 4214280272400 | PRESSURE GARMENT, CUSTOM MADE, FOR SCAR MANAGEMENT, VEST SLEEVELESS WOMEN, ULTRAVIOLET PROTECTION (NOT LESS THAN 98%), BREATHABLE, H YPOALLERGENIC AND LATEX-FREE, COMPOSITION-HIGH QUALITY SOFT, ANTI-BACTERIAL, MEDICAL GRADE COMPOSITION, AVAILABLE IN TWO WASHABLE FABRICS: STRONG AND MEDIUM, PRESSURE BASED ON PATIENT NEEDS | REHABILITATION AND PHYSIOTHERAPY SUPPLIES SUPPLEMENTARY
6971 | 4214280272300 | PRESSURE GARMENT, CUSTOM MADE, FOR SCAR MANAGEMENT, VEST SLEEVELESS MEN, ULTRAVIOLET PROTECTION (NOT LESS THAN 98%), BREATHABLE, HYPOALLERGENIC AND LATEX-FREE, COMPOSITION-HIGH QUALITY SOFT, ANTI-BACTERIAL, MEDICAL GRADE COMPOSITION, AVAILABLE IN TWO WASHABLE FABRICS: STRONG AND MEDIUM, PRESSURE BASED ON PATIENT NEEDS | REHABILITATION AND PHYSIOTHERAPY SUPPLIES SUPPLEMENTARY
6972 | 4214280272100 | PRESSURE GARMENT, CUSTOM MADE, FOR SCAR MANAGEMENT, VEST SHORT SLEEVES WOMEN, ULTRAVIOLET PROTECTION (NOT LESS THAN 98%), BREATHABLE, HYPOALLERGENIC AND LATEX-FREE, COMPOSITION-HIGH QUALITY SOFT, ANTI-BACTERIAL, MEDICAL GRADE COMPOSITION, AVAILABLE IN TWO WASHABLE FABRICS: STRONG AND MEDIUM, PRESSURE BASED ON PATIENT NEEDS | REHABILITATION AND PHYSIOTHERAPY SUPPLIES SUPPLEMENTARY
6973 | 4618170000600 | PRESSURE GARMENT, READY MADE, HELMET, SIZES: 4: 22.8 - 23.6 IN (57-59 CM) (CIRCUMFERENCE OF THE HEAD) . EASY FITTING SOFT AND SMOOTH, HI-TECH YARN WITH PERMANENT ODOR NEUTRALITY, BREATHABLE, HIGH UV PROTECTION, PRESSURE LEVEL 10-18 MMHG, HYPOALLERGENIC AND LATEX-FREE ANTI-BACTERIAL, WASHABLE, FABRIC COMPOSITION 80%-90% POLYAMIDE 10%-20% ELASTANE, THICKNESS 0.64-0.68MM (SCAR MANAGEMENT) | REHABILITATION AND PHYSIOTHERAPY SUPPLIES SUPPLEMENTARY
6974 | 4213171701500 | PRESSURE GARMENT, READY MADE, ADULT SLEEVE, SIZES: 11: 15.2-16 IN (38-40 CM) (CIRCUMFERENCE OF WIDEST POINT OF UPPER ARM) . EASY FITTING SOFT AND SMOOTH, HI-TECH YARN WITH PERMANENT ODOR NEUTRALITY, BREATHABLE, HIGH UV PROTECTION, PRESSURE LEVEL 10-18 MMHG, HYPOALLERGENIC AND LATEX-FREE ANTI-BACTERIAL, WASHABLE, FABRIC COMPOSITION 80%-90% POLYAMIDE 10%-20% ELASTANE, THICKNESS 0.48MM-0.52MM (SCAR MANAGEMENT) | REHABILITATION AND PHYSIOTHERAPY SUPPLIES SUPPLEMENTARY
6975 | 4214280266900 | PRESSURE GARMENT, CUSTOM MADE, FOR SCAR MANAGEMENT, CHILD CLOSE TOES FOOT GLOVE, ULTRAVIOLET PROTECTION (NOT LESS THAN 98%), BREATHABLE, HYPOALLERGENIC AND LATEX-FREE, COMPOSITION-HIGH QUALITY SOFT, ANTI-BACTERIAL, MEDICAL GRADE COMPOSITION, AVAILABLE IN TWO WASHABLE FABRICS: STRONG AND MEDIUM, PRESSURE BASED ON PATIENT NEEDS | REHABILITATION AND PHYSIOTHERAPY SUPPLIES SUPPLEMENTARY
6976 | 4224150715300 | SPLINT, WRIST WRAP, PADDED, NON-ELASTIC COUNTERFORCE STRAP AND SOFT SILICONE RING THAT FITS AROUND THE ULNAR HEAD, WITH SOFT COMFORTABLE BREATHABLE FABRIC, (BULLSEYE WRIST BAND OR EQUIVALENT), HOLDS THE WRIST STABLE TO LIMIT ROTATION AND DOES NOT INTERFERE WITH WRIST EXTENSION OR FLEXION RANGE OF MOTION, FIT RIGHT AND LEFT, SMALL/MEDIUM, WRIST CIRCUMFERENCE 14-18CM, | REHABILITATION AND PHYSIOTHERAPY SUPPLIES SUPPLEMENTARY
6977 | 4224150715400 | SPLINT, WRIST WRAP, PADDED, NON-ELASTIC COUNTERFORCE STRAP AND SOFT SILICONE RING THAT FITS AROUND THE ULNAR HEAD, WITH SOFT COMFORTABLE BREATHABLE FABRIC, (BULLSEYE WRIST BAND OR EQUIVALENT), HOLDS THE WRIST STABLE TO LIMIT ROTATION AND DOES NOT INTERFERE WITH WRIST EXTENSION OR FLEXION RANGE OF MOTION, FIT RIGHT AND LEFT, X-SMALL, WRIST CIRCUMFERENCE 10-14CM | REHABILITATION AND PHYSIOTHERAPY SUPPLIES SUPPLEMENTARY
6978 | 4214280261400 | GARMENT, ADJUSTABLE COMPRESSION, THIGH, FOR LYMPHEDEMA, VELCRO, ADJUSTABLE BUILT-IN-TENSION SYSTEM, WITH COMPRESSION LEVELS INDICATORS, BREATHABLE, LATEX FREE, ODOR-INHIBITING MATERIAL WITH ANTI-BACTERIAL EFFECT, LONG, ASSORTED SIZE (LYMPHEDEMA) | REHABILITATION AND PHYSIOTHERAPY SUPPLIES SUPPLEMENTARY
6979 | 4224150902900 | SPLINTING MATERIAL, THERMOPLASTIC MATERIAL IN ROLL, COMFORTABLE AND BREATHABLE, HIGH STRETCHING, LOW MEMORY, STICK, LENGTH 3M, THICKNESS 3.0MM, WIDTH 15CM, BLUE | REHABILITATION AND PHYSIOTHERAPY SUPPLIES SUPPLEMENTARY
6980 | 4224150903000 | SPLINTING MATERIAL, THERMOPLASTIC MATERIAL IN ROLL, COMFORTABLE AND BREATHABLE, HIGH STRETCHING, LOW MEMORY, STICK, LENGTH 3M, THICKNESS 3.0MM, WIDTH 15CM, BLACK | REHABILITATION AND PHYSIOTHERAPY SUPPLIES SUPPLEMENTARY
6981 | 4224150903100 | SPLINTING MATERIAL, THERMOPLASTIC MATERIAL IN ROLL, COMFORTABLE AND BREATHABLE, HIGH STRETCHING, LOW MEMORY, STICK, LENGTH 3M, THICKNESS 3.0MM, WIDTH 15CM, ORANGE | REHABILITATION AND PHYSIOTHERAPY SUPPLIES SUPPLEMENTARY
6982 | 4224150903200 | SPLINTING MATERIAL, THERMOPLASTIC MATERIAL IN ROLL, COMFORTABLE AND BREATHABLE, HIGH STRETCHING, LOW MEMORY, STICK, LENGTH 3M, THICKNESS 3.0MM, WIDTH 30CM, BLUE | REHABILITATION AND PHYSIOTHERAPY SUPPLIES SUPPLEMENTARY
6983 | 4224150715200 | SPLINT, WRIST WRAP, PADDED, NON-ELASTIC COUNTERFORCE STRAP AND SOFT SILICONE RING THAT FITS AROUND THE ULNAR HEAD, WITH SOFT COMFORTABLE BREATHABLE FABRIC, (BULLSEYE WRIST BAND OR EQUIVALENT), HOLDS THE WRIST STABLE TO LIMIT ROTATION AND DOES NOT INTERFERE WITH WRIST EXTENSION OR FLEXION RANGE OF MOTION, FIT RIGHT AND LEFT, LARGE/X-LARGE, WRIST CIRCUMFERENCE 18-22CM. | REHABILITATION AND PHYSIOTHERAPY SUPPLIES SUPPLEMENTARY
6984 | 4618220403500 | SPLINT, WRIST SUPPORT, ELASTIC COMFORTABLE FABRIC, FOUR WAY STRETCH, NO STAY, ALLOWING WRIST MOVEMENT, UNIVERSAL (FIT RIGHT AND LEFT), SMALL | REHABILITATION AND PHYSIOTHERAPY SUPPLIES SUPPLEMENTARY
6985 | 4214280261600 | GARMENT, ADJUSTABLE COMPRESSION, THIGH, FOR LYMPHEDEMA, VELCRO, ADJUSTABLE BUILT-IN-TENSION SYSTEM, WITH COMPRESSION LEVELS INDICATORS, BREATHABLE, LATEX FREE, ODOR-INHIBITING MATERIAL WITH ANTI-BACTERIAL EFFECT, SHORT, ASSORTED SIZE (LYMPHEDEMA) | REHABILITATION AND PHYSIOTHERAPY SUPPLIES SUPPLEMENTARY
6986 | 4214280246100 | PRESSURE GARMENT, READY MADE, VEST WOMEN LONG SLEEVES, SIZES: 5: 35.6-36.8 IN (93-96 CM) (CIRCUMFERENCE OF CHEST ABOVE BREASTS) . EASY FITTING SOFT AND SMOOTH, HI-TECH YARN WITH PERMANENT ODOR NEUTRALITY, BREATHABLE, HIGH UV PROTECTION, PRESSURE LEVEL 10-18 MMHG, HYPOALLERGENIC AND LATEX-FREE ANTI-BACTERIAL, WASHABLE, FABRIC COMPOSITION 80%-90% POLYAMIDE 10%-20% ELASTANE, THICKNESS 0.48MM-0.52MM (SCAR MANAGEMENT) | REHABILITATION AND PHYSIOTHERAPY SUPPLIES SUPPLEMENTARY
6987 | 4214280246000 | PRESSURE GARMENT, READY MADE, VEST WOMEN LONG SLEEVES, SIZES: 6: 37.2-38.4 IN (97-100 CM) (CIRCUMFERENCE OF CHEST ABOVE BREASTS) . EASY FITTING SOFT AND SMOOTH, HI-TECH YARN WITH PERMANENT ODOR NEUTRALITY, BREATHABLE, HIGH UV PROTECTION, PRESSURE LEVEL 10-18 MMHG, HYPOALLERGENIC AND LATEX-FREE ANTI-BACTERIAL, WASHABLE, FABRIC COMPOSITION 80%-90% POLYAMIDE 10%-20% ELASTANE, THICKNESS 0.48MM-0.52MM (SCAR MANAGEMENT) | REHABILITATION AND PHYSIOTHERAPY SUPPLIES SUPPLEMENTARY
6988 | 4214280262000 | PRESSURE GARMENT, CUSTOM MADE, FOR SCAR MANAGEMENT, ADULT (ELBOW-AXILLA) SLEEVE, ULTRAVIOLET PROTECTION (NOT LESS THAN 98%), BREATHABLE, HYPOALLERGENIC AND LATEX-FREE, COMPOSITION-HIGH QUALITY SOFT, ANTI-BACTERIAL, MEDICAL GRADE COMPOSITION, AVAILABLE IN TWO WASHABLE FABRICS: STRONG AND MEDIUM, PRESSURE BASED ON PATIENT NEEDS | REHABILITATION AND PHYSIOTHERAPY SUPPLIES SUPPLEMENTARY
6989 | 4214280262100 | PRESSURE GARMENT, CUSTOM MADE, FOR SCAR MANAGEMENT, ADULT (WRIST-AXILLA) SLEEVE, ULTRAVIOLET PROTECTION (NOT LESS THAN 98%), BREATHABLE, HYPOALLERGENIC AND LATEX-FREE, COMPOSITION-HIGH QUALITY SOFT, ANTI-BACTERIAL, MEDICAL GRADE COMPOSITION, AVAILABLE IN TWO WASHABLE FABRICS: STRONG AND MEDIUM, PRESSURE BASED ON PATIENT NEEDS | REHABILITATION AND PHYSIOTHERAPY SUPPLIES SUPPLEMENTARY
6990 | 4214280262200 | PRESSURE GARMENT, CUSTOM MADE, FOR SCAR MANAGEMENT, ADULT CLOSE TOES FOOT GLOVE, ULTRAVIOLET PROTECTION (NOT LESS THAN 98%), BREATHABLE, HYPOALLERGENIC AND LATEX-FREE, COMPOSITION-HIGH QUALITY SOFT, ANTI-BACTERIAL, MEDICAL GRADE COMPOSITION, AVAILABLE IN TWO WASHABLE FABRICS: STRONG AND MEDIUM, PRESSURE BASED ON PATIENT NEEDS | REHABILITATION AND PHYSIOTHERAPY SUPPLIES SUPPLEMENTARY
6991 | 4214280262300 | PRESSURE GARMENT, CUSTOM MADE, FOR SCAR MANAGEMENT, ADULT CLOSE TOES FOOT GLOVE STOCKING (ANKLE-HIGH), ULTRAVIOLET PROTECTION (NOT LESS THAN 98%), BREATHABLE, HYPOALLERGENIC AND LATEX-FREE, COMPOSITION-HIGH QUALITY SOFT, ANTI-BACTERIAL, MEDICAL GRADE COMPOSITION, AVAILABLE IN TWO WASHABLE FABRICS: STRONG AND MEDIUM, PRESSURE BASED ON PATIENT NEEDS | REHABILITATION AND PHYSIOTHERAPY SUPPLIES SUPPLEMENTARY
6992 | 4214280261500 | GARMENT, ADJUSTABLE COMPRESSION, THIGH, FOR LYMPHEDEMA, VELCRO, ADJUSTABLE BUILT-IN-TENSION SYSTEM, WITH COMPRESSION LEVELS INDICATORS, BREATHABLE, LATEX FREE, ODOR-INHIBITING MATERIAL WITH ANTI-BACTERIAL EFFECT, LONG-WIDE, ASSORTED SIZE (LYMPHEDEMA) | REHABILITATION AND PHYSIOTHERAPY SUPPLIES SUPPLEMENTARY
6993 | 4214280262500 | PRESSURE GARMENT, CUSTOM MADE, FOR SCAR MANAGEMENT, ADULT CLOSE TOES FOOT GLOVE STOCKING (THIGH-HIGH), ULTRAVIOLET PROTECTION (NOT LESS THAN 98%), BREATHABLE, HYPOALLERGENIC AND LATEX-FREE, COMPOSITION-HIGH QUALITY SOFT, ANTI-BACTERIAL, MEDICAL GRADE COMPOSITION, AVAILABLE IN TWO WASHABLE FABRICS: STRONG AND MEDIUM, PRESSURE BASED ON PATIENT NEEDS | REHABILITATION AND PHYSIOTHERAPY SUPPLIES SUPPLEMENTARY
6994 | 4224150714100 | SPLINT, PIP FINGER FLEXION CONTRACTURES STATIC PROGRESSIVE CORRECTION SPLINT (JOINT JACK OR EQUIVALENT), THE AMOUNT OF PRESSURE CAN BE ADJUSTED WITH TURNING THE SCREW, THE SPLINT, MADE OF SOFT STEEL, CAN BE BENT FOR FITTING. THE SPLINT INCLUDES A FELT PAD AND COTTON STRAP FOR ADDITIONAL COMFORT, X-LARGE SIZE | REHABILITATION AND PHYSIOTHERAPY SUPPLIES SUPPLEMENTARY
6995 | 4224150713900 | SPLINT, PIP FINGER FLEXION CONTRACTURES STATIC PROGRESSIVE CORRECTION SPLINT (JOINT JACK OR EQUIVALENT), THE AMOUNT OF PRESSURE CAN BE ADJUSTED WITH TURNING THE SCREW, THE SPLINT, MADE OF SOFT STEEL, CAN BE BENT FOR FITTING. THE SPLINT INCLUDES A FELT PAD AND COTTON STRAP FOR ADDITIONAL COMFORT, LARGE SIZE | REHABILITATION AND PHYSIOTHERAPY SUPPLIES SUPPLEMENTARY
6996 | 4214280260300 | GARMENT, ABOVE KNEE, SELF-ADJUSTABLE, MADE OF FOAM CUBES, CONTAINS POLYURETHANE, NORMAL LENGTH, SIZE 3 OR LARGE (LYMPHEDEMA) | REHABILITATION AND PHYSIOTHERAPY SUPPLIES SUPPLEMENTARY
6997 | 4214280260400 | GARMENT, ABOVE KNEE, SELF-ADJUSTABLE, MADE OF FOAM CUBES, CONTAINS POLYURETHANE, NORMAL LENGTH, SIZE 4 OR X-LARGE (LYMPHEDEMA) | REHABILITATION AND PHYSIOTHERAPY SUPPLIES SUPPLEMENTARY
6998 | 4214280260500 | GARMENT, ADJUSTABLE COMPRESSION, CALF, FOR LYMPHEDEMA, VELCRO, ADJUSTABLE BUILT-IN-TENSION SYSTEM, WITH COMPRESSION LEVELS INDICATORS, BREATHABLE, LATEX FREE, ODOR-INHIBITING MATERIAL WITH ANTI-BACTERIAL EFFECT, LONG, ASSORTED SIZE (LYMPHEDEMA) | REHABILITATION AND PHYSIOTHERAPY SUPPLIES SUPPLEMENTARY
6999 | 4214280260600 | GARMENT, ADJUSTABLE COMPRESSION, CALF, FOR LYMPHEDEMA, VELCRO, ADJUSTABLE BUILT-IN-TENSION SYSTEM, WITH COMPRESSION LEVELS INDICATORS, BREATHABLE, LATEX FREE, ODOR-INHIBITING MATERIAL WITH ANTI-BACTERIAL EFFECT, LONG WIDE, ASSORTED SIZE (LYMPHEDEMA) | REHABILITATION AND PHYSIOTHERAPY SUPPLIES SUPPLEMENTARY
7000 | 4214280260700 | GARMENT, ADJUSTABLE COMPRESSION, CALF, FOR LYMPHEDEMA, VELCRO, ADJUSTABLE BUILT-IN-TENSION SYSTEM, WITH COMPRESSION LEVELS INDICATORS, BREATHABLE, LATEX FREE, ODOR-INHIBITING MATERIAL WITH ANTI-BACTERIAL EFFECT, SHORT, ASSORTED SIZE (LYMPHEDEMA) | REHABILITATION AND PHYSIOTHERAPY SUPPLIES SUPPLEMENTARY
7001 | 4214280260800 | GARMENT, ADJUSTABLE COMPRESSION, CALF, FOR LYMPHEDEMA, VELCRO, ADJUSTABLE BUILT-IN-TENSION SYSTEM, WITH COMPRESSION LEVELS INDICATORS, BREATHABLE, LATEX FREE, ODOR-INHIBITING MATERIAL WITH ANTI-BACTERIAL EFFECT, SHORT-WIDE, ASSORTED SIZE (LYMPHEDEMA) | REHABILITATION AND PHYSIOTHERAPY SUPPLIES SUPPLEMENTARY
7002 | 4214280261100 | GARMENT, ADJUSTABLE COMPRESSION, KNEE, FOR LYMPHEDEMA, VELCRO, ADJUSTABLE BUILT-IN-TENSION SYSTEM, BREATHABLE, LATEX FREE, ODOR-INHIBITING MATERIAL WITH ANTI-BACTERIAL EFFECT, ASSORTED SIZE (LYMPHEDEMA) | REHABILITATION AND PHYSIOTHERAPY SUPPLIES SUPPLEMENTARY
7003 | 4224150714000 | SPLINT, PIP FINGER FLEXION CONTRACTURES STATIC PROGRESSIVE CORRECTION SPLINT (JOINT JACK OR EQUIVALENT), THE AMOUNT OF PRESSURE CAN BE ADJUSTED WITH TURNING THE SCREW, THE SPLINT, MADE OF SOFT STEEL, CAN BE BENT FOR FITTING. THE SPLINT INCLUDES A FELT PAD AND COTTON STRAP FOR ADDITIONAL COMFORT, MEDIUM SIZE | REHABILITATION AND PHYSIOTHERAPY SUPPLIES SUPPLEMENTARY
7004 | 4618220408600 | SPLINT, WRIST SUPPORT, ELASTIC COMFORTABLE FABRIC, FOUR WAY STRETCH, NO STAY, ALLOWING WRIST MOVEMENT, UNIVERSAL (FIT RIGHT AND LEFT), MEDIUM | REHABILITATION AND PHYSIOTHERAPY SUPPLIES SUPPLEMENTARY
7005 | 4224150713100 | SPLINT, FOR ELBOW OR KNEE, INFANT/PEDIATRIC, MULTIPURPOSE SOFT SPLINTS RESTRICT ELBOW AND KNEE MOVEMENT (POSEY/FREEDOM OR EQUIVALENT), ADJUSTABLE HOOK AND LOOP CLOSURE, SPLINTS ARE FILLED WITH POLYESTER BEADS FOR A SOFT WAY TO POSITION A LIMB, LENGTH 28 CM (-+ 1), LIMB CIRCUMFERENCE 7 - 30 CM (-+ 3) | REHABILITATION AND PHYSIOTHERAPY SUPPLIES SUPPLEMENTARY
7006 | 4224150713200 | SPLINT, FOR ELBOW OR KNEE, ADULT, MULTIPURPOSE SOFT SPLINTS RESTRICT ELBOW AND KNEE MOVEMENT (POSEY/FREEDOM OR EQUIVALENT), ADJUSTABLE HOOK AND LOOP CLOSURE, SPLINTS ARE FILLED WITH POLYESTER BEADS FOR A SOFT WAY TO POSITION A LIMB, LENGTH 28 CM (-+ 1), LIMB CIRCUMFERENCE 7 - 35 CM (-+ 3) | REHABILITATION AND PHYSIOTHERAPY SUPPLIES SUPPLEMENTARY
7007 | 4224150713300 | SPLINT, FOR ELBOW OR KNEE, ADULT, MULTIPURPOSE SOFT SPLINTS RESTRICT ELBOW AND KNEE MOVEMENT (POSEY/FREEDOM OR EQUIVALENT), ADJUSTABLE HOOK AND LOOP CLOSURE, SPLINTS ARE FILLED WITH POLYESTER BEADS FOR A SOFT WAY TO POSITION A LIMB, LENGTH 33 CM (-+ 1), LIMB CIRCUMFERENCE 15 - 43 CM (-+ 3) | REHABILITATION AND PHYSIOTHERAPY SUPPLIES SUPPLEMENTARY
7008 | 4224150713400 | SPLINT, FOR ELBOW OR KNEE, ADULT, MULTIPURPOSE SOFT SPLINTS RESTRICT ELBOW AND KNEE MOVEMENT (POSEY/FREEDOM OR EQUIVALENT), ADJUSTABLE HOOK AND LOOP CLOSURE, SPLINTS ARE FILLED WITH POLYESTER BEADS FOR A SOFT WAY TO POSITION A LIMB, LENGTH 35 CM (-+ 1), LIMB CIRCUMFERENCE 20 - 53 CM (-+ 3) | REHABILITATION AND PHYSIOTHERAPY SUPPLIES SUPPLEMENTARY
7009 | 4224150713700 | SPLINT, FOR ELBOW OR KNEE, INFANT/PEDIATRIC, MULTIPURPOSE SOFT SPLINTS RESTRICT ELBOW AND KNEE MOVEMENT (POSEY/FREEDOM OR EQUIVALENT), ADJUSTABLE HOOK AND LOOP CLOSURE, SPLINTS ARE FILLED WITH POLYESTER BEADS FOR A SOFT WAY TO POSITION A LIMB, LENGTH 18 CM (-+ 1), LIMB CIRCUMFERENCE 7 - 25 CM (-+ 3) | REHABILITATION AND PHYSIOTHERAPY SUPPLIES SUPPLEMENTARY
7010 | 4224200024400 | CONTOUR PAD HD FOAM | REHABILITATION AND PHYSIOTHERAPY SUPPLIES SUPPLEMENTARY
7011 | 4224150713800 | SPLINT, PIP FINGER FLEXION CONTRACTURES STATIC PROGRESSIVE CORRECTION SPLINT (JOINT JACK OR EQUIVALENT), THE AMOUNT OF PRESSURE CAN BE ADJUSTED WITH TURNING THE SCREW, THE SPLINT, MADE OF SOFT STEEL, CAN BE BENT FOR FITTING, THE SPLINT INCLUDES A FELT PAD AND COTTON STRAP FOR ADDITIONAL COMFORT, SMALL SIZE | REHABILITATION AND PHYSIOTHERAPY SUPPLIES SUPPLEMENTARY
7012 | 4618220408500 | SPLINT, WRIST SUPPORT, ELASTIC COMFORTABLE FABRIC, FOUR WAY STRETCH, NO STAY, ALLOWING WRIST MOVEMENT, UNIVERSAL (FIT RIGHT AND LEFT), LARGE | REHABILITATION AND PHYSIOTHERAPY SUPPLIES SUPPLEMENTARY
7013 | 4214280260200 | GARMENT, ABOVE KNEE, SELF-ADJUSTABLE, MADE OF FOAM CUBES, CONTAINS POLYURETHANE, NORMAL LENGTH, SIZE 2 OR MEDIUM (LYMPHEDEMA) | REHABILITATION AND PHYSIOTHERAPY SUPPLIES SUPPLEMENTARY
7014 | 4224151009200 | SPLINTING MATERIAL, THERMOPLASTIC SHEET, HIGH STRETCHING, HIGH MEMORY, HIGH DRAPING, NON STICK, NON PERFORATED, THICKNESS 1.6 MM SIZE 45 X 60 CM APPROXIMATELY, WHITE OR BEIGE | REHABILITATION AND PHYSIOTHERAPY SUPPLIES SUPPLEMENTARY
7015 | 4224151010500 | SPLINTING ACCESSORIES, STRIPS, PRE-CUT, NON-STICK, SMOOTH EDGES CUT, THICKNESS 3.4MM, SIZE: 45 X 2 CM, BLUE | REHABILITATION AND PHYSIOTHERAPY SUPPLIES SUPPLEMENTARY
7016 | 4213171703900 | PRESSURE GARMENT, CUSTOM MADE, FOR SCAR MANAGEMENT, CHILD (WRIST-ELBOW) SLEEVE, ULTRAVIOLET PROTECTION (NOT LESS THAN 98%), BREATHABLE, HYPOALLERGENIC AND LATEX-FREE, COMPOSITION-HIGH QUALITY SOFT, ANTI-BACTERIAL, MEDICAL GRADE COMPOSITION, AVAILABLE IN TWO WASHABLE FABRICS: STRONG AND MEDIUM, PRESSURE BASED ON PATIENT NEEDS | REHABILITATION AND PHYSIOTHERAPY SUPPLIES SUPPLEMENTARY
7017 | 4213171703800 | PRESSURE GARMENT, CUSTOM MADE, FOR SCAR MANAGEMENT, CHILD (WRIST-AXILLA) SLEEVE, ULTRAVIOLET PROTECTION (NOT LESS THAN 98%), BREATHABLE, HYPOALLERGENIC AND LATEX-FREE, COMPOSITION-HIGH QUALITY SOFT, ANTI-BACTERIAL, MEDICAL GRADE COMPOSITION, AVAILABLE IN TWO WASHABLE FABRICS: STRONG AND MEDIUM, PRESSURE BASED ON PATIENT NEEDS | REHABILITATION AND PHYSIOTHERAPY SUPPLIES SUPPLEMENTARY
7018 | 4213171703700 | PRESSURE GARMENT, CUSTOM MADE, FOR SCAR MANAGEMENT, CHILD (TO ELBOW) SLEEVE GLOVE TIPS OPEN, ULTRAVIOLET PROTECTION (NOT LESS THAN 98%), BREATHABLE, HYPOALLERGENIC AND LATEX-FREE, COMPOSITION-HIGH QUALITY SOFT, ANTI-BACTERIAL, MEDICAL GRADE COMPOSITION, AVAILABLE IN TWO WASHABLE FABRICS: STRONG AND MEDIUM, PRESSURE BASED ON PATIENT NEEDS | REHABILITATION AND PHYSIOTHERAPY SUPPLIES SUPPLEMENTARY
7019 | 4213171703600 | PRESSURE GARMENT, CUSTOM MADE, FOR SCAR MANAGEMENT, CHILD (TO ELBOW) SLEEVE GLOVE TIPS CLOSE, ULTRAVIOLET PROTECTION (NOT LESS THAN 98%), BREATHABLE, HYPOALLERGENIC AND LATEX-FREE, COMPOSITION-HIGH QUALITY SOFT, ANTI-BACTERIAL, MEDICAL GRADE COMPOSITION, AVAILABLE IN TWO WASHABLE FABRICS: STRONG AND MEDIUM, PRESSURE BASED ON PATIENT NEEDS | REHABILITATION AND PHYSIOTHERAPY SUPPLIES SUPPLEMENTARY
7020 | 4213171703500 | PRESSURE GARMENT, CUSTOM MADE, FOR SCAR MANAGEMENT, CHILD (TO ELBOW) SLEEVE GAUNTLET THUMB OPEN, ULTRAVIOLET PROTECTION (NOT LESS THAN 98%), BREATHABLE, HYPOALLERGENIC AND LATEX-FREE, COMPOSITION-HIGH QUALITY SOFT, ANTI-BACTERIAL, MEDICAL GRADE COMPOSITION, AVAILABLE IN TWO WASHABLE FABRICS: STRONG AND MEDIUM, PRESSURE BASED ON PATIENT NEEDS | REHABILITATION AND PHYSIOTHERAPY SUPPLIES SUPPLEMENTARY
7021 | 4213171703400 | PRESSURE GARMENT, CUSTOM MADE, FOR SCAR MANAGEMENT, CHILD (TO ELBOW) SLEEVE GAUNTLET THUMB CLOSE, ULTRAVIOLET PROTECTION (NOT LESS THAN 98%), BREATHABLE, HYPOALLERGENIC AND LATEX-FREE, COMPOSITION-HIGH QUALITY SOFT, ANTI-BACTERIAL, MEDICAL GRADE COMPOSITION, AVAILABLE IN TWO WASHABLE FABRICS: STRONG AND MEDIUM, PRESSURE BASED ON PATIENT NEEDS | REHABILITATION AND PHYSIOTHERAPY SUPPLIES SUPPLEMENTARY
7022 | 4213171703300 | PRESSURE GARMENT, CUSTOM MADE, FOR SCAR MANAGEMENT, CHILD (TO AXILLA) SLEEVE GLOVE TIPS OPEN, ULTRAVIOLET PROTECTION (NOT LESS THAN 98%), BREATHABLE, HYPOALLERGENIC AND LATEX-FREE, COMPOSITION-HIGH QUALITY SOFT, ANTI-BACTERIAL, MEDICAL GRADE COMPOSITION, AVAILABLE IN TWO WASHABLE FABRICS: STRONG AND MEDIUM, PRESSURE BASED ON PATIENT NEEDS | REHABILITATION AND PHYSIOTHERAPY SUPPLIES SUPPLEMENTARY
7023 | 4213171704000 | PRESSURE GARMENT, CUSTOM MADE, FOR SCAR MANAGEMENT, CHILD CLOSE TOES STOCKING (ANKLE-HIGH), ULTRAVIOLET PROTECTION (NOT LESS THAN 98%), BREATHABLE, HYPOALLERGENIC AND LATEX-FREE, COMPOSITION-HIGH QUALITY SOFT, ANTI-BACTERIAL, MEDICAL GRADE COMPOSITION, AVAILABLE IN TWO WASHABLE FABRICS: STRONG AND MEDIUM, PRESSURE BASED ON PATIENT NEEDS | REHABILITATION AND PHYSIOTHERAPY SUPPLIES SUPPLEMENTARY
7024 | 4213171703200 | PRESSURE GARMENT, CUSTOM MADE, FOR SCAR MANAGEMENT, CHILD (TO AXILLA) SLEEVE GLOVE TIPS CLOSE, ULTRAVIOLET PROTECTION (NOT LESS THAN 98%), BREATHABLE, HYPOALLERGENIC AND LATEX-FREE, COMPOSITION-HIGH QUALITY SOFT, ANTI-BACTERIAL, MEDICAL GRADE COMPOSITION, AVAILABLE IN TWO WASHABLE FABRICS: STRONG AND MEDIUM, PRESSURE BASED ON PATIENT NEEDS | REHABILITATION AND PHYSIOTHERAPY SUPPLIES SUPPLEMENTARY
7025 | 4213171703000 | PRESSURE GARMENT, CUSTOM MADE, FOR SCAR MANAGEMENT, CHILD (TO AXILLA) SLEEVE GAUNTLET THUMB CLOSE, ULTRAVIOLET PROTECTION (NOT LESS THAN 98%), BREATHABLE, HYPOALLERGENIC AND LATEX-FREE, COMPOSITION-HIGH QUALITY SOFT, ANTI-BACTERIAL, MEDICAL GRADE COMPOSITION, AVAILABLE IN TWO WASHABLE FABRICS: STRONG AND MEDIUM, PRESSURE BASED ON PATIENT NEEDS | REHABILITATION AND PHYSIOTHERAPY SUPPLIES SUPPLEMENTARY
7026 | 4213171702900 | PRESSURE GARMENT, CUSTOM MADE, FOR SCAR MANAGEMENT, CHILD (ELBOW-AXILLA) SLEEVE, ULTRAVIOLET PROTECTION (NOT LESS THAN 98%), BREATHABLE, HYPOALLERGENIC AND LATEX-FREE, COMPOSITION-HIGH QUALITY SOFT, ANTI-BACTERIAL, MEDICAL GRADE COMPOSITION, AVAILABLE IN TWO WASHABLE FABRICS: STRONG AND MEDIUM, PRESSURE BASED ON PATIENT NEEDS | REHABILITATION AND PHYSIOTHERAPY SUPPLIES SUPPLEMENTARY
7027 | 4213171702800 | PRESSURE GARMENT, CUSTOM MADE, FOR SCAR MANAGEMENT, ARM SLEEVE AND GAUNTLET, COMPOSITION-HIGH QUALITY SOFT, MULTI-DIRECTIONAL STRETCH, ANATOMICAL FIT, ANTI-BACTERIAL, BREATHABLE, ODOR NEUTRALITY, HYPOALLERGENIC AND LATEX-FREE, MEDICAL GRADE COMPOSITION, PRESSURE BASED ON PATIENT NEEDS | REHABILITATION AND PHYSIOTHERAPY SUPPLIES SUPPLEMENTARY
7028 | 4213171702700 | PRESSURE GARMENT, CUSTOM MADE, FOR SCAR MANAGEMENT, ADULT GAUNTLET THUMB OPEN, ULTRAVIOLET PROTECTION (NOT LESS THAN 98%), BREATHABLE, HYPOALLERGENIC AND LATEX-FREE, COMPOSITION-HIGH QUALITY SOFT, ANTI-BACTERIAL, MEDICAL GRADE COMPOSITION, AVAILABLE IN TWO WASHABLE FABRICS: STRONG AND MEDIUM, PRESSURE BASED ON PATIENT NEEDS | REHABILITATION AND PHYSIOTHERAPY SUPPLIES SUPPLEMENTARY
7029 | 4213171702600 | PRESSURE GARMENT, CUSTOM MADE, FOR SCAR MANAGEMENT, ADULT GAUNTLET THUMB CLOSE, ULTRAVIOLET PROTECTION (NOT LESS THAN 98%), BREATHABLE, HYPOALLERGENIC AND LATEX-FREE, COMPOSITION-HIGH QUALITY SOFT, ANTI-BACTERIAL, MEDICAL GRADE COMPOSITION, AVAILABLE IN TWO WASHABLE FABRICS: STRONG AND MEDIUM, PRESSURE BASED ON PATIENT NEEDS | REHABILITATION AND PHYSIOTHERAPY SUPPLIES SUPPLEMENTARY
7030 | 4213171702500 | PRESSURE GARMENT, CUSTOM MADE, FOR SCAR MANAGEMENT, ADULT (TO ELBOW) SLEEVE GLOVE TIPS CLOSE, ULTRAVIOLET PROTECTION (NOT LESS THAN 98%), BREATHABLE, HYPOALLERGENIC AND LATEX-FREE, COMPOSITION-HIGH QUALITY SOFT, ANTI-BACTERIAL, MEDICAL GRADE COMPOSITION, AVAILABLE IN TWO WASHABLE FABRICS: STRONG AND MEDIUM, PRESSURE BASED ON PATIENT NEEDS | REHABILITATION AND PHYSIOTHERAPY SUPPLIES SUPPLEMENTARY
7031 | 4213171702400 | PRESSURE GARMENT, CUSTOM MADE, FOR SCAR MANAGEMENT, ADULT (TO ELBOW) SLEEVE GAUNTLET THUMB OPEN, ULTRAVIOLET PROTECTION (NOT LESS THAN 98%), BREATHABLE, HYPOALLERGENIC AND LATEX-FREE, COMPOSITION-HIGH QUALITY SOFT, ANTI-BACTERIAL, MEDICAL GRADE COMPOSITION, AVAILABLE IN TWO WASHABLE FABRICS: STRONG AND MEDIUM, PRESSURE BASED ON PATIENT NEEDS | REHABILITATION AND PHYSIOTHERAPY SUPPLIES SUPPLEMENTARY
7032 | 4213171703100 | PRESSURE GARMENT, CUSTOM MADE, FOR SCAR MANAGEMENT, CHILD (TO AXILLA) SLEEVE GAUNTLET THUMB OPEN, ULTRAVIOLET PROTECTION (NOT LESS THAN 98%), BREATHABLE, HYPOALLERGENIC AND LATEX-FREE, COMPOSITION-HIGH QUALITY SOFT, ANTI-BACTERIAL, MEDICAL GRADE COMPOSITION, AVAILABLE IN TWO WASHABLE FABRICS: STRONG AND MEDIUM, PRESSURE BASED ON PATIENT NEEDS | REHABILITATION AND PHYSIOTHERAPY SUPPLIES SUPPLEMENTARY
7033 | 4224151009500 | SPLINTING MATERIAL, THERMOPLASTIC SHEET, LOW STRETCHING, LOW MEMORY, NON STICK, SOFT, NON PERFORATED, THICKNESS 3.2 MM SIZE 60 X 90 CM APPROXIMATELY, WHITE OR BEIGE | REHABILITATION AND PHYSIOTHERAPY SUPPLIES SUPPLEMENTARY
7034 | 4213171704100 | PRESSURE GARMENT, CUSTOM MADE, FOR SCAR MANAGEMENT, CHILD GAUNTLET THUMB CLOSE, ULTRAVIOLET PROTECTION (NOT LESS THAN 98%), BREATHABLE, HYPOALLERGENIC AND LATEX-FREE, COMPOSITION-HIGH QUALITY SOFT, ANTI-BACTERIAL, MEDICAL GRADE COMPOSITION, AVAILABLE IN TWO WASHABLE FABRICS: STRONG AND MEDIUM, PRESSURE BASED ON PATIENT NEEDS | REHABILITATION AND PHYSIOTHERAPY SUPPLIES SUPPLEMENTARY
7035 | 4213171704600 | PRESSURE GARMENT, CUSTOM MADE, FOR SCAR MANAGEMENT, DETACHABLE GAUNTLET, COMPOSITION-HIGH QUALITY SOFT, MULTI-DIRECTIONAL STRETCH, ANATOMICAL FIT, ANTI-BACTERIAL, BREATHABLE, ODOR NEUTRALITY, HYPOALLERGENIC AND LATEX-FREE, MEDICAL GRADE COMPOSITION, PRESSURE BASED ON PATIENT NEEDS | REHABILITATION AND PHYSIOTHERAPY SUPPLIES SUPPLEMENTARY
7036 | 4214280245900 | PRESSURE GARMENT READY MADE VEST SHORT SLEEVES CHILDREN SIZES: 10: 32-33.2 IN (80-83 CM) (CHEST CIRCUMFERENCE UNDER AXILLA) . EASY FITTING SOFT AND SMOOTH HI-TECH YARN WITH PERMANENT ODOR NEUTRALITY BREATHABLE HIGH UV PROTECTION PRESSURE LEVEL 10-18 MMHG H = YPOALLERGENIC AND LATEX-FREE ANTI-BACTERIAL WASHABLE FABRIC COMPOSITION 80%-90% POLYAMIDE 10%-20% ELASTANE THICKNESS 0.48MM-0.52MM (SCAR MANAGEMENT) | REHABILITATION AND PHYSIOTHERAPY SUPPLIES SUPPLEMENTARY
7037 | 4224151010600 | SPLINTING ACCESSORIES, STRIPS, PRE-CUT, NON-STICK, THICKNESS 2.0 MM, SIZE: 45 X 0.5 CM, GOLD AND SILVER | REHABILITATION AND PHYSIOTHERAPY SUPPLIES SUPPLEMENTARY
7038 | 4214280245800 | PRESSURE GARMENT READY MADE VEST SHORT SLEEVES CHILDREN SIZES: 1: 17.2-18 IN (43-45 CM) (CHEST CIRCUMFERENCE UNDER AXILLA) . EASY FITTING SOFT AND SMOOTH HI-TECH YARN WITH PERMANENT ODOR NEUTRALITY BREATHABLE HIGH UV PROTECTION PRESSURE LEVEL 10-18 MMHG HY = POALLERGENIC AND LATEX-FREE ANTI-BACTERIAL WASHABLE FABRIC COMPOSITION 80%-90% POLYAMIDE 10%-20% ELASTANE THICKNESS 0.48MM-0.52MM (SCAR MANAGEMENT) | REHABILITATION AND PHYSIOTHERAPY SUPPLIES SUPPLEMENTARY
7039 | 4214280245700 | PRESSURE GARMENT, READY MADE, VEST SHORT SLEEVES CHILDREN, SIZES: 9: 30.4-31.6 IN (76-79 CM) (CHEST CIRCUMFERENCE UNDER AXILLA) . EASY FITTING SOFT AND SMOOTH, HI-TECH YARN WITH PERMANENT ODOR NEUTRALITY, BREATHABLE, HIGH UV PROTECTION, PRESSURE LEVEL 10-18 MMHG, HYPOALLERGENIC AND LATEX-FREE ANTI-BACTERIAL, WASHABLE, FABRIC COMPOSITION 80%-90% POLYAMIDE 10%-20% ELASTANE, THICKNESS 0.48MM-0.52MM (SCAR MANAGEMENT) | REHABILITATION AND PHYSIOTHERAPY SUPPLIES SUPPLEMENTARY
7040 | 4214280245600 | PRESSURE GARMENT, READY MADE, VEST SHORT SLEEVES CHILDREN, SIZES: 2: 18.4-19.6 IN (46-49 CM) (CHEST CIRCUMFERENCE UNDER AXILLA) . EASY FITTING SOFT AND SMOOTH, HI-TECH YARN WITH PERMANENT ODOR NEUTRALITY, BREATHABLE, HIGH UV PROTECTION, PRESSURE LEVEL 10-18 MMHG, HYPOALLERGENIC AND LATEX-FREE ANTI-BACTERIAL, WASHABLE, FABRIC COMPOSITION 80%-90% POLYAMIDE 10%-20% ELASTANE, THICKNESS 0.48MM-0.52MM (SCAR MANAGEMENT) | REHABILITATION AND PHYSIOTHERAPY SUPPLIES SUPPLEMENTARY
7041 | 4214280262600 | PRESSURE GARMENT, CUSTOM MADE, FOR SCAR MANAGEMENT, ADULT CLOSE TOES STOCKING (ANKLE-HIGH), ULTRAVIOLET PROTECTION (NOT LESS THAN 98%), BREATHABLE, HYPOALLERGENIC AND LATEX-FREE, COMPOSITION-HIGH QUALITY SOFT, ANTI-BACTERIAL, MEDICAL GRADE COMPOSITION, AVAILABLE IN TWO WASHABLE FABRICS: STRONG AND MEDIUM, PRESSURE BASED ON PATIENT NEEDS | REHABILITATION AND PHYSIOTHERAPY SUPPLIES SUPPLEMENTARY
7042 | 4214280262700 | PRESSURE GARMENT, CUSTOM MADE, FOR SCAR MANAGEMENT, ADULT CLOSE TOES STOCKING (KNEE-HIGH), ULTRAVIOLET PROTECTION (NOT LESS THAN 98%), BREATHABLE, HYPOALLERGENIC AND LATEX-FREE, COMPOSITION-HIGH QUALITY SOFT, ANTI-BACTERIAL, MEDICAL GRADE COMPOSITION, AVAILABLE IN TWO WASHABLE FABRICS: STRONG AND MEDIUM, PRESSURE BASED ON PATIENT NEEDS | REHABILITATION AND PHYSIOTHERAPY SUPPLIES SUPPLEMENTARY
7043 | 4213171704200 | PRESSURE GARMENT, CUSTOM MADE, FOR SCAR MANAGEMENT, CHILD LEG (ANKLE-KNEE), ULTRAVIOLET PROTECTION (NOT LESS THAN 98%), BREATHABLE, HYPOALLERGENIC AND LATEX-FREE, COMPOSITION-HIGH QUALITY SOFT, ANTI-BACTERIAL, MEDICAL GRADE COMPOSITION, AVAILABLE IN TWO WASHABLE FABRICS: STRONG AND MEDIUM, PRESSURE BASED ON PATIENT NEEDS | REHABILITATION AND PHYSIOTHERAPY SUPPLIES SUPPLEMENTARY
7044 | 4224180704700 | ASSISTIVE TOOLS, FINGER CONTRACTURE CUSHION, PROVIDES CUSHIONING SEPARATION, TO THE FINGERS, TERRY-CLOTH COVER, ELASTIC STRAP PRODUCT PLACEMENT IN HAND, WASHABLE, SIZE: MEDIUM (FIT RIGHT AND LEFT) | REHABILITATION AND PHYSIOTHERAPY SUPPLIES SUPPLEMENTARY
7045 | 4214280245500 | PRESSURE GARMENT READY MADE VEST SHORT SLEEVES CHILDREN SIZES: 8: 28.8-30 IN (72-75 CM) (CHEST CIRCUMFERENCE UNDER AXILLA) . EASY FITTING SOFT AND SMOOTH HI-TECH YARN WITH PERMANENT ODOR NEUTRALITY BREATHABLE HIGH UV PROTECTION PRESSURE LEVEL 10-18 MMHG HY = POALLERGENIC AND LATEX-FREE ANTI-BACTERIAL WASHABLE FABRIC COMPOSITION 80%-90% POLYAMIDE 10%-20% ELASTANE THICKNESS 0.48MM-0.52MM (SCAR MANAGEMENT) | REHABILITATION AND PHYSIOTHERAPY SUPPLIES SUPPLEMENTARY
7046 | 4214280262800 | PRESSURE GARMENT, CUSTOM MADE, FOR SCAR MANAGEMENT, ADULT CLOSE TOES STOCKING (THIGH-HIGH), ULTRAVIOLET PROTECTION (NOT LESS THAN 98%), BREATHABLE, HYPOALLERGENIC AND LATEX-FREE, COMPOSITION-HIGH QUALITY SOFT, ANTI-BACTERIAL, MEDICAL GRADE COMPOSITION, AVAILABLE IN TWO WASHABLE FABRICS: STRONG AND MEDIUM, PRESSURE BASED ON PATIENT NEEDS | REHABILITATION AND PHYSIOTHERAPY SUPPLIES SUPPLEMENTARY
7047 | 4214280263000 | PRESSURE GARMENT, CUSTOM MADE, FOR SCAR MANAGEMENT, ADULT LEG (ANKLE-KNEE), ULTRAVIOLET PROTECTION (NOT LESS THAN 98%), BREATHABLE, HYPOALLERGENIC AND LATEX-FREE, COMPOSITION-HIGH QUALITY SOFT, ANTI-BACTERIAL, MEDICAL GRADE COMPOSITION, AVAILABLE IN TWO WASHABLE FABRICS: STRONG AND MEDIUM, PRESSURE BASED ON PATIENT NEEDS | REHABILITATION AND PHYSIOTHERAPY SUPPLIES SUPPLEMENTARY
7048 | 4224151011100 | SPLINTING MATERIAL, THERMOPLASTIC SHEET, LOW STRETCHING, LOW DRAPING, LOW MEMORY, RIGID, NON PERFORATED, THICKNESS 3.2 MM SIZE 60 X 90 CM APPROXIMATELY, WHITE | REHABILITATION AND PHYSIOTHERAPY SUPPLIES SUPPLEMENTARY
7049 | 4213171704900 | PRESSURE GARMENT, CUSTOM MADE, FOR SCAR MANAGEMENT, FOREARM SLEEVE WRIST TO ELBOW, COMPOSITION-HIGH QUALITY SOFT, MULTI-DIRECTIONAL STRETCH, ANATOMICAL FIT, ANTI-BACTERIAL, BREATHABLE, ODOR NEUTRALITY, HYPOALLERGENIC AND LATEX-FREE, MEDICAL GRADE COMPOSITION, PRESSURE BASED ON PATIENT NEEDS | REHABILITATION AND PHYSIOTHERAPY SUPPLIES SUPPLEMENTARY
7050 | 4213171704800 | PRESSURE GARMENT, CUSTOM MADE, FOR SCAR MANAGEMENT, FOREARM SLEEVE AND GAUNTLET, COMPOSITION-HIGH QUALITY SOFT, MULTI-DIRECTIONAL STRETCH, ANATOMICAL FIT, ANTI-BACTERIAL, BREATHABLE, ODOR NEUTRALITY, HYPOALLERGENIC AND LATEX-FREE, MEDICAL GRADE COMPOSITION, PRESSURE BASED ON PATIENT NEEDS | REHABILITATION AND PHYSIOTHERAPY SUPPLIES SUPPLEMENTARY
7051 | 4213171704700 | PRESSURE GARMENT, CUSTOM MADE, FOR SCAR MANAGEMENT, ADULT (TO ELBOW) SLEEVE GLOVE TIPS OPEN, ULTRAVIOLET PROTECTION (NOT LESS THAN 98%), BREATHABLE, HYPOALLERGENIC AND LATEX-FREE, COMPOSITION-HIGH QUALITY SOFT, ANTI-BACTERIAL, MEDICAL GRADE COMPOSITION, AVAILABLE IN TWO WASHABLE FABRICS: STRONG AND MEDIUM, PRESSURE BASED ON PATIENT NEEDS | REHABILITATION AND PHYSIOTHERAPY SUPPLIES SUPPLEMENTARY
7052 | 4224180704500 | DIGITAL PADS ON A STRIP, GEL DOTS ON ROLLED STRIPS, STRIPS ARE APPROXIMATELY 24 INCHES LONG, WASHABLE AND REUSABLE, HYPOALLERGENIC, X-SMALL | REHABILITATION AND PHYSIOTHERAPY SUPPLIES SUPPLEMENTARY
7053 | 4213171702300 | PRESSURE GARMENT, CUSTOM MADE, FOR SCAR MANAGEMENT, ADULT (TO ELBOW) SLEEVE GAUNTLET THUMB, ULTRAVIOLET PROTECTION (NOT LESS THAN 98%), BREATHABLE, HYPOALLERGENIC AND LATEX-FREE, COMPOSITION-HIGH QUALITY SOFT, ANTI-BACTERIAL, MEDICAL GRADE COMPOSITION, AVAILABLE IN TWO WASHABLE FABRICS: STRONG AND MEDIUM, PRESSURE BASED ON PATIENT NEEDS | REHABILITATION AND PHYSIOTHERAPY SUPPLIES SUPPLEMENTARY
7054 | 4224200017400 | SPLINTING ACCESSORIES, TUBE ENDS, CHROMIUM-PLATED, FIT ON ALL TUBES, REDUCING FRICTION, OF THE ELASTIC THREAD, WITH THE TUBE, EDGE TO A MINIMUM | REHABILITATION AND PHYSIOTHERAPY SUPPLIES SUPPLEMENTARY
7055 | 4214280248000 | PRESSURE GARMENT, READY MADE, VEST WOMEN SHORT SLEEVES, SIZES: 11: 46.8-48 IN (117-119 CM) (CIRCUMFERENCE OF CHEST ABOVE BREASTS) . EASY FITTING SOFT AND SMOOTH, HI-TECH YARN WITH PERMANENT ODOR NEUTRALITY, BREATHABLE, HIGH UV PROTECTION, PRESSURE LEVEL 10-18 MMHG, HYPOALLERGENIC AND LATEX-FREE ANTI-BACTERIAL, WASHABLE, FABRIC COMPOSITION 80%-90% POLYAMIDE 10%-20% ELASTANE, THICKNESS 0.48MM-0.52MM (SCAR MANAGEMENT) | REHABILITATION AND PHYSIOTHERAPY SUPPLIES SUPPLEMENTARY
7056 | 4618152711700 | PRESSURE GARMENT, CUSTOM MADE, FOR SCAR MANAGEMENT, PANTS WITH TWO SIDES OPEN TOE STOCKINGS WOMEN, ULTRAVIOLET PROTECTION (NOT LESS THAN 98%), BREATHABLE, HYPOALLERGENIC AND LATEX-FREE, COMPOSITION-HIGH QUALITY SOFT, ANTI-BACTERIAL, MEDICAL GRADE COMPOSITION, AVAILABLE IN TWO WASHABLE FABRICS: STRONG AND MEDIUM, PRESSURE BASED ON PATIENT NEEDS | REHABILITATION AND PHYSIOTHERAPY SUPPLIES SUPPLEMENTARY
7057 | 4618152711600 | PRESSURE GARMENT, CUSTOM MADE, FOR SCAR MANAGEMENT, PANTS WITH TWO SIDES OPEN TOE STOCKINGS MEN, ULTRAVIOLET PROTECTION (NOT LESS THAN 98%), BREATHABLE, HYPOALLERGENIC AND LATEX-FREE, COMPOSITION-HIGH QUALITY SOFT, ANTI-BACTERIAL, MEDICAL GRADE COMPOSITION, AVAILABLE IN TWO WASHABLE FABRICS: STRONG AND MEDIUM, PRESSURE BASED ON PATIENT NEEDS | REHABILITATION AND PHYSIOTHERAPY SUPPLIES SUPPLEMENTARY
7058 | 4224150006100 | SPLINTING ACCESSORIES, ELASTIC THREAD, STRETCHABILITY AT LEAST 200 %, NO AGEING AFTER 6 WEEKS OF MAXIMUM STRETCHING, SPOOL OF 10 M, MAXIMUM RESISTANCE SPLINTING MATERIAL, WHITE OR BEIGE, SOFT FINGER LOOP, ± 400 G FOR MOST DYNAMIC FINGER SPLINTS | REHABILITATION AND PHYSIOTHERAPY SUPPLIES SUPPLEMENTARY
7059 | 4224150006200 | SPLINTING ACCESSORIES, ELASTIC THREAD, STRETCHABILITY AT LEAST 200 %, NO AGEING AFTER 6 WEEKS OF MAXIMUM STRETCHING, SPOOL OF 10 M, MAXIMUM RESISTANCE ± 600 G FOR DYNAMIC WRIST, EXTENSION SPLINTS, OR FOR VERY PERSISTENT FINGER CONTRACTURES | REHABILITATION AND PHYSIOTHERAPY SUPPLIES SUPPLEMENTARY
7060 | 4224150006800 | SPLINTING ACCESSORIES, STRAP, NON-STRETCH, SOFT, 6.4 MM THICK, STRAPPING MATERIAL WITH LOOPED SURFACE, LAMINATED TO FOAM WITH SEALED EDGES, SIZE 2.5 CM X 9 M APPROXIMATELY | REHABILITATION AND PHYSIOTHERAPY SUPPLIES SUPPLEMENTARY
7061 | 4214280246200 | PRESSURE GARMENT, READY MADE, VEST WOMEN LONG SLEEVES, SIZES: 4: 34-35.2 IN (89-92 CM) (CIRCUMFERENCE OF CHEST ABOVE BREASTS) . EASY FITTING SOFT AND SMOOTH, HI-TECH YARN WITH PERMANENT ODOR NEUTRALITY, BREATHABLE, HIGH UV PROTECTION, PRESSURE LEVEL 10-18 MMHG, HYPOALLERGENIC AND LATEX-FREE ANTI-BACTERIAL, WASHABLE, FABRIC COMPOSITION 80%-90% POLYAMIDE 10%-20% ELASTANE, THICKNESS 0.48MM-0.52MM (SCAR MANAGEMENT) | REHABILITATION AND PHYSIOTHERAPY SUPPLIES SUPPLEMENTARY
7062 | 4224150006900 | SPLINTING ACCESSORIES, STRAP, NON-STRETCH, SOFT, 6.4 MM THICK, STRAPPING MATERIAL WITH LOOPED SURFACE, LAMINATED TO FOAM WITH SEALED EDGES, SIZE 5 CM X 9 M APPROXIMATELY | REHABILITATION AND PHYSIOTHERAPY SUPPLIES SUPPLEMENTARY
7063 | 4618153000000 | INDIVIDUAL FINGER AS A PRESSURE GARMENT ON THE FINGER ONLY | REHABILITATION AND PHYSIOTHERAPY SUPPLIES SUPPLEMENTARY
7064 | 4224150007600 | SPLINTING ACCESSORIES, STRAP, VELCRO, TAB- PRECUT, VELCRO HOOKS, SIZE 2.5 CM X 6.4 CM APPROXIMATELY, PACK | REHABILITATION AND PHYSIOTHERAPY SUPPLIES SUPPLEMENTARY
7065 | 4224150009000 | SPLINTING MATERIAL, THERMOPLASTIC SHEET, MODERATE STRETCHING, HIGH MEMORY, HIGH DRAPING, NON STICK, 1% PERFORATED APPROXIMATELY, THICKNESS 3.2 MM SIZE 60 X 90 CM APPROXIMATELY | REHABILITATION AND PHYSIOTHERAPY SUPPLIES SUPPLEMENTARY
7066 | 4224180706500 | SILICONE GEL, TUBE FINGER SLEEVE, FOR SCAR MANAGEMENT, FLEXIBLE MATERIAL, SIZE 3( SCAR MANAGEMENT) | REHABILITATION AND PHYSIOTHERAPY SUPPLIES SUPPLEMENTARY
7067 | 4224180706400 | SILICONE GEL, TUBE FINGER SLEEVE, FOR SCAR MANAGEMENT, FLEXIBLE MATERIAL, SIZE 1( SCAR MANAGEMENT) | REHABILITATION AND PHYSIOTHERAPY SUPPLIES SUPPLEMENTARY
7068 | 4224150202800 | SPLINTING MATERIAL, THERMOPLASTIC SHEET, HIGH STRETCHING, HIGH MEMORY, HIGH DRAPING, STICK, NON PERFORATED, THICKNESS 1.6 MM SIZE 45 X 60 CM APPROXIMATELY | REHABILITATION AND PHYSIOTHERAPY SUPPLIES SUPPLEMENTARY
7069 | 4224150203000 | SPLINTING MATERIAL, THERMOPLASTIC SHEET, HIGH STRETCHING, HIGH MEMORY, HIGH DRAPING, NON STICK, NON PERFORATED, THICKNESS 3.2 MM SIZE 45 X 60 CM (+- 2CM), BEIGE OR WHITE | REHABILITATION AND PHYSIOTHERAPY SUPPLIES SUPPLEMENTARY
7070 | 4224180706300 | SILICONE GEL, TUBE FINGER SLEEVE, FOR SCAR MANAGEMENT, FLEXIBLE MATERIAL, SIZE 2( SCAR MANAGEMENT) | REHABILITATION AND PHYSIOTHERAPY SUPPLIES SUPPLEMENTARY
7071 | 4224180705900 | SILICONE GEL LINED, ELASTIC IN TUBE SHAPE WITH OPEN END, SMALL, SIZE 3/4 X 6 INCHES, PACK ( SCAR MANAGEMENT) | REHABILITATION AND PHYSIOTHERAPY SUPPLIES SUPPLEMENTARY
7072 | 4224150008900 | SPLINTING MATERIAL, THERMOPLASTIC SHEET, LOW STRETCHING, MODERATE MEMORY, MODERATE DRAPING, STICK, RIGID, NON PERFORATED, THICKNESS 3.2 MM SIZE 60 X 90 CM APPROXIMATELY | REHABILITATION AND PHYSIOTHERAPY SUPPLIES SUPPLEMENTARY
7073 | 4224190200000 | SPLINTING ACCESSORIES KIT TUBE ADJUSTER THE COMPACT DESIGN ALLOWS YOU TO FIX ONE INDIVIDUAL ADJUSTER FOR EACH FINGER THE ADJUSTERS ARE LIGHT-WEIGHT ONE (1) EACH = ONE (1) KIT | REHABILITATION AND PHYSIOTHERAPY SUPPLIES SUPPLEMENTARY
7074 | 4224150005300 | SPLINT, BASEBALL FINGER SPLINT, MALLEABLE ALUMINUM SPLINT CAN BE ADJUSTED FOR PROPER FIT AND RESHAPED TO HOLD FINGERS AT AN EXACT DEGREE OF FLEXION OR EXTENSION, FOAM PADDING, SIZE: X-LARGE | REHABILITATION AND PHYSIOTHERAPY SUPPLIES SUPPLEMENTARY
7075 | 4618153501400 | PRESSURE GARMENT, READY MADE, ADULT STOCKING CLOSED TOES, SIZES: 3: 15.2-16.8 IN (38-42 CM) (CIRCUMFERENCE OF WIDEST POINT OF CALF) . EASY FITTING SOFT AND SMOOTH, HI-TECH YARN WITH PERMANENT ODOR NEUTRALITY, BREATHABLE, HIGH UV PROTECTION, PRESSURE LEVEL 10-18 MMHG, HYPOALLERGENIC AND LATEX-FREE ANTI-BACTERIAL, WASHABLE, FABRIC COMPOSITION 80%-90% POLYAMIDE 10%-20% ELASTANE, THICKNESS 0.48MM-0.52MM (SCAR MANAGEMENT) | REHABILITATION AND PHYSIOTHERAPY SUPPLIES SUPPLEMENTARY
7076 | 4618153502300 | PRESSURE GARMENT, READY MADE, CHILDREN STOCKING CLOSED TOES, SIZES: 2: 8-9.2 IN (20-23 CM) (CIRCUMFERENCE OF WIDEST POINT OF CALF) . EASY FITTING SOFT AND SMOOTH, HI-TECH YARN WITH PERMANENT ODOR NEUTRALITY, BREATHABLE, HIGH UV PROTECTION, PRESSURE LEVEL 10-18 MMHG, HYPOALLERGENIC AND LATEX-FREE ANTI-BACTERIAL, WASHABLE, FABRIC COMPOSITION 80%-90% POLYAMIDE 10%-20% ELASTANE, THICKNESS 0.48MM-0.52MM (SCAR MANAGEMENT) | REHABILITATION AND PHYSIOTHERAPY SUPPLIES SUPPLEMENTARY
7077 | 4618153502200 | PRESSURE GARMENT, READY MADE, CHILDREN STOCKING CLOSED TOES, SIZES: 3: 9.6-10.8 IN (24-27 CM) (CIRCUMFERENCE OF WIDEST POINT OF CALF) . EASY FITTING SOFT AND SMOOTH, HI-TECH YARN WITH PERMANENT ODOR NEUTRALITY, BREATHABLE, HIGH UV PROTECTION, PRESSURE LEVEL 10-18 MMHG, HYPOALLERGENIC AND LATEX-FREE ANTI-BACTERIAL, WASHABLE, FABRIC COMPOSITION 80%-90% POLYAMIDE 10%-20% ELASTANE, THICKNESS 0.48MM-0.52MM (SCAR MANAGEMENT) | REHABILITATION AND PHYSIOTHERAPY SUPPLIES SUPPLEMENTARY
7078 | 4224180802100 | UPLIFT PANEL FOR ABDOMINAL | REHABILITATION AND PHYSIOTHERAPY SUPPLIES SUPPLEMENTARY
7079 | 4224180707400 | PRESSURE GARMENT, READY MADE, WEB SPACER USED TO GIVE MORE PRESSURE BETWEEN FINGERS WHILE WEARING GLOVE PRESSURE GARMENT. ELASTIC VELCRO FASTENING AND ELASTANE STRAP ADJUSTABLE AND SUITABLE FOR BOTH HANDS EASY FITTING SOFT AND SMOOTH, HI-TECH YARN WITH PERMANENT ODOR NEUTRALITY, BREATHABLE, HIGH UV PROTECTION, PRESSURE LEVEL 10-18 MMHG, HYPOALLERGENIC AND LATEX-FREE ANTI-BACTERIAL, WASHABLE, FABRIC COMPOSITION 80%-90% POLYAMIDE, 10%-20% ELASTANE LIGHT MATERIAL, THICKNESS 0.64-0.68 MM, ASSORTED SIZE (SCAR MANAGEMENT) | REHABILITATION AND PHYSIOTHERAPY SUPPLIES SUPPLEMENTARY
7080 | 4224150001600 | SPLINT CLOCKSPRING/BUNNELL EXTENSION MADE WITH ALUMINUM AND PADDED WITH FELT THIS SPLINT IS USED IN THE CASE OF FLEXION CONTRACTURES LATEX FREE. SIZE: SMALL | REHABILITATION AND PHYSIOTHERAPY SUPPLIES SUPPLEMENTARY
7081 | 4224150001800 | SPLINT CLOCKSPRING/BUNNELL EXTENSION MADE WITH ALUMINUM AND PADDED WITH FELT THIS SPLINT IS USED IN THE CASE OF FLEXION CONTRACTURES LATEX FREE. SIZE: LARGE | REHABILITATION AND PHYSIOTHERAPY SUPPLIES SUPPLEMENTARY
7082 | 4224180707200 | PRESSURE GARMENT, READY MADE, DIGITAL CAP MED FABRIC, SIZES: S: 2-2.4 IN (5-6 CM) (CIRCUMFERENCE AROUND PIP JOINT) . LENGTH: 5.5 CM, EASY FITTING SOFT AND SMOOTH, HI-TECH YARN WITH PERMANENT ODOR NEUTRALITY, ADJUSTABLE PRESSURE LEVEL, BREATHABLE, HIGH UV PROTECTION, HYPOALLERGENIC AND LATEX-FREE ANTI-BACTERIAL, WASHABLE, 60%-69% POLYAMIDE 31%-40% ELASTANE 3MM NEOPRENE STRONG FABRIC, THICKNESS 0.64MM-0.68MM, (SCAR MANAGEMENT) | REHABILITATION AND PHYSIOTHERAPY SUPPLIES SUPPLEMENTARY
7083 | 4618221207600 | SHOULDER STRAPS FOR PANTS MADE OF ELASTANE ATTACHED WITH VELCRO IN THE PANTS FROM THE BACK TO THE FRONT OVER THE SHOULDER TO HOLD THE PANTS UP | REHABILITATION AND PHYSIOTHERAPY SUPPLIES SUPPLEMENTARY
7084 | 4224180707100 | PRESSURE GARMENT, READY MADE, DIGITAL CAP MED FABRIC, SIZES: M: 2.4-2.8 IN (6-7 CM) (CIRCUMFERENCE AROUND PIP JOINT) . LENGTH: 6.5 CM, EASY FITTING SOFT AND SMOOTH, HI-TECH YARN WITH PERMANENT ODOR NEUTRALITY, ADJUSTABLE PRESSURE LEVEL, BREATHABLE, HIGH UV PROTECTION, HYPOALLERGENIC AND LATEX-FREE ANTI-BACTERIAL, WASHABLE, 60%-69% POLYAMIDE 31%-40% ELASTANE 3MM NEOPRENE STRONG FABRIC, THICKNESS 0.64MM-0.68MM, (SCAR MANAGEMENT) | REHABILITATION AND PHYSIOTHERAPY SUPPLIES SUPPLEMENTARY
7085 | 4618153502100 | PRESSURE GARMENT, READY MADE, ADULT STOCKING OPEN TOES, SIZES: 4: 17.2-18.4 IN (43-46 CM) (CIRCUMFERENCE OF WIDEST POINT OF CALF) . EASY FITTING SOFT AND SMOOTH, HI-TECH YARN WITH PERMANENT ODOR NEUTRALITY, BREATHABLE, HIGH UV PROTECTION, PRESSURE LEVEL 10-18 MMHG, HYPOALLERGENIC AND LATEX-FREE ANTI-BACTERIAL, WASHABLE, FABRIC COMPOSITION 80%-90% POLYAMIDE 10%-20% ELASTANE, THICKNESS 0.48MM-0.52MM (SCAR MANAGEMENT) | REHABILITATION AND PHYSIOTHERAPY SUPPLIES SUPPLEMENTARY
7086 | 4618153502000 | PRESSURE GARMENT, READY MADE, ADULT STOCKING OPEN TOES, SIZES: 1: 11.2-12.8 IN (28-32 CM) (CIRCUMFERENCE OF WIDEST POINT OF CALF) . EASY FITTING SOFT AND SMOOTH, HI-TECH YARN WITH PERMANENT ODOR NEUTRALITY, BREATHABLE, HIGH UV PROTECTION, PRESSURE LEVEL 10-18 MMHG, HYPOALLERGENIC AND LATEX-FREE ANTI-BACTERIAL, WASHABLE, FABRIC COMPOSITION 80%-90% POLYAMIDE 10%-20% ELASTANE, THICKNESS 0.48MM-0.52MM (SCAR MANAGEMENT) | REHABILITATION AND PHYSIOTHERAPY SUPPLIES SUPPLEMENTARY
7087 | 4618153501900 | PRESSURE GARMENT, READY MADE, ADULT STOCKING OPEN TOES, SIZES: 2: 13.2-14.8 IN (33-37 CM) (CIRCUMFERENCE OF WIDEST POINT OF CALF) . EASY FITTING SOFT AND SMOOTH, HI-TECH YARN WITH PERMANENT ODOR NEUTRALITY, BREATHABLE, HIGH UV PROTECTION, PRESSURE LEVEL 10-18 MMHG, HYPOALLERGENIC AND LATEX-FREE ANTI-BACTERIAL, WASHABLE, FABRIC COMPOSITION 80%-90% POLYAMIDE 10%-20% ELASTANE, THICKNESS 0.48MM-0.52MM (SCAR MANAGEMENT) | REHABILITATION AND PHYSIOTHERAPY SUPPLIES SUPPLEMENTARY
7088 | 4618153501800 | PRESSURE GARMENT, READY MADE, ADULT STOCKING OPEN TOES, SIZES: 3: 15.2-16.8 IN (38-42 CM) (CIRCUMFERENCE OF WIDEST POINT OF CALF) . EASY FITTING SOFT AND SMOOTH, HI-TECH YARN WITH PERMANENT ODOR NEUTRALITY, BREATHABLE, HIGH UV PROTECTION, PRESSURE LEVEL 10-18 MMHG, HYPOALLERGENIC AND LATEX-FREE ANTI-BACTERIAL, WASHABLE, FABRIC COMPOSITION 80%-90% POLYAMIDE 10%-20% ELASTANE, THICKNESS 0.48MM-0.52MM (SCAR MANAGEMENT) | REHABILITATION AND PHYSIOTHERAPY SUPPLIES SUPPLEMENTARY
7089 | 4618153501700 | PRESSURE GARMENT, READY MADE, ADULT STOCKING CLOSED TOES, SIZES: 4: 17.2-18.4 IN (43-46 CM) (CIRCUMFERENCE OF WIDEST POINT OF CALF) . EASY FITTING SOFT AND SMOOTH, HI-TECH YARN WITH PERMANENT ODOR NEUTRALITY, BREATHABLE, HIGH UV PROTECTION, PRESSURE LEVEL 10-18 MMHG, HYPOALLERGENIC AND LATEX-FREE ANTI-BACTERIAL, WASHABLE, FABRIC COMPOSITION 80%-90% POLYAMIDE 10%-20% ELASTANE, THICKNESS 0.48MM-0.52MM (SCAR MANAGEMENT) | REHABILITATION AND PHYSIOTHERAPY SUPPLIES SUPPLEMENTARY
7090 | 4618153501600 | PRESSURE GARMENT, READY MADE, ADULT STOCKING CLOSED TOES, SIZES: 1: 11.2-12.8 IN (28-32 CM) (CIRCUMFERENCE OF WIDEST POINT OF CALF) . EASY FITTING SOFT AND SMOOTH, HI-TECH YARN WITH PERMANENT ODOR NEUTRALITY, BREATHABLE, HIGH UV PROTECTION, PRESSURE LEVEL 10-18 MMHG, HYPOALLERGENIC AND LATEX-FREE ANTI-BACTERIAL, WASHABLE, FABRIC COMPOSITION 80%-90% POLYAMIDE 10%-20% ELASTANE, THICKNESS 0.48MM-0.52MM (SCAR MANAGEMENT) | REHABILITATION AND PHYSIOTHERAPY SUPPLIES SUPPLEMENTARY
7091 | 4618153501500 | PRESSURE GARMENT, READY MADE, ADULT STOCKING CLOSED TOES, SIZES: 2: 13.2-14.8 IN (33-37 CM) (CIRCUMFERENCE OF WIDEST POINT OF CALF) . EASY FITTING SOFT AND SMOOTH, HI-TECH YARN WITH PERMANENT ODOR NEUTRALITY, BREATHABLE, HIGH UV PROTECTION, PRESSURE LEVEL 10-18 MMHG, HYPOALLERGENIC AND LATEX-FREE ANTI-BACTERIAL, WASHABLE, FABRIC COMPOSITION 80%-90% POLYAMIDE 10%-20% ELASTANE, THICKNESS 0.48MM-0.52MM (SCAR MANAGEMENT) | REHABILITATION AND PHYSIOTHERAPY SUPPLIES SUPPLEMENTARY
7092 | 4224180707000 | PRESSURE GARMENT, READY MADE, DIGITAL CAP MED FABRIC, SIZES: L: 2.8-3.2 IN (7-8 CM) (CIRCUMFERENCE AROUND PIP JOINT) . LENGTH: 7.5 CM, EASY FITTING SOFT AND SMOOTH, HI-TECH YARN WITH PERMANENT ODOR NEUTRALITY, ADJUSTABLE PRESSURE LEVEL, BREATHABLE, HIGH UV PROTECTION, HYPOALLERGENIC AND LATEX-FREE ANTI-BACTERIAL, WASHABLE, 60%-69% POLYAMIDE 31%-40% ELASTANE 3MM NEOPRENE STRONG FABRIC, THICKNESS 0.64MM-0.68MM, (SCAR MANAGEMENT) | REHABILITATION AND PHYSIOTHERAPY SUPPLIES SUPPLEMENTARY
7093 | 4214280260100 | GARMENT, ABOVE KNEE, SELF-ADJUSTABLE, MADE OF FOAM CUBES, CONTAINS POLYURETHANE, NORMAL LENGTH, SIZE 1 OR SMALL (LYMPHEDEMA) | REHABILITATION AND PHYSIOTHERAPY SUPPLIES SUPPLEMENTARY
7094 | 4224190200100 | SPLINTING ACCESSORIES, DYNAMIC, RUBBER BAND, POST/THUMB SCREWS FOR BASE 2 OR EQUIVALENT OUTRIGGER, PACK | REHABILITATION AND PHYSIOTHERAPY SUPPLIES SUPPLEMENTARY
7095 | 4224150207000 | SPLINTING ACCESSORIES, NEOPRENE ELASTICATED MATERIAL WITH RUBBER CORE, NYLON LINING ON ONE SIDE AND PILE MATERIAL ON THE OTHER, SIZE: 3.2 MM THICKNESS X 46 CM X 61 CM APPROXIMATELY, COLOR - BEIGE | REHABILITATION AND PHYSIOTHERAPY SUPPLIES SUPPLEMENTARY
7096 | 4214280246600 | PRESSURE GARMENT, READY MADE, VEST WOMEN LONG SLEEVES, SIZES: 2: 32.4-33.6 IN (81-84 CM) (CIRCUMFERENCE OF CHEST ABOVE BREASTS) . EASY FITTING SOFT AND SMOOTH, HI-TECH YARN WITH PERMANENT ODOR NEUTRALITY, BREATHABLE, HIGH UV PROTECTION, PRESSURE LEVEL 10-18 MMHG, HYPOALLERGENIC AND LATEX-FREE ANTI-BACTERIAL, WASHABLE, FABRIC COMPOSITION 80%-90% POLYAMIDE 10%-20% ELASTANE, THICKNESS 0.48MM-0.52MM (SCAR MANAGEMENT) | REHABILITATION AND PHYSIOTHERAPY SUPPLIES SUPPLEMENTARY
7097 | 4214280246700 | PRESSURE GARMENT, READY MADE, VEST WOMEN LONG SLEEVES, SIZES: 9: 42-43.2 IN (109-112 CM) (CIRCUMFERENCE OF CHEST ABOVE BREASTS) . EASY FITTING SOFT AND SMOOTH, HI-TECH YARN WITH PERMANENT ODOR NEUTRALITY, BREATHABLE, HIGH UV PROTECTION, PRESSURE LEVEL 10-18 MMHG, HYPOALLERGENIC AND LATEX-FREE ANTI-BACTERIAL, WASHABLE, FABRIC COMPOSITION 80%-90% POLYAMIDE 10%-20% ELASTANE, THICKNESS 0.48MM-0.52MM (SCAR MANAGEMENT) | REHABILITATION AND PHYSIOTHERAPY SUPPLIES SUPPLEMENTARY
7098 | 4214280246800 | PRESSURE GARMENT, READY MADE, VEST WOMEN LONG SLEEVES, SIZES: 1: 30.4-32 IN (76-80 CM) (CIRCUMFERENCE OF CHEST ABOVE BREASTS) . EASY FITTING SOFT AND SMOOTH, HI-TECH YARN WITH PERMANENT ODOR NEUTRALITY, BREATHABLE, HIGH UV PROTECTION, PRESSURE LEVEL 10-18 MMHG, HYPOALLERGENIC AND LATEX-FREE ANTI-BACTERIAL, WASHABLE, FABRIC COMPOSITION 80%-90% POLYAMIDE 10%-20% ELASTANE, THICKNESS 0.48MM-0.52MM (SCAR MANAGEMENT) | REHABILITATION AND PHYSIOTHERAPY SUPPLIES SUPPLEMENTARY
7099 | 4214280246900 | PRESSURE GARMENT, READY MADE, VEST WOMEN LONG SLEEVES, SIZES: 10: 43.6-44.8 IN (113-116 CM) (CIRCUMFERENCE OF CHEST ABOVE BREASTS) . EASY FITTING SOFT AND SMOOTH, HI-TECH YARN WITH PERMANENT ODOR NEUTRALITY, BREATHABLE, HIGH UV PROTECTION, PRESSURE LEVEL 10-18 MMHG, HYPOALLERGENIC AND LATEX-FREE ANTI-BACTERIAL, WASHABLE, FABRIC COMPOSITION 80%-90% POLYAMIDE 10%-20% ELASTANE, THICKNESS 0.48MM-0.52MM (SCAR MANAGEMENT) | REHABILITATION AND PHYSIOTHERAPY SUPPLIES SUPPLEMENTARY
7100 | 4214280247000 | PRESSURE GARMENT, READY MADE, VEST WOMEN LONG SLEEVES, SIZES: 11: 45.2-46.4 IN (117-119 CM) (CIRCUMFERENCE OF CHEST ABOVE BREASTS) . EASY FITTING SOFT AND SMOOTH, HI-TECH YARN WITH PERMANENT ODOR NEUTRALITY, BREATHABLE, HIGH UV PROTECTION, PRESSURE LEVEL 10-18 MMHG, HYPOALLERGENIC AND LATEX-FREE ANTI-BACTERIAL, WASHABLE, FABRIC COMPOSITION 80%-90% POLYAMIDE 10%-20% ELASTANE, THICKNESS 0.48MM-0.52MM (SCAR MANAGEMENT) | REHABILITATION AND PHYSIOTHERAPY SUPPLIES SUPPLEMENTARY
7101 | 4214280247100 | PRESSURE GARMENT, READY MADE, VEST WOMEN SHORT SLEEVES, SIZES: 5: 37.2-38.4 IN (93-96 CM) (CIRCUMFERENCE OF CHEST ABOVE BREASTS) . EASY FITTING SOFT AND SMOOTH, HI-TECH YARN WITH PERMANENT ODOR NEUTRALITY, BREATHABLE, HIGH UV PROTECTION, PRESSURE LEVEL 10-18 MMHG, HYPOALLERGENIC AND LATEX-FREE ANTI-BACTERIAL, WASHABLE, FABRIC COMPOSITION 80%-90% POLYAMIDE 10%-20% ELASTANE, THICKNESS 0.48MM-0.52MM (SCAR MANAGEMENT) | REHABILITATION AND PHYSIOTHERAPY SUPPLIES SUPPLEMENTARY
7102 | 4214280247200 | PRESSURE GARMENT, READY MADE, VEST WOMEN SHORT SLEEVES, SIZES: 4: 35.6-36.8 IN (89-92 CM) (CIRCUMFERENCE OF CHEST ABOVE BREASTS) . EASY FITTING SOFT AND SMOOTH, HI-TECH YARN WITH PERMANENT ODOR NEUTRALITY, BREATHABLE, HIGH UV PROTECTION, PRESSURE LEVEL 10-18 MMHG, HYPOALLERGENIC AND LATEX-FREE ANTI-BACTERIAL, WASHABLE, FABRIC COMPOSITION 80%-90% POLYAMIDE 10%-20% ELASTANE, THICKNESS 0.48MM-0.52MM (SCAR MANAGEMENT) | REHABILITATION AND PHYSIOTHERAPY SUPPLIES SUPPLEMENTARY
7103 | 4214280246500 | PRESSURE GARMENT, READY MADE, VEST WOMEN LONG SLEEVES, SIZES: 8: 40.4-41.6 IN (105-108 CM) (CIRCUMFERENCE OF CHEST ABOVE BREASTS) . EASY FITTING SOFT AND SMOOTH, HI-TECH YARN WITH PERMANENT ODOR NEUTRALITY, BREATHABLE, HIGH UV PROTECTION, PRESSURE LEVEL 10-18 MMHG, HYPOALLERGENIC AND LATEX-FREE ANTI-BACTERIAL, WASHABLE, FABRIC COMPOSITION 80%-90% POLYAMIDE 10%-20% ELASTANE, THICKNESS 0.48MM-0.52MM (SCAR MANAGEMENT) | REHABILITATION AND PHYSIOTHERAPY SUPPLIES SUPPLEMENTARY
7104 | 4618152711400 | PRESSURE GARMENT, CUSTOM MADE, FOR SCAR MANAGEMENT, PANTS WITH TWO SIDES OPEN TOE STOCKINGS BOYS, ULTRAVIOLET PROTECTION (NOT LESS THAN 98%), BREATHABLE, HYPOALLERGENIC AND LATEX-FREE, COMPOSITION-HIGH QUALITY SOFT, ANTI-BACTERIAL, MEDICAL GRADE COMPOSITION, AVAILABLE IN TWO WASHABLE FABRICS: STRONG AND MEDIUM, PRESSURE BASED ON PATIENT NEEDS | REHABILITATION AND PHYSIOTHERAPY SUPPLIES SUPPLEMENTARY
7105 | 4214280247400 | PRESSURE GARMENT READY MADE VEST WOMEN SHORT SLEEVES SIZES: 3: 34-35.2 IN (85-88 CM) (CIRCUMFERENCE OF CHEST ABOVE BREASTS) . EASY FITTING SOFT AND SMOOTH HI-TECH YARN WITH PERMANENT ODOR NEUTRALITY BREATHABLE HIGH UV PROTECTION PRESSURE LEVEL 10-18 MMHG H = YPOALLERGENIC AND LATEX-FREE ANTI-BACTERIAL WASHABLE FABRIC COMPOSITION 80%-90% POLYAMIDE 10%-20% ELASTANE THICKNESS 0.48MM-0.52MM (SCAR MANAGEMENT) | REHABILITATION AND PHYSIOTHERAPY SUPPLIES SUPPLEMENTARY
7106 | 4214280247500 | PRESSURE GARMENT, READY MADE, VEST WOMEN SHORT SLEEVES, SIZES: 8: 42-43.2 IN (105-108 CM) (CIRCUMFERENCE OF CHEST ABOVE BREASTS) . EASY FITTING SOFT AND SMOOTH, HI-TECH YARN WITH PERMANENT ODOR NEUTRALITY, BREATHABLE, HIGH UV PROTECTION, PRESSURE LEVEL 10-18 MMHG, HYPOALLERGENIC AND LATEX-FREE ANTI-BACTERIAL, WASHABLE, FABRIC COMPOSITION 80%-90% POLYAMIDE 10%-20% ELASTANE, THICKNESS 0.48MM-0.52MM (SCAR MANAGEMENT) | REHABILITATION AND PHYSIOTHERAPY SUPPLIES SUPPLEMENTARY
7107 | 4214280247600 | PRESSURE GARMENT, READY MADE, VEST WOMEN SHORT SLEEVES, SIZES: 2: 32.4-33.6 IN (81-84 CM) (CIRCUMFERENCE OF CHEST ABOVE BREASTS) . EASY FITTING SOFT AND SMOOTH, HI-TECH YARN WITH PERMANENT ODOR NEUTRALITY, BREATHABLE, HIGH UV PROTECTION, PRESSURE LEVEL 10-18 MMHG, HYPOALLERGENIC AND LATEX-FREE ANTI-BACTERIAL, WASHABLE, FABRIC COMPOSITION 80%-90% POLYAMIDE 10%-20% ELASTANE, THICKNESS 0.48MM-0.52MM (SCAR MANAGEMENT) | REHABILITATION AND PHYSIOTHERAPY SUPPLIES SUPPLEMENTARY
7108 | 4224150707100 | SPLINTING ACCESSORIES, WRIST EXTENSION COIL SPRING, TWO TYPES SUPPLIED, COILED (LEFT OR RIGHT), TORQUE FORCE, WHEN TIGHTENED OVER, AN ANGLE OF 1300:5000 GRAM/CM | REHABILITATION AND PHYSIOTHERAPY SUPPLIES SUPPLEMENTARY
7109 | 4214280247700 | PRESSURE GARMENT, READY MADE, VEST WOMEN SHORT SLEEVES, SIZES: 9: 43.6-44.8 IN (109-112 CM) (CIRCUMFERENCE OF CHEST ABOVE BREASTS) . EASY FITTING SOFT AND SMOOTH, HI-TECH YARN WITH PERMANENT ODOR NEUTRALITY, BREATHABLE, HIGH UV PROTECTION, PRESSURE LEVEL 10-18 MMHG, HYPOALLERGENIC AND LATEX-FREE ANTI-BACTERIAL, WASHABLE, FABRIC COMPOSITION 80%-90% POLYAMIDE 10%-20% ELASTANE, THICKNESS 0.48MM-0.52MM (SCAR MANAGEMENT) | REHABILITATION AND PHYSIOTHERAPY SUPPLIES SUPPLEMENTARY
7110 | 4214280247800 | PRESSURE GARMENT READY MADE VEST WOMEN SHORT SLEEVES SIZES: 1: 30.4-32 IN (76-80 CM) (CIRCUMFERENCE OF CHEST ABOVE BREASTS) . EASY FITTING SOFT AND SMOOTH HI-TECH YARN WITH PERMANENT ODOR NEUTRALITY BREATHABLE HIGH UV PROTECTION PRESSURE LEVEL 10-18 MMHG H = YPOALLERGENIC AND LATEX-FREE ANTI-BACTERIAL WASHABLE FABRIC COMPOSITION 80%-90% POLYAMIDE 10%-20% ELASTANE THICKNESS 0.48MM-0.52MM (SCAR MANAGEMENT) | REHABILITATION AND PHYSIOTHERAPY SUPPLIES SUPPLEMENTARY
7111 | 4214280247900 | PRESSURE GARMENT, READY MADE, VEST WOMEN SHORT SLEEVES, SIZES: 10: 45.2-46.4 IN (113-116 CM) (CIRCUMFERENCE OF CHEST ABOVE BREASTS) . EASY FITTING SOFT AND SMOOTH, HI-TECH YARN WITH PERMANENT ODOR NEUTRALITY, BREATHABLE, HIGH UV PROTECTION, PRESSURE LEVEL 10-18 MMHG, HYPOALLERGENIC AND LATEX-FREE ANTI-BACTERIAL, WASHABLE, FABRIC COMPOSITION 80%-90% POLYAMIDE 10%-20% ELASTANE, THICKNESS 0.48MM-0.52MM (SCAR MANAGEMENT) | REHABILITATION AND PHYSIOTHERAPY SUPPLIES SUPPLEMENTARY
7112 | 4214280247300 | PRESSURE GARMENT, READY MADE, VEST WOMEN SHORT SLEEVES, SIZES: 7: 40.4-41.6 IN (101-104 CM) (CIRCUMFERENCE OF CHEST ABOVE BREASTS) . EASY FITTING SOFT AND SMOOTH, HI-TECH YARN WITH PERMANENT ODOR NEUTRALITY, BREATHABLE, HIGH UV PROTECTION, PRESSURE LEVEL 10-18 MMHG, HYPOALLERGENIC AND LATEX-FREE ANTI-BACTERIAL, WASHABLE, FABRIC COMPOSITION 80%-90% POLYAMIDE 10%-20% ELASTANE, THICKNESS 0.48MM-0.52MM (SCAR MANAGEMENT) | REHABILITATION AND PHYSIOTHERAPY SUPPLIES SUPPLEMENTARY
7113 | 4618152711500 | PRESSURE GARMENT, CUSTOM MADE, FOR SCAR MANAGEMENT, PANTS WITH TWO SIDES OPEN TOE STOCKINGS GIRLS, ULTRAVIOLET PROTECTION (NOT LESS THAN 98%), BREATHABLE, HYPOALLERGENIC AND LATEX-FREE, COMPOSITION-HIGH QUALITY SOFT, ANTI-BACTERIAL, MEDICAL GRADE COMPOSITION, AVAILABLE IN TWO WASHABLE FABRICS: STRONG AND MEDIUM, PRESSURE BASED ON PATIENT NEEDS | REHABILITATION AND PHYSIOTHERAPY SUPPLIES SUPPLEMENTARY
7114 | 4214280246400 | PRESSURE GARMENT, READY MADE, VEST WOMEN LONG SLEEVES, SIZES: 3: 32.4-33.6 IN (85-88 CM) (CIRCUMFERENCE OF CHEST ABOVE BREASTS) . EASY FITTING SOFT AND SMOOTH, HI-TECH YARN WITH PERMANENT ODOR NEUTRALITY, BREATHABLE, HIGH UV PROTECTION, PRESSURE LEVEL 10-18 MMHG, HYPOALLERGENIC AND LATEX-FREE ANTI-BACTERIAL, WASHABLE, FABRIC COMPOSITION 80%-90% POLYAMIDE 10%-20% ELASTANE, THICKNESS 0.48MM-0.52MM (SCAR MANAGEMENT) | REHABILITATION AND PHYSIOTHERAPY SUPPLIES SUPPLEMENTARY
7115 | 4224150705900 | SPLINT, WRIST DYNAMIC SPLINT, THERMOPLASTIC MATERIAL, SPLINT IS IN DORSAL SIDE, THE SPLINT INCLUDES 2 DURABLE HINGE, SIZE MEDIUM | REHABILITATION AND PHYSIOTHERAPY SUPPLIES SUPPLEMENTARY
7116 | 4224150207200 | SPLINTING ACCESSORIES, PADDING, MATERIAL POLYCUSHION (LUXOFOAM OR EQUIVALENT), CLOSED CELL, SELF ADHESIVE WASHABLE PADDING, 3.2 MM X 45 CM X 61 CM | REHABILITATION AND PHYSIOTHERAPY SUPPLIES SUPPLEMENTARY
7117 | 4224150207600 | SPLINTING ACCESSORIES, PADDING MATERIAL, EXTREMELY SOFT, SELF ADHESIVE PADDING WITH SLIGHTLY RAISED, FELT SURFACE MADE FROM 100% COTTON, STRETCHABLE IN ONE DIRECTION | REHABILITATION AND PHYSIOTHERAPY SUPPLIES SUPPLEMENTARY
7118 | 4224150210600 | PARTIAL LINING WITH FABRIC AROUND EDGES, LINING AREA STARTING FROM THE REQUIRED AREA | REHABILITATION AND PHYSIOTHERAPY SUPPLIES SUPPLEMENTARY
7119 | 4224150402900 | BEHIND KNEE LINING | REHABILITATION AND PHYSIOTHERAPY SUPPLIES SUPPLEMENTARY
7120 | 4224150403000 | LINING FULL ELBOW | REHABILITATION AND PHYSIOTHERAPY SUPPLIES SUPPLEMENTARY
7121 | 4224150403100 | LINING INSIDE ELBOW | REHABILITATION AND PHYSIOTHERAPY SUPPLIES SUPPLEMENTARY
7122 | 4214280246300 | PRESSURE GARMENT, READY MADE, VEST WOMEN LONG SLEEVES, , SIZES: 7: 38.8-40 IN (101-104 CM) (CIRCUMFERENCE OF CHEST ABOVE BREASTS) . EASY FITTING SOFT AND SMOOTH, HI-TECH YARN WITH PERMANENT ODOR NEUTRALITY, BREATHABLE, HIGH UV PROTECTION, PRESSURE LEVEL 10-18 MMHG, HYPOALLERGENIC AND LATEX-FREE ANTI-BACTERIAL, WASHABLE, FABRIC COMPOSITION 80%-90% POLYAMIDE 10%-20% ELASTANE, THICKNESS 0.48MM-0.52MM (SCAR MANAGEMENT) | REHABILITATION AND PHYSIOTHERAPY SUPPLIES SUPPLEMENTARY
7123 | 4224150706000 | SPLINT, WRIST DYNAMIC SPLINT, THERMOPLASTIC MATERIAL, SPLINT IS IN DORSAL SIDE, THE SPLINT INCLUDES 2 DURABLE HINGE, SIZE LARGE | REHABILITATION AND PHYSIOTHERAPY SUPPLIES SUPPLEMENTARY
7124 | 4224150701000 | SPLINT, CMC JOINT STABILIZATION ORTHOSIS WITH ADJUSTABLE METAL INSERT OVER THE THENAR EMINENCE FOR A BETTER FIT, THE ORTHOSIS DOES NOT LIMIT WRIST OR METACARPOPHALANGEAL JOINTS RANGE OF MOTION, THE ORTHOSIS IS SECURED WITH HOOK AND LOOP, RIGHT SIZE 0 OR SMALL | REHABILITATION AND PHYSIOTHERAPY SUPPLIES SUPPLEMENTARY
7125 | 4224150701200 | SPLINT, CMC JOINT STABILIZATION ORTHOSIS WITH ADJUSTABLE METAL INSERT OVER THE THENAR EMINENCE FOR A BETTER FIT, THE ORTHOSIS DOES NOT LIMIT WRIST OR METACARPOPHALANGEAL JOINTS RANGE OF MOTION, THE ORTHOSIS IS SECURED WITH HOOK AND LOOP, RIGHT SIZE 2 OR LARGE | REHABILITATION AND PHYSIOTHERAPY SUPPLIES SUPPLEMENTARY
7126 | 4224150701300 | SPLINT, CMC JOINT STABILIZATION ORTHOSIS WITH ADJUSTABLE METAL INSERT OVER THE THENAR EMINENCE FOR A BETTER FIT, THE ORTHOSIS DOES NOT LIMIT WRIST OR METACARPOPHALANGEAL JOINTS RANGE OF MOTION, THE ORTHOSIS IS SECURED WITH HOOK AND LOOP, RIGHT SIZE 3 OR X-LARGE | REHABILITATION AND PHYSIOTHERAPY SUPPLIES SUPPLEMENTARY
7127 | 4224150701500 | SPLINT, CMC JOINT STABILIZATION ORTHOSIS WITH ADJUSTABLE METAL INSERT OVER THE THENAR EMINENCE FOR A BETTER FIT, THE ORTHOSIS DOES NOT LIMIT WRIST OR METACARPOPHALANGEAL JOINTS RANGE OF MOTION, THE ORTHOSIS IS SECURED WITH HOOK AND LOOP, LEFT SIZE 0 OR SMALL | REHABILITATION AND PHYSIOTHERAPY SUPPLIES SUPPLEMENTARY
7128 | 4224150701600 | SPLINT, CMC JOINT STABILIZATION ORTHOSIS WITH ADJUSTABLE METAL INSERT OVER THE THENAR EMINENCE FOR A BETTER FIT, THE ORTHOSIS DOES NOT LIMIT WRIST OR METACARPOPHALANGEAL JOINTS RANGE OF MOTION, THE ORTHOSIS IS SECURED WITH HOOK AND LOOP, LEFT SIZE 1 OR MEDIUM | REHABILITATION AND PHYSIOTHERAPY SUPPLIES SUPPLEMENTARY
7129 | 4224150701700 | SPLINT, CMC JOINT STABILIZATION ORTHOSIS WITH ADJUSTABLE METAL INSERT OVER THE THENAR EMINENCE FOR A BETTER FIT, THE ORTHOSIS DOES NOT LIMIT WRIST OR METACARPOPHALANGEAL JOINTS RANGE OF MOTION, THE ORTHOSIS IS SECURED WITH HOOK AND LOOP, LEFT SIZE 2 OR LARGE | REHABILITATION AND PHYSIOTHERAPY SUPPLIES SUPPLEMENTARY
7130 | 4224150701800 | SPLINT, CMC JOINT STABILIZATION ORTHOSIS WITH ADJUSTABLE METAL INSERT OVER THE THENAR EMINENCE FOR A BETTER FIT, THE ORTHOSIS DOES NOT LIMIT WRIST OR METACARPOPHALANGEAL JOINTS RANGE OF MOTION, THE ORTHOSIS IS SECURED WITH HOOK AND LOOP, LEFT SIZE 3 OR X-LARGE | REHABILITATION AND PHYSIOTHERAPY SUPPLIES SUPPLEMENTARY
7131 | 4224150705800 | SPLINT, WRIST DYNAMIC SPLINT, THERMOPLASTIC MATERIAL, SPLINT IS IN DORSAL SIDE, THE SPLINT INCLUDES 2 DURABLE HINGE, SIZE SMALL | REHABILITATION AND PHYSIOTHERAPY SUPPLIES SUPPLEMENTARY
7132 | 4224150701100 | SPLINT, CMC JOINT STABILIZATION ORTHOSIS WITH ADJUSTABLE METAL INSERT OVER THE THENAR EMINENCE FOR A BETTER FIT, THE ORTHOSIS DOES NOT LIMIT WRIST OR METACARPOPHALANGEAL JOINTS RANGE OF MOTION, THE ORTHOSIS IS SECURED WITH HOOK AND LOOP, RIGHT SIZE 1 OR MEDIUM | REHABILITATION AND PHYSIOTHERAPY SUPPLIES SUPPLEMENTARY
7133 | 4214280267000 | PRESSURE GARMENT, CUSTOM MADE, FOR SCAR MANAGEMENT, CHILD CLOSE TOES FOOT GLOVE STOCKING (THIGH-HIGH), ULTRAVIOLET PROTECTION (NOT LESS THAN 98%), BREATHABLE, HYPOALLERGENIC AND LATEX-FREE, COMPOSITION-HIGH QUALITY SOFT, ANTI-BACTERIAL, MEDICAL GRADE COMPOSITION, AVAILABLE IN TWO WASHABLE FABRICS: STRONG AND MEDIUM, PRESSURE BASED ON PATIENT NEEDS | REHABILITATION AND PHYSIOTHERAPY SUPPLIES SUPPLEMENTARY
7134 | 4213171702200 | PRESSURE GARMENT, CUSTOM MADE, FOR SCAR MANAGEMENT, ADULT (TO AXILLA) SLEEVE GLOVE TIPS OPEN, ULTRAVIOLET PROTECTION (NOT LESS THAN 98%), BREATHABLE, HYPOALLERGENIC AND LATEX-FREE, COMPOSITION-HIGH QUALITY SOFT, ANTI-BACTERIAL, MEDICAL GRADE COMPOSITION, AVAILABLE IN TWO WASHABLE FABRICS: STRONG AND MEDIUM, PRESSURE BASED ON PATIENT NEEDS | REHABILITATION AND PHYSIOTHERAPY SUPPLIES SUPPLEMENTARY
7135 | 4213171702000 | PRESSURE GARMENT, CUSTOM MADE, FOR SCAR MANAGEMENT, ADULT (TO AXILLA) SLEEVE GAUNTLET THUMB OPEN, ULTRAVIOLET PROTECTION (NOT LESS THAN 98%), BREATHABLE, HYPOALLERGENIC AND LATEX-FREE, COMPOSITION-HIGH QUALITY SOFT, ANTI-BACTERIAL, MEDICAL GRADE COMPOSITION, AVAILABLE IN TWO WASHABLE FABRICS: STRONG AND MEDIUM, PRESSURE BASED ON PATIENT NEEDS | REHABILITATION AND PHYSIOTHERAPY SUPPLIES SUPPLEMENTARY
7136 | 4224151014400 | SPLINTING MATERIAL, THERMOPLASTIC SHEET, LOW STRETCHING, MODERATE MEMORY, LOW DRAPING, NON STICK, RIGID, NON PERFORATED, THICKNESS 3.0 MM SIZE 60 X 90 CM APPROXIMATELY | REHABILITATION AND PHYSIOTHERAPY SUPPLIES SUPPLEMENTARY
7137 | 4224151014500 | SPLINTING MATERIAL, THERMOPLASTIC SHEET, LOW STRETCHING, MODERATE MEMORY, LOW DRAPING, NON STICK, RIGID, MACRO PERFORATED APPROXIMATELY, THICKNESS 3.0 MM SIZE 60 X 90 CM APPROXIMATELY | REHABILITATION AND PHYSIOTHERAPY SUPPLIES SUPPLEMENTARY
7138 | 4213151404700 | PANTY 1 LEG | REHABILITATION AND PHYSIOTHERAPY SUPPLIES SUPPLEMENTARY
7139 | 4213151404600 | PRESSURE GARMENT, CUSTOM MADE, FOR SCAR MANAGEMENT, BODY WOMEN SLEEVELESS, ULTRAVIOLET PROTECTION (NOT LESS THAN 98%), BREATHABLE, H YPOALLERGENIC AND LATEX-FREE, COMPOSITION-HIGH QUALITY SOFT, ANTI-BACTERIAL, MEDICAL GRADE COMPOSITION, AVAILABLE IN TWO WASHABLE FABRICS: STRONG AND MEDIUM, PRESSURE BASED ON PATIENT NEEDS | REHABILITATION AND PHYSIOTHERAPY SUPPLIES SUPPLEMENTARY
7140 | 4213151404500 | PRESSURE GARMENT, CUSTOM MADE, FOR SCAR MANAGEMENT, BODY WOMEN SHORT SLEEVES, ULTRAVIOLET PROTECTION (NOT LESS THAN 98%), BREATHABLE, HYPOALLERGENIC AND LATEX-FREE, COMPOSITION-HIGH QUALITY SOFT, ANTI-BACTERIAL, MEDICAL GRADE COMPOSITION, AVAILABLE IN TWO WASHABLE FABRICS: STRONG AND MEDIUM, PRESSURE BASED ON PATIENT NEEDS | REHABILITATION AND PHYSIOTHERAPY SUPPLIES SUPPLEMENTARY
7141 | 4213151404400 | PRESSURE GARMENT, CUSTOM MADE, FOR SCAR MANAGEMENT, BODY WOMEN SHORT LEGS (ADDITIONS TO PREVIOUS BODY WOMEN), ULTRAVIOLET PROTECTION (NOT LESS THAN 98%), BREATHABLE, HYPOALLERGENIC AND LATEX-FREE, COMPOSITION-HIGH QUALITY SOFT, ANTI-BACTERIAL, MEDICAL GRADE COMPOS ITION, AVAILABLE IN TWO WASHABLE FABRICS: STRONG AND MEDIUM, PRESSURE BASED ON PATIENT NEEDS | REHABILITATION AND PHYSIOTHERAPY SUPPLIES SUPPLEMENTARY
7142 | 4213151404300 | PRESSURE GARMENT, CUSTOM MADE, FOR SCAR MANAGEMENT, BODY WOMEN LONG SLEEVES, ULTRAVIOLET PROTECTION (NOT LESS THAN 98%), BREATHABLE, HYPOALLERGENIC AND LATEX-FREE, COMPOSITION-HIGH QUALITY SOFT, ANTI-BACTERIAL, MEDICAL GRADE COMPOSITION, AVAILABLE IN TWO WASHABLE FABRICS: STRONG AND MEDIUM, PRESSURE BASED ON PATIENT NEEDS | REHABILITATION AND PHYSIOTHERAPY SUPPLIES SUPPLEMENTARY
7143 | 4224151014300 | SPLINTING MATERIAL, THERMOPLASTIC SHEET, HIGH STRETCHING, HIGH MEMORY, HIGH DRAPING, RIGID, 1% PERFORATED APPROXIMATELY, THICKNESS 3.2 MM SIZE 45 X 60 CM APPROXIMATELY, WHITE OR BEIGE | REHABILITATION AND PHYSIOTHERAPY SUPPLIES SUPPLEMENTARY
7144 | 4213151404200 | PRESSURE GARMENT, CUSTOM MADE, FOR SCAR MANAGEMENT, BODY WOMEN LONG AND SHORT SLEEVES, ULTRAVIOLET PROTECTION (NOT LESS THAN 98%), BREATHABLE, HYPOALLERGENIC AND LATEX-FREE, COMPOSITION-HIGH QUALITY SOFT, ANTI-BACTERIAL, MEDICAL GRADE COMPOSITION, AVAILABLE IN TWO WASHABLE FABRICS: STRONG AND MEDIUM, PRESSURE BASED ON PATIENT NEEDS | REHABILITATION AND PHYSIOTHERAPY SUPPLIES SUPPLEMENTARY
7145 | 4213151404000 | PRESSURE GARMENT, CUSTOM MADE, FOR SCAR MANAGEMENT, BODY CHILD SHORT SLEEVES, ULTRAVIOLET PROTECTION (NOT LESS THAN 98%), BREATHABLE, HYPOALLERGENIC AND LATEX-FREE, COMPOSITION-HIGH QUALITY SOFT, ANTI-BACTERIAL, MEDICAL GRADE COMPOSITION, AVAILABLE IN TWO WASHABLE FABRICS: STRONG AND MEDIUM, PRESSURE BASED ON PATIENT NEEDS | REHABILITATION AND PHYSIOTHERAPY SUPPLIES SUPPLEMENTARY
7146 | 4213151403900 | PRESSURE GARMENT, CUSTOM MADE, FOR SCAR MANAGEMENT, BODY CHILD SHORT LEGS (ADDITIONS TO PREVIOUS BODY CHILD), ULTRAVIOLET PROTECTION (NOT LESS THAN 98%), BREATHABLE, HYPOALLERGENIC AND LATEX-FREE, COMPOSITION-HIGH QUALITY SOFT, ANTI-BACTERIAL, MEDICAL GRADE COMPOS ITION, AVAILABLE IN TWO WASHABLE FABRICS: STRONG AND MEDIUM, PRESSURE BASED ON PATIENT NEEDS | REHABILITATION AND PHYSIOTHERAPY SUPPLIES SUPPLEMENTARY
7147 | 4213151403800 | PRESSURE GARMENT, CUSTOM MADE, FOR SCAR MANAGEMENT, BODY CHILD LONG SLEEVES, ULTRAVIOLET PROTECTION (NOT LESS THAN 98%), BREATHABLE, HYPOALLERGENIC AND LATEX-FREE, COMPOSITION-HIGH QUALITY SOFT, ANTI-BACTERIAL, MEDICAL GRADE COMPOSITION, AVAILABLE IN TWO WASHABLE FABRICS: STRONG AND MEDIUM, PRESSURE BASED ON PATIENT NEEDS | REHABILITATION AND PHYSIOTHERAPY SUPPLIES SUPPLEMENTARY
7148 | 4213151403700 | PRESSURE GARMENT, READY MADE, PANTY GIRDLE HIP, SIZE: 38X43IN/ 96-109 CM EASY FITTING SOFT AND SMOOTH, HI-TECH YARN WITH PERMANENT ODOR NEUTRALITY, BREATHABLE, HIGH UV PROTECTION, PATENTED KNIT ENSURES RAPID MOISTURE TRANSPORTATION AND TEMPERATURE, HYPOALLERGENIC AND LATEX-FREE ANTI-BACTERIAL, WASHABLE, FABRIC COMPOSITION 20%-30% ELASTANE, 70 AND -80% POLYAMIDE, (SCAR MANAGEMENT) | REHABILITATION AND PHYSIOTHERAPY SUPPLIES SUPPLEMENTARY
7149 | 4213151403600 | PRESSURE GARMENT, READY MADE, PANTY GIRDLE HIP, SIZE: 33X39IN/ 84-99 CM EASY FITTING SOFT AND SMOOTH, HI-TECH YARN WITH PERMANENT ODOR NEUTRALITY, BREATHABLE, HIGH UV PROTECTION, PATENTED KNIT ENSURES RAPID MOISTURE TRANSPORTATION AND TEMPERATURE, HYPOALLERGENIC AND LATEX-FREE ANTI-BACTERIAL, WASHABLE, FABRIC COMPOSITION 20%-30% ELASTANE, 70 AND -80% POLYAMIDE, (SCAR MANAGEMENT) | REHABILITATION AND PHYSIOTHERAPY SUPPLIES SUPPLEMENTARY
7150 | 4213151403500 | PRESSURE GARMENT, READY MADE, PANTY GIRDLE HIP, SIZE: 41X50IN /104- 127 CM EASY FITTING SOFT AND SMOOTH, HI-TECH YARN WITH PERMANENT ODOR NEUTRALITY, BREATHABLE, HIGH UV PROTECTION, PATENTED KNIT ENSURES RAPID MOISTURE TRANSPORTATION AND TEMPERATURE, HYPOALLERGENIC AND LATEX-FREE ANTI-BACTERIAL, WASHABLE, FABRIC COMPOSITION 20%-30% ELASTANE, 70 AND -80% POLYAMIDE, (SCAR MANAGEMENT) | REHABILITATION AND PHYSIOTHERAPY SUPPLIES SUPPLEMENTARY
7151 | 4213151403400 | PRESSURE GARMENT, READY MADE, PANTY GIRDLE HIP, SIZE: 29X35IN/ 74-89 CM EASY FITTING SOFT AND SMOOTH, HI-TECH YARN WITH PERMANENT ODOR NEUTRALITY, BREATHABLE, HIGH UV PROTECTION, PATENTED KNIT ENSURES RAPID MOISTURE TRANSPORTATION AND TEMPERATURE, HYPOALLERGENIC AND LATEX-FREE ANTI-BACTERIAL, WASHABLE, FABRIC COMPOSITION 20%-30% ELASTANE, 70 AND -80% POLYAMIDE, (SCAR MANAGEMENT) | REHABILITATION AND PHYSIOTHERAPY SUPPLIES SUPPLEMENTARY
7152 | 4213151404100 | PRESSURE GARMENT, CUSTOM MADE, FOR SCAR MANAGEMENT, BODY CHILD SLEEVELESS, ULTRAVIOLET PROTECTION (NOT LESS THAN 98%), BREATHABLE, H YPOALLERGENIC AND LATEX-FREE, COMPOSITION-HIGH QUALITY SOFT, ANTI-BACTERIAL, MEDICAL GRADE COMPOSITION, AVAILABLE IN TWO WASHABLE FABRICS: STRONG AND MEDIUM, PRESSURE BASED ON PATIENT NEEDS | REHABILITATION AND PHYSIOTHERAPY SUPPLIES SUPPLEMENTARY
7153 | 4213151403300 | PRESSURE GARMENT, READY MADE, PANTY GIRDLE HIP, SIZE: 26X31IN /66-79 CM EASY FITTING SOFT AND SMOOTH, HI-TECH YARN WITH PERMANENT ODOR NEUTRALITY, BREATHABLE, HIGH UV PROTECTION, PATENTED KNIT ENSURES RAPID MOISTURE TRANSPORTATION AND TEMPERATURE, HYPOALLERGENIC AND LATEX-FREE ANTI-BACTERIAL, WASHABLE, FABRIC COMPOSITION 20%-30% ELASTANE, 70 AND -80% POLYAMIDE, (SCAR MANAGEMENT) | REHABILITATION AND PHYSIOTHERAPY SUPPLIES SUPPLEMENTARY
7154 | 4224151014200 | SPLINTING MATERIAL, THERMOPLASTIC SHEET, HIGH STRETCHING, HIGH MEMORY, HIGH DRAPING, RIGID, NON PERFORATED, THICKNESS 3.2 MM SIZE 45 X 60 CM APPROXIMATELY, WHITE OR BEIGE | REHABILITATION AND PHYSIOTHERAPY SUPPLIES SUPPLEMENTARY
7155 | 4213151404800 | PRESSURE GARMENT, CUSTOM MADE, FOR SCAR MANAGEMENT, PANTY GIRDLE ABOVE KNEE CLOSED PUBIS, COMPOSITION-HIGH QUALITY SOFT, MULTI-DIRECTIONAL STRETCH, ANATOMICAL FIT, ANTI-BACTERIAL, BREATHABLE, ODOR NEUTRALITY, HYPOALLERGENIC AND LATEX-FREE, MEDICAL GRADE COMPOSITION, PRESSURE BASED ON PATIENT NEEDS | REHABILITATION AND PHYSIOTHERAPY SUPPLIES SUPPLEMENTARY
7156 | 4214280263400 | PRESSURE GARMENT, CUSTOM MADE, FOR SCAR MANAGEMENT, ADULT OPEN TOES FOOT GLOVE STOCKING (ANKLE-HIGH), ULTRAVIOLET PROTECTION (NOT LESS THAN 98%), BREATHABLE, HYPOALLERGENIC AND LATEX-FREE, COMPOSITION-HIGH QUALITY SOFT, ANTI-BACTERIAL, MEDICAL GRADE COMPOSITION, AVAILABLE IN TWO WASHABLE FABRICS: STRONG AND MEDIUM, PRESSURE BASED ON PATIENT NEEDS | REHABILITATION AND PHYSIOTHERAPY SUPPLIES SUPPLEMENTARY
7157 | 4214280263500 | PRESSURE GARMENT, CUSTOM MADE, FOR SCAR MANAGEMENT, ADULT OPEN TOES FOOT GLOVE STOCKING (KNEE-HIGH), ULTRAVIOLET PROTECTION (NOT LESS THAN 98%), BREATHABLE, HYPOALLERGENIC AND LATEX-FREE, COMPOSITION-HIGH QUALITY SOFT, ANTI-BACTERIAL, MEDICAL GRADE COMPOSITION, AVAILABLE IN TWO WASHABLE FABRICS: STRONG AND MEDIUM, PRESSURE BASED ON PATIENT NEEDS | REHABILITATION AND PHYSIOTHERAPY SUPPLIES SUPPLEMENTARY
7158 | 4214280263600 | PRESSURE GARMENT, CUSTOM MADE, FOR SCAR MANAGEMENT, ADULT OPEN TOES FOOT GLOVE STOCKING (THIGH-HIGH), ULTRAVIOLET PROTECTION (NOT LESS THAN 98%), BREATHABLE, HYPOALLERGENIC AND LATEX-FREE, COMPOSITION-HIGH QUALITY SOFT, ANTI-BACTERIAL, MEDICAL GRADE COMPOSITION, AVAILABLE IN TWO WASHABLE FABRICS: STRONG AND MEDIUM, PRESSURE BASED ON PATIENT NEEDS | REHABILITATION AND PHYSIOTHERAPY SUPPLIES SUPPLEMENTARY
7159 | 4224151013700 | SPLINTING MATERIAL, THERMOPLASTIC SHEET, HIGH STRETCHING, HIGH MEMORY, NON STICK, 38% PERFORATED APPROXIMATELY, THICKNESS 2.0 MM SIZE 45 X 60 CM APPROXIMATELY, ATOMIC BLUE | REHABILITATION AND PHYSIOTHERAPY SUPPLIES SUPPLEMENTARY
7160 | 4224151013800 | SPLINTING MATERIAL, THERMOPLASTIC SHEET, HIGH STRETCHING, HIGH MEMORY, NON STICK, 38% PERFORATED APPROXIMATELY, THICKNESS 2.0 MM SIZE 45 X 60 CM APPROXIMATELY, GOLD | REHABILITATION AND PHYSIOTHERAPY SUPPLIES SUPPLEMENTARY
7161 | 4214280263700 | PRESSURE GARMENT, CUSTOM MADE, FOR SCAR MANAGEMENT, ADULT OPEN TOES STOCKING (ANKLE-HIGH), ULTRAVIOLET PROTECTION (NOT LESS THAN 98%), BREATHABLE, HYPOALLERGENIC AND LATEX-FREE, COMPOSITION-HIGH QUALITY SOFT, ANTI-BACTERIAL, MEDICAL GRADE COMPOSITION, AVAILABLE IN TWO WASHABLE FABRICS: STRONG AND MEDIUM, PRESSURE BASED ON PATIENT NEEDS | REHABILITATION AND PHYSIOTHERAPY SUPPLIES SUPPLEMENTARY
7162 | 4214280263800 | PRESSURE GARMENT, CUSTOM MADE, FOR SCAR MANAGEMENT, ADULT OPEN TOES STOCKING (KNEE-HIGH), ULTRAVIOLET PROTECTION (NOT LESS THAN 98%), BREATHABLE, HYPOALLERGENIC AND LATEX-FREE, COMPOSITION-HIGH QUALITY SOFT, ANTI-BACTERIAL, MEDICAL GRADE COMPOSITION, AVAILABLE IN TWO WASHABLE FABRICS: STRONG AND MEDIUM, PRESSURE BASED ON PATIENT NEEDS | REHABILITATION AND PHYSIOTHERAPY SUPPLIES SUPPLEMENTARY
7163 | 4224151014000 | SPLINTING MATERIAL, THERMOPLASTIC SHEET, HIGH STRETCHING, HIGH MEMORY, NON STICK, 38% PERFORATED APPROXIMATELY, THICKNESS 2.0 MM SIZE 45 X 60 CM APPROXIMATELY, OCEAN BLUE | REHABILITATION AND PHYSIOTHERAPY SUPPLIES SUPPLEMENTARY
7164 | 4214280263900 | PRESSURE GARMENT, CUSTOM MADE, FOR SCAR MANAGEMENT, ADULT OPEN TOES STOCKING (THIGH-HIGH), ULTRAVIOLET PROTECTION (NOT LESS THAN 98%), BREATHABLE, HYPOALLERGENIC AND LATEX-FREE, COMPOSITION-HIGH QUALITY SOFT, ANTI-BACTERIAL, MEDICAL GRADE COMPOSITION, AVAILABLE IN TWO WASHABLE FABRICS: STRONG AND MEDIUM, PRESSURE BASED ON PATIENT NEEDS | REHABILITATION AND PHYSIOTHERAPY SUPPLIES SUPPLEMENTARY
7165 | 4224151013900 | SPLINTING MATERIAL, THERMOPLASTIC SHEET, HIGH STRETCHING, HIGH MEMORY, NON STICK, 38% PERFORATED APPROXIMATELY, THICKNESS 2.0 MM SIZE 45 X 60 CM APPROXIMATELY, BRIGHT PINK | REHABILITATION AND PHYSIOTHERAPY SUPPLIES SUPPLEMENTARY
7166 | 4214280264100 | PRESSURE GARMENT, CUSTOM MADE, FOR SCAR MANAGEMENT, ARM SLEEVE AND SHOULDER FLAP, COMPOSITION-HIGH QUALITY SOFT, MULTI-DIRECTIONAL STRETCH, ANATOMICAL FIT, ANTI-BACTERIAL, BREATHABLE, ODOR NEUTRALITY, HYPOALLERGENIC AND LATEX-FREE, MEDICAL GRADE COMPOSITION, PRESSURE BASED ON PATIENT NEEDS | REHABILITATION AND PHYSIOTHERAPY SUPPLIES SUPPLEMENTARY
7167 | 4213151406800 | PRESSURE GARMENT, CUSTOM MADE, FOR SCAR MANAGEMENT, WAIST HEIGHT, ONE LEG, PANTY, OPEN PUBIS, COMPOSITION-HIGH QUALITY SOFT, MULTI-DIRECTIONAL STRETCH, ANATOMICAL FIT, ANTI-BACTERIAL, BREATHABLE, ODOR NEUTRALITY, HYPOALLERGENIC AND LATEX-FREE, MEDICAL GRADE COMPOSITION, PRESSURE BASED ON PATIENT NEEDS | REHABILITATION AND PHYSIOTHERAPY SUPPLIES SUPPLEMENTARY
7168 | 4213151406700 | PRESSURE GARMENT, CUSTOM MADE, FOR SCAR MANAGEMENT, WAIST HEIGHT, ONE LEG, PANTY, CLOSED PUBIS, COMPOSITION-HIGH QUALITY SOFT, MULTI -DIRECTIONAL STRETCH, ANATOMICAL FIT, ANTI-BACTERIAL, BREATHABLE, ODOR NEUTRALITY, HYPOALLERGENIC AND LATEX-FREE, MEDICAL GRADE COMPOSITION, PRESSURE BASED ON PATIENT NEEDS | REHABILITATION AND PHYSIOTHERAPY SUPPLIES SUPPLEMENTARY
7169 | 4213151405100 | PRESSURE GARMENT, CUSTOM MADE, FOR SCAR MANAGEMENT, PANTY GIRDLE, ABOVE KNEE TWO LEGS, OPEN PUBIS, COMPOSITION-HIGH QUALITY SOFT, MU LTI-DIRECTIONAL STRETCH, ANATOMICAL FIT, ANTI-BACTERIAL, BREATHABLE, ODOR NEUTRALITY, HYPOALLERGENIC AND LATEX-FREE, MEDICAL GRADE COMPOSITION, PRESSURE BASED ON PATIENT NEEDS | REHABILITATION AND PHYSIOTHERAPY SUPPLIES SUPPLEMENTARY
7170 | 4213151405000 | PRESSURE GARMENT, CUSTOM MADE, FOR SCAR MANAGEMENT, PANTY GIRDLE BELOW KNEE OPEN PUBIS, COMPOSITION-HIGH QUALITY SOFT, MULTI-DIRECTIONAL STRETCH, ANATOMICAL FIT, ANTI-BACTERIAL, BREATHABLE, ODOR NEUTRALITY, HYPOALLERGENIC AND LATEX-FREE, MEDICAL GRADE COMPOSITION, PRESSURE BASED ON PATIENT NEEDS | REHABILITATION AND PHYSIOTHERAPY SUPPLIES SUPPLEMENTARY
7171 | 4213151404900 | PRESSURE GARMENT, CUSTOM MADE, FOR SCAR MANAGEMENT, PANTY GIRDLE BELOW KNEE CLOSED PUBIS, COMPOSITION-HIGH QUALITY SOFT, MULTI-DIRECTIONAL STRETCH, ANATOMICAL FIT, ANTI-BACTERIAL, BREATHABLE, ODOR NEUTRALITY, HYPOALLERGENIC AND LATEX-FREE, MEDICAL GRADE COMPOSITION, PRESSURE BASED ON PATIENT NEEDS | REHABILITATION AND PHYSIOTHERAPY SUPPLIES SUPPLEMENTARY
7172 | 4214280264000 | PRESSURE GARMENT, CUSTOM MADE, FOR SCAR MANAGEMENT, ARM BAND, COMPOSITION-HIGH QUALITY SOFT, MULTI-DIRECTIONAL STRETCH, ANATOMICAL F IT, ANTI-BACTERIAL, BREATHABLE, ODOR NEUTRALITY, HYPOALLERGENIC AND LATEX-FREE, MEDICAL GRADE COMPOSITION, PRESSURE BASED ON PATIENT NEEDS | REHABILITATION AND PHYSIOTHERAPY SUPPLIES SUPPLEMENTARY
7173 | 4214280263300 | PRESSURE GARMENT, CUSTOM MADE, FOR SCAR MANAGEMENT, ADULT OPEN TOES FOOT GLOVE, ULTRAVIOLET PROTECTION (NOT LESS THAN 98%), BREATHABLE, HYPOALLERGENIC AND LATEX-FREE, COMPOSITION-HIGH QUALITY SOFT, ANTI-BACTERIAL, MEDICAL GRADE COMPOSITION, AVAILABLE IN TWO WASHABLE FABRICS: STRONG AND MEDIUM, PRESSURE BASED ON PATIENT NEEDS | REHABILITATION AND PHYSIOTHERAPY SUPPLIES SUPPLEMENTARY
7174 | 4213151403200 | PRESSURE GARMENT, READY MADE, PANTY GIRDLE HIP, SIZE: 23X27IN 58-69 CM EASY FITTING SOFT AND SMOOTH, HI-TECH YARN WITH PERMANENT ODOR NEUTRALITY, BREATHABLE, HIGH UV PROTECTION, PATENTED KNIT ENSURES RAPID MOISTURE TRANSPORTATION AND TEMPERATURE, HYPOALLERGENIC AND LATEX-FREE ANTI-BACTERIAL, WASHABLE, FABRIC COMPOSITION 20%-30% ELASTANE, 70 AND -80% POLYAMIDE, (SCAR MANAGEMENT) | REHABILITATION AND PHYSIOTHERAPY SUPPLIES SUPPLEMENTARY
7175 | 4213151403000 | PRESSURE GARMENT, READY MADE, PANTY GIRDLE HIP, SIZE 19X22IN/ 48-56 CM EASY FITTING SOFT AND SMOOTH, HI-TECH YARN WITH PERMANENT ODOR NEUTRALITY, BREATHABLE, HIGH UV PROTECTION, PATENTED KNIT ENSURES RAPID MOISTURE TRANSPORTATION AND TEMPERATURE, HYPOALLERGENIC AND LATEX-FREE ANTI-BACTERIAL, WASHABLE, FABRIC COMPOSITION 20%-30% ELASTANE, 70 AND -80% POLYAMIDE, (SCAR MANAGEMENT) | REHABILITATION AND PHYSIOTHERAPY SUPPLIES SUPPLEMENTARY
7176 | 4214280265300 | PRESSURE GARMENT, CUSTOM MADE, FOR SCAR MANAGEMENT, ARM SLEEVE, COMPOSITION-HIGH QUALITY SOFT, MULTI-DIRECTIONAL STRETCH, ANATOMICAL FIT, ANTI-BACTERIAL, BREATHABLE, ODOR NEUTRALITY, HYPOALLERGENIC AND LATEX-FREE, MEDICAL GRADE COMPOSITION, PRESSURE BASED ON PATIENT NEEDS | REHABILITATION AND PHYSIOTHERAPY SUPPLIES SUPPLEMENTARY
7177 | 4214280265400 | ARM SLEEVE, SELF-ADJUSTABLE WITH MITTEN AND THUMB, MADE OF FOAM CUBES, SEMI-OPEN DESIGN WITH VELCRO, CONTAINS POLYURETHANE, LEFT, NORMAL LENGTH, SIZE 1 OR SMALL (LYMPHEDEMA) | REHABILITATION AND PHYSIOTHERAPY SUPPLIES SUPPLEMENTARY
7178 | 4214280265500 | ARM SLEEVE, SELF-ADJUSTABLE WITH MITTEN AND THUMB, MADE OF FOAM CUBES, SEMI-OPEN DESIGN WITH VELCRO, CONTAINS POLYURETHANE, LEFT, NORMAL LENGTH, SIZE 2 OR MEDIUM (LYMPHEDEMA) | REHABILITATION AND PHYSIOTHERAPY SUPPLIES SUPPLEMENTARY
7179 | 4214280265600 | ARM SLEEVE, SELF-ADJUSTABLE WITH MITTEN AND THUMB, MADE OF FOAM CUBES, SEMI-OPEN DESIGN WITH VELCRO, CONTAINS POLYURETHANE, LEFT, NORMAL LENGTH, SIZE 3 OR LARGE (LYMPHEDEMA) | REHABILITATION AND PHYSIOTHERAPY SUPPLIES SUPPLEMENTARY
7180 | 4214280265700 | ARM SLEEVE, SELF-ADJUSTABLE WITH MITTEN AND THUMB, MADE OF FOAM CUBES, SEMI-OPEN DESIGN WITH VELCRO, CONTAINS POLYURETHANE, LEFT, NORMAL LENGTH, SIZE 4 OR X-LARGE (LYMPHEDEMA) | REHABILITATION AND PHYSIOTHERAPY SUPPLIES SUPPLEMENTARY
7181 | 4214280265800 | ARM SLEEVE, SELF-ADJUSTABLE WITH MITTEN AND THUMB, MADE OF FOAM CUBES, SEMI-OPEN DESIGN WITH VELCRO, CONTAINS POLYURETHANE, LEFT, NORMAL LENGTH, SIZE 5 OR XX-LARGE (LYMPHEDEMA) | REHABILITATION AND PHYSIOTHERAPY SUPPLIES SUPPLEMENTARY
7182 | 4214280265900 | ARM SLEEVE, SELF-ADJUSTABLE WITH MITTEN AND THUMB, MADE OF FOAM CUBES, SEMI-OPEN DESIGN WITH VELCRO, CONTAINS POLYURETHANE, RIGHT, NORMAL LENGTH, SIZE 1 OR SMALL (LYMPHEDEMA) | REHABILITATION AND PHYSIOTHERAPY SUPPLIES SUPPLEMENTARY
7183 | 4214280265200 | ARM SLEEVE, MADE OF FOAM CUBES, CONTAINS POLYURETHANE, 15MM X 15MM (BIG BLOCKS), NORMAL LENGTH, SIZE 5 OR XX-LARGE (LYMPHEDEMA) | REHABILITATION AND PHYSIOTHERAPY SUPPLIES SUPPLEMENTARY
7184 | 4214280002100 | REDUCED PRESSURE PANEL | REHABILITATION AND PHYSIOTHERAPY SUPPLIES SUPPLEMENTARY
7185 | 4214280266100 | ARM SLEEVE, SELF-ADJUSTABLE WITH MITTEN AND THUMB, MADE OF FOAM CUBES, SEMI-OPEN DESIGN WITH VELCRO, CONTAINS POLYURETHANE, RIGHT, NORMAL LENGTH, SIZE 3 OR LARGE (LYMPHEDEMA) | REHABILITATION AND PHYSIOTHERAPY SUPPLIES SUPPLEMENTARY
7186 | 4214280266200 | ARM SLEEVE, SELF-ADJUSTABLE WITH MITTEN AND THUMB, MADE OF FOAM CUBES, SEMI-OPEN DESIGN WITH VELCRO, CONTAINS POLYURETHANE, RIGHT, NORMAL LENGTH, SIZE 4 OR X-LARGE (LYMPHEDEMA) | REHABILITATION AND PHYSIOTHERAPY SUPPLIES SUPPLEMENTARY
7187 | 4214280266300 | ARM SLEEVE, SELF-ADJUSTABLE WITH MITTEN AND THUMB, MADE OF FOAM CUBES, SEMI-OPEN DESIGN WITH VELCRO, CONTAINS POLYURETHANE, RIGHT, NORMAL LENGTH, SIZE 5 OR XX-LARGE (LYMPHEDEMA) | REHABILITATION AND PHYSIOTHERAPY SUPPLIES SUPPLEMENTARY
7188 | 4214280266500 | GARMENT, BELOW KNEE, SELF-ADJUSTABLE, MADE OF FOAM CUBES, CONTAINS POLYURETHANE, NORMAL LENGTH, SIZE 1 ( SMALL ) (LYMPHEDEMA) | REHABILITATION AND PHYSIOTHERAPY SUPPLIES SUPPLEMENTARY
7189 | 4214280266600 | GARMENT, BELOW KNEE, SELF-ADJUSTABLE, MADE OF FOAM CUBES, CONTAINS POLYURETHANE, NORMAL LENGTH, SIZE 2 ( MEDIUM ) (LYMPHEDEMA) | REHABILITATION AND PHYSIOTHERAPY SUPPLIES SUPPLEMENTARY
7190 | 4214280266700 | GARMENT, BELOW KNEE, SELF-ADJUSTABLE, MADE OF FOAM CUBES, CONTAINS POLYURETHANE, NORMAL LENGTH, SIZE 3 ( LARGE ) (LYMPHEDEMA) | REHABILITATION AND PHYSIOTHERAPY SUPPLIES SUPPLEMENTARY
7191 | 4214280266800 | GARMENT, BELOW KNEE, SELF-ADJUSTABLE, MADE OF FOAM CUBES, CONTAINS POLYURETHANE, NORMAL LENGTH, SIZE 4 ( X-LARGE ) (LYMPHEDEMA) | REHABILITATION AND PHYSIOTHERAPY SUPPLIES SUPPLEMENTARY
7192 | 4214280266000 | ARM SLEEVE, SELF-ADJUSTABLE WITH MITTEN AND THUMB, MADE OF FOAM CUBES, SEMI-OPEN DESIGN WITH VELCRO, CONTAINS POLYURETHANE, RIGHT, NORMAL LENGTH, SIZE 2 OR MEDIUM (LYMPHEDEMA) | REHABILITATION AND PHYSIOTHERAPY SUPPLIES SUPPLEMENTARY
7193 | 4213151403100 | PRESSURE GARMENT, READY MADE, PANTY GIRDLE HIP, SIZE: 21X24IN /53-61 CM EASY FITTING SOFT AND SMOOTH, HI-TECH YARN WITH PERMANENT ODOR NEUTRALITY, BREATHABLE, HIGH UV PROTECTION, PATENTED KNIT ENSURES RAPID MOISTURE TRANSPORTATION AND TEMPERATURE, HYPOALLERGENIC AND LATEX-FREE ANTI-BACTERIAL, WASHABLE, FABRIC COMPOSITION 20%-30% ELASTANE, 70 AND -80% POLYAMIDE, (SCAR MANAGEMENT) | REHABILITATION AND PHYSIOTHERAPY SUPPLIES SUPPLEMENTARY
7194 | 4214280002200 | REINFORCED INNER THIGH OF WAIST HEIGHT | REHABILITATION AND PHYSIOTHERAPY SUPPLIES SUPPLEMENTARY
7195 | 4214280002400 | REINFORCEMENT TOP OF THIGH | REHABILITATION AND PHYSIOTHERAPY SUPPLIES SUPPLEMENTARY
7196 | 4214280264200 | PRESSURE GARMENT, CUSTOM MADE, FOR SCAR MANAGEMENT, ARM SLEEVE, GAUNTLET AND SHOULDER FLAP, COMPOSITION-HIGH QUALITY SOFT, MULTI-DIRECTIONAL STRETCH, ANATOMICAL FIT, ANTI-BACTERIAL, BREATHABLE, ODOR NEUTRALITY, HYPOALLERGENIC AND LATEX-FREE, MEDICAL GRADE COMPOSITION, PRESSURE BASED ON PATIENT NEEDS | REHABILITATION AND PHYSIOTHERAPY SUPPLIES SUPPLEMENTARY
7197 | 4214280264300 | ARM SLEEVE, MADE OF FOAM CUBES, CONTAINS POLYURETHANE, 15MM X 15MM (BIG BLOCKS), NORMAL LENGTH, SIZE +1 (LYMPHEDEMA) | REHABILITATION AND PHYSIOTHERAPY SUPPLIES SUPPLEMENTARY
7198 | 4214280264400 | ARM SLEEVE, MADE OF FOAM CUBES, CONTAINS POLYURETHANE, 15MM X 15MM (BIG BLOCKS), NORMAL LENGTH, SIZE +2 (LYMPHEDEMA) | REHABILITATION AND PHYSIOTHERAPY SUPPLIES SUPPLEMENTARY
7199 | 4214280264500 | ARM SLEEVE, MADE OF FOAM CUBES, CONTAINS POLYURETHANE, 15MM X 15MM (BIG BLOCKS), NORMAL LENGTH, SIZE +3 (LYMPHEDEMA) | REHABILITATION AND PHYSIOTHERAPY SUPPLIES SUPPLEMENTARY
7200 | 4214280264600 | ARM SLEEVE, MADE OF FOAM CUBES, CONTAINS POLYURETHANE, 15MM X 15MM (BIG BLOCKS), NORMAL LENGTH, SIZE +4 (LYMPHEDEMA) | REHABILITATION AND PHYSIOTHERAPY SUPPLIES SUPPLEMENTARY
7201 | 4214280264700 | ARM SLEEVE, MADE OF FOAM CUBES, CONTAINS POLYURETHANE, 15MM X 15MM (BIG BLOCKS), NORMAL LENGTH, SIZE +5 (LYMPHEDEMA) | REHABILITATION AND PHYSIOTHERAPY SUPPLIES SUPPLEMENTARY
7202 | 4214280003200 | PADDING SHEET FOR LYMPHEDEMA, WITH NARROW STRIPS, POLYURETHANE, COVERED BY SKIN-FRIENDLY MATERIAL, BREATHABLE MATERIAL, PROVIDE A CHANNELING EFFECT WHICH LOOSENS HARDENED AND FIBROTIC TISSUE. SIZE 65 CM X 65 CM (LYMPHEDEMA) | REHABILITATION AND PHYSIOTHERAPY SUPPLIES SUPPLEMENTARY
7203 | 4214280002300 | REINFORCED KNEE | REHABILITATION AND PHYSIOTHERAPY SUPPLIES SUPPLEMENTARY
7204 | 4214280003100 | SOFT LINING FABRIC ENCLOSED USED FOR TOE | REHABILITATION AND PHYSIOTHERAPY SUPPLIES SUPPLEMENTARY
7205 | 4214280264800 | ARM SLEEVE, MADE OF FOAM CUBES, CONTAINS POLYURETHANE, 15MM X 15MM (BIG BLOCKS), NORMAL LENGTH, SIZE 1 OR SMALL (LYMPHEDEMA) | REHABILITATION AND PHYSIOTHERAPY SUPPLIES SUPPLEMENTARY
7206 | 4214280264900 | ARM SLEEVE, MADE OF FOAM CUBES, CONTAINS POLYURETHANE, 15MM X 15MM (BIG BLOCKS), NORMAL LENGTH, SIZE 2 OR MEDIUM (LYMPHEDEMA) | REHABILITATION AND PHYSIOTHERAPY SUPPLIES SUPPLEMENTARY
7207 | 4214280265000 | ARM SLEEVE, MADE OF FOAM CUBES, CONTAINS POLYURETHANE, 15MM X 15MM (BIG BLOCKS), NORMAL LENGTH, SIZE 3 OR LARGE (LYMPHEDEMA) | REHABILITATION AND PHYSIOTHERAPY SUPPLIES SUPPLEMENTARY
7208 | 4214280265100 | ARM SLEEVE, MADE OF FOAM CUBES, CONTAINS POLYURETHANE, 15MM X 15MM (BIG BLOCKS), NORMAL LENGTH, SIZE 4 OR X-LARGE (LYMPHEDEMA) | REHABILITATION AND PHYSIOTHERAPY SUPPLIES SUPPLEMENTARY
7209 | 4214280002700 | SELF-ENCLOSED WITH POWER NET FABRIC IN ONE PIECE NO SEAMS FOR TOES | REHABILITATION AND PHYSIOTHERAPY SUPPLIES SUPPLEMENTARY
7210 | 4214280002600 | SEAM REINFORCEMENT WITH FABRIC STRIP | REHABILITATION AND PHYSIOTHERAPY SUPPLIES SUPPLEMENTARY
7211 | 4214280002500 | REINFORCEMENT TOP OF WAIST HEIGHT OR AS AN EXTRA PRESSURE ON THE TOP WAIST AREA | REHABILITATION AND PHYSIOTHERAPY SUPPLIES SUPPLEMENTARY
7212 | 4214280003000 | SHEET, FOR LYMPHEDEMA, MADE UP OF FOAM CUBES, ENCASED BETWEEN TWO NON-WOVEN BANDAGES, CUBE SIZE: 5 MM X 5 MM (SMALL BLOCKS), SIZE: 25 CM WIDTH X 25 CM LENGTH (LYMPHEDEMA) | REHABILITATION AND PHYSIOTHERAPY SUPPLIES SUPPLEMENTARY
7213 | 4213171702100 | PRESSURE GARMENT, CUSTOM MADE, FOR SCAR MANAGEMENT, ADULT (TO AXILLA) SLEEVE GLOVE TIPS CLOSE, ULTRAVIOLET PROTECTION (NOT LESS THAN 98%), BREATHABLE, HYPOALLERGENIC AND LATEX-FREE, COMPOSITION-HIGH QUALITY SOFT, ANTI-BACTERIAL, MEDICAL GRADE COMPOSITION, AVAILABLE IN TWO WASHABLE FABRICS: STRONG AND MEDIUM, PRESSURE BASED ON PATIENT NEEDS | REHABILITATION AND PHYSIOTHERAPY SUPPLIES SUPPLEMENTARY
7214 | 4214280263200 | PRESSURE GARMENT, CUSTOM MADE, FOR SCAR MANAGEMENT, ADULT LEG (KNEE-THIGH), ULTRAVIOLET PROTECTION (NOT LESS THAN 98%), BREATHABLE, HYPOALLERGENIC AND LATEX-FREE, COMPOSITION-HIGH QUALITY SOFT, ANTI-BACTERIAL, MEDICAL GRADE COMPOSITION, AVAILABLE IN TWO WASHABLE FABRICS: STRONG AND MEDIUM, PRESSURE BASED ON PATIENT NEEDS | REHABILITATION AND PHYSIOTHERAPY SUPPLIES SUPPLEMENTARY
7215 | 4214280207700 | STOCKING, READY MADE, MEDICAL GRADUATED COMPRESSION, SEAMLESS, BELOW KNEE, WIDE/PLUS, WITH OPEN TOE, POLYAMIDE, ELASTANE, LATEX FREE, SKIN COLOR, CLASS 2 (20 - 32 MMHG), ASSORTED SIZES (LYMPHEDEMA) | REHABILITATION AND PHYSIOTHERAPY SUPPLIES SUPPLEMENTARY
7216 | 4214280245100 | PRESSURE GARMENT READY MADE VEST SHORT SLEEVES CHILDREN SIZES: 5: 24-25.2 IN (60-63 CM) (CHEST CIRCUMFERENCE UNDER AXILLA) . EASY FITTING SOFT AND SMOOTH HI-TECH YARN WITH PERMANENT ODOR NEUTRALITY BREATHABLE HIGH UV PROTECTION PRESSURE LEVEL 10-18 MMHG HY = POALLERGENIC AND LATEX-FREE ANTI-BACTERIAL WASHABLE FABRIC COMPOSITION 80%-90% POLYAMIDE 10%-20% ELASTANE THICKNESS 0.48MM-0.52MM (SCAR MANAGEMENT) | REHABILITATION AND PHYSIOTHERAPY SUPPLIES SUPPLEMENTARY
7217 | 4214280245000 | PRESSURE GARMENT, READY MADE, VEST SHORT SLEEVES CHILDREN, SIZES: 6: 25.6-26.8 IN (64-67 CM) (CHEST CIRCUMFERENCE UNDER AXILLA) . EASY FITTING SOFT AND SMOOTH, HI-TECH YARN WITH PERMANENT ODOR NEUTRALITY, BREATHABLE, HIGH UV PROTECTION, PRESSURE LEVEL 10-18 MMHG, HYPOALLERGENIC AND LATEX-FREE ANTI-BACTERIAL, WASHABLE, FABRIC COMPOSITION 80%-90% POLYAMIDE 10%-20% ELASTANE, THICKNESS 0.48MM-0.52MM (SCAR MANAGEMENT) | REHABILITATION AND PHYSIOTHERAPY SUPPLIES SUPPLEMENTARY
7218 | 4214280244900 | PRESSURE GARMENT, READY MADE, VEST MEN SHORT SLEEVES, SIZES: 10: 46.8-48 IN (117-120 CM) (CHEST CIRCUMFERENCE UNDER AXILLA) . EASY FITTING SOFT AND SMOOTH, HI-TECH YARN WITH PERMANENT ODOR NEUTRALITY, BREATHABLE, HIGH UV PROTECTION, PRESSURE LEVEL 10-18 MMHG, HYPOALLERGENIC AND LATEX-FREE ANTI-BACTERIAL, WASHABLE, FABRIC COMPOSITION 80%-90% POLYAMIDE 10%-20% ELASTANE, THICKNESS 0.48MM-0.52MM (SCAR MANAGEMENT) | REHABILITATION AND PHYSIOTHERAPY SUPPLIES SUPPLEMENTARY
7219 | 4214280244800 | PRESSURE GARMENT READY MADE VEST MEN SHORT SLEEVES SIZES: 1: 32.4-33.6 IN (81-84 CM) (CHEST CIRCUMFERENCE UNDER AXILLA) . EASY FI = TTING SOFT AND SMOOTH HI-TECH YARN WITH PERMANENT ODOR NEUTRALITY BREATHABLE HIGH UV PROTECTION PRESSURE LEVEL 10-18 MMHG HYPOALLERGENIC AND LATEX-FREE ANTI-BACTERIAL WASHABLE FABRIC COMPOSITION 80%-90% POLYAMIDE 10%-20% ELASTANE THICKNESS 0.48MM-0.52MM (SCAR MANAGEMENT) | REHABILITATION AND PHYSIOTHERAPY SUPPLIES SUPPLEMENTARY
7220 | 4214280244700 | PRESSURE GARMENT READY MADE VEST MEN SHORT SLEEVES SIZES: 9: 45.2-46.4 IN (113-116 CM) (CHEST CIRCUMFERENCE UNDER AXILLA) . EASY FITTING SOFT AND SMOOTH HI-TECH YARN WITH PERMANENT ODOR NEUTRALITY BREATHABLE HIGH UV PROTECTION PRESSURE LEVEL 10-18 MMHG HY = POALLERGENIC AND LATEX-FREE ANTI-BACTERIAL WASHABLE FABRIC COMPOSITION 80%-90% POLYAMIDE 10%-20% ELASTANE THICKNESS 0.48MM-0.52MM (SCAR MANAGEMENT) | REHABILITATION AND PHYSIOTHERAPY SUPPLIES SUPPLEMENTARY
7221 | 4214280263100 | PRESSURE GARMENT, CUSTOM MADE, FOR SCAR MANAGEMENT, ADULT LEG (ANKLE-THIGH), ULTRAVIOLET PROTECTION (NOT LESS THAN 98%), BREATHABLE, HYPOALLERGENIC AND LATEX-FREE, COMPOSITION-HIGH QUALITY SOFT, ANTI-BACTERIAL, MEDICAL GRADE COMPOSITION, AVAILABLE IN TWO WASHABLE FABRICS: STRONG AND MEDIUM, PRESSURE BASED ON PATIENT NEEDS | REHABILITATION AND PHYSIOTHERAPY SUPPLIES SUPPLEMENTARY
7222 | 4214280244600 | PRESSURE GARMENT, READY MADE, VEST MEN SHORT SLEEVES, SIZES: 2: 34-35.2 IN (85-88 CM) (CHEST CIRCUMFERENCE UNDER AXILLA) . EASY FITTING SOFT AND SMOOTH, HI-TECH YARN WITH PERMANENT ODOR NEUTRALITY, BREATHABLE, HIGH UV PROTECTION, PRESSURE LEVEL 10-18 MMHG, HYPOALLERGENIC AND LATEX-FREE ANTI-BACTERIAL, WASHABLE, FABRIC COMPOSITION 80%-90% POLYAMIDE 10%-20% ELASTANE, THICKNESS 0.48MM-0.52MM (SCAR MANAGEMENT) | REHABILITATION AND PHYSIOTHERAPY SUPPLIES SUPPLEMENTARY
7223 | 4214280245200 | PRESSURE GARMENT READY MADE VEST SHORT SLEEVES CHILDREN SIZES: 4: 22-23.6 IN (55-59 CM) (CHEST CIRCUMFERENCE UNDER AXILLA) . EASY FITTING SOFT AND SMOOTH HI-TECH YARN WITH PERMANENT ODOR NEUTRALITY BREATHABLE HIGH UV PROTECTION PRESSURE LEVEL 10-18 MMHG HY = POALLERGENIC AND LATEX-FREE ANTI-BACTERIAL WASHABLE FABRIC COMPOSITION 80%-90% POLYAMIDE 10%-20% ELASTANE THICKNESS 0.48MM-0.52MM (SCAR MANAGEMENT) | REHABILITATION AND PHYSIOTHERAPY SUPPLIES SUPPLEMENTARY
7224 | 4214280244500 | PRESSURE GARMENT READY MADE VEST MEN SHORT SLEEVES SIZES: 8: 43.6-44.8 IN (109-112 CM) (CHEST CIRCUMFERENCE UNDER AXILLA) . EASY FITTING SOFT AND SMOOTH HI-TECH YARN WITH PERMANENT ODOR NEUTRALITY BREATHABLE HIGH UV PROTECTION PRESSURE LEVEL 10-18 MMHG HY = POALLERGENIC AND LATEX-FREE ANTI-BACTERIAL WASHABLE FABRIC COMPOSITION 80%-90% POLYAMIDE 10%-20% ELASTANE THICKNESS 0.48MM-0.52MM (SCAR MANAGEMENT) | REHABILITATION AND PHYSIOTHERAPY SUPPLIES SUPPLEMENTARY
7225 | 4214280244300 | PRESSURE GARMENT, READY MADE, VEST MEN SHORT SLEEVES, SIZES: 7: 42-43.2 IN (105-108 CM) (CHEST CIRCUMFERENCE UNDER AXILLA) . EASY FITTING SOFT AND SMOOTH, HI-TECH YARN WITH PERMANENT ODOR NEUTRALITY, BREATHABLE, HIGH UV PROTECTION, PRESSURE LEVEL 10-18 MMHG, HYPOALLERGENIC AND LATEX-FREE ANTI-BACTERIAL, WASHABLE, FABRIC COMPOSITION 80%-90% POLYAMIDE 10%-20% ELASTANE, THICKNESS 0.48MM-0.52MM (SCAR MANAGEMENT) | REHABILITATION AND PHYSIOTHERAPY SUPPLIES SUPPLEMENTARY
7226 | 4214280244200 | PRESSURE GARMENT READY MADE VEST MEN SHORT SLEEVES SIZES: 4: 37.2-38.4 IN (93-96 CM) (CHEST CIRCUMFERENCE UNDER AXILLA) . EASY FI = TTING SOFT AND SMOOTH HI-TECH YARN WITH PERMANENT ODOR NEUTRALITY BREATHABLE HIGH UV PROTECTION PRESSURE LEVEL 10-18 MMHG HYPOALLERGENIC AND LATEX-FREE ANTI-BACTERIAL WASHABLE FABRIC COMPOSITION 80%-90% POLYAMIDE 10%-20% ELASTANE THICKNESS 0.48MM-0.52MM (SCAR MANAGEMENT) | REHABILITATION AND PHYSIOTHERAPY SUPPLIES SUPPLEMENTARY
7227 | 4214280244100 | PRESSURE GARMENT, READY MADE, VEST MEN SHORT SLEEVES, SIZES: 5: 38.8-40 IN (97-100 CM) (CHEST CIRCUMFERENCE UNDER AXILLA) . EASY FITTING SOFT AND SMOOTH, HI-TECH YARN WITH PERMANENT ODOR NEUTRALITY, BREATHABLE, HIGH UV PROTECTION, PRESSURE LEVEL 10-18 MMHG, HYPOALLERGENIC AND LATEX-FREE ANTI-BACTERIAL, WASHABLE, FABRIC COMPOSITION 80%-90% POLYAMIDE 10%-20% ELASTANE, THICKNESS 0.48MM-0.52MM (SCAR MANAGEMENT) | REHABILITATION AND PHYSIOTHERAPY SUPPLIES SUPPLEMENTARY
7228 | 4214280244000 | PRESSURE GARMENT READY MADE VEST MEN SHORT SLEEVES SIZES: 6: 40.4-41.6 IN (101-104 CM) (CHEST CIRCUMFERENCE UNDER AXILLA) . EASY FITTING SOFT AND SMOOTH HI-TECH YARN WITH PERMANENT ODOR NEUTRALITY BREATHABLE HIGH UV PROTECTION PRESSURE LEVEL 10-18 MMHG HY = POALLERGENIC AND LATEX-FREE ANTI-BACTERIAL WASHABLE FABRIC COMPOSITION 80%-90% POLYAMIDE 10%-20% ELASTANE THICKNESS 0.48MM-0.52MM (SCAR MANAGEMENT) | REHABILITATION AND PHYSIOTHERAPY SUPPLIES SUPPLEMENTARY
7229 | 4214280243900 | PRESSURE GARMENT, READY MADE, VEST MEN LONG SLEEVES, SIZES: 10: 46.8-48 IN (117-120 CM) (CHEST CIRCUMFERENCE UNDER AXILLA) . EASY FITTING SOFT AND SMOOTH, HI-TECH YARN WITH PERMANENT ODOR NEUTRALITY, BREATHABLE, HIGH UV PROTECTION, PRESSURE LEVEL 10-18 MMHG, HYPOALLERGENIC AND LATEX-FREE ANTI-BACTERIAL, WASHABLE, FABRIC COMPOSITION 80%-90% POLYAMIDE 10%-20% ELASTANE, THICKNESS 0.48MM-0.52MM (SCAR MANAGEMENT) | REHABILITATION AND PHYSIOTHERAPY SUPPLIES SUPPLEMENTARY
7230 | 4214280243800 | PRESSURE GARMENT, READY MADE, VEST MEN LONG SLEEVES, SIZES: 1: 32.4-33.6 IN (81-84 CM) (CHEST CIRCUMFERENCE UNDER AXILLA) . EASY FITTING SOFT AND SMOOTH, HI-TECH YARN WITH PERMANENT ODOR NEUTRALITY, BREATHABLE, HIGH UV PROTECTION, PRESSURE LEVEL 10-18 MMHG, HYPOALLERGENIC AND LATEX-FREE ANTI-BACTERIAL, WASHABLE, FABRIC COMPOSITION 80%-90% POLYAMIDE 10%-20% ELASTANE, THICKNESS 0.48MM-0.52MM (SCAR MANAGEMENT) | REHABILITATION AND PHYSIOTHERAPY SUPPLIES SUPPLEMENTARY
7231 | 4214280243700 | PRESSURE GARMENT, READY MADE, VEST MEN LONG SLEEVES, SIZES: 9: 45.2-46.4 IN (113-116 CM) (CHEST CIRCUMFERENCE UNDER AXILLA) . EASY FITTING SOFT AND SMOOTH, HI-TECH YARN WITH PERMANENT ODOR NEUTRALITY, BREATHABLE, HIGH UV PROTECTION, PRESSURE LEVEL 10-18 MMHG, HYPOALLERGENIC AND LATEX-FREE ANTI-BACTERIAL, WASHABLE, FABRIC COMPOSITION 80%-90% POLYAMIDE 10%-20% ELASTANE, THICKNESS 0.48MM-0.52MM (SCAR MANAGEMENT) | REHABILITATION AND PHYSIOTHERAPY SUPPLIES SUPPLEMENTARY
7232 | 4214280244400 | PRESSURE GARMENT READY MADE VEST MEN SHORT SLEEVES SIZES: 3: 35.6-36.8 IN (89-92 CM) (CHEST CIRCUMFERENCE UNDER AXILLA) . EASY FI = TTING SOFT AND SMOOTH HI-TECH YARN WITH PERMANENT ODOR NEUTRALITY BREATHABLE HIGH UV PROTECTION PRESSURE LEVEL 10-18 MMHG HYPOALLERGENIC AND LATEX-FREE ANTI-BACTERIAL WASHABLE FABRIC COMPOSITION 80%-90% POLYAMIDE 10%-20% ELASTANE THICKNESS 0.48MM-0.52MM (SCAR MANAGEMENT) | REHABILITATION AND PHYSIOTHERAPY SUPPLIES SUPPLEMENTARY
7233 | 4214280243600 | PRESSURE GARMENT, READY MADE, VEST MEN LONG SLEEVES, SIZES: 2: 34-35.2 IN (85-88 CM) (CHEST CIRCUMFERENCE UNDER AXILLA) . EASY FITTING SOFT AND SMOOTH, HI-TECH YARN WITH PERMANENT ODOR NEUTRALITY, BREATHABLE, HIGH UV PROTECTION, PRESSURE LEVEL 10-18 MMHG, HYPOALLERGENIC AND LATEX-FREE ANTI-BACTERIAL, WASHABLE, FABRIC COMPOSITION 80%-90% POLYAMIDE 10%-20% ELASTANE, THICKNESS 0.48MM-0.52MM (SCAR MANAGEMENT) | REHABILITATION AND PHYSIOTHERAPY SUPPLIES SUPPLEMENTARY
7234 | 4214280245300 | PRESSURE GARMENT, READY MADE, VEST SHORT SLEEVES CHILDREN, SIZES: 7: 27.2-28.4 IN (68-71 CM) (CHEST CIRCUMFERENCE UNDER AXILLA) . EASY FITTING SOFT AND SMOOTH, HI-TECH YARN WITH PERMANENT ODOR NEUTRALITY, BREATHABLE, HIGH UV PROTECTION, PRESSURE LEVEL 10-18 MMHG, HYPOALLERGENIC AND LATEX-FREE ANTI-BACTERIAL, WASHABLE, FABRIC COMPOSITION 80%-90% POLYAMIDE 10%-20% ELASTANE, THICKNESS 0.48MM-0.52MM (SCAR MANAGEMENT) | REHABILITATION AND PHYSIOTHERAPY SUPPLIES SUPPLEMENTARY
7235 | 4213171700000 | PRESSURE GARMENT READY MADE CHILDREN SLEEVE SIZES: 4: 6.4-7.2 IN (16-18 CM) (CIRCUMFERENCE OF WIDEST POINT OF UPPER ARM) . EASY FITTING SOFT AND SMOOTH HI-TECH YARN WITH PERMANENT ODOR NEUTRALITY BREATHABLE HIGH UV PROTECTION PRESSURE LEVEL 10-18 MMHG HYPO = ALLERGENIC AND LATEX-FREE ANTI-BACTERIAL WASHABLE FABRIC COMPOSITION 80%-90% POLYAMIDE 10%-20% ELASTANE THICKNESS 0.48MM-0.52MM (SCAR MANAGEMENT) | REHABILITATION AND PHYSIOTHERAPY SUPPLIES SUPPLEMENTARY
7236 | 4213171701900 | PRESSURE GARMENT, CUSTOM MADE, FOR SCAR MANAGEMENT, ADULT (TO AXILLA) SLEEVE GAUNTLET THUMB CLOSE, ULTRAVIOLET PROTECTION (NOT LESS THAN 98%), BREATHABLE, HYPOALLERGENIC AND LATEX-FREE, COMPOSITION-HIGH QUALITY SOFT, ANTI-BACTERIAL, MEDICAL GRADE COMPOSITION, AVAILABLE IN TWO WASHABLE FABRICS: STRONG AND MEDIUM, PRESSURE BASED ON PATIENT NEEDS | REHABILITATION AND PHYSIOTHERAPY SUPPLIES SUPPLEMENTARY
7237 | 4214420100000 | NEEDLE, ACUPUNCTURE / DRY, 14.5-15 X 0.16-0.22 MM, IN INTRODUCER TUBE, DISPOSABLE, STERILE, INDIVIDUAL PACK | REHABILITATION AND PHYSIOTHERAPY SUPPLIES SUPPLEMENTARY
7238 | 4213171701400 | PRESSURE GARMENT READY MADE ADULT SLEEVE SIZES: 10: 14.4-15.2 IN (36-38 CM) (CIRCUMFERENCE OF WIDEST POINT OF UPPER ARM) . EASY FITTING SOFT AND SMOOTH HI-TECH YARN WITH PERMANENT ODOR NEUTRALITY BREATHABLE HIGH UV PROTECTION PRESSURE LEVEL 10-18 MMHG HYPO = ALLERGENIC AND LATEX-FREE ANTI-BACTERIAL WASHABLE FABRIC COMPOSITION 80%-90% POLYAMIDE 10%-20% ELASTANE THICKNESS 0.48MM-0.52MM (SCAR MANAGEMENT) | REHABILITATION AND PHYSIOTHERAPY SUPPLIES SUPPLEMENTARY
7239 | 4213171701300 | PRESSURE GARMENT, READY MADE, ADULT SLEEVE, SIZES: 1: 7.2-8 IN (18-20 CM) (CIRCUMFERENCE OF WIDEST POINT OF UPPER ARM) . EASY FITTING SOFT AND SMOOTH, HI-TECH YARN WITH PERMANENT ODOR NEUTRALITY, BREATHABLE, HIGH UV PROTECTION, PRESSURE LEVEL 10-18 MMHG, HYPOALLERGENIC AND LATEX-FREE ANTI-BACTERIAL, WASHABLE, FABRIC COMPOSITION 80%-90% POLYAMIDE 10%-20% ELASTANE, THICKNESS 0.48MM-0.52MM (SCAR MANAGEMENT) | REHABILITATION AND PHYSIOTHERAPY SUPPLIES SUPPLEMENTARY
7240 | 4213171701200 | PRESSURE GARMENT READY MADE ADULT SLEEVE SIZES: 9: 13.6-14.4 IN (34-36 CM) (CIRCUMFERENCE OF WIDEST POINT OF UPPER ARM) . EASY FITTING SOFT AND SMOOTH HI-TECH YARN WITH PERMANENT ODOR NEUTRALITY BREATHABLE HIGH UV PROTECTION PRESSURE LEVEL 10-18 MMHG HYPOA = LLERGENIC AND LATEX-FREE ANTI-BACTERIAL WASHABLE FABRIC COMPOSITION 80%-90% POLYAMIDE 10%-20% ELASTANE THICKNESS 0.48MM-0.52MM (SCAR MANAGEMENT) | REHABILITATION AND PHYSIOTHERAPY SUPPLIES SUPPLEMENTARY
7241 | 4213171701100 | PRESSURE GARMENT, READY MADE, ADULT SLEEVE, SIZES: 2: 8-8.8 IN (20-22 CM) (CIRCUMFERENCE OF WIDEST POINT OF UPPER ARM) . EASY FITTING SOFT AND SMOOTH, HI-TECH YARN WITH PERMANENT ODOR NEUTRALITY, BREATHABLE, HIGH UV PROTECTION, PRESSURE LEVEL 10-18 MMHG, HYPOALLERGENIC AND LATEX-FREE ANTI-BACTERIAL, WASHABLE, FABRIC COMPOSITION 80%-90% POLYAMIDE 10%-20% ELASTANE, THICKNESS 0.48MM-0.52MM (SCAR MANAGEMENT) | REHABILITATION AND PHYSIOTHERAPY SUPPLIES SUPPLEMENTARY
7242 | 4213171701000 | PRESSURE GARMENT READY MADE ADULT SLEEVE SIZES: 8: 12.8-13.6 IN (32-34 CM) (CIRCUMFERENCE OF WIDEST POINT OF UPPER ARM) . EASY FITTING SOFT AND SMOOTH HI-TECH YARN WITH PERMANENT ODOR NEUTRALITY BREATHABLE HIGH UV PROTECTION PRESSURE LEVEL 10-18 MMHG HYPOA = LLERGENIC AND LATEX-FREE ANTI-BACTERIAL WASHABLE FABRIC COMPOSITION 80%-90% POLYAMIDE 10%-20% ELASTANE THICKNESS 0.48MM-0.52MM (SCAR MANAGEMENT) | REHABILITATION AND PHYSIOTHERAPY SUPPLIES SUPPLEMENTARY
7243 | 4214280245400 | PRESSURE GARMENT READY MADE VEST SHORT SLEEVES CHILDREN SIZES: 3: 20-21.6 IN (50-54 CM) (CHEST CIRCUMFERENCE UNDER AXILLA) . EASY FITTING SOFT AND SMOOTH HI-TECH YARN WITH PERMANENT ODOR NEUTRALITY BREATHABLE HIGH UV PROTECTION PRESSURE LEVEL 10-18 MMHG HY = POALLERGENIC AND LATEX-FREE ANTI-BACTERIAL WASHABLE FABRIC COMPOSITION 80%-90% POLYAMIDE 10%-20% ELASTANE THICKNESS 0.48MM-0.52MM (SCAR MANAGEMENT) | REHABILITATION AND PHYSIOTHERAPY SUPPLIES SUPPLEMENTARY
7244 | 4213171700900 | PRESSURE GARMENT, READY MADE, ADULT SLEEVE, SIZES: 3: 8.8-9.6 IN (22-24 CM) (CIRCUMFERENCE OF WIDEST POINT OF UPPER ARM) . EASY FITTING SOFT AND SMOOTH, HI-TECH YARN WITH PERMANENT ODOR NEUTRALITY, BREATHABLE, HIGH UV PROTECTION, PRESSURE LEVEL 10-18 MMHG, HYPOALLERGENIC AND LATEX-FREE ANTI-BACTERIAL, WASHABLE, FABRIC COMPOSITION 80%-90% POLYAMIDE 10%-20% ELASTANE, THICKNESS 0.48MM-0.52MM (SCAR MANAGEMENT) | REHABILITATION AND PHYSIOTHERAPY SUPPLIES SUPPLEMENTARY
7245 | 4213171700700 | PRESSURE GARMENT, READY MADE, ADULT SLEEVE, SIZES: 4: 9.6-10.4 IN (24-26 CM) (CIRCUMFERENCE OF WIDEST POINT OF UPPER ARM) . EASY FITTING SOFT AND SMOOTH, HI-TECH YARN WITH PERMANENT ODOR NEUTRALITY, BREATHABLE, HIGH UV PROTECTION, PRESSURE LEVEL 10-18 MMHG, HYPOALLERGENIC AND LATEX-FREE ANTI-BACTERIAL, WASHABLE, FABRIC COMPOSITION 80%-90% POLYAMIDE 10%-20% ELASTANE, THICKNESS 0.48MM-0.52MM (SCAR MANAGEMENT) | REHABILITATION AND PHYSIOTHERAPY SUPPLIES SUPPLEMENTARY
7246 | 4213171700600 | PRESSURE GARMENT READY MADE ADULT SLEEVE SIZES: 5: 10.4-11.2 IN (26-28 CM) (CIRCUMFERENCE OF WIDEST POINT OF UPPER ARM) . EASY FITTING SOFT AND SMOOTH HI-TECH YARN WITH PERMANENT ODOR NEUTRALITY BREATHABLE HIGH UV PROTECTION PRESSURE LEVEL 10-18 MMHG HYPOA = LLERGENIC AND LATEX-FREE ANTI-BACTERIAL WASHABLE FABRIC COMPOSITION 80%-90% POLYAMIDE 10%-20% ELASTANE THICKNESS 0.48MM-0.52MM (SCAR MANAGEMENT) | REHABILITATION AND PHYSIOTHERAPY SUPPLIES SUPPLEMENTARY
7247 | 4213171700500 | PRESSURE GARMENT, READY MADE, ADULT SLEEVE, SIZES: 6: 11.2-12 IN (28-30 CM) (CIRCUMFERENCE OF WIDEST POINT OF UPPER ARM) . EASY FITTING SOFT AND SMOOTH, HI-TECH YARN WITH PERMANENT ODOR NEUTRALITY, BREATHABLE, HIGH UV PROTECTION, PRESSURE LEVEL 10-18 MMHG, HYPOALLERGENIC AND LATEX-FREE ANTI-BACTERIAL, WASHABLE, FABRIC COMPOSITION 80%-90% POLYAMIDE 10%-20% ELASTANE, THICKNESS 0.48MM-0.52MM (SCAR MANAGEMENT) | REHABILITATION AND PHYSIOTHERAPY SUPPLIES SUPPLEMENTARY
7248 | 4213171700400 | PRESSURE GARMENT, READY MADE, CHILDREN SLEEVE, SIZES: 1: 4-4.4 IN (10-12 CM) (CIRCUMFERENCE OF WIDEST POINT OF UPPER ARM) . EASY FITTING SOFT AND SMOOTH, HI-TECH YARN WITH PERMANENT ODOR NEUTRALITY, BREATHABLE, HIGH UV PROTECTION, PRESSURE LEVEL 10-18 MMHG, HYPOALLERGENIC AND LATEX-FREE ANTI-BACTERIAL, WASHABLE, FABRIC COMPOSITION 80%-90% POLYAMIDE 10%-20% ELASTANE, THICKNESS 0.48MM-0.52MM (SCAR MANAGEMENT) | REHABILITATION AND PHYSIOTHERAPY SUPPLIES SUPPLEMENTARY
7249 | 4213171700300 | PRESSURE GARMENT, READY MADE, CHILDREN SLEEVE, SIZES: 5: 7.2-8 IN (18-20 CM) (CIRCUMFERENCE OF WIDEST POINT OF UPPER ARM) . EASY FITTING SOFT AND SMOOTH, HI-TECH YARN WITH PERMANENT ODOR NEUTRALITY, BREATHABLE, HIGH UV PROTECTION, PRESSURE LEVEL 10-18 MMHG, HYPOALLERGENIC AND LATEX-FREE ANTI-BACTERIAL, WASHABLE, FABRIC COMPOSITION 80%-90% POLYAMIDE 10%-20% ELASTANE, THICKNESS 0.48MM-0.52MM (SCAR MANAGEMENT) | REHABILITATION AND PHYSIOTHERAPY SUPPLIES SUPPLEMENTARY
7250 | 4213171700200 | PRESSURE GARMENT READY MADE CHILDREN SLEEVE SIZES: 2: 4.8-5.6 IN (12-14 CM) (CIRCUMFERENCE OF WIDEST POINT OF UPPER ARM) . EASY FITTING SOFT AND SMOOTH HI-TECH YARN WITH PERMANENT ODOR NEUTRALITY BREATHABLE HIGH UV PROTECTION PRESSURE LEVEL 10-18 MMHG HYPO = ALLERGENIC AND LATEX-FREE ANTI-BACTERIAL WASHABLE FABRIC COMPOSITION 80%-90% POLYAMIDE 10%-20% ELASTANE THICKNESS 0.48MM-0.52MM (SCAR MANAGEMENT) | REHABILITATION AND PHYSIOTHERAPY SUPPLIES SUPPLEMENTARY
7251 | 4213171700100 | PRESSURE GARMENT READY MADE CHILDREN SLEEVE SIZES: 3: 5.6-6.4 IN (14-16 CM) (CIRCUMFERENCE OF WIDEST POINT OF UPPER ARM) . EASY FITTING SOFT AND SMOOTH HI-TECH YARN WITH PERMANENT ODOR NEUTRALITY BREATHABLE HIGH UV PROTECTION PRESSURE LEVEL 10-18 MMHG HYPO = ALLERGENIC AND LATEX-FREE ANTI-BACTERIAL WASHABLE FABRIC COMPOSITION 80%-90% POLYAMIDE 10%-20% ELASTANE THICKNESS 0.48MM-0.52MM (SCAR MANAGEMENT) | REHABILITATION AND PHYSIOTHERAPY SUPPLIES SUPPLEMENTARY
7252 | 4213171700800 | PRESSURE GARMENT, READY MADE, ADULT SLEEVE, SIZES: 7: 12-12.8 IN (30-32 CM) (CIRCUMFERENCE OF WIDEST POINT OF UPPER ARM) . EASY FITTING SOFT AND SMOOTH, HI-TECH YARN WITH PERMANENT ODOR NEUTRALITY, BREATHABLE, HIGH UV PROTECTION, PRESSURE LEVEL 10-18 MMHG, HYPOALLERGENIC AND LATEX-FREE ANTI-BACTERIAL, WASHABLE, FABRIC COMPOSITION 80%-90% POLYAMIDE 10%-20% ELASTANE, THICKNESS 0.48MM-0.52MM (SCAR MANAGEMENT) | REHABILITATION AND PHYSIOTHERAPY SUPPLIES SUPPLEMENTARY
7253 | 4214280207000 | STOCKING, READY MADE, MEDICAL GRADUATED COMPRESSION, SEAMLESS, BELOW KNEE, WIDE/PLUS, WITH OPEN TOE, POLYAMIDE, ELASTANE, LATEX FREE, SKIN COLOR, CLASS 3 (34 - 46 MMHG), ASSORTED SIZES (LYMPHEDEMA) | REHABILITATION AND PHYSIOTHERAPY SUPPLIES SUPPLEMENTARY
7254 | 4214280243500 | PRESSURE GARMENT, READY MADE, VEST MEN LONG SLEEVES, SIZES: 8: 43.6-44.8 IN (109-112 CM) (CHEST CIRCUMFERENCE UNDER AXILLA) . EASY FITTING SOFT AND SMOOTH, HI-TECH YARN WITH PERMANENT ODOR NEUTRALITY, BREATHABLE, HIGH UV PROTECTION, PRESSURE LEVEL 10-18 MMHG, HYPOALLERGENIC AND LATEX-FREE ANTI-BACTERIAL, WASHABLE, FABRIC COMPOSITION 80%-90% POLYAMIDE 10%-20% ELASTANE, THICKNESS 0.48MM-0.52MM (SCAR MANAGEMENT) | REHABILITATION AND PHYSIOTHERAPY SUPPLIES SUPPLEMENTARY
7255 | 4214280243300 | PRESSURE GARMENT, READY MADE, VEST MEN LONG SLEEVES, SIZES: 7: 42-43.2 IN (105-108 CM) (CHEST CIRCUMFERENCE UNDER AXILLA) . EASY FITTING SOFT AND SMOOTH, HI-TECH YARN WITH PERMANENT ODOR NEUTRALITY, BREATHABLE, HIGH UV PROTECTION, PRESSURE LEVEL 10-18 MMHG, HYPOALLERGENIC AND LATEX-FREE ANTI-BACTERIAL, WASHABLE, FABRIC COMPOSITION 80%-90% POLYAMIDE 10%-20% ELASTANE, THICKNESS 0.48MM-0.52MM (SCAR MANAGEMENT) | REHABILITATION AND PHYSIOTHERAPY SUPPLIES SUPPLEMENTARY
7256 | 4214180200800 | POCKET SPONGES, FOR ELECTROTHERAPY ELECTRODES, SIZE: 6 CM X 8 CM, PACK OF 4 SPONGES | REHABILITATION AND PHYSIOTHERAPY SUPPLIES SUPPLEMENTARY
7257 | 4214280242500 | PRESSURE GARMENT READY MADE VEST LONG SLEEVES CHILDREN SIZES: 8: 28.8-30 IN (72-75 CM) (CHEST CIRCUMFERENCE UNDER AXILLA) . EASY FITTING SOFT AND SMOOTH HI-TECH YARN WITH PERMANENT ODOR NEUTRALITY BREATHABLE HIGH UV PROTECTION PRESSURE LEVEL 10-18 MMHG HY = POALLERGENIC AND LATEX-FREE ANTI-BACTERIAL WASHABLE FABRIC COMPOSITION 80%-90% POLYAMIDE 10%-20% ELASTANE THICKNESS 0.48MM-0.52MM (SCAR MANAGEMENT) | REHABILITATION AND PHYSIOTHERAPY SUPPLIES SUPPLEMENTARY
7258 | 4214280242400 | PRESSURE GARMENT READY MADE VEST LONG SLEEVES CHILDREN SIZES: 3: 20-21.6 IN (50-54 CM) (CHEST CIRCUMFERENCE UNDER AXILLA) . EASY FITTING SOFT AND SMOOTH HI-TECH YARN WITH PERMANENT ODOR NEUTRALITY BREATHABLE HIGH UV PROTECTION PRESSURE LEVEL 10-18 MMHG HY = POALLERGENIC AND LATEX-FREE ANTI-BACTERIAL WASHABLE FABRIC COMPOSITION 80%-90% POLYAMIDE 10%-20% ELASTANE THICKNESS 0.48MM-0.52MM (SCAR MANAGEMENT) | REHABILITATION AND PHYSIOTHERAPY SUPPLIES SUPPLEMENTARY
7259 | 4214182300300 | ROUND SPONGES, USED WITH THE VACUUM ELECTRODES, SIZE: 30 MM, PACK OF 4 SPONGES | REHABILITATION AND PHYSIOTHERAPY SUPPLIES SUPPLEMENTARY
7260 | 4214182300400 | ROUND SPONGES, USED WITH THE VACUUM ELECTRODES, SIZE: 60 MM, PACK OF 4 SPONGES | REHABILITATION AND PHYSIOTHERAPY SUPPLIES SUPPLEMENTARY
7261 | 4214182300500 | ROUND SPONGES, USED WITH THE VACUUM ELECTRODES, SIZE: 90 MM, PACK OF 4 SPONGES | REHABILITATION AND PHYSIOTHERAPY SUPPLIES SUPPLEMENTARY
7262 | 4214280242300 | PRESSURE GARMENT READY MADE VEST LONG SLEEVES CHILDREN SIZES: 7: 27.2-28.4 IN (68-71 CM) (CHEST CIRCUMFERENCE UNDER AXILLA) . EASY F = ITTING SOFT AND SMOOTH HI-TECH YARN WITH PERMANENT ODOR NEUTRALITY BREATHABLE HIGH UV PROTECTION PRESSURE LEVEL 10-18 MMHG H = YPOALLERGENIC AND LATEX-FREE ANTI-BACTERIAL WASHABLE FABRIC COMPOSITION 80%-90% POLYAMIDE 10%-20% ELASTANE THICKNESS 0.48MM-0.52MM (SCAR MANAGEMENT) | REHABILITATION AND PHYSIOTHERAPY SUPPLIES SUPPLEMENTARY
7263 | 4214280242600 | PRESSURE GARMENT READY MADE VEST LONG SLEEVES CHILDREN SIZES: 2: 18.4-19.6 IN (46-49 CM) (CHEST CIRCUMFERENCE UNDER AXILLA) . EASY F = ITTING SOFT AND SMOOTH HI-TECH YARN WITH PERMANENT ODOR NEUTRALITY BREATHABLE HIGH UV PROTECTION PRESSURE LEVEL 10-18 MMHG H = YPOALLERGENIC AND LATEX-FREE ANTI-BACTERIAL WASHABLE FABRIC COMPOSITION 80%-90% POLYAMIDE 10%-20% ELASTANE THICKNESS 0.48MM-0.52MM (SCAR MANAGEMENT) | REHABILITATION AND PHYSIOTHERAPY SUPPLIES SUPPLEMENTARY
7264 | 4214280242200 | PRESSURE GARMENT READY MADE VEST LONG SLEEVES CHILDREN SIZES: 4: 22-23.6 IN (55-59 CM) (CHEST CIRCUMFERENCE UNDER AXILLA) . EASY FITTING SOFT AND SMOOTH HI-TECH YARN WITH PERMANENT ODOR NEUTRALITY BREATHABLE HIGH UV PROTECTION PRESSURE LEVEL 10-18 MMHG HY = POALLERGENIC AND LATEX-FREE ANTI-BACTERIAL WASHABLE FABRIC COMPOSITION 80%-90% POLYAMIDE 10%-20% ELASTANE THICKNESS 0.48MM-0.52MM (SCAR MANAGEMENT) | REHABILITATION AND PHYSIOTHERAPY SUPPLIES SUPPLEMENTARY
7265 | 4214280242000 | PRESSURE GARMENT READY MADE VEST LONG SLEEVES CHILDREN SIZES: 6: 25.6-26.8 IN (64-67 CM) (CHEST CIRCUMFERENCE UNDER AXILLA) . EASY F = ITTING SOFT AND SMOOTH HI-TECH YARN WITH PERMANENT ODOR NEUTRALITY BREATHABLE HIGH UV PROTECTION PRESSURE LEVEL 10-18 MMHG H = YPOALLERGENIC AND LATEX-FREE ANTI-BACTERIAL WASHABLE FABRIC COMPOSITION 80%-90% POLYAMIDE 10%-20% ELASTANE THICKNESS 0.48MM-0.52MM (SCAR MANAGEMENT) | REHABILITATION AND PHYSIOTHERAPY SUPPLIES SUPPLEMENTARY
7266 | 4214280229500 | STOCKING, READY MADE, MEDICAL GRADUATED COMPRESSION, SEAMLESS, PANTY, WIDE/PLUS, WITH CLOSE TOE, POLYAMIDE, ELASTANE, LATEX FREE, SKIN COLOR, CLASS 2 (20 - 32 MMHG), ASSORTED SIZES (LYMPHEDEMA) | REHABILITATION AND PHYSIOTHERAPY SUPPLIES SUPPLEMENTARY
7267 | 4214280227700 | STOCKING, READY MADE, MEDICAL GRADUATED COMPRESSION, SEAMLESS, THIGH WITH WAIST ATTACHMENT, WIDE/PLUS, WITH CLOSE TOE, POLYAMIDE, ELASTANE, LATEX FREE, SKIN COLOR, CLASS 1 (18 - 21 MMHG), ASSORTED SIZES (LYMPHEDEMA) | REHABILITATION AND PHYSIOTHERAPY SUPPLIES SUPPLEMENTARY
7268 | 4214280227600 | STOCKING, READY MADE, MEDICAL GRADUATED COMPRESSION, SEAMLESS, THIGH WITH WAIST ATTACHMENT, WITH CLOSE TOE, POLYAMIDE, ELASTANE, LATEX FREE, SKIN COLOR, MEDICAL GRADUATED COMPRESSION, SEAMLESS, THIGH WITH WAIST ATTACHMENT, WITH 1 (18 - 21 MMHG), ASSORTED SIZES (LYMPHEDEMA) | REHABILITATION AND PHYSIOTHERAPY SUPPLIES SUPPLEMENTARY
7269 | 4214280227100 | STOCKING, READY MADE, MEDICAL GRADUATED COMPRESSION, SEAMLESS, PANTY, WIDE/PLUS, WITH CLOSE TOE, POLYAMIDE, ELASTANE, LATEX FREE, SKIN COLOR, CLASS 1 (18 - 21 MMHG), ASSORTED SIZES (LYMPHEDEMA) | REHABILITATION AND PHYSIOTHERAPY SUPPLIES SUPPLEMENTARY
7270 | 4214280227000 | STOCKING, READY MADE, MEDICAL GRADUATED COMPRESSION, SEAMLESS, PANTY, WITH CLOSE TOE, POLYAMIDE, ELASTANE, LATEX FREE, SKIN COLOR, CLASS 1 (18 - 21 MMHG), ASSORTED SIZES (LYMPHEDEMA) | REHABILITATION AND PHYSIOTHERAPY SUPPLIES SUPPLEMENTARY
7271 | 4214280226600 | STOCKING, READY MADE, MEDICAL GRADUATED COMPRESSION, SEAMLESS, BELOW KNEE, WIDE/PLUS, WITH CLOSE TOE, POLYAMIDE, ELASTANE, LATEX FREE, SKIN COLOR, CLASS 1 (18 - 21 MMHG), ASSORTED SIZES (LYMPHEDEMA) | REHABILITATION AND PHYSIOTHERAPY SUPPLIES SUPPLEMENTARY
7272 | 4214280242100 | PRESSURE GARMENT READY MADE VEST LONG SLEEVES CHILDREN SIZES: 5: 24-25.2 IN (60-63 CM) (CHEST CIRCUMFERENCE UNDER AXILLA) . EASY FITTING SOFT AND SMOOTH HI-TECH YARN WITH PERMANENT ODOR NEUTRALITY BREATHABLE HIGH UV PROTECTION PRESSURE LEVEL 10-18 MMHG HY = POALLERGENIC AND LATEX-FREE ANTI-BACTERIAL WASHABLE FABRIC COMPOSITION 80%-90% POLYAMIDE 10%-20% ELASTANE THICKNESS 0.48MM-0.52MM (SCAR MANAGEMENT) | REHABILITATION AND PHYSIOTHERAPY SUPPLIES SUPPLEMENTARY
7273 | 4214280243400 | PRESSURE GARMENT, READY MADE, VEST MEN LONG SLEEVES, SIZES: 3: 35.6-36.8 IN (89-92 CM) (CHEST CIRCUMFERENCE UNDER AXILLA) . EASY FITTING SOFT AND SMOOTH, HI-TECH YARN WITH PERMANENT ODOR NEUTRALITY, BREATHABLE, HIGH UV PROTECTION, PRESSURE LEVEL 10-18 MMHG, HYPOALLERGENIC AND LATEX-FREE ANTI-BACTERIAL, WASHABLE, FABRIC COMPOSITION 80%-90% POLYAMIDE 10%-20% ELASTANE, THICKNESS 0.48MM-0.52MM (SCAR MANAGEMENT) | REHABILITATION AND PHYSIOTHERAPY SUPPLIES SUPPLEMENTARY
7274 | 4214170508600 | PAD FOAM, FOR LYMPHEDEMA USE, OVAL SHAPE (LYMPHEDEMA) | REHABILITATION AND PHYSIOTHERAPY SUPPLIES SUPPLEMENTARY
7275 | 4214280242700 | PRESSURE GARMENT READY MADE VEST LONG SLEEVES CHILDREN SIZES: 9: 30.4-31.6 IN (76-79 CM) (CHEST CIRCUMFERENCE UNDER AXILLA) . EASY F = ITTING SOFT AND SMOOTH HI-TECH YARN WITH PERMANENT ODOR NEUTRALITY BREATHABLE HIGH UV PROTECTION PRESSURE LEVEL 10-18 MMHG H = YPOALLERGENIC AND LATEX-FREE ANTI-BACTERIAL WASHABLE FABRIC COMPOSITION 80%-90% POLYAMIDE 10%-20% ELASTANE THICKNESS 0.48MM-0.52MM (SCAR MANAGEMENT) | REHABILITATION AND PHYSIOTHERAPY SUPPLIES SUPPLEMENTARY
7276 | 4214280243200 | PRESSURE GARMENT, READY MADE, VEST MEN LONG SLEEVES, SIZES: 4: 37.2-38.4 IN (93-96 CM) (CHEST CIRCUMFERENCE UNDER AXILLA) . EASY FITTING SOFT AND SMOOTH, HI-TECH YARN WITH PERMANENT ODOR NEUTRALITY, BREATHABLE, HIGH UV PROTECTION, PRESSURE LEVEL 10-18 MMHG, HYPOALLERGENIC AND LATEX-FREE ANTI-BACTERIAL, WASHABLE, FABRIC COMPOSITION 80%-90% POLYAMIDE 10%-20% ELASTANE, THICKNESS 0.48MM-0.52MM (SCAR MANAGEMENT) | REHABILITATION AND PHYSIOTHERAPY SUPPLIES SUPPLEMENTARY
7277 | 4214280243100 | PRESSURE GARMENT, READY MADE, VEST MEN LONG SLEEVES, SIZES: 5: 38.8-40 IN (97-100 CM) (CHEST CIRCUMFERENCE UNDER AXILLA) . EASY FITTING SOFT AND SMOOTH, HI-TECH YARN WITH PERMANENT ODOR NEUTRALITY, BREATHABLE, HIGH UV PROTECTION, PRESSURE LEVEL 10-18 MMHG, HYPOALLERGENIC AND LATEX-FREE ANTI-BACTERIAL, WASHABLE, FABRIC COMPOSITION 80%-90% POLYAMIDE 10%-20% ELASTANE, THICKNESS 0.48MM-0.52MM (SCAR MANAGEMENT) | REHABILITATION AND PHYSIOTHERAPY SUPPLIES SUPPLEMENTARY
7278 | 4214280243000 | PRESSURE GARMENT, READY MADE, VEST MEN LONG SLEEVES, SIZES: 6: 40.4-41.6 IN (101-104 CM) (CHEST CIRCUMFERENCE UNDER AXILLA) . EASY FITTING SOFT AND SMOOTH, HI-TECH YARN WITH PERMANENT ODOR NEUTRALITY, BREATHABLE, HIGH UV PROTECTION, PRESSURE LEVEL 10-18 MMHG, HYPOALLERGENIC AND LATEX-FREE ANTI-BACTERIAL, WASHABLE, FABRIC COMPOSITION 80%-90% POLYAMIDE 10%-20% ELASTANE, THICKNESS 0.48MM-0.52MM (SCAR MANAGEMENT) | REHABILITATION AND PHYSIOTHERAPY SUPPLIES SUPPLEMENTARY
7279 | 4214280242900 | PRESSURE GARMENT READY MADE VEST LONG SLEEVES CHILDREN SIZES: 10: 32-33.2 IN (80-83 CM) (CHEST CIRCUMFERENCE UNDER AXILLA) . EASY FITTING SOFT AND SMOOTH HI-TECH YARN WITH PERMANENT ODOR NEUTRALITY BREATHABLE HIGH UV PROTECTION PRESSURE LEVEL 10-18 MMHG HY = POALLERGENIC AND LATEX-FREE ANTI-BACTERIAL WASHABLE FABRIC COMPOSITION 80%-90% POLYAMIDE 10%-20% ELASTANE THICKNESS 0.48MM-0.52MM (SCAR MANAGEMENT) | REHABILITATION AND PHYSIOTHERAPY SUPPLIES SUPPLEMENTARY
7280 | 4214280242800 | PRESSURE GARMENT READY MADE VEST LONG SLEEVES CHILDREN SIZES: 1: 17.2-18 IN (43-45 CM) (CHEST CIRCUMFERENCE UNDER AXILLA) . EASY FITTING SOFT AND SMOOTH HI-TECH YARN WITH PERMANENT ODOR NEUTRALITY BREATHABLE HIGH UV PROTECTION PRESSURE LEVEL 10-18 MMHG HY = POALLERGENIC AND LATEX-FREE ANTI-BACTERIAL WASHABLE FABRIC COMPOSITION 80%-90% POLYAMIDE 10%-20% ELASTANE THICKNESS 0.48MM-0.52MM (SCAR MANAGEMENT) | REHABILITATION AND PHYSIOTHERAPY SUPPLIES SUPPLEMENTARY
7281 | 4214170504000 | WHEELCHAIR ACCESSORIES, CUSHION, BARIATRIC, PRE-CONTOURED FOAM BASE WITH VISCO MEMORY FOAM INSERTS FOR SUPERIOR SKIN PROTECTION. MILD LEG TROUGH CUTOUTS AND MEDIAL THIGH SUPPORTS TO ENCOURAGE PROPER POSITIONING OF THE PELVIS AND THIGHS. ANTERIOR SLOPE FOR A MORE UPRIGHT POSTURE. MOISTURE INCONTINENCE RESISTANT COVER FOR LOW RISK OF SKIN BREAKDOWN, URETHANE INNER COVER WHICH IS EASY TO WIPE OFF AND CLEAN, PROTECTS THE FOAM BASE FROM MOISTURE BUILD UP. THERAPEUTIC ITEM. SIZE: 22X18X3.5IN. WEIGHT CAPACITY 295KG APPROXIMATELY | REHABILITATION AND PHYSIOTHERAPY SUPPLIES SUPPLEMENTARY
7282 | 4214170504100 | WHEELCHAIR ACCESSORIES, CUSHION, BARIATRIC. PRE-CONTOURED FOAM BASE WITH VISCO MEMORY FOAM INSERTS FOR SUPERIOR SKIN PROTECTION. MILD LEG TROUGH CUTOUTS AND MEDIAL THIGH SUPPORTS TO ENCOURAGE PROPER POSITIONING OF THE PELVIS AND THIGHS. ANTERIOR SLOPE FOR A MORE UPRIGHT POSTURE. MOISTURE INCONTINENCE RESISTANT COVER FOR LOW RISK OF SKIN BREAKDOWN, URETHANE INNER COVER WHICH IS EASY TO WIPE OFF AND CLEAN, PROTECTS THE FOAM BASE FROM MOISTURE BUILD UP. THERAPEUTIC ITEM. SIZE: 24X18X3.5IN. WEIGHT CAPACITY 295KG APPROXIMATELY | REHABILITATION AND PHYSIOTHERAPY SUPPLIES SUPPLEMENTARY
7283 | 4214170508500 | PAD FOAM, FOR LYMPHEDEMA USE, KIDNEY SHAPE, SMALL (LYMPHEDEMA) | REHABILITATION AND PHYSIOTHERAPY SUPPLIES SUPPLEMENTARY
7284 | 4214170504200 | WHEELCHAIR ACCESSORIES, CUSHION, BARIATRIC. PRE-CONTOURED FOAM BASE WITH VISCO MEMORY FOAM INSERTS FOR SUPERIOR SKIN PROTECTION. MILD LEG TROUGH CUTOUTS AND MEDIAL THIGH SUPPORTS TO ENCOURAGE PROPER POSITIONING OF THE PELVIS AND THIGHS. ANTERIOR SLOPE FOR A MORE UPRIGHT POSTURE. MOISTURE INCONTINENCE RESISTANT COVER FOR LOW RISK OF SKIN BREAKDOWN, URETHANE INNER COVER WHICH IS EASY TO WIPE OFF AND CLEAN, PROTECTS THE FOAM BASE FROM MOISTURE BUILD UP. THERAPEUTIC ITEM. SIZE: 24X20X3.5IN. WEIGHT CAPACITY 295KG APPROXIMATELY | REHABILITATION AND PHYSIOTHERAPY SUPPLIES SUPPLEMENTARY
7285 | 4214170504500 | WHEELCHAIR ACCESSORIES, CUSHION, BARIATRIC, PRE-CONTOURED FOAM BASE WITH FLUID PAD FOR SUPERIOR SKIN PROTECTION. MILD LEG TROUGH CUTOUTS AND MEDIAL THIGH SUPPORTS TO ENCOURAGE PROPER POSITIONING OF THE PELVIS AND THIGHS. ANTERIOR SLOPE FOR A MORE UPRIGHT POSTURE. AIR EXCHANGE COVER FOR HIGH RISK OF SKIN BREAKDOWN, PROMOTES AIRFLOW AND DISSIPATES HEAT AND MOISTURE TO KEEP CLIENT CLEAN AND DRY. THERAPEUTIC ITEM 22X18X3.5IN. WEIGHT CAPACITY 295KG APPROXIMATELY | REHABILITATION AND PHYSIOTHERAPY SUPPLIES SUPPLEMENTARY
7286 | 4214170504600 | WHEELCHAIR ACCESSORIES, CUSHION, BARIATRIC, PRE-CONTOURED FOAM BASE WITH FLUID PAD FOR SUPERIOR SKIN PROTECTION. MILD LEG TROUGH CUTOUTS AND MEDIAL THIGH SUPPORTS TO ENCOURAGE PROPER POSITIONING OF THE PELVIS AND THIGHS. ANTERIOR SLOPE FOR A MORE UPRIGHT POSTURE. AIR EXCHANGE COVER FOR HIGH RISK OF SKIN BREAKDOWN, PROMOTES AIRFLOW AND DISSIPATES HEAT AND MOISTURE TO KEEP CLIENT CLEAN AND DRY. THERAPEUTIC ITEM 24X18X3.5IN. WEIGHT CAPACITY 295KG APPROXIMATELY | REHABILITATION AND PHYSIOTHERAPY SUPPLIES SUPPLEMENTARY
7287 | 4214170504700 | WHEELCHAIR ACCESSORIES, CUSHION, BARIATRIC, PRE-CONTOURED FOAM BASE WITH FLUID PAD FOR SUPERIOR SKIN PROTECTION. MILD LEG TROUGH CUTOUTS AND MEDIAL THIGH SUPPORTS TO ENCOURAGE PROPER POSITIONING OF THE PELVIS AND THIGHS. ANTERIOR SLOPE FOR A MORE UPRIGHT POSTURE. AIR EXCHANGE COVER FOR HIGH RISK OF SKIN BREAKDOWN, PROMOTES AIRFLOW AND DISSIPATES HEAT AND MOISTURE TO KEEP CLIENT CLEAN AND DRY. THERAPEUTIC ITEM 24X20X3.5IN. WEIGHT CAPACITY 295KG APPROXIMATELY | REHABILITATION AND PHYSIOTHERAPY SUPPLIES SUPPLEMENTARY
7288 | 4214170504800 | WHEELCHAIR ACCESSORIES, CUSHION, BARIATRIC, PRE-CONTOURED FOAM BASE WITH FLUID PAD FOR SUPERIOR SKIN PROTECTION. MILD LEG TROUGH CUTOUTS AND MEDIAL THIGH SUPPORTS TO ENCOURAGE PROPER POSITIONING OF THE PELVIS AND THIGHS. ANTERIOR SLOPE FOR A MORE UPRIGHT POSTURE. AIR EXCHANGE COVER FOR HIGH RISK OF SKIN BREAKDOWN, PROMOTES AIRFLOW AND DISSIPATES HEAT AND MOISTURE TO KEEP CLIENT CLEAN AND DRY. THERAPEUTIC ITEM 26X22X3.5IN. WEIGHT CAPACITY 295KG APPROXIMATELY | REHABILITATION AND PHYSIOTHERAPY SUPPLIES SUPPLEMENTARY
7289 | 4214170505700 | WHEELCHAIR ACCESSORIES, CUSHION, FOAM, MILDLY CONTOURED DUAL LAYERED FOAM WITH FIRM BOTTOM LAYER AND SOFT TOP LAYER WITH MILD CONTOURING FOR ADDITIONAL SUPPORT. LYCRA CUSHION COVER, MOISTURE RESISTANT, ANTI-MICROBIAL, 4 WAY STRETCH WITH AQUA-GUARD ZIPPER TO PROTECT FOAM FROM LIQUIDS. THERAPEUTIC ITEM 14X14X3IN, WEIGHT CAPACITY 136KG APPROXIMATELY | REHABILITATION AND PHYSIOTHERAPY SUPPLIES SUPPLEMENTARY
7290 | 4214170506200 | WHEELCHAIR ACCESSORIES, CUSHION, FOAM, MILDLY CONTOURED DUAL LAYERED FOAM WITH FIRM BOTTOM LAYER AND SOFT TOP LAYER WITH MILD CONTOURING FOR ADDITIONAL SUPPORT. LYCRA CUSHION COVER, MOISTURE RESISTANT, ANTI-MICROBIAL, 4 WAY STRETCH WITH AQUA-GUARD ZIPPER TO PROTECT FOAM FROM LIQUIDS. THERAPEUTIC ITEM 22X18X3IN, WEIGHT CAPACITY 136KG APPROXIMATELY | REHABILITATION AND PHYSIOTHERAPY SUPPLIES SUPPLEMENTARY
7291 | 4214170506300 | WHEELCHAIR ACCESSORIES, CUSHION, FOAM, MILDLY CONTOURED DUAL LAYERED FOAM WITH FIRM BOTTOM LAYER AND SOFT TOP LAYER WITH MILD CONTOURING FOR ADDITIONAL SUPPORT. LYCRA CUSHION COVER, MOISTURE RESISTANT, ANTI-MICROBIAL, 4 WAY STRETCH WITH AQUA-GUARD ZIPPER TO PROTECT FOAM FROM LIQUIDS. THERAPEUTIC ITEM 22X20X3IN, WEIGHT CAPACITY 136KG APPROXIMATELY | REHABILITATION AND PHYSIOTHERAPY SUPPLIES SUPPLEMENTARY
7292 | 4214170504300 | WHEELCHAIR ACCESSORIES, CUSHION, BARIATRIC. PRE-CONTOURED FOAM BASE WITH VISCO MEMORY FOAM INSERTS FOR SUPERIOR SKIN PROTECTION. MILD LEG TROUGH CUTOUTS AND MEDIAL THIGH SUPPORTS TO ENCOURAGE PROPER POSITIONING OF THE PELVIS AND THIGHS. ANTERIOR SLOPE FOR A MORE UPRIGHT POSTURE. MOISTURE INCONTINENCE RESISTANT COVER FOR LOW RISK OF SKIN BREAKDOWN, URETHANE INNER COVER WHICH IS EASY TO WIPE OFF AND CLEAN, PROTECTS THE FOAM BASE FROM MOISTURE BUILD UP. THERAPEUTIC ITEM. SIZE: 26X22X3.5IN. WEIGHT CAPACITY 295KG APPROXIMATELY | REHABILITATION AND PHYSIOTHERAPY SUPPLIES SUPPLEMENTARY
7293 | 4214420100100 | NEEDLE ACUPUNCTURE / DRY 30-35 X 0.20-0.25 MM IN INTRODUCER TUBE DISPOSABLE STERILE INDIVIDUAL PACK | REHABILITATION AND PHYSIOTHERAPY SUPPLIES SUPPLEMENTARY
7294 | 4618152703700 | PRESSURE GARMENT, READY MADE, PANTS MEN SHORT LEG, SIZES: 9: 48.4-49.6 IN (121-124 CM) (CIRCUMFERENCE OF WIDEST POINT OF PELVIS) . EASY FITTING SOFT AND SMOOTH, HI-TECH YARN WITH PERMANENT ODOR NEUTRALITY, BREATHABLE, HIGH UV PROTECTION, PRESSURE LEVEL 10-18 MMHG, HYPOALLERGENIC AND LATEX-FREE ANTI-BACTERIAL, WASHABLE, FABRIC COMPOSITION 80%-90% POLYAMIDE 10%-20% ELASTANE, THICKNESS 0.48MM-0.52MM (SCAR MANAGEMENT) | REHABILITATION AND PHYSIOTHERAPY SUPPLIES SUPPLEMENTARY
7295 | 4214420101000 | NEEDLE ACUPUNCTURE / DRY 100 X 0.35-0.45 MM IN INTRODUCER TUBE DISPOSABLE STERILE INDIVIDUAL PACK | REHABILITATION AND PHYSIOTHERAPY SUPPLIES SUPPLEMENTARY
7296 | 4618150416900 | PRESSURE GARMENT, READY MADE, GLOVES PALM, SIZES: 8: 10.8-11.2IN (27-28 CM) (MCP CIRCUMFERENCE) . RIGHT HAND. OPEN TIPS (SCAR MANAGEMENT) EASY FITTING SOFT AND SMOOTH, HI-TECH YARN WITH PERMANENT ODOR NEUTRALITY, BREATHABLE, HIGH UV PROTECTION, PRESSURE LEVEL 10-18 MMHG, HYPOALLERGENIC AND LATEX-FREE ANTI-BACTERIAL, WASHABLE, FABRIC COMPOSITION 80%-90% POLYAMIDE, 10%-20% ELASTANE LIGHT MATERIAL, THICKNESS 0.64-0.68 MM (SCAR MANAGEMENT) | REHABILITATION AND PHYSIOTHERAPY SUPPLIES SUPPLEMENTARY
7297 | 4618150416800 | PRESSURE GARMENT, READY MADE, GLOVES PALM, SIZES: 7: 10-10.4IN (25-26 CM) (MCP CIRCUMFERENCE) . RIGHT HAND. CLOSE TIPS. (SCAR MANAGEMENT) EASY FITTING SOFT AND SMOOTH, HI-TECH YARN WITH PERMANENT ODOR NEUTRALITY, BREATHABLE, HIGH UV PROTECTION, PRESSURE LEVEL 10-18 MMHG, HYPOALLERGENIC AND LATEX-FREE ANTI-BACTERIAL, WASHABLE, FABRIC COMPOSITION 80%-90% POLYAMIDE, 10%-20% ELASTANE LIGHT MATERIAL, THICKNESS 0.64-0.68 MM (SCAR MANAGEMENT) | REHABILITATION AND PHYSIOTHERAPY SUPPLIES SUPPLEMENTARY
7298 | 4618150416700 | PRESSURE GARMENT, READY MADE, GLOVES PALM, SIZES: 8: 10.8-11.2IN (27-28 CM) (MCP CIRCUMFERENCE) . LEFT HAND. CLOSE TIPS. (SCAR MANAGEMENT) EASY FITTING SOFT AND SMOOTH, HI-TECH YARN WITH PERMANENT ODOR NEUTRALITY, BREATHABLE, HIGH UV PROTECTION, PRESSURE LEVEL 10-18 MMHG, HYPOALLERGENIC AND LATEX-FREE ANTI-BACTERIAL, WASHABLE, FABRIC COMPOSITION 80%-90% POLYAMIDE, 10%-20% ELASTANE LIGHT MATERIAL, THICKNESS 0.64-0.68 MM (SCAR MANAGEMENT) | REHABILITATION AND PHYSIOTHERAPY SUPPLIES SUPPLEMENTARY
7299 | 4618150416600 | PRESSURE GARMENT, READY MADE, GLOVES PALM, SIZES: 1: 4-4.4 IN (10-11 CM) (MCP CIRCUMFERENCE) . RIGHT HAND. CLOSE TIPS. (SCAR MANAGEMENT) EASY FITTING SOFT AND SMOOTH, HI-TECH YARN WITH PERMANENT ODOR NEUTRALITY, BREATHABLE, HIGH UV PROTECTION, PRESSURE LEVEL 10-18 MMHG, HYPOALLERGENIC AND LATEX-FREE ANTI-BACTERIAL, WASHABLE, FABRIC COMPOSITION 80%-90% POLYAMIDE, 10%-20% ELASTANE LIGHT MATERIAL, THICKNESS 0.64-0.68 MM (SCAR MANAGEMENT) | REHABILITATION AND PHYSIOTHERAPY SUPPLIES SUPPLEMENTARY
7300 | 4618150416500 | PRESSURE GARMENT, READY MADE, GLOVES PALM, SIZES: 2: 4.8-5.2 IN (12-13 CM) (MCP CIRCUMFERENCE) . LEFT HAND. CLOSE TIPS. (SCAR MANAGEMENT) EASY FITTING SOFT AND SMOOTH, HI-TECH YARN WITH PERMANENT ODOR NEUTRALITY, BREATHABLE, HIGH UV PROTECTION, PRESSURE LEVEL 10-18 MMHG, HYPOALLERGENIC AND LATEX-FREE ANTI-BACTERIAL, WASHABLE, FABRIC COMPOSITION 80%-90% POLYAMIDE, 10%-20% ELASTANE LIGHT MATERIAL, THICKNESS 0.64-0.68 MM (SCAR MANAGEMENT) | REHABILITATION AND PHYSIOTHERAPY SUPPLIES SUPPLEMENTARY
7301 | 4618150416400 | PRESSURE GARMENT, READY MADE, GLOVES PALM, SIZES: 6: 9.2-9.6IN (23-24 CM) (MCP CIRCUMFERENCE) . RIGHT HAND. OPEN TIPS. (SCAR MANAGEMENT) EASY FITTING SOFT AND SMOOTH, HI-TECH YARN WITH PERMANENT ODOR NEUTRALITY, BREATHABLE, HIGH UV PROTECTION, PRESSURE LEVEL 10-18 MMHG, HYPOALLERGENIC AND LATEX-FREE ANTI-BACTERIAL, WASHABLE, FABRIC COMPOSITION 80%-90% POLYAMIDE, 10%-20% ELASTANE LIGHT MATERIAL, THICKNESS 0.64-0.68 MM (SCAR MANAGEMENT) | REHABILITATION AND PHYSIOTHERAPY SUPPLIES SUPPLEMENTARY
7302 | 4618150416300 | PRESSURE GARMENT, READY MADE, GLOVES PALM, SIZES: 3: 6.8-7.2IN (17-18 CM) (MCP CIRCUMFERENCE) . RIGHT HAND. OPEN TIPS. (SCAR MANAGEMENT) EASY FITTING SOFT AND SMOOTH, HI-TECH YARN WITH PERMANENT ODOR NEUTRALITY, BREATHABLE, HIGH UV PROTECTION, PRESSURE LEVEL 10-18 MMHG, HYPOALLERGENIC AND LATEX-FREE ANTI-BACTERIAL, WASHABLE, FABRIC COMPOSITION 80%-90% POLYAMIDE, 10%-20% ELASTANE LIGHT MATERIAL, THICKNESS 0.64-0.68 MM (SCAR MANAGEMENT) | REHABILITATION AND PHYSIOTHERAPY SUPPLIES SUPPLEMENTARY
7303 | 4618150417000 | PRESSURE GARMENT, READY MADE, GLOVES PALM, SIZES: 1: 5.2-5.6IN (13-14 CM) (MCP CIRCUMFERENCE) . RIGHT HAND. CLOSE TIPS. (SCAR MANAGEMENT) EASY FITTING SOFT AND SMOOTH, HI-TECH YARN WITH PERMANENT ODOR NEUTRALITY, BREATHABLE, HIGH UV PROTECTION, PRESSURE LEVEL 10-18 MMHG, HYPOALLERGENIC AND LATEX-FREE ANTI-BACTERIAL, WASHABLE, FABRIC COMPOSITION 80%-90% POLYAMIDE, 10%-20% ELASTANE LIGHT MATERIAL, THICKNESS 0.64-0.68 MM (SCAR MANAGEMENT) | REHABILITATION AND PHYSIOTHERAPY SUPPLIES SUPPLEMENTARY
7304 | 4618150416200 | PRESSURE GARMENT, READY MADE, GLOVES PALM, SIZES: 1: 5.2-5.6IN (13-14 CM) (MCP CIRCUMFERENCE) . RIGHT HAND. OPEN TIPS. (SCAR MANAGEMENT) EASY FITTING SOFT AND SMOOTH, HI-TECH YARN WITH PERMANENT ODOR NEUTRALITY, BREATHABLE, HIGH UV PROTECTION, PRESSURE LEVEL 10-18 MMHG, HYPOALLERGENIC AND LATEX-FREE ANTI-BACTERIAL, WASHABLE, FABRIC COMPOSITION 80%-90% POLYAMIDE, 10%-20% ELASTANE LIGHT MATERIAL, THICKNESS 0.64-0.68 MM (SCAR MANAGEMENT) | REHABILITATION AND PHYSIOTHERAPY SUPPLIES SUPPLEMENTARY
7305 | 4618150416000 | PRESSURE GARMENT, READY MADE, GLOVES PALM, SIZES: 5: 8.4-8.8IN (21-22 CM) (MCP CIRCUMFERENCE) . RIGHT HAND. OPEN TIPS. (SCAR MANAGEMENT) EASY FITTING SOFT AND SMOOTH, HI-TECH YARN WITH PERMANENT ODOR NEUTRALITY, BREATHABLE, HIGH UV PROTECTION, PRESSURE LEVEL 10-18 MMHG, HYPOALLERGENIC AND LATEX-FREE ANTI-BACTERIAL, WASHABLE, FABRIC COMPOSITION 80%-90% POLYAMIDE, 10%-20% ELASTANE LIGHT MATERIAL, THICKNESS 0.64-0.68 MM (SCAR MANAGEMENT) | REHABILITATION AND PHYSIOTHERAPY SUPPLIES SUPPLEMENTARY
7306 | 4618150415900 | PRESSURE GARMENT, READY MADE, GLOVES PALM, SIZES: 8: 10.8-11.2IN (27-28 CM) (MCP CIRCUMFERENCE) . LEFT HAND. OPEN TIPS. (SCAR MANAGEMENT) EASY FITTING SOFT AND SMOOTH, HI-TECH YARN WITH PERMANENT ODOR NEUTRALITY, BREATHABLE, HIGH UV PROTECTION, PRESSURE LEVEL 10-18 MMHG, HYPOALLERGENIC AND LATEX-FREE ANTI-BACTERIAL, WASHABLE, FABRIC COMPOSITION 80%-90% POLYAMIDE, 10%-20% ELASTANE LIGHT MATERIAL, THICKNESS 0.64-0.68 MM (SCAR MANAGEMENT) | REHABILITATION AND PHYSIOTHERAPY SUPPLIES SUPPLEMENTARY
7307 | 4618150415800 | PRESSURE GARMENT, READY MADE, GLOVES PALM, SIZES: 1: 4-4.4 IN (10-11 CM) (MCP CIRCUMFERENCE) . RIGHT HAND. OPEN TIPS. (SCAR MANAGEMENT) EASY FITTING SOFT AND SMOOTH, HI-TECH YARN WITH PERMANENT ODOR NEUTRALITY, BREATHABLE, HIGH UV PROTECTION, PRESSURE LEVEL 10-18 MMHG, HYPOALLERGENIC AND LATEX-FREE ANTI-BACTERIAL, WASHABLE, FABRIC COMPOSITION 80%-90% POLYAMIDE, 10%-20% ELASTANE LIGHT MATERIAL, THICKNESS 0.64-0.68 MM (SCAR MANAGEMENT) | REHABILITATION AND PHYSIOTHERAPY SUPPLIES SUPPLEMENTARY
7308 | 4618150415700 | PRESSURE GARMENT, READY MADE, GLOVES PALM, SIZES: 2: 4.8-5.2 IN (12-13 CM) (MCP CIRCUMFERENCE) . LEFT HAND. OPEN TIPS. (SCAR MANAGEMENT) EASY FITTING SOFT AND SMOOTH, HI-TECH YARN WITH PERMANENT ODOR NEUTRALITY, BREATHABLE, HIGH UV PROTECTION, PRESSURE LEVEL 10-18 MMHG, HYPOALLERGENIC AND LATEX-FREE ANTI-BACTERIAL, WASHABLE, FABRIC COMPOSITION 80%-90% POLYAMIDE, 10%-20% ELASTANE LIGHT MATERIAL, THICKNESS 0.64-0.68 MM (SCAR MANAGEMENT) | REHABILITATION AND PHYSIOTHERAPY SUPPLIES SUPPLEMENTARY
7309 | 4618150415600 | PRESSURE GARMENT, READY MADE, GLOVES PALM, SIZES: 4: 7.6-8IN (19-20 CM) (MCP CIRCUMFERENCE) . RIGHT HAND. CLOSE TIPS. (SCAR MANAGEMENT) EASY FITTING SOFT AND SMOOTH, HI-TECH YARN WITH PERMANENT ODOR NEUTRALITY, BREATHABLE, HIGH UV PROTECTION, PRESSURE LEVEL 10-18 MMHG, HYPOALLERGENIC AND LATEX-FREE ANTI-BACTERIAL, WASHABLE, FABRIC COMPOSITION 80%-90% POLYAMIDE, 10%-20% ELASTANE LIGHT MATERIAL, THICKNESS 0.64-0.68 MM (SCAR MANAGEMENT) | REHABILITATION AND PHYSIOTHERAPY SUPPLIES SUPPLEMENTARY
7310 | 4618150415500 | PRESSURE GARMENT, READY MADE, GLOVES PALM, SIZES: 2: 6-6.4IN (15-16 CM) (MCP CIRCUMFERENCE) . RIGHT HAND. CLOSE TIPS. (SCAR MANAGEMENT) EASY FITTING SOFT AND SMOOTH, HI-TECH YARN WITH PERMANENT ODOR NEUTRALITY, BREATHABLE, HIGH UV PROTECTION, PRESSURE LEVEL 10-18 MMHG, HYPOALLERGENIC AND LATEX-FREE ANTI-BACTERIAL, WASHABLE, FABRIC COMPOSITION 80%-90% POLYAMIDE, 10%-20% ELASTANE LIGHT MATERIAL, THICKNESS 0.64-0.68 MM (SCAR MANAGEMENT) | REHABILITATION AND PHYSIOTHERAPY SUPPLIES SUPPLEMENTARY
7311 | 4618150415400 | PRESSURE GARMENT, READY MADE, GLOVES PALM, SIZES: 1: 5.2-5.6IN (13-14 CM) (MCP CIRCUMFERENCE) . LEFT HAND. CLOSE TIPS. (SCAR MANAGEMENT) EASY FITTING SOFT AND SMOOTH, HI-TECH YARN WITH PERMANENT ODOR NEUTRALITY, BREATHABLE, HIGH UV PROTECTION, PRESSURE LEVEL 10-18 MMHG, HYPOALLERGENIC AND LATEX-FREE ANTI-BACTERIAL, WASHABLE, FABRIC COMPOSITION 80%-90% POLYAMIDE, 10%-20% ELASTANE LIGHT MATERIAL, THICKNESS 0.64-0.68 MM (SCAR MANAGEMENT) | REHABILITATION AND PHYSIOTHERAPY SUPPLIES SUPPLEMENTARY
7312 | 4618150416100 | PRESSURE GARMENT, READY MADE, GLOVES PALM, SIZES: 7: 10-10.4IN (25-26 CM) (MCP CIRCUMFERENCE) . RIGHT HAND. OPEN TIPS. (SCAR MANAGEMENT) EASY FITTING SOFT AND SMOOTH, HI-TECH YARN WITH PERMANENT ODOR NEUTRALITY, BREATHABLE, HIGH UV PROTECTION, PRESSURE LEVEL 10-18 MMHG, HYPOALLERGENIC AND LATEX-FREE ANTI-BACTERIAL, WASHABLE, FABRIC COMPOSITION 80%-90% POLYAMIDE, 10%-20% ELASTANE LIGHT MATERIAL, THICKNESS 0.64-0.68 MM (SCAR MANAGEMENT) | REHABILITATION AND PHYSIOTHERAPY SUPPLIES SUPPLEMENTARY
7313 | 4618150417100 | PRESSURE GARMENT, READY MADE, GLOVES PALM, SIZES: 3: 6.8-7.2IN (17-18 CM) (MCP CIRCUMFERENCE) . RIGHT HAND. CLOSE TIPS. (SCAR MANAGEMENT) EASY FITTING SOFT AND SMOOTH, HI-TECH YARN WITH PERMANENT ODOR NEUTRALITY, BREATHABLE, HIGH UV PROTECTION, PRESSURE LEVEL 10-18 MMHG, HYPOALLERGENIC AND LATEX-FREE ANTI-BACTERIAL, WASHABLE, FABRIC COMPOSITION 80%-90% POLYAMIDE, 10%-20% ELASTANE LIGHT MATERIAL, THICKNESS 0.64-0.68 MM (SCAR MANAGEMENT) | REHABILITATION AND PHYSIOTHERAPY SUPPLIES SUPPLEMENTARY
7314 | 4618150417200 | PRESSURE GARMENT, READY MADE, GLOVES PALM, SIZES: 5: 8.4-8.8IN (21-22 CM) (MCP CIRCUMFERENCE) . RIGHT HAND. CLOSE TIPS. (SCAR MANAGEMENT) EASY FITTING SOFT AND SMOOTH, HI-TECH YARN WITH PERMANENT ODOR NEUTRALITY, BREATHABLE, HIGH UV PROTECTION, PRESSURE LEVEL 10-18 MMHG, HYPOALLERGENIC AND LATEX-FREE ANTI-BACTERIAL, WASHABLE, FABRIC COMPOSITION 80%-90% POLYAMIDE, 10%-20% ELASTANE LIGHT MATERIAL, THICKNESS 0.64-0.68 MM (SCAR MANAGEMENT) | REHABILITATION AND PHYSIOTHERAPY SUPPLIES SUPPLEMENTARY
7315 | 4618150417300 | PRESSURE GARMENT, READY MADE, GLOVES PALM, SIZES: 6: 9.2-9.6IN (23-24 CM) (MCP CIRCUMFERENCE) . RIGHT HAND. CLOSE TIPS. (SCAR MANAGEMENT) EASY FITTING SOFT AND SMOOTH, HI-TECH YARN WITH PERMANENT ODOR NEUTRALITY, BREATHABLE, HIGH UV PROTECTION, PRESSURE LEVEL 10-18 MMHG, HYPOALLERGENIC AND LATEX-FREE ANTI-BACTERIAL, WASHABLE, FABRIC COMPOSITION 80%-90% POLYAMIDE, 10%-20% ELASTANE LIGHT MATERIAL, THICKNESS 0.64-0.68 MM (SCAR MANAGEMENT) | REHABILITATION AND PHYSIOTHERAPY SUPPLIES SUPPLEMENTARY
7316 | 4618152700200 | PRESSURE GARMENT, READY MADE, PANTS CHILDREN LONG LEG, SIZES: 4: 23.6-24.4 IN (59-61 CM) (CIRCUMFERENCE OF WIDEST POINT OF PELVIS) . EASY FITTING SOFT AND SMOOTH, HI-TECH YARN WITH PERMANENT ODOR NEUTRALITY, BREATHABLE, HIGH UV PROTECTION, PRESSURE LEVEL 10-18 MMHG, HYPOALLERGENIC AND LATEX-FREE ANTI-BACTERIAL, WASHABLE, FABRIC COMPOSITION 80%-90% POLYAMIDE 10%-20% ELASTANE, THICKNESS 0.48MM-0.52MM (SCAR MANAGEMENT) | REHABILITATION AND PHYSIOTHERAPY SUPPLIES SUPPLEMENTARY
7317 | 4618152700100 | PRESSURE GARMENT, READY MADE, PANTS CHILDREN LONG LEG, SIZES: 5: 24.8-26.4 IN (62-66 CM) (CIRCUMFERENCE OF WIDEST POINT OF PELVIS) . EASY FITTING SOFT AND SMOOTH, HI-TECH YARN WITH PERMANENT ODOR NEUTRALITY, BREATHABLE, HIGH UV PROTECTION, PRESSURE LEVEL 10-18 MMHG, HYPOALLERGENIC AND LATEX-FREE ANTI-BACTERIAL, WASHABLE, FABRIC COMPOSITION 80%-90% POLYAMIDE 10%-20% ELASTANE, THICKNESS 0.48MM-0.52MM (SCAR MANAGEMENT) | REHABILITATION AND PHYSIOTHERAPY SUPPLIES SUPPLEMENTARY
7318 | 4618152700000 | PRESSURE GARMENT, READY MADE, PANTS CHILDREN LONG LEG, SIZES: 6: 26.8-28 IN (67-70 CM) (CIRCUMFERENCE OF WIDEST POINT OF PELVIS) . EASY FITTING SOFT AND SMOOTH, HI-TECH YARN WITH PERMANENT ODOR NEUTRALITY, BREATHABLE, HIGH UV PROTECTION, PRESSURE LEVEL 10-18 MMHG, HYPOALLERGENIC AND LATEX-FREE ANTI-BACTERIAL, WASHABLE, FABRIC COMPOSITION 80%-90% POLYAMIDE 10%-20% ELASTANE, THICKNESS 0.48MM-0.52MM (SCAR MANAGEMENT) | REHABILITATION AND PHYSIOTHERAPY SUPPLIES SUPPLEMENTARY
7319 | 4618152600000 | PRESSURE GARMENT, READY MADE, VEST WOMEN SHORT SLEEVES, SIZES: 6: 38.8-40 IN (97-100 CM) (CIRCUMFERENCE OF CHEST ABOVE BREASTS) . EASY FITTING SOFT AND SMOOTH, HI-TECH YARN WITH PERMANENT ODOR NEUTRALITY, BREATHABLE, HIGH UV PROTECTION, PRESSURE LEVEL 10-18 MMHG, HYPOALLERGENIC AND LATEX-FREE ANTI-BACTERIAL, WASHABLE, FABRIC COMPOSITION 80%-90% POLYAMIDE 10%-20% ELASTANE, THICKNESS 0.48MM-0.52MM (SCAR MANAGEMENT) | REHABILITATION AND PHYSIOTHERAPY SUPPLIES SUPPLEMENTARY
7320 | 4618150418600 | PRESSURE GARMENT, READY MADE, GLOVES PALM, SIZE: 10.2X12IN/26-30.5 CM EASY FITTING SOFT AND SMOOTH, HI-TECH YARN WITH PERMANENT ODOR NEUTRALITY, BREATHABLE, HIGH UV PROTECTION, PATENTED KNIT ENSURES RAPID MOISTURE TRANSPORTATION AND TEMPERATURE, HYPOALLERGENIC AND LATEX-FREE ANTI-BACTERIAL, WASHABLE, FABRIC COMPOSITION 20%-30% ELASTANE, 70 AND -80% POLYAMIDE, (SCAR MANAGEMENT) | REHABILITATION AND PHYSIOTHERAPY SUPPLIES SUPPLEMENTARY
7321 | 4618150418500 | PRESSURE GARMENT, READY MADE, GLOVES PALM, SIZE: 4.6X5.25IN/11.75-13.2 EASY FITTING SOFT AND SMOOTH, HI-TECH YARN WITH PERMANENT ODOR NEUTRALITY, BREATHABLE, HIGH UV PROTECTION, PATENTED KNIT ENSURES RAPID MOISTURE TRANSPORTATION AND TEMPERATURE, HYPOALLERGENIC AND LATEX-FREE ANTI-BACTERIAL, WASHABLE, FABRIC COMPOSITION 20%-30% ELASTANE, 70 AND -80% POLYAMIDE, (SCAR MANAGEMENT) | REHABILITATION AND PHYSIOTHERAPY SUPPLIES SUPPLEMENTARY
7322 | 4618150418400 | PRESSURE GARMENT, READY MADE, GLOVES PALM, SIZE :5.2X5.87IN/13.2-15 CM EASY FITTING SOFT AND SMOOTH, HI-TECH YARN WITH PERMANENT ODOR NEUTRALITY, BREATHABLE, HIGH UV PROTECTION, PATENTED KNIT ENSURES RAPID MOISTURE TRANSPORTATION AND TEMPERATURE, HYPOALLERGENIC AND LATEX-FREE ANTI-BACTERIAL, WASHABLE, FABRIC COMPOSITION 20%-30% ELASTANE, 70 AND -80% POLYAMIDE, (SCAR MANAGEMENT) | REHABILITATION AND PHYSIOTHERAPY SUPPLIES SUPPLEMENTARY
7323 | 4618150418300 | PRESSURE GARMENT, READY MADE, GLOVES PALM, SIZE :5.8X6.75IN /14.9-17 CM EASY FITTING SOFT AND SMOOTH, HI-TECH YARN WITH PERMANENT ODOR NEUTRALITY, BREATHABLE, HIGH UV PROTECTION, PATENTED KNIT ENSURES RAPID MOISTURE TRANSPORTATION AND TEMPERATURE, HYPOALLERGENIC AND LATEX-FREE ANTI-BACTERIAL, WASHABLE, FABRIC COMPOSITION 20%-30% ELASTANE, 70 AND -80% POLYAMIDE, (SCAR MANAGEMENT) | REHABILITATION AND PHYSIOTHERAPY SUPPLIES SUPPLEMENTARY
7324 | 4618150418200 | PRESSURE GARMENT, READY MADE, GLOVES PALM, SIZE: 6.75X8IN/17-20.25 CM EASY FITTING SOFT AND SMOOTH, HI-TECH YARN WITH PERMANENT ODOR NEUTRALITY, BREATHABLE, HIGH UV PROTECTION, PATENTED KNIT ENSURES RAPID MOISTURE TRANSPORTATION AND TEMPERATURE, HYPOALLERGENIC AND LATEX-FREE ANTI-BACTERIAL, WASHABLE, FABRIC COMPOSITION 20%-30% ELASTANE, 70 AND -80% POLYAMIDE, (SCAR MANAGEMENT) | REHABILITATION AND PHYSIOTHERAPY SUPPLIES SUPPLEMENTARY
7325 | 4618150418100 | PRESSURE GARMENT, READY MADE, GLOVES PALM, SIZE 8X9.87IN /20.25-25.25 CM EASY FITTING SOFT AND SMOOTH, HI-TECH YARN WITH PERMANENT ODOR NEUTRALITY, BREATHABLE, HIGH UV PROTECTION, PATENTED KNIT ENSURES RAPID MOISTURE TRANSPORTATION AND TEMPERATURE, HYPOALLERGENIC AND LATEX-FREE ANTI-BACTERIAL, WASHABLE, FABRIC COMPOSITION 20%-30% ELASTANE, 70 AND -80% POLYAMIDE, (SCAR MANAGEMENT) | REHABILITATION AND PHYSIOTHERAPY SUPPLIES SUPPLEMENTARY
7326 | 4618150418000 | PRESSURE GARMENT, READY MADE, GLOVES PALM, SIZE: 9.6X11.4IN /24.75-28.50 CM EASY FITTING SOFT AND SMOOTH, HI-TECH YARN WITH PERMANENT ODOR NEUTRALITY, BREATHABLE, HIGH UV PROTECTION, PATENTED KNIT ENSURES RAPID MOISTURE TRANSPORTATION AND TEMPERATURE, HYPOALLERGENIC AND LATEX-FREE ANTI-BACTERIAL, WASHABLE, FABRIC COMPOSITION 20%-30% ELASTANE, 70 AND -80% POLYAMIDE, (SCAR MANAGEMENT) | REHABILITATION AND PHYSIOTHERAPY SUPPLIES SUPPLEMENTARY
7327 | 4618150417900 | REINFORCED PALM | REHABILITATION AND PHYSIOTHERAPY SUPPLIES SUPPLEMENTARY
7328 | 4618150417800 | CUSTOM MADE LYMPHEDEMA COMPRESSION GARMENT SLEEVE WITH STAY-UP SILICON STRIP AND GLOVE SKIN COLOR CLASS UPON REQUEST FABRIC: POLYAMIDE (50-80%) ELASTANE (20-35%) COTTON SKIN CONTACT AND LATEX FREE | REHABILITATION AND PHYSIOTHERAPY SUPPLIES SUPPLEMENTARY
7329 | 4618150417700 | CUSTOM MADE LYMPHEDEMA COMPRESSION GARMENT SLEEVE WITH SHOULDER SUPPORTING STRAP AND GLOVE SKIN COLOR CLASS UPON REQUEST FABRIC: POLYAMIDE (50-80%) ELASTANE (20-35%) COTTON SKIN CONTACT AND LATEX FREE | REHABILITATION AND PHYSIOTHERAPY SUPPLIES SUPPLEMENTARY
7330 | 4618150417600 | PRESSURE GARMENT, READY MADE, GLOVES PALM, SIZES: 8: 10.8-11.2IN (27-28 CM) (MCP CIRCUMFERENCE) . RIGHT HAND. CLOSE TIPS. (SCAR MANAGEMENT) EASY FITTING SOFT AND SMOOTH, HI-TECH YARN WITH PERMANENT ODOR NEUTRALITY, BREATHABLE, HIGH UV PROTECTION, PRESSURE LEVEL 10-18 MMHG, HYPOALLERGENIC AND LATEX-FREE ANTI-BACTERIAL, WASHABLE, FABRIC COMPOSITION 80%-90% POLYAMIDE, 10%-20% ELASTANE LIGHT MATERIAL, THICKNESS 0.64-0.68 MM (SCAR MANAGEMENT) | REHABILITATION AND PHYSIOTHERAPY SUPPLIES SUPPLEMENTARY
7331 | 4618150417500 | PRESSURE GARMENT, READY MADE, GLOVES PALM, SIZES: 2: 4.8-5.2 IN (12-13 CM) (MCP CIRCUMFERENCE) . RIGHT HAND. CLOSE TIPS. (SCAR MANAGEMENT) EASY FITTING SOFT AND SMOOTH, HI-TECH YARN WITH PERMANENT ODOR NEUTRALITY, BREATHABLE, HIGH UV PROTECTION, PRESSURE LEVEL 10-18 MMHG, HYPOALLERGENIC AND LATEX-FREE ANTI-BACTERIAL, WASHABLE, FABRIC COMPOSITION 80%-90% POLYAMIDE, 10%-20% ELASTANE LIGHT MATERIAL, THICKNESS 0.64-0.68 MM (SCAR MANAGEMENT) | REHABILITATION AND PHYSIOTHERAPY SUPPLIES SUPPLEMENTARY
7332 | 4618150417400 | PRESSURE GARMENT, READY MADE, GLOVES PALM, SIZES: 2: 4.8-5.2 IN (12-13 CM) (MCP CIRCUMFERENCE) . RIGHT HAND. OPEN TIPS. (SCAR MANAGEMENT) EASY FITTING SOFT AND SMOOTH, HI-TECH YARN WITH PERMANENT ODOR NEUTRALITY, BREATHABLE, HIGH UV PROTECTION, PRESSURE LEVEL 10-18 MMHG, HYPOALLERGENIC AND LATEX-FREE ANTI-BACTERIAL, WASHABLE, FABRIC COMPOSITION 80%-90% POLYAMIDE, 10%-20% ELASTANE LIGHT MATERIAL, THICKNESS 0.64-0.68 MM (SCAR MANAGEMENT) | REHABILITATION AND PHYSIOTHERAPY SUPPLIES SUPPLEMENTARY
7333 | 4618150415300 | PRESSURE GARMENT, READY MADE, GLOVES PALM, SIZES: 6: 9.2-9.6IN (23-24 CM) (MCP CIRCUMFERENCE) . LEFT HAND. CLOSE TIPS. (SCAR MANAGEMENT) EASY FITTING SOFT AND SMOOTH, HI-TECH YARN WITH PERMANENT ODOR NEUTRALITY, BREATHABLE, HIGH UV PROTECTION, PRESSURE LEVEL 10-18 MMHG, HYPOALLERGENIC AND LATEX-FREE ANTI-BACTERIAL, WASHABLE, FABRIC COMPOSITION 80%-90% POLYAMIDE, 10%-20% ELASTANE LIGHT MATERIAL, THICKNESS 0.64-0.68 MM (SCAR MANAGEMENT) | REHABILITATION AND PHYSIOTHERAPY SUPPLIES SUPPLEMENTARY
7334 | 4618152700300 | PRESSURE GARMENT, READY MADE, PANTS CHILDREN LONG LEG, SIZES: 7: 28.4-29.6 IN (71-74 CM) (CIRCUMFERENCE OF WIDEST POINT OF PELVIS) . EASY FITTING SOFT AND SMOOTH, HI-TECH YARN WITH PERMANENT ODOR NEUTRALITY, BREATHABLE, HIGH UV PROTECTION, PRESSURE LEVEL 10-18 MMHG, HYPOALLERGENIC AND LATEX-FREE ANTI-BACTERIAL, WASHABLE, FABRIC COMPOSITION 80%-90% POLYAMIDE 10%-20% ELASTANE, THICKNESS 0.48MM-0.52MM (SCAR MANAGEMENT) | REHABILITATION AND PHYSIOTHERAPY SUPPLIES SUPPLEMENTARY
7335 | 4618150415200 | PRESSURE GARMENT, READY MADE, GLOVES PALM, SIZES: 5: 8.4-8.8IN (21-22 CM) (MCP CIRCUMFERENCE) . LEFT HAND. CLOSE TIPS. (SCAR MANAGEMENT) EASY FITTING SOFT AND SMOOTH, HI-TECH YARN WITH PERMANENT ODOR NEUTRALITY, BREATHABLE, HIGH UV PROTECTION, PRESSURE LEVEL 10-18 MMHG, HYPOALLERGENIC AND LATEX-FREE ANTI-BACTERIAL, WASHABLE, FABRIC COMPOSITION 80%-90% POLYAMIDE, 10%-20% ELASTANE LIGHT MATERIAL, THICKNESS 0.64-0.68 MM (SCAR MANAGEMENT) | REHABILITATION AND PHYSIOTHERAPY SUPPLIES SUPPLEMENTARY
7336 | 4618150415000 | PRESSURE GARMENT, READY MADE, GLOVES PALM, SIZES: 7: 10-10.4IN (25-26 CM) (MCP CIRCUMFERENCE) . LEFT HAND. CLOSE TIPS. (SCAR MANAGEMENT) EASY FITTING SOFT AND SMOOTH, HI-TECH YARN WITH PERMANENT ODOR NEUTRALITY, BREATHABLE, HIGH UV PROTECTION, PRESSURE LEVEL 10-18 MMHG, HYPOALLERGENIC AND LATEX-FREE ANTI-BACTERIAL, WASHABLE, FABRIC COMPOSITION 80%-90% POLYAMIDE, 10%-20% ELASTANE LIGHT MATERIAL, THICKNESS 0.64-0.68 MM (SCAR MANAGEMENT) | REHABILITATION AND PHYSIOTHERAPY SUPPLIES SUPPLEMENTARY
7337 | 4618150411900 | PRESSURE GARMENT, READY MADE, GLOVES PALM, SIZES: XXL: 10.8-11.2IN (27-28 CM) (MCP CIRCUMFERENCE) . LEFT HAND. OPEN TIPS, EASY FITTING SOFT AND SMOOTH, HI-TECH YARN WITH PERMANENT ODOR NEUTRALITY, ADJUSTABLE PRESSURE LEVEL, BREATHABLE, HIGH UV PROTECTION, HYPOALLERGENIC AND LATEX-FREE ANTI-BACTERIAL, WASHABLE, 60%-69% POLYAMIDE 31%-40% ELASTANE 3MM NEOPRENE STRONG FABRIC, THICKNESS 0.64MM-0.68MM, (SCAR MANAGEMENT) | REHABILITATION AND PHYSIOTHERAPY SUPPLIES SUPPLEMENTARY
7338 | 4618150411800 | PRESSURE GARMENT, READY MADE, GLOVES PALM, SIZES: L: 9.2-9.6IN (23-24 CM) (MCP CIRCUMFERENCE) . RIGHT HAND. CLOSE TIPS, EASY FITTING SOFT AND SMOOTH, HI-TECH YARN WITH PERMANENT ODOR NEUTRALITY, ADJUSTABLE PRESSURE LEVEL, BREATHABLE, HIGH UV PROTECTION, HYPOALLERGENIC AND LATEX-FREE ANTI-BACTERIAL, WASHABLE, 60%-69% POLYAMIDE 31%-40% ELASTANE 3MM NEOPRENE STRONG FABRIC, THICKNESS 0.64MM-0.68MM, (SCAR MANAGEMENT) | REHABILITATION AND PHYSIOTHERAPY SUPPLIES SUPPLEMENTARY
7339 | 4618150411700 | PRESSURE GARMENT, READY MADE, GLOVES PALM, SIZES: M: 8.4-8.8IN (21-22 CM) (MCP CIRCUMFERENCE) . RIGHT HAND. CLOSE TIPS, EASY FITTING SOFT AND SMOOTH, HI-TECH YARN WITH PERMANENT ODOR NEUTRALITY, ADJUSTABLE PRESSURE LEVEL, BREATHABLE, HIGH UV PROTECTION, HYPOALLERGENIC AND LATEX-FREE ANTI-BACTERIAL, WASHABLE, 60%-69% POLYAMIDE 31%-40% ELASTANE 3MM NEOPRENE STRONG FABRIC, THICKNESS 0.64MM-0.68MM, (SCAR MANAGEMENT) | REHABILITATION AND PHYSIOTHERAPY SUPPLIES SUPPLEMENTARY
7340 | 4618150411600 | PRESSURE GARMENT, READY MADE, GLOVES PALM, SIZES: XXS: 5.6-6.4IN (14-16 CM) (MCP CIRCUMFERENCE) . LEFT HAND. CLOSE TIPS, EASY FITTING SOFT AND SMOOTH, HI-TECH YARN WITH PERMANENT ODOR NEUTRALITY, ADJUSTABLE PRESSURE LEVEL, BREATHABLE, HIGH UV PROTECTION, HYPOALLERGENIC AND LATEX-FREE ANTI-BACTERIAL, WASHABLE, 60%-69% POLYAMIDE 31%-40% ELASTANE 3MM NEOPRENE STRONG FABRIC, THICKNESS 0.64MM-0.68MM, (SCAR MANAGEMENT) | REHABILITATION AND PHYSIOTHERAPY SUPPLIES SUPPLEMENTARY
7341 | 4618150411500 | PRESSURE GARMENT, READY MADE, GLOVES PALM, SIZES: XXS: 5.6-6.4 IN (14-16 CM) (MCP CIRCUMFERENCE) . LEFT HAND. OPEN TIPS, EASY FITTING SOFT AND SMOOTH, HI-TECH YARN WITH PERMANENT ODOR NEUTRALITY, ADJUSTABLE PRESSURE LEVEL, BREATHABLE, HIGH UV PROTECTION, HYPOALLERGENIC AND LATEX-FREE ANTI-BACTERIAL, WASHABLE, 60%-69% POLYAMIDE 31%-40% ELASTANE 3MM NEOPRENE STRONG FABRIC, THICKNESS 0.64MM-0.68MM, (SCAR MANAGEMENT) | REHABILITATION AND PHYSIOTHERAPY SUPPLIES SUPPLEMENTARY
7342 | 4618150411400 | PRESSURE GARMENT, READY MADE, GLOVES PALM, SIZES: XS: 6.8-7.2IN (17-18 CM) (MCP CIRCUMFERENCE) . LEFT HAND. CLOSE TIPS, EASY FITTING SOFT AND SMOOTH, HI-TECH YARN WITH PERMANENT ODOR NEUTRALITY, ADJUSTABLE PRESSURE LEVEL, BREATHABLE, HIGH UV PROTECTION, HYPOALLERGENIC AND LATEX-FREE ANTI-BACTERIAL, WASHABLE, 60%-69% POLYAMIDE 31%-40% ELASTANE 3MM NEOPRENE STRONG FABRIC, THICKNESS 0.64MM-0.68MM, (SCAR MANAGEMENT) | REHABILITATION AND PHYSIOTHERAPY SUPPLIES SUPPLEMENTARY
7343 | 4618150411300 | PRESSURE GARMENT, READY MADE, GLOVES PALM, SIZES: XL: 10-10.4IN (25-26 CM) (MCP CIRCUMFERENCE) . LEFT HAND. CLOSE TIPS, EASY FITTING SOFT AND SMOOTH, HI-TECH YARN WITH PERMANENT ODOR NEUTRALITY, ADJUSTABLE PRESSURE LEVEL, BREATHABLE, HIGH UV PROTECTION, HYPOALLERGENIC AND LATEX-FREE ANTI-BACTERIAL, WASHABLE, 60%-69% POLYAMIDE 31%-40% ELASTANE 3MM NEOPRENE STRONG FABRIC, THICKNESS 0.64MM-0.68MM, (SCAR MANAGEMENT) | REHABILITATION AND PHYSIOTHERAPY SUPPLIES SUPPLEMENTARY
7344 | 4618150412000 | PRESSURE GARMENT, READY MADE, GLOVES PALM, SIZES: XL: 10-10.4IN (25-26 CM) (MCP CIRCUMFERENCE) . RIGHT HAND. CLOSE TIPS, EASY FITTING SOFT AND SMOOTH, HI-TECH YARN WITH PERMANENT ODOR NEUTRALITY, ADJUSTABLE PRESSURE LEVEL, BREATHABLE, HIGH UV PROTECTION, HYPOALLERGENIC AND LATEX-FREE ANTI-BACTERIAL, WASHABLE, 60%-69% POLYAMIDE 31%-40% ELASTANE 3MM NEOPRENE STRONG FABRIC, THICKNESS 0.64MM-0.68MM, (SCAR MANAGEMENT) | REHABILITATION AND PHYSIOTHERAPY SUPPLIES SUPPLEMENTARY
7345 | 4618150411200 | PRESSURE GARMENT, READY MADE, GLOVES PALM, SIZES: S: 7.6-8IN (19-20 CM) (MCP CIRCUMFERENCE) . RIGHT HAND. CLOSE TIPS, EASY FITTING SOFT AND SMOOTH, HI-TECH YARN WITH PERMANENT ODOR NEUTRALITY, ADJUSTABLE PRESSURE LEVEL, BREATHABLE, HIGH UV PROTECTION, HYPOALLERGENIC AND LATEX-FREE ANTI-BACTERIAL, WASHABLE, 60%-69% POLYAMIDE 31%-40% ELASTANE 3MM NEOPRENE STRONG FABRIC, THICKNESS 0.64MM-0.68MM, (SCAR MANAGEMENT) | REHABILITATION AND PHYSIOTHERAPY SUPPLIES SUPPLEMENTARY
7346 | 4618150411000 | PRESSURE GARMENT, READY MADE, GLOVES PALM, SIZES: M: 8.4-8.8IN (21-22 CM) (MCP CIRCUMFERENCE) . LEFT HAND. CLOSE TIPS, EASY FITTING SOFT AND SMOOTH, HI-TECH YARN WITH PERMANENT ODOR NEUTRALITY, ADJUSTABLE PRESSURE LEVEL, BREATHABLE, HIGH UV PROTECTION, HYPOALLERGENIC AND LATEX-FREE ANTI-BACTERIAL, WASHABLE, 60%-69% POLYAMIDE 31%-40% ELASTANE 3MM NEOPRENE STRONG FABRIC, THICKNESS 0.64MM-0.68MM, (SCAR MANAGEMENT) | REHABILITATION AND PHYSIOTHERAPY SUPPLIES SUPPLEMENTARY
7347 | 4618150410900 | PRESSURE GARMENT, READY MADE, GLOVES PALM, SIZES: XS: 6.8-7.2IN (17-18 CM) (MCP CIRCUMFERENCE) . LEFT HAND. OPEN TIPS, EASY FITTING SOFT AND SMOOTH, HI-TECH YARN WITH PERMANENT ODOR NEUTRALITY, ADJUSTABLE PRESSURE LEVEL, BREATHABLE, HIGH UV PROTECTION, HYPOALLERGENIC AND LATEX-FREE ANTI-BACTERIAL, WASHABLE, 60%-69% POLYAMIDE 31%-40% ELASTANE 3MM NEOPRENE STRONG FABRIC, THICKNESS 0.64MM-0.68MM, (SCAR MANAGEMENT) | REHABILITATION AND PHYSIOTHERAPY SUPPLIES SUPPLEMENTARY
7348 | 4618150410800 | PRESSURE GARMENT, READY MADE, GLOVES PALM, SIZES: XL: 10-10.4IN (25-26 CM) (MCP CIRCUMFERENCE) . LEFT HAND. OPEN TIPS, EASY FITTING SOFT AND SMOOTH, HI-TECH YARN WITH PERMANENT ODOR NEUTRALITY, ADJUSTABLE PRESSURE LEVEL, BREATHABLE, HIGH UV PROTECTION, HYPOALLERGENIC AND LATEX-FREE ANTI-BACTERIAL, WASHABLE, 60%-69% POLYAMIDE 31%-40% ELASTANE 3MM NEOPRENE STRONG FABRIC, THICKNESS 0.64MM-0.68MM, (SCAR MANAGEMENT) | REHABILITATION AND PHYSIOTHERAPY SUPPLIES SUPPLEMENTARY
7349 | 4618150410700 | PRESSURE GARMENT, READY MADE, GLOVES PALM, SIZES: L: 9.2-9.6IN (23-24 CM) (MCP CIRCUMFERENCE) . LEFT HAND. OPEN TIPS, EASY FITTING SOFT AND SMOOTH, HI-TECH YARN WITH PERMANENT ODOR NEUTRALITY, ADJUSTABLE PRESSURE LEVEL, BREATHABLE, HIGH UV PROTECTION, HYPOALLERGENIC AND LATEX-FREE ANTI-BACTERIAL, WASHABLE, 60%-69% POLYAMIDE 31%-40% ELASTANE 3MM NEOPRENE STRONG FABRIC, THICKNESS 0.64MM-0.68MM, (SCAR MANAGEMENT) | REHABILITATION AND PHYSIOTHERAPY SUPPLIES SUPPLEMENTARY
7350 | 4618150410600 | PRESSURE GARMENT, READY MADE, GLOVES PALM, SIZES: M: 8.4-8.8IN (21-22 CM) (MCP CIRCUMFERENCE) . LEFT HAND. OPEN TIPS, EASY FITTING SOFT AND SMOOTH, HI-TECH YARN WITH PERMANENT ODOR NEUTRALITY, ADJUSTABLE PRESSURE LEVEL, BREATHABLE, HIGH UV PROTECTION, HYPOALLERGENIC AND LATEX-FREE ANTI-BACTERIAL, WASHABLE, 60%-69% POLYAMIDE 31%-40% ELASTANE 3MM NEOPRENE STRONG FABRIC, THICKNESS 0.64MM-0.68MM, (SCAR MANAGEMENT) | REHABILITATION AND PHYSIOTHERAPY SUPPLIES SUPPLEMENTARY
7351 | 4618150410500 | PRESSURE GARMENT, READY MADE, GLOVES PALM, SIZES: S: 7.6-8IN (19-20 CM) (MCP CIRCUMFERENCE) . LEFT HAND. CLOSE TIPS, EASY FITTING SOFT AND SMOOTH, HI-TECH YARN WITH PERMANENT ODOR NEUTRALITY, ADJUSTABLE PRESSURE LEVEL, BREATHABLE, HIGH UV PROTECTION, HYPOALLERGENIC AND LATEX-FREE ANTI-BACTERIAL, WASHABLE, 60%-69% POLYAMIDE 31%-40% ELASTANE 3MM NEOPRENE STRONG FABRIC, THICKNESS 0.64MM-0.68MM, (SCAR MANAGEMENT) | REHABILITATION AND PHYSIOTHERAPY SUPPLIES SUPPLEMENTARY
7352 | 4618150410400 | PRESSURE GARMENT, READY MADE, GLOVES PALM, SIZES: S: 7.6-8IN (19-20 CM) (MCP CIRCUMFERENCE) . LEFT HAND. OPEN TIPS, EASY FITTING SOFT AND SMOOTH, HI-TECH YARN WITH PERMANENT ODOR NEUTRALITY, ADJUSTABLE PRESSURE LEVEL, BREATHABLE, HIGH UV PROTECTION, HYPOALLERGENIC AND LATEX-FREE ANTI-BACTERIAL, WASHABLE, 60%-69% POLYAMIDE 31%-40% ELASTANE 3MM NEOPRENE STRONG FABRIC, THICKNESS 0.64MM-0.68MM, (SCAR MANAGEMENT) | REHABILITATION AND PHYSIOTHERAPY SUPPLIES SUPPLEMENTARY
7353 | 4618150411100 | PRESSURE GARMENT, READY MADE, GLOVES PALM, SIZES: L: 9.2-9.6IN (23-24 CM) (MCP CIRCUMFERENCE) . LEFT HAND. CLOSE TIPS, EASY FITTING SOFT AND SMOOTH, HI-TECH YARN WITH PERMANENT ODOR NEUTRALITY, ADJUSTABLE PRESSURE LEVEL, BREATHABLE, HIGH UV PROTECTION, HYPOALLERGENIC AND LATEX-FREE ANTI-BACTERIAL, WASHABLE, 60%-69% POLYAMIDE 31%-40% ELASTANE 3MM NEOPRENE STRONG FABRIC, THICKNESS 0.64MM-0.68MM, (SCAR MANAGEMENT) | REHABILITATION AND PHYSIOTHERAPY SUPPLIES SUPPLEMENTARY
7354 | 4618150412100 | PRESSURE GARMENT, READY MADE, GLOVES PALM, SIZES: XS: 6.8-7.2IN (17-18 CM) (MCP CIRCUMFERENCE) . RIGHT HAND. CLOSE TIPS, EASY FITTING SOFT AND SMOOTH, HI-TECH YARN WITH PERMANENT ODOR NEUTRALITY, ADJUSTABLE PRESSURE LEVEL, BREATHABLE, HIGH UV PROTECTION, HYPOALLERGENIC AND LATEX-FREE ANTI-BACTERIAL, WASHABLE, 60%-69% POLYAMIDE 31%-40% ELASTANE 3MM NEOPRENE STRONG FABRIC, THICKNESS 0.64MM-0.68MM, (SCAR MANAGEMENT) | REHABILITATION AND PHYSIOTHERAPY SUPPLIES SUPPLEMENTARY
7355 | 4618150412200 | PRESSURE GARMENT, READY MADE, GLOVES PALM, SIZES: XXL: 10.8-11.2IN (27-28 CM) (MCP CIRCUMFERENCE) . LEFT HAND. CLOSE TIPS, EASY FITTING SOFT AND SMOOTH, HI-TECH YARN WITH PERMANENT ODOR NEUTRALITY, ADJUSTABLE PRESSURE LEVEL, BREATHABLE, HIGH UV PROTECTION, HYPOALLERGENIC AND LATEX-FREE ANTI-BACTERIAL, WASHABLE, 60%-69% POLYAMIDE 31%-40% ELASTANE 3MM NEOPRENE STRONG FABRIC, THICKNESS 0.64MM-0.68MM, (SCAR MANAGEMENT) | REHABILITATION AND PHYSIOTHERAPY SUPPLIES SUPPLEMENTARY
7356 | 4618150412300 | PRESSURE GARMENT, READY MADE, GLOVES PALM, SIZES: XXS: 5.6-6.4IN (14-16 CM) (MCP CIRCUMFERENCE) . RIGHT HAND. CLOSE TIPS, EASY FITTING SOFT AND SMOOTH, HI-TECH YARN WITH PERMANENT ODOR NEUTRALITY, ADJUSTABLE PRESSURE LEVEL, BREATHABLE, HIGH UV PROTECTION, HYPOALLERGENIC AND LATEX-FREE ANTI-BACTERIAL, WASHABLE, 60%-69% POLYAMIDE 31%-40% ELASTANE 3MM NEOPRENE STRONG FABRIC, THICKNESS 0.64MM-0.68MM, (SCAR MANAGEMENT) | REHABILITATION AND PHYSIOTHERAPY SUPPLIES SUPPLEMENTARY
7357 | 4618150414900 | PRESSURE GARMENT, READY MADE, GLOVES PALM, SIZES: 1: 4-4.4 IN (10-11 CM) (MCP CIRCUMFERENCE) . LEFT HAND. CLOSE TIPS. (SCAR MANAGEMENT) EASY FITTING SOFT AND SMOOTH, HI-TECH YARN WITH PERMANENT ODOR NEUTRALITY, BREATHABLE, HIGH UV PROTECTION, PRESSURE LEVEL 10-18 MMHG, HYPOALLERGENIC AND LATEX-FREE ANTI-BACTERIAL, WASHABLE, FABRIC COMPOSITION 80%-90% POLYAMIDE, 10%-20% ELASTANE LIGHT MATERIAL, THICKNESS 0.64-0.68 MM (SCAR MANAGEMENT) | REHABILITATION AND PHYSIOTHERAPY SUPPLIES SUPPLEMENTARY
7358 | 4618150414800 | PRESSURE GARMENT, READY MADE, GLOVES PALM, SIZES: 4: 7.6-8IN (19-20 CM) (MCP CIRCUMFERENCE) . RIGHT HAND. OPEN TIPS. (SCAR MANAGEMENT) EASY FITTING SOFT AND SMOOTH, HI-TECH YARN WITH PERMANENT ODOR NEUTRALITY, BREATHABLE, HIGH UV PROTECTION, PRESSURE LEVEL 10-18 MMHG, HYPOALLERGENIC AND LATEX-FREE ANTI-BACTERIAL, WASHABLE, FABRIC COMPOSITION 80%-90% POLYAMIDE, 10%-20% ELASTANE LIGHT MATERIAL, THICKNESS 0.64-0.68 MM (SCAR MANAGEMENT) | REHABILITATION AND PHYSIOTHERAPY SUPPLIES SUPPLEMENTARY
7359 | 4618150414700 | PRESSURE GARMENT, READY MADE, GLOVES PALM, SIZES: 2: 6-6.4IN (15-16 CM) (MCP CIRCUMFERENCE) . RIGHT HAND. OPEN TIPS. (SCAR MANAGEMENT) EASY FITTING SOFT AND SMOOTH, HI-TECH YARN WITH PERMANENT ODOR NEUTRALITY, BREATHABLE, HIGH UV PROTECTION, PRESSURE LEVEL 10-18 MMHG, HYPOALLERGENIC AND LATEX-FREE ANTI-BACTERIAL, WASHABLE, FABRIC COMPOSITION 80%-90% POLYAMIDE, 10%-20% ELASTANE LIGHT MATERIAL, THICKNESS 0.64-0.68 MM (SCAR MANAGEMENT) | REHABILITATION AND PHYSIOTHERAPY SUPPLIES SUPPLEMENTARY
7360 | 4618150414600 | PRESSURE GARMENT, READY MADE, GLOVES PALM, SIZES: 6: 9.2-9.6IN (23-24 CM) (MCP CIRCUMFERENCE) . LEFT HAND. OPEN TIPS. (SCAR MANAGEMENT) EASY FITTING SOFT AND SMOOTH, HI-TECH YARN WITH PERMANENT ODOR NEUTRALITY, BREATHABLE, HIGH UV PROTECTION, PRESSURE LEVEL 10-18 MMHG, HYPOALLERGENIC AND LATEX-FREE ANTI-BACTERIAL, WASHABLE, FABRIC COMPOSITION 80%-90% POLYAMIDE, 10%-20% ELASTANE LIGHT MATERIAL, THICKNESS 0.64-0.68 MM (SCAR MANAGEMENT) | REHABILITATION AND PHYSIOTHERAPY SUPPLIES SUPPLEMENTARY
7361 | 4618150414500 | PRESSURE GARMENT, READY MADE, GLOVES PALM, SIZES: 5: 8.4-8.8IN (21-22 CM) (MCP CIRCUMFERENCE) . LEFT HAND. OPEN TIPS. (SCAR MANAGEMENT) EASY FITTING SOFT AND SMOOTH, HI-TECH YARN WITH PERMANENT ODOR NEUTRALITY, BREATHABLE, HIGH UV PROTECTION, PRESSURE LEVEL 10-18 MMHG, HYPOALLERGENIC AND LATEX-FREE ANTI-BACTERIAL, WASHABLE, FABRIC COMPOSITION 80%-90% POLYAMIDE, 10%-20% ELASTANE LIGHT MATERIAL, THICKNESS 0.64-0.68 MM (SCAR MANAGEMENT) | REHABILITATION AND PHYSIOTHERAPY SUPPLIES SUPPLEMENTARY
7362 | 4618150414400 | PRESSURE GARMENT, READY MADE, GLOVES PALM, SIZES: 3: 6.8-7.2IN (17-18 CM) (MCP CIRCUMFERENCE) . LEFT HAND. OPEN TIPS. (SCAR MANAGEMENT) EASY FITTING SOFT AND SMOOTH, HI-TECH YARN WITH PERMANENT ODOR NEUTRALITY, BREATHABLE, HIGH UV PROTECTION, PRESSURE LEVEL 10-18 MMHG, HYPOALLERGENIC AND LATEX-FREE ANTI-BACTERIAL, WASHABLE, FABRIC COMPOSITION 80%-90% POLYAMIDE, 10%-20% ELASTANE LIGHT MATERIAL, THICKNESS 0.64-0.68 MM (SCAR MANAGEMENT) | REHABILITATION AND PHYSIOTHERAPY SUPPLIES SUPPLEMENTARY
7363 | 4618150414300 | PRESSURE GARMENT, READY MADE, GLOVES PALM, SIZES: 1: 5.2-5.6IN (13-14 CM) (MCP CIRCUMFERENCE) . LEFT HAND. OPEN TIPS. (SCAR MANAGEMENT) EASY FITTING SOFT AND SMOOTH, HI-TECH YARN WITH PERMANENT ODOR NEUTRALITY, BREATHABLE, HIGH UV PROTECTION, PRESSURE LEVEL 10-18 MMHG, HYPOALLERGENIC AND LATEX-FREE ANTI-BACTERIAL, WASHABLE, FABRIC COMPOSITION 80%-90% POLYAMIDE, 10%-20% ELASTANE LIGHT MATERIAL, THICKNESS 0.64-0.68 MM (SCAR MANAGEMENT) | REHABILITATION AND PHYSIOTHERAPY SUPPLIES SUPPLEMENTARY
7364 | 4618150414200 | PRESSURE GARMENT, READY MADE, GLOVES PALM, SIZES: 7: 10-10.4IN (25-26 CM) (MCP CIRCUMFERENCE) . LEFT HAND. OPEN TIPS. (SCAR MANAGEMENT) EASY FITTING SOFT AND SMOOTH, HI-TECH YARN WITH PERMANENT ODOR NEUTRALITY, BREATHABLE, HIGH UV PROTECTION, PRESSURE LEVEL 10-18 MMHG, HYPOALLERGENIC AND LATEX-FREE ANTI-BACTERIAL, WASHABLE, FABRIC COMPOSITION 80%-90% POLYAMIDE, 10%-20% ELASTANE LIGHT MATERIAL, THICKNESS 0.64-0.68 MM (SCAR MANAGEMENT) | REHABILITATION AND PHYSIOTHERAPY SUPPLIES SUPPLEMENTARY
7365 | 4618150414100 | PRESSURE GARMENT, READY MADE, GLOVES PALM, SIZES: 1: 4-4.4 IN (10-11 CM) (MCP CIRCUMFERENCE) . LEFT HAND. OPEN TIPS. (SCAR MANAGEMENT) EASY FITTING SOFT AND SMOOTH, HI-TECH YARN WITH PERMANENT ODOR NEUTRALITY, BREATHABLE, HIGH UV PROTECTION, PRESSURE LEVEL 10-18 MMHG, HYPOALLERGENIC AND LATEX-FREE ANTI-BACTERIAL, WASHABLE, FABRIC COMPOSITION 80%-90% POLYAMIDE, 10%-20% ELASTANE LIGHT MATERIAL, THICKNESS 0.64-0.68 MM (SCAR MANAGEMENT) | REHABILITATION AND PHYSIOTHERAPY SUPPLIES SUPPLEMENTARY
7366 | 4618150414000 | PRESSURE GARMENT, READY MADE, GLOVES PALM, SIZES: 4: 7.6-8IN (19-20 CM) (MCP CIRCUMFERENCE) . LEFT HAND. CLOSE TIPS. (SCAR MANAGEMENT) EASY FITTING SOFT AND SMOOTH, HI-TECH YARN WITH PERMANENT ODOR NEUTRALITY, BREATHABLE, HIGH UV PROTECTION, PRESSURE LEVEL 10-18 MMHG, HYPOALLERGENIC AND LATEX-FREE ANTI-BACTERIAL, WASHABLE, FABRIC COMPOSITION 80%-90% POLYAMIDE, 10%-20% ELASTANE LIGHT MATERIAL, THICKNESS 0.64-0.68 MM (SCAR MANAGEMENT) | REHABILITATION AND PHYSIOTHERAPY SUPPLIES SUPPLEMENTARY
7367 | 4618150413900 | PRESSURE GARMENT, READY MADE, GLOVES PALM, SIZES: 2: 6-6.4IN (15-16 CM) (MCP CIRCUMFERENCE) . LEFT HAND. CLOSE TIPS. (SCAR MANAGEMENT) EASY FITTING SOFT AND SMOOTH, HI-TECH YARN WITH PERMANENT ODOR NEUTRALITY, BREATHABLE, HIGH UV PROTECTION, PRESSURE LEVEL 10-18 MMHG, HYPOALLERGENIC AND LATEX-FREE ANTI-BACTERIAL, WASHABLE, FABRIC COMPOSITION 80%-90% POLYAMIDE, 10%-20% ELASTANE LIGHT MATERIAL, THICKNESS 0.64-0.68 MM (SCAR MANAGEMENT) | REHABILITATION AND PHYSIOTHERAPY SUPPLIES SUPPLEMENTARY
7368 | 4618150413800 | PRESSURE GARMENT READY MADE GLOVES PALM SIZES: 4: 7.6-8IN (19-20 CM) (MCP CIRCUMFERENCE) . LEFT HAND. OPEN TIPS. (SCAR MANAGEMENT) EASY FITTING SOFT AND SMOOTH HI-TECH YARN WITH PERMANENT ODOR NEUTRALITY BREATHABLE HIGH UV PROTECTION PRESSURE LEVEL 10-18 MMHG HYPOALLERGENIC AND LATEX-FREE ANTI-BACTERIAL WASHABLE FABRIC COMPOSITION 80%-90% POLYAMIDE 10%-20% ELASTANE LIGHT MATERIAL T = HICKNESS 0.64-0.68 MM (SCAR MANAGEMENT) | REHABILITATION AND PHYSIOTHERAPY SUPPLIES SUPPLEMENTARY
7369 | 4618150413700 | PRESSURE GARMENT READY MADE GLOVES PALM SIZES: 2: 6-6.4IN (15-16 CM) (MCP CIRCUMFERENCE) . LEFT HAND. OPEN TIPS. (SCAR MANAGEMENT) EASY FITTING SOFT AND SMOOTH HI-TECH YARN WITH PERMANENT ODOR NEUTRALITY BREATHABLE HIGH UV PROTECTION PRESSURE LEVEL 10-18 MMHG HYPOALLERGENIC AND LATEX-FREE ANTI-BACTERIAL WASHABLE FABRIC COMPOSITION 80%-90% POLYAMIDE 10%-20% ELASTANE LIGHT MATERIAL T = HICKNESS 0.64-0.68 MM (SCAR MANAGEMENT) | REHABILITATION AND PHYSIOTHERAPY SUPPLIES SUPPLEMENTARY
7370 | 4224180602400 | SPLINT, ULNAR BOOSTER SPLINT FOR RELIEVING ULNAR WRIST PAIN, THE COMPRESSING NEOPRENE STRAPS OF THE BRACE WRAP AROUND THE WRIST IS D IFFERENT DIRECTIONS FOR ADDITIONAL SUPPORT AND REINFORCEMENT, THE FOAM DISC ATTACHED TO THE INSIDE OF THE SPLINT IS DESIGNED TO PROVIDE EXTENDED SUPPORT TO THE ULNAR AREA OF THE WRIST, IT SITS UPON THE PISIFORM TO ACT AS A COUNTERFORCE TO DEPRESS THE ULNAR HEAD WHILE BOOSTING THE ULNAR CARPUS, THIS FEATURE IS HELPFUL IN THE RELIEF OF PAIN ASSOCIATED WITH WRIST FRACTURE, MIDCARPAL INSTABILITY, ECU TENDONITIS, AND TFCC PATHOLOGY, LEFT SMALL | REHABILITATION AND PHYSIOTHERAPY SUPPLIES SUPPLEMENTARY
7371 | 4224180601800 | SPLINT, ULNAR BOOSTER SPLINT FOR RELIEVING ULNAR WRIST PAIN, THE COMPRESSING NEOPRENE STRAPS OF THE BRACE WRAP AROUND THE WRIST IS D IFFERENT DIRECTIONS FOR ADDITIONAL SUPPORT AND REINFORCEMENT, THE FOAM DISC ATTACHED TO THE INSIDE OF THE SPLINT IS DESIGNED TO PROVIDE EXTENDED SUPPORT TO THE ULNAR AREA OF THE WRIST, IT SITS UPON THE PISIFORM TO ACT AS A COUNTERFORCE TO DEPRESS THE ULNAR HEAD WHILE BOOSTING THE ULNAR CARPUS, THIS FEATURE IS HELPFUL IN THE RELIEF OF PAIN ASSOCIATED WITH WRIST FRACTURE, MIDCARPAL INSTABILITY, ECU TENDONITIS, AND TFCC PATHOLOGY, RIGHT SMALL | REHABILITATION AND PHYSIOTHERAPY SUPPLIES SUPPLEMENTARY
7372 | 4224180601700 | SPLINT, ULNAR BOOSTER SPLINT FOR RELIEVING ULNAR WRIST PAIN, THE COMPRESSING NEOPRENE STRAPS OF THE BRACE WRAP AROUND THE WRIST IS D IFFERENT DIRECTIONS FOR ADDITIONAL SUPPORT AND REINFORCEMENT, THE FOAM DISC ATTACHED TO THE INSIDE OF THE SPLINT IS DESIGNED TO PROVIDE EXTENDED SUPPORT TO THE ULNAR AREA OF THE WRIST, IT SITS UPON THE PISIFORM TO ACT AS A COUNTERFORCE TO DEPRESS THE ULNAR HEAD WHILE BOOSTING THE ULNAR CARPUS, THIS FEATURE IS HELPFUL IN THE RELIEF OF PAIN ASSOCIATED WITH WRIST FRACTURE, MIDCARPAL INSTABILITY, ECU TENDONITIS, AND TFCC PATHOLOGY, RIGHT LARGE | REHABILITATION AND PHYSIOTHERAPY SUPPLIES SUPPLEMENTARY
7373 | 4618150412400 | PRESSURE GARMENT, READY MADE, GLOVES PALM, SIZES: XXL: 10.8-11.2IN (27-28 CM) (MCP CIRCUMFERENCE) . RIGHT HAND. CLOSE TIPS, EASY FITTING SOFT AND SMOOTH, HI-TECH YARN WITH PERMANENT ODOR NEUTRALITY, ADJUSTABLE PRESSURE LEVEL, BREATHABLE, HIGH UV PROTECTION, HYPOALLERGENIC AND LATEX-FREE ANTI-BACTERIAL, WASHABLE, 60%-69% POLYAMIDE 31%-40% ELASTANE 3MM NEOPRENE STRONG FABRIC, THICKNESS 0.64MM-0.68MM, (SCAR MANAGEMENT) | REHABILITATION AND PHYSIOTHERAPY SUPPLIES SUPPLEMENTARY
7374 | 4618150415100 | PRESSURE GARMENT, READY MADE, GLOVES PALM, SIZES: 3: 6.8-7.2IN (17-18 CM) (MCP CIRCUMFERENCE) . LEFT HAND. CLOSE TIPS. (SCAR MANAGEMENT) EASY FITTING SOFT AND SMOOTH, HI-TECH YARN WITH PERMANENT ODOR NEUTRALITY, BREATHABLE, HIGH UV PROTECTION, PRESSURE LEVEL 10-18 MMHG, HYPOALLERGENIC AND LATEX-FREE ANTI-BACTERIAL, WASHABLE, FABRIC COMPOSITION 80%-90% POLYAMIDE, 10%-20% ELASTANE LIGHT MATERIAL, THICKNESS 0.64-0.68 MM (SCAR MANAGEMENT) | REHABILITATION AND PHYSIOTHERAPY SUPPLIES SUPPLEMENTARY
7375 | 4618152700400 | PRESSURE GARMENT, READY MADE, PANTS CHILDREN LONG LEG, SIZES: 3: 22-23.2 IN (55-58 CM) (CIRCUMFERENCE OF WIDEST POINT OF PELVIS) . EASY FITTING SOFT AND SMOOTH, HI-TECH YARN WITH PERMANENT ODOR NEUTRALITY, BREATHABLE, HIGH UV PROTECTION, PRESSURE LEVEL 10-18 MMHG, HYPOALLERGENIC AND LATEX-FREE ANTI-BACTERIAL, WASHABLE, FABRIC COMPOSITION 80%-90% POLYAMIDE 10%-20% ELASTANE, THICKNESS 0.48MM-0.52MM (SCAR MANAGEMENT) | REHABILITATION AND PHYSIOTHERAPY SUPPLIES SUPPLEMENTARY
7376 | 4618152700500 | PRESSURE GARMENT, READY MADE, PANTS CHILDREN LONG LEG, SIZES: 8: 30-31.2 IN (75-78 CM) (CIRCUMFERENCE OF WIDEST POINT OF PELVIS) . EASY FITTING SOFT AND SMOOTH, HI-TECH YARN WITH PERMANENT ODOR NEUTRALITY, BREATHABLE, HIGH UV PROTECTION, PRESSURE LEVEL 10-18 MMHG, HYPOALLERGENIC AND LATEX-FREE ANTI-BACTERIAL, WASHABLE, FABRIC COMPOSITION 80%-90% POLYAMIDE 10%-20% ELASTANE, THICKNESS 0.48MM-0.52MM (SCAR MANAGEMENT) | REHABILITATION AND PHYSIOTHERAPY SUPPLIES SUPPLEMENTARY
7377 | 4618152700600 | PRESSURE GARMENT, READY MADE, PANTS CHILDREN LONG LEG, SIZES: 2: 20.4-21.6 IN (51-54 CM) (CIRCUMFERENCE OF WIDEST POINT OF PELVIS) . EASY FITTING SOFT AND SMOOTH, HI-TECH YARN WITH PERMANENT ODOR NEUTRALITY, BREATHABLE, HIGH UV PROTECTION, PRESSURE LEVEL 10-18 MMHG, HYPOALLERGENIC AND LATEX-FREE ANTI-BACTERIAL, WASHABLE, FABRIC COMPOSITION 80%-90% POLYAMIDE 10%-20% ELASTANE, THICKNESS 0.48MM-0.52MM (SCAR MANAGEMENT) | REHABILITATION AND PHYSIOTHERAPY SUPPLIES SUPPLEMENTARY
7378 | 4618152705600 | PRESSURE GARMENT READY MADE PANTS WOMEN SHORT LEG SIZES: 2: 36.8-38 IN (92-95 CM) (CIRCUMFERENCE OF WIDEST POINT OF PELVIS) EASY FITTING SOFT AND SMOOTH HI-TECH YARN WITH PERMANENT ODOR NEUTRALITY BREATHABLE HIGH UV PROTECTION PRESSURE LEVEL 10-18 MMHG HY = POALLERGENIC AND LATEX-FREE ANTI-BACTERIAL WASHABLE FABRIC COMPOSITION 80%-90% POLYAMIDE 10%-20% ELASTANE THICKNESS 0.48MM-0.52MM (SCAR MANAGEMENT) | REHABILITATION AND PHYSIOTHERAPY SUPPLIES SUPPLEMENTARY
7379 | 4618152705500 | PRESSURE GARMENT, READY MADE, PANTS WOMEN SHORT LEG, SIZES: 8: 46.4-47.6 IN (116-119 CM) (CIRCUMFERENCE OF WIDEST POINT OF PELVIS) EASY FITTING SOFT AND SMOOTH, HI-TECH YARN WITH PERMANENT ODOR NEUTRALITY, BREATHABLE, HIGH UV PROTECTION, PRESSURE LEVEL 10-18 MMHG, HYPOALLERGENIC AND LATEX-FREE ANTI-BACTERIAL, WASHABLE, FABRIC COMPOSITION 80%-90% POLYAMIDE 10%-20% ELASTANE, THICKNESS 0.48MM-0.52MM (SCAR MANAGEMENT) | REHABILITATION AND PHYSIOTHERAPY SUPPLIES SUPPLEMENTARY
7380 | 4618152705400 | PRESSURE GARMENT READY MADE PANTS WOMEN SHORT LEG SIZES: 3: 38.4-39.6 IN (96-99 CM) (CIRCUMFERENCE OF WIDEST POINT OF PELVIS) EASY FITTING SOFT AND SMOOTH HI-TECH YARN WITH PERMANENT ODOR NEUTRALITY BREATHABLE HIGH UV PROTECTION PRESSURE LEVEL 10-18 MMHG H = YPOALLERGENIC AND LATEX-FREE ANTI-BACTERIAL WASHABLE FABRIC COMPOSITION 80%-90% POLYAMIDE 10%-20% ELASTANE THICKNESS 0.48MM-0.52MM (SCAR MANAGEMENT) | REHABILITATION AND PHYSIOTHERAPY SUPPLIES SUPPLEMENTARY
7381 | 4618152705300 | PRESSURE GARMENT READY MADE PANTS WOMEN SHORT LEG SIZES: 7: 44.8-46 IN (112-115 CM) (CIRCUMFERENCE OF WIDEST POINT OF PELVIS) EASY FITTING SOFT AND SMOOTH HI-TECH YARN WITH PERMANENT ODOR NEUTRALITY BREATHABLE HIGH UV PROTECTION PRESSURE LEVEL 10-18 MMHG H = YPOALLERGENIC AND LATEX-FREE ANTI-BACTERIAL WASHABLE FABRIC COMPOSITION 80%-90% POLYAMIDE 10%-20% ELASTANE THICKNESS 0.48MM-0.52MM (SCAR MANAGEMENT) | REHABILITATION AND PHYSIOTHERAPY SUPPLIES SUPPLEMENTARY
7382 | 4618152705200 | PRESSURE GARMENT READY MADE PANTS WOMEN SHORT LEG SIZES: 4: 40-41.2 IN (100-103 CM) (CIRCUMFERENCE OF WIDEST POINT OF PELVIS) EASY FITTING SOFT AND SMOOTH HI-TECH YARN WITH PERMANENT ODOR NEUTRALITY BREATHABLE HIGH UV PROTECTION PRESSURE LEVEL 10-18 MMHG H = YPOALLERGENIC AND LATEX-FREE ANTI-BACTERIAL WASHABLE FABRIC COMPOSITION 80%-90% POLYAMIDE 10%-20% ELASTANE THICKNESS 0.48MM-0.52MM (SCAR MANAGEMENT) | REHABILITATION AND PHYSIOTHERAPY SUPPLIES SUPPLEMENTARY
7383 | 4618152705100 | PRESSURE GARMENT, READY MADE, PANTS WOMEN SHORT LEG, SIZES: 5: 41.6-42.8 IN (104-107 CM) (CIRCUMFERENCE OF WIDEST POINT OF PELVIS) EASY FITTING SOFT AND SMOOTH, HI-TECH YARN WITH PERMANENT ODOR NEUTRALITY, BREATHABLE, HIGH UV PROTECTION, PRESSURE LEVEL 10-18 MMHG, HYPOALLERGENIC AND LATEX-FREE ANTI-BACTERIAL, WASHABLE, FABRIC COMPOSITION 80%-90% POLYAMIDE 10%-20% ELASTANE, THICKNESS 0.48MM-0.52MM (SCAR MANAGEMENT) | REHABILITATION AND PHYSIOTHERAPY SUPPLIES SUPPLEMENTARY
7384 | 4224180610900 | SPLINT, SHORT HAND-BASED THUMBSPICA SPLINT, THERMOPLASTIC MATERIAL, SUPPORTS THE CMC JOINT AND IMMOBILIZES THE THUMB MCP JOINT, RIGHT, SIZE SMALL | REHABILITATION AND PHYSIOTHERAPY SUPPLIES SUPPLEMENTARY
7385 | 4618152705700 | PRESSURE GARMENT READY MADE PANTS WOMEN SHORT LEG SIZES: 9: 48-49.2 IN (120-123 CM) (CIRCUMFERENCE OF WIDEST POINT OF PELVIS) EASY FITTING SOFT AND SMOOTH HI-TECH YARN WITH PERMANENT ODOR NEUTRALITY BREATHABLE HIGH UV PROTECTION PRESSURE LEVEL 10-18 MMHG H = YPOALLERGENIC AND LATEX-FREE ANTI-BACTERIAL WASHABLE FABRIC COMPOSITION 80%-90% POLYAMIDE 10%-20% ELASTANE THICKNESS 0.48MM-0.52MM (SCAR MANAGEMENT) | REHABILITATION AND PHYSIOTHERAPY SUPPLIES SUPPLEMENTARY
7386 | 4618152705000 | PRESSURE GARMENT, READY MADE, PANTS WOMEN SHORT LEG, SIZES: 6: 43.2-44.5 IN (108-111 CM) (CIRCUMFERENCE OF WIDEST POINT OF PELVIS) EASY FITTING SOFT AND SMOOTH, HI-TECH YARN WITH PERMANENT ODOR NEUTRALITY, BREATHABLE, HIGH UV PROTECTION, PRESSURE LEVEL 10-18 MMHG, HYPOALLERGENIC AND LATEX-FREE ANTI-BACTERIAL, WASHABLE, FABRIC COMPOSITION 80%-90% POLYAMIDE 10%-20% ELASTANE, THICKNESS 0.48MM-0.52MM (SCAR MANAGEMENT) | REHABILITATION AND PHYSIOTHERAPY SUPPLIES SUPPLEMENTARY
7387 | 4214420100200 | NEEDLE ACUPUNCTURE / DRY 40-45 X 0.25 - 0.30 MM IN INTRODUCER TUBE DISPOSABLE STERILE INDIVIDUAL PACK | REHABILITATION AND PHYSIOTHERAPY SUPPLIES SUPPLEMENTARY
7388 | 4618152704700 | PRESSURE GARMENT, READY MADE, PANTS WOMEN LONG LEG, SIZES: 9: 48-49.2 IN (120-123 CM) (CIRCUMFERENCE OF WIDEST POINT OF PELVIS) . EASY FITTING SOFT AND SMOOTH, HI-TECH YARN WITH PERMANENT ODOR NEUTRALITY, BREATHABLE, HIGH UV PROTECTION, PRESSURE LEVEL 10-18 MMHG, HYPOALLERGENIC AND LATEX-FREE ANTI-BACTERIAL, WASHABLE, FABRIC COMPOSITION 80%-90% POLYAMIDE 10%-20% ELASTANE, THICKNESS 0.48MM-0.52MM (SCAR MANAGEMENT) | REHABILITATION AND PHYSIOTHERAPY SUPPLIES SUPPLEMENTARY
7389 | 4618152704600 | PRESSURE GARMENT, READY MADE, PANTS WOMEN LONG LEG, SIZES: 2: 36.8-38 IN (92-95 CM) (CIRCUMFERENCE OF WIDEST POINT OF PELVIS) . EASY FITTING SOFT AND SMOOTH, HI-TECH YARN WITH PERMANENT ODOR NEUTRALITY, BREATHABLE, HIGH UV PROTECTION, PRESSURE LEVEL 10-18 MMHG, HYPOALLERGENIC AND LATEX-FREE ANTI-BACTERIAL, WASHABLE, FABRIC COMPOSITION 80%-90% POLYAMIDE 10%-20% ELASTANE, THICKNESS 0.48MM-0.52MM (SCAR MANAGEMENT) | REHABILITATION AND PHYSIOTHERAPY SUPPLIES SUPPLEMENTARY
7390 | 4618152704500 | PRESSURE GARMENT, READY MADE, PANTS WOMEN LONG LEG, SIZES: 8: 46.4-47.6 IN (116-119 CM) (CIRCUMFERENCE OF WIDEST POINT OF PELVIS) . EASY FITTING SOFT AND SMOOTH, HI-TECH YARN WITH PERMANENT ODOR NEUTRALITY, BREATHABLE, HIGH UV PROTECTION, PRESSURE LEVEL 10-18 MMHG, HYPOALLERGENIC AND LATEX-FREE ANTI-BACTERIAL, WASHABLE, FABRIC COMPOSITION 80%-90% POLYAMIDE 10%-20% ELASTANE, THICKNESS 0.48MM-0.52MM (SCAR MANAGEMENT) | REHABILITATION AND PHYSIOTHERAPY SUPPLIES SUPPLEMENTARY
7391 | 4618152704400 | PRESSURE GARMENT, READY MADE, PANTS WOMEN LONG LEG, SIZES: 3: 38.4-39.6 IN (96-99 CM) (CIRCUMFERENCE OF WIDEST POINT OF PELVIS) . EASY FITTING SOFT AND SMOOTH, HI-TECH YARN WITH PERMANENT ODOR NEUTRALITY, BREATHABLE, HIGH UV PROTECTION, PRESSURE LEVEL 10-18 MMHG, HYPOALLERGENIC AND LATEX-FREE ANTI-BACTERIAL, WASHABLE, FABRIC COMPOSITION 80%-90% POLYAMIDE 10%-20% ELASTANE, THICKNESS 0.48MM-0.52MM (SCAR MANAGEMENT) | REHABILITATION AND PHYSIOTHERAPY SUPPLIES SUPPLEMENTARY
7392 | 4618152704300 | PRESSURE GARMENT, READY MADE, PANTS WOMEN LONG LEG, SIZES: 7: 44.8-46 IN (112-115 CM) (CIRCUMFERENCE OF WIDEST POINT OF PELVIS) . EASY FITTING SOFT AND SMOOTH, HI-TECH YARN WITH PERMANENT ODOR NEUTRALITY, BREATHABLE, HIGH UV PROTECTION, PRESSURE LEVEL 10-18 MMHG, HYPOALLERGENIC AND LATEX-FREE ANTI-BACTERIAL, WASHABLE, FABRIC COMPOSITION 80%-90% POLYAMIDE 10%-20% ELASTANE, THICKNESS 0.48MM-0.52MM (SCAR MANAGEMENT) | REHABILITATION AND PHYSIOTHERAPY SUPPLIES SUPPLEMENTARY
7393 | 4618152704200 | PRESSURE GARMENT, READY MADE, PANTS WOMEN LONG LEG, SIZES: 4: 40-41.2 IN (100-103 CM) (CIRCUMFERENCE OF WIDEST POINT OF PELVIS) . EASY FITTING SOFT AND SMOOTH, HI-TECH YARN WITH PERMANENT ODOR NEUTRALITY, BREATHABLE, HIGH UV PROTECTION, PRESSURE LEVEL 10-18 MMHG, HYPOALLERGENIC AND LATEX-FREE ANTI-BACTERIAL, WASHABLE, FABRIC COMPOSITION 80%-90% POLYAMIDE 10%-20% ELASTANE, THICKNESS 0.48MM-0.52MM (SCAR MANAGEMENT) | REHABILITATION AND PHYSIOTHERAPY SUPPLIES SUPPLEMENTARY
7394 | 4618152704900 | PRESSURE GARMENT, READY MADE, PANTS WOMEN LONG LEG, SIZES: 10: 49.6-50.8 IN (124-127 CM) (CIRCUMFERENCE OF WIDEST POINT OF PELVIS) . EASY FITTING SOFT AND SMOOTH, HI-TECH YARN WITH PERMANENT ODOR NEUTRALITY, BREATHABLE, HIGH UV PROTECTION, PRESSURE LEVEL 10-18 MMHG, HYPOALLERGENIC AND LATEX-FREE ANTI-BACTERIAL, WASHABLE, FABRIC COMPOSITION 80%-90% POLYAMIDE 10%-20% ELASTANE, THICKNESS 0.48MM-0.52MM (SCAR MANAGEMENT) | REHABILITATION AND PHYSIOTHERAPY SUPPLIES SUPPLEMENTARY
7395 | 4618152705800 | PRESSURE GARMENT READY MADE PANTS WOMEN SHORT LEG SIZES: 1: 34.8-36.4 IN (87-91 CM) (CIRCUMFERENCE OF WIDEST POINT OF PELVIS) EASY FITTING SOFT AND SMOOTH HI-TECH YARN WITH PERMANENT ODOR NEUTRALITY BREATHABLE HIGH UV PROTECTION PRESSURE LEVEL 10-18 MMHG H = YPOALLERGENIC AND LATEX-FREE ANTI-BACTERIAL WASHABLE FABRIC COMPOSITION 80%-90% POLYAMIDE 10%-20% ELASTANE THICKNESS 0.48MM-0.52MM (SCAR MANAGEMENT) | REHABILITATION AND PHYSIOTHERAPY SUPPLIES SUPPLEMENTARY
7396 | 4618152705900 | PRESSURE GARMENT, READY MADE, PANTS WOMEN SHORT LEG, SIZES: 10: 49.6-50.8 IN (124-127 CM) (CIRCUMFERENCE OF WIDEST POINT OF PELVIS) EASY FITTING SOFT AND SMOOTH, HI-TECH YARN WITH PERMANENT ODOR NEUTRALITY, BREATHABLE, HIGH UV PROTECTION, PRESSURE LEVEL 10-18 MMHG, HYPOALLERGENIC AND LATEX-FREE ANTI-BACTERIAL, WASHABLE, FABRIC COMPOSITION 80%-90% POLYAMIDE 10%-20% ELASTANE, THICKNESS 0.48MM-0.52MM (SCAR MANAGEMENT) | REHABILITATION AND PHYSIOTHERAPY SUPPLIES SUPPLEMENTARY
7397 | 4618152706000 | PRESSURE GARMENT, CUSTOM MADE, FOR SCAR MANAGEMENT, CHEST HEIGHT, TWO LEGS PREGNANCY, COMPOSITION-HIGH QUALITY SOFT, MULTI-DIRECTIONAL STRETCH, ANATOMICAL FIT, ANTI-BACTERIAL, BREATHABLE, ODOR NEUTRALITY, HYPOALLERGENIC AND LATEX-FREE, MEDICAL GRADE COMPOSITION, PRESSURE BASED ON PATIENT NEEDS | REHABILITATION AND PHYSIOTHERAPY SUPPLIES SUPPLEMENTARY
7398 | 4618152707700 | PRESSURE GARMENT, CUSTOM MADE, FOR SCAR MANAGEMENT, PANTS LONG LEGS WOMEN, ULTRAVIOLET PROTECTION (NOT LESS THAN 98%), BREATHABLE, H YPOALLERGENIC AND LATEX-FREE, COMPOSITION-HIGH QUALITY SOFT, ANTI-BACTERIAL, MEDICAL GRADE COMPOSITION, AVAILABLE IN TWO WASHABLE FABRICS: STRONG AND MEDIUM, PRESSURE BASED ON PATIENT NEEDS | REHABILITATION AND PHYSIOTHERAPY SUPPLIES SUPPLEMENTARY
7399 | 4618152707600 | PRESSURE GARMENT, CUSTOM MADE, FOR SCAR MANAGEMENT, PANTS LONG LEGS GIRLS, ULTRAVIOLET PROTECTION (NOT LESS THAN 98%), BREATHABLE, H YPOALLERGENIC AND LATEX-FREE, COMPOSITION-HIGH QUALITY SOFT, ANTI-BACTERIAL, MEDICAL GRADE COMPOSITION, AVAILABLE IN TWO WASHABLE FABRICS: STRONG AND MEDIUM, PRESSURE BASED ON PATIENT NEEDS | REHABILITATION AND PHYSIOTHERAPY SUPPLIES SUPPLEMENTARY
7400 | 4618152707500 | PRESSURE GARMENT, CUSTOM MADE, FOR SCAR MANAGEMENT, PANTS LONG LEGS BOYS, ULTRAVIOLET PROTECTION (NOT LESS THAN 98%), BREATHABLE, HY POALLERGENIC AND LATEX-FREE, COMPOSITION-HIGH QUALITY SOFT, ANTI-BACTERIAL, MEDICAL GRADE COMPOSITION, AVAILABLE IN TWO WASHABLE FABRICS: STRONG AND MEDIUM, PRESSURE BASED ON PATIENT NEEDS | REHABILITATION AND PHYSIOTHERAPY SUPPLIES SUPPLEMENTARY
7401 | 4618152707400 | PRESSURE GARMENT, CUSTOM MADE, FOR SCAR MANAGEMENT, PANTS LONG LEG WITH STOCKING WOMEN, ULTRAVIOLET PROTECTION (NOT LESS THAN 98%), BREATHABLE, HYPOALLERGENIC AND LATEX-FREE, COMPOSITION-HIGH QUALITY SOFT, ANTI-BACTERIAL, MEDICAL GRADE COMPOSITION, AVAILABLE IN TWO WASHABLE FABRICS: STRONG AND MEDIUM, PRESSURE BASED ON PATIENT NEEDS | REHABILITATION AND PHYSIOTHERAPY SUPPLIES SUPPLEMENTARY
7402 | 4618152707300 | PRESSURE GARMENT, CUSTOM MADE, FOR SCAR MANAGEMENT, PANTS LONG LEG WITH STOCKING MEN, ULTRAVIOLET PROTECTION (NOT LESS THAN 98%), BREATHABLE, HYPOALLERGENIC AND LATEX-FREE, COMPOSITION-HIGH QUALITY SOFT, ANTI-BACTERIAL, MEDICAL GRADE COMPOSITION, AVAILABLE IN TWO WASHABLE FABRICS: STRONG AND MEDIUM, PRESSURE BASED ON PATIENT NEEDS | REHABILITATION AND PHYSIOTHERAPY SUPPLIES SUPPLEMENTARY
7403 | 4618152707200 | PRESSURE GARMENT, CUSTOM MADE, FOR SCAR MANAGEMENT, PANTS LONG LEG WITH STOCKING GIRLS, ULTRAVIOLET PROTECTION (NOT LESS THAN 98%), BREATHABLE, HYPOALLERGENIC AND LATEX-FREE, COMPOSITION-HIGH QUALITY SOFT, ANTI-BACTERIAL, MEDICAL GRADE COMPOSITION, AVAILABLE IN TWO WASHABLE FABRICS: STRONG AND MEDIUM, PRESSURE BASED ON PATIENT NEEDS | REHABILITATION AND PHYSIOTHERAPY SUPPLIES SUPPLEMENTARY
7404 | 4618152707100 | PRESSURE GARMENT, CUSTOM MADE, FOR SCAR MANAGEMENT, PANTS LONG LEG WITH STOCKING BOYS, ULTRAVIOLET PROTECTION (NOT LESS THAN 98%), BREATHABLE, HYPOALLERGENIC AND LATEX-FREE, COMPOSITION-HIGH QUALITY SOFT, ANTI-BACTERIAL, MEDICAL GRADE COMPOSITION, AVAILABLE IN TWO WASHABLE FABRICS: STRONG AND MEDIUM, PRESSURE BASED ON PATIENT NEEDS | REHABILITATION AND PHYSIOTHERAPY SUPPLIES SUPPLEMENTARY
7405 | 4618152707000 | PRESSURE GARMENT, CUSTOM MADE, FOR SCAR MANAGEMENT, PANTS LONG LEG WITH OPEN TOE STOCKING WOMEN, ULTRAVIOLET PROTECTION (NOT LESS THAN 98%), BREATHABLE, HYPOALLERGENIC AND LATEX-FREE, COMPOSITION-HIGH QUALITY SOFT, ANTI-BACTERIAL, MEDICAL GRADE COMPOSITION, AVAILABLE IN TWO WASHABLE FABRICS: STRONG AND MEDIUM, PRESSURE BASED ON PATIENT NEEDS | REHABILITATION AND PHYSIOTHERAPY SUPPLIES SUPPLEMENTARY
7406 | 4618152706900 | PRESSURE GARMENT, CUSTOM MADE, FOR SCAR MANAGEMENT, PANTS LONG LEG WITH OPEN TOE STOCKING MEN, ULTRAVIOLET PROTECTION (NOT LESS THAN 98%), BREATHABLE, HYPOALLERGENIC AND LATEX-FREE, COMPOSITION-HIGH QUALITY SOFT, ANTI-BACTERIAL, MEDICAL GRADE COMPOSITION, AVAILABLE IN TWO WASHABLE FABRICS: STRONG AND MEDIUM, PRESSURE BASED ON PATIENT NEEDS | REHABILITATION AND PHYSIOTHERAPY SUPPLIES SUPPLEMENTARY
7407 | 4618152706800 | PRESSURE GARMENT, CUSTOM MADE, FOR SCAR MANAGEMENT, PANTS LONG LEG WITH OPEN TOE STOCKING GIRLS, ULTRAVIOLET PROTECTION (NOT LESS THAN 98%), BREATHABLE, HYPOALLERGENIC AND LATEX-FREE, COMPOSITION-HIGH QUALITY SOFT, ANTI-BACTERIAL, MEDICAL GRADE COMPOSITION, AVAILABLE IN TWO WASHABLE FABRICS: STRONG AND MEDIUM, PRESSURE BASED ON PATIENT NEEDS | REHABILITATION AND PHYSIOTHERAPY SUPPLIES SUPPLEMENTARY
7408 | 4618152706700 | PRESSURE GARMENT, CUSTOM MADE, FOR SCAR MANAGEMENT, PANTS LONG LEG WITH OPEN TOE STOCKING BOYS, ULTRAVIOLET PROTECTION (NOT LESS THAN 98%), BREATHABLE, HYPOALLERGENIC AND LATEX-FREE, COMPOSITION-HIGH QUALITY SOFT, ANTI-BACTERIAL, MEDICAL GRADE COMPOSITION, AVAILABLE IN TWO WASHABLE FABRICS: STRONG AND MEDIUM, PRESSURE BASED ON PATIENT NEEDS | REHABILITATION AND PHYSIOTHERAPY SUPPLIES SUPPLEMENTARY
7409 | 4618152706600 | PRESSURE GARMENT, CUSTOM MADE, FOR SCAR MANAGEMENT, PANTS LONG LEG WITH CLOSE TOE STOCKING WOMEN, ULTRAVIOLET PROTECTION (NOT LESS THAN 98%), BREATHABLE, HYPOALLERGENIC AND LATEX-FREE, COMPOSITION-HIGH QUALITY SOFT, ANTI-BACTERIAL, MEDICAL GRADE COMPOSITION, AVAILABLE IN TWO WASHABLE FABRICS: STRONG AND MEDIUM, PRESSURE BASED ON PATIENT NEEDS | REHABILITATION AND PHYSIOTHERAPY SUPPLIES SUPPLEMENTARY
7410 | 4618152706500 | PRESSURE GARMENT, CUSTOM MADE, FOR SCAR MANAGEMENT, PANTS LONG LEG WITH CLOSE TOE STOCKING MEN, ULTRAVIOLET PROTECTION (NOT LESS THAN 98%), BREATHABLE, HYPOALLERGENIC AND LATEX-FREE, COMPOSITION-HIGH QUALITY SOFT, ANTI-BACTERIAL, MEDICAL GRADE COMPOSITION, AVAILABLE IN TWO WASHABLE FABRICS: STRONG AND MEDIUM, PRESSURE BASED ON PATIENT NEEDS | REHABILITATION AND PHYSIOTHERAPY SUPPLIES SUPPLEMENTARY
7411 | 4618152706400 | PRESSURE GARMENT, CUSTOM MADE, FOR SCAR MANAGEMENT, PANTS LONG LEG WITH CLOSE TOE STOCKING GIRLS, ULTRAVIOLET PROTECTION (NOT LESS THAN 98%), BREATHABLE, HYPOALLERGENIC AND LATEX-FREE, COMPOSITION-HIGH QUALITY SOFT, ANTI-BACTERIAL, MEDICAL GRADE COMPOSITION, AVAILABLE IN TWO WASHABLE FABRICS: STRONG AND MEDIUM, PRESSURE BASED ON PATIENT NEEDS | REHABILITATION AND PHYSIOTHERAPY SUPPLIES SUPPLEMENTARY
7412 | 4618152706300 | PRESSURE GARMENT, CUSTOM MADE, FOR SCAR MANAGEMENT, PANTS LONG LEG WITH CLOSE TOE STOCKING BOYS, ULTRAVIOLET PROTECTION (NOT LESS THAN 98%), BREATHABLE, HYPOALLERGENIC AND LATEX-FREE, COMPOSITION-HIGH QUALITY SOFT, ANTI-BACTERIAL, MEDICAL GRADE COMPOSITION, AVAILABLE IN TWO WASHABLE FABRICS: STRONG AND MEDIUM, PRESSURE BASED ON PATIENT NEEDS | REHABILITATION AND PHYSIOTHERAPY SUPPLIES SUPPLEMENTARY
7413 | 4618152706200 | MATERNITY PANTS, CUSTOM | REHABILITATION AND PHYSIOTHERAPY SUPPLIES SUPPLEMENTARY
7414 | 4618152706100 | HIGH WAIST, CUSTOM ADDED TO PANTS TO GIVE PRESSURE ON HIGHER AREAS OF THE ABDOMEN AND BACK. | REHABILITATION AND PHYSIOTHERAPY SUPPLIES SUPPLEMENTARY
7415 | 4618152704100 | PRESSURE GARMENT, READY MADE, PANTS WOMEN LONG LEG, SIZES: 5: 41.6-42.8 IN (104-107 CM) (CIRCUMFERENCE OF WIDEST POINT OF PELVIS) . EASY FITTING SOFT AND SMOOTH, HI-TECH YARN WITH PERMANENT ODOR NEUTRALITY, BREATHABLE, HIGH UV PROTECTION, PRESSURE LEVEL 10-18 MMHG, HYPOALLERGENIC AND LATEX-FREE ANTI-BACTERIAL, WASHABLE, FABRIC COMPOSITION 80%-90% POLYAMIDE 10%-20% ELASTANE, THICKNESS 0.48MM-0.52MM (SCAR MANAGEMENT) | REHABILITATION AND PHYSIOTHERAPY SUPPLIES SUPPLEMENTARY
7416 | 4618152704000 | PRESSURE GARMENT, READY MADE, PANTS WOMEN LONG LEG, SIZES: 6: 43.2-44.5 IN (108-111 CM) (CIRCUMFERENCE OF WIDEST POINT OF PELVIS) . EASY FITTING SOFT AND SMOOTH, HI-TECH YARN WITH PERMANENT ODOR NEUTRALITY, BREATHABLE, HIGH UV PROTECTION, PRESSURE LEVEL 10-18 MMHG, HYPOALLERGENIC AND LATEX-FREE ANTI-BACTERIAL, WASHABLE, FABRIC COMPOSITION 80%-90% POLYAMIDE 10%-20% ELASTANE, THICKNESS 0.48MM-0.52MM (SCAR MANAGEMENT) | REHABILITATION AND PHYSIOTHERAPY SUPPLIES SUPPLEMENTARY
7417 | 4618152703900 | PRESSURE GARMENT, READY MADE, PANTS MEN SHORT LEG, SIZES: 10: 50-50.8 IN (125-128 CM) (CIRCUMFERENCE OF WIDEST POINT OF PELVIS) . EASY FITTING SOFT AND SMOOTH, HI-TECH YARN WITH PERMANENT ODOR NEUTRALITY, BREATHABLE, HIGH UV PROTECTION, PRESSURE LEVEL 10-18 MMHG, HYPOALLERGENIC AND LATEX-FREE ANTI-BACTERIAL, WASHABLE, FABRIC COMPOSITION 80%-90% POLYAMIDE 10%-20% ELASTANE, THICKNESS 0.48MM-0.52MM (SCAR MANAGEMENT) | REHABILITATION AND PHYSIOTHERAPY SUPPLIES SUPPLEMENTARY
7418 | 4224180610800 | SPLINT, SHORT HAND-BASED THUMBSPICA SPLINT, THERMOPLASTIC MATERIAL, SUPPORTS THE CMC JOINT AND IMMOBILIZES THE THUMB MCP JOINT, RIGHT, SIZE MEDIUM | REHABILITATION AND PHYSIOTHERAPY SUPPLIES SUPPLEMENTARY
7419 | 4618152702100 | PRESSURE GARMENT READY MADE PANTS MEN LONG LEG SIZES: 5: 42-43.2 IN (105-108 CM) (CIRCUMFERENCE OF WIDEST POINT OF PELVIS) . EASY FITTING SOFT AND SMOOTH HI-TECH YARN WITH PERMANENT ODOR NEUTRALITY BREATHABLE HIGH UV PROTECTION PRESSURE LEVEL 10-18 MMHG HY = POALLERGENIC AND LATEX-FREE ANTI-BACTERIAL WASHABLE FABRIC COMPOSITION 80%-90% POLYAMIDE 10%-20% ELASTANE THICKNESS 0.48MM-0.52MM (SCAR MANAGEMENT) | REHABILITATION AND PHYSIOTHERAPY SUPPLIES SUPPLEMENTARY
7420 | 4618152702000 | PRESSURE GARMENT, READY MADE, PANTS MEN LONG LEG, SIZES: 6: 43.6-44.8 IN (109-112 CM) (CIRCUMFERENCE OF WIDEST POINT OF PELVIS) . EASY FITTING SOFT AND SMOOTH, HI-TECH YARN WITH PERMANENT ODOR NEUTRALITY, BREATHABLE, HIGH UV PROTECTION, PRESSURE LEVEL 10-18 MMHG, HYPOALLERGENIC AND LATEX-FREE ANTI-BACTERIAL, WASHABLE, FABRIC COMPOSITION 80%-90% POLYAMIDE 10%-20% ELASTANE, THICKNESS 0.48MM-0.52MM (SCAR MANAGEMENT) | REHABILITATION AND PHYSIOTHERAPY SUPPLIES SUPPLEMENTARY
7421 | 4618152701900 | PRESSURE GARMENT, READY MADE, PANTS CHILDREN SHORT LEG, SIZES: 10: 33.2-34.4 IN (83-86 CM) (CIRCUMFERENCE OF WIDEST POINT OF PELVIS) . EASY FITTING SOFT AND SMOOTH, HI-TECH YARN WITH PERMANENT ODOR NEUTRALITY, BREATHABLE, HIGH UV PROTECTION, PRESSURE LEVEL 10-18 MMHG, HYPOALLERGENIC AND LATEX-FREE ANTI-BACTERIAL, WASHABLE, FABRIC COMPOSITION 80%-90% POLYAMIDE 10%-20% ELASTANE, THICKNESS 0.48MM-0.52MM (SCAR MANAGEMENT) | REHABILITATION AND PHYSIOTHERAPY SUPPLIES SUPPLEMENTARY
7422 | 4618152701800 | PRESSURE GARMENT, READY MADE, PANTS CHILDREN SHORT LEG, SIZES: 1: 18.8-20 IN (47-50 CM) (CIRCUMFERENCE OF WIDEST POINT OF PELVIS) . EASY FITTING SOFT AND SMOOTH, HI-TECH YARN WITH PERMANENT ODOR NEUTRALITY, BREATHABLE, HIGH UV PROTECTION, PRESSURE LEVEL 10-18 MMHG, HYPOALLERGENIC AND LATEX-FREE ANTI-BACTERIAL, WASHABLE, FABRIC COMPOSITION 80%-90% POLYAMIDE 10%-20% ELASTANE, THICKNESS 0.48MM-0.52MM (SCAR MANAGEMENT) | REHABILITATION AND PHYSIOTHERAPY SUPPLIES SUPPLEMENTARY
7423 | 4618152701700 | PRESSURE GARMENT, READY MADE, PANTS CHILDREN SHORT LEG, SIZES: 9: 31.6-32.8 IN (79-82 CM) (CIRCUMFERENCE OF WIDEST POINT OF PELVIS) . EASY FITTING SOFT AND SMOOTH, HI-TECH YARN WITH PERMANENT ODOR NEUTRALITY, BREATHABLE, HIGH UV PROTECTION, PRESSURE LEVEL 10-18 MMHG, HYPOALLERGENIC AND LATEX-FREE ANTI-BACTERIAL, WASHABLE, FABRIC COMPOSITION 80%-90% POLYAMIDE 10%-20% ELASTANE, THICKNESS 0.48MM-0.52MM (SCAR MANAGEMENT) | REHABILITATION AND PHYSIOTHERAPY SUPPLIES SUPPLEMENTARY
7424 | 4618152701600 | PRESSURE GARMENT, READY MADE, PANTS CHILDREN SHORT LEG, SIZES: 2: 20.4-21.6 IN (51-54 CM) (CIRCUMFERENCE OF WIDEST POINT OF PELVIS) . EASY FITTING SOFT AND SMOOTH, HI-TECH YARN WITH PERMANENT ODOR NEUTRALITY, BREATHABLE, HIGH UV PROTECTION, PRESSURE LEVEL 10-18 MMHG, HYPOALLERGENIC AND LATEX-FREE ANTI-BACTERIAL, WASHABLE, FABRIC COMPOSITION 80%-90% POLYAMIDE 10%-20% ELASTANE, THICKNESS 0.48MM-0.52MM (SCAR MANAGEMENT) | REHABILITATION AND PHYSIOTHERAPY SUPPLIES SUPPLEMENTARY
7425 | 4224180607900 | SPLINT, WRIST SUPPORT, ELASTIC COMFORTABLE FABRIC, FOUR WAY STRETCH, NO STAY, ALLOWING WRIST MOVEMENT, UNIVERSAL (FIT RIGHT AND LEFT), X-LARGE | REHABILITATION AND PHYSIOTHERAPY SUPPLIES SUPPLEMENTARY
7426 | 4224180607800 | SPLINT, ULNAR BOOSTER SPLINT FOR RELIEVING ULNAR WRIST PAIN, THE COMPRESSING NEOPRENE STRAPS OF THE BRACE WRAP AROUND THE WRIST IS D IFFERENT DIRECTIONS FOR ADDITIONAL SUPPORT AND REINFORCEMENT, THE FOAM DISC ATTACHED TO THE INSIDE OF THE SPLINT IS DESIGNED TO PROVIDE EXTENDED SUPPORT TO THE ULNAR AREA OF THE WRIST, IT SITS UPON THE PISIFORM TO ACT AS A COUNTERFORCE TO DEPRESS THE ULNAR HEAD WHILE BOOSTING THE ULNAR CARPUS, THIS FEATURE IS HELPFUL IN THE RELIEF OF PAIN ASSOCIATED WITH WRIST FRACTURE, MIDCARPAL INSTABILITY, ECU TENDONITIS, AND TFCC PATHOLOGY, LEFT MEDIUM | REHABILITATION AND PHYSIOTHERAPY SUPPLIES SUPPLEMENTARY
7427 | 4618152701500 | PRESSURE GARMENT, READY MADE, PANTS CHILDREN SHORT LEG, SIZES: 8: 30-31.2 IN (75-78 CM) (CIRCUMFERENCE OF WIDEST POINT OF PELVIS) . EASY FITTING SOFT AND SMOOTH, HI-TECH YARN WITH PERMANENT ODOR NEUTRALITY, BREATHABLE, HIGH UV PROTECTION, PRESSURE LEVEL 10-18 MMHG, HYPOALLERGENIC AND LATEX-FREE ANTI-BACTERIAL, WASHABLE, FABRIC COMPOSITION 80%-90% POLYAMIDE 10%-20% ELASTANE, THICKNESS 0.48MM-0.52MM (SCAR MANAGEMENT) | REHABILITATION AND PHYSIOTHERAPY SUPPLIES SUPPLEMENTARY
7428 | 4618152701400 | PRESSURE GARMENT, READY MADE, PANTS CHILDREN SHORT LEG, SIZES: 3: 22-23.2 IN (55-58 CM) (CIRCUMFERENCE OF WIDEST POINT OF PELVIS) . EASY FITTING SOFT AND SMOOTH, HI-TECH YARN WITH PERMANENT ODOR NEUTRALITY, BREATHABLE, HIGH UV PROTECTION, PRESSURE LEVEL 10-18 MMHG, HYPOALLERGENIC AND LATEX-FREE ANTI-BACTERIAL, WASHABLE, FABRIC COMPOSITION 80%-90% POLYAMIDE 10%-20% ELASTANE, THICKNESS 0.48MM-0.52MM (SCAR MANAGEMENT) | REHABILITATION AND PHYSIOTHERAPY SUPPLIES SUPPLEMENTARY
7429 | 4618152701300 | PRESSURE GARMENT, READY MADE, PANTS CHILDREN SHORT LEG, SIZES: 7: 28.4-29.6 IN (71-74 CM) (CIRCUMFERENCE OF WIDEST POINT OF PELVIS) . EASY FITTING SOFT AND SMOOTH, HI-TECH YARN WITH PERMANENT ODOR NEUTRALITY, BREATHABLE, HIGH UV PROTECTION, PRESSURE LEVEL 10-18 MMHG, HYPOALLERGENIC AND LATEX-FREE ANTI-BACTERIAL, WASHABLE, FABRIC COMPOSITION 80%-90% POLYAMIDE 10%-20% ELASTANE, THICKNESS 0.48MM-0.52MM (SCAR MANAGEMENT) | REHABILITATION AND PHYSIOTHERAPY SUPPLIES SUPPLEMENTARY
7430 | 4618152701200 | PRESSURE GARMENT, READY MADE, PANTS CHILDREN SHORT LEG, SIZES: 4: 23.6-24.4 IN (59-61 CM) (CIRCUMFERENCE OF WIDEST POINT OF PELVIS) . EASY FITTING SOFT AND SMOOTH, HI-TECH YARN WITH PERMANENT ODOR NEUTRALITY, BREATHABLE, HIGH UV PROTECTION, PRESSURE LEVEL 10-18 MMHG, HYPOALLERGENIC AND LATEX-FREE ANTI-BACTERIAL, WASHABLE, FABRIC COMPOSITION 80%-90% POLYAMIDE 10%-20% ELASTANE, THICKNESS 0.48MM-0.52MM (SCAR MANAGEMENT) | REHABILITATION AND PHYSIOTHERAPY SUPPLIES SUPPLEMENTARY
7431 | 4618152701100 | PRESSURE GARMENT, READY MADE, PANTS CHILDREN SHORT LEG, SIZES: 5: 24.8-26.4 IN (62-66 CM) (CIRCUMFERENCE OF WIDEST POINT OF PELVIS) . EASY FITTING SOFT AND SMOOTH, HI-TECH YARN WITH PERMANENT ODOR NEUTRALITY, BREATHABLE, HIGH UV PROTECTION, PRESSURE LEVEL 10-18 MMHG, HYPOALLERGENIC AND LATEX-FREE ANTI-BACTERIAL, WASHABLE, FABRIC COMPOSITION 80%-90% POLYAMIDE 10%-20% ELASTANE, THICKNESS 0.48MM-0.52MM (SCAR MANAGEMENT) | REHABILITATION AND PHYSIOTHERAPY SUPPLIES SUPPLEMENTARY
7432 | 4618152701000 | PRESSURE GARMENT, READY MADE, PANTS CHILDREN SHORT LEG, SIZES: 6: 26.8-28 IN (67-70 CM) (CIRCUMFERENCE OF WIDEST POINT OF PELVIS) . EASY FITTING SOFT AND SMOOTH, HI-TECH YARN WITH PERMANENT ODOR NEUTRALITY, BREATHABLE, HIGH UV PROTECTION, PRESSURE LEVEL 10-18 MMHG, HYPOALLERGENIC AND LATEX-FREE ANTI-BACTERIAL, WASHABLE, FABRIC COMPOSITION 80%-90% POLYAMIDE 10%-20% ELASTANE, THICKNESS 0.48MM-0.52MM (SCAR MANAGEMENT) | REHABILITATION AND PHYSIOTHERAPY SUPPLIES SUPPLEMENTARY
7433 | 4618152700900 | PRESSURE GARMENT, READY MADE, PANTS CHILDREN LONG LEG, SIZES: 10: 33.2-34.4 IN (83-86 CM) (CIRCUMFERENCE OF WIDEST POINT OF PELVIS) . EASY FITTING SOFT AND SMOOTH, HI-TECH YARN WITH PERMANENT ODOR NEUTRALITY, BREATHABLE, HIGH UV PROTECTION, PRESSURE LEVEL 10-18 MMHG, HYPOALLERGENIC AND LATEX-FREE ANTI-BACTERIAL, WASHABLE, FABRIC COMPOSITION 80%-90% POLYAMIDE 10%-20% ELASTANE, THICKNESS 0.48MM-0.52MM (SCAR MANAGEMENT) | REHABILITATION AND PHYSIOTHERAPY SUPPLIES SUPPLEMENTARY
7434 | 4618152700800 | PRESSURE GARMENT, READY MADE, PANTS CHILDREN LONG LEG, SIZES: 1: 18.8-20 IN (47-50 CM) (CIRCUMFERENCE OF WIDEST POINT OF PELVIS) . EASY FITTING SOFT AND SMOOTH, HI-TECH YARN WITH PERMANENT ODOR NEUTRALITY, BREATHABLE, HIGH UV PROTECTION, PRESSURE LEVEL 10-18 MMHG, HYPOALLERGENIC AND LATEX-FREE ANTI-BACTERIAL, WASHABLE, FABRIC COMPOSITION 80%-90% POLYAMIDE 10%-20% ELASTANE, THICKNESS 0.48MM-0.52MM (SCAR MANAGEMENT) | REHABILITATION AND PHYSIOTHERAPY SUPPLIES SUPPLEMENTARY
7435 | 4618152700700 | PRESSURE GARMENT, READY MADE, PANTS CHILDREN LONG LEG, SIZES: 9: 31.6-32.8 IN (79-82 CM) (CIRCUMFERENCE OF WIDEST POINT OF PELVIS) . EASY FITTING SOFT AND SMOOTH, HI-TECH YARN WITH PERMANENT ODOR NEUTRALITY, BREATHABLE, HIGH UV PROTECTION, PRESSURE LEVEL 10-18 MMHG, HYPOALLERGENIC AND LATEX-FREE ANTI-BACTERIAL, WASHABLE, FABRIC COMPOSITION 80%-90% POLYAMIDE 10%-20% ELASTANE, THICKNESS 0.48MM-0.52MM (SCAR MANAGEMENT) | REHABILITATION AND PHYSIOTHERAPY SUPPLIES SUPPLEMENTARY
7436 | 4618152702200 | PRESSURE GARMENT, READY MADE, PANTS MEN LONG LEG, SIZES: 4: 40.4-41.6 IN (101-104 CM) (CIRCUMFERENCE OF WIDEST POINT OF PELVIS) . EASY FITTING SOFT AND SMOOTH, HI-TECH YARN WITH PERMANENT ODOR NEUTRALITY, BREATHABLE, HIGH UV PROTECTION, PRESSURE LEVEL 10-18 MMHG, HYPOALLERGENIC AND LATEX-FREE ANTI-BACTERIAL, WASHABLE, FABRIC COMPOSITION 80%-90% POLYAMIDE 10%-20% ELASTANE, THICKNESS 0.48MM-0.52MM (SCAR MANAGEMENT) | REHABILITATION AND PHYSIOTHERAPY SUPPLIES SUPPLEMENTARY
7437 | 4618150410300 | PRESSURE GARMENT, CUSTOM MADE, FOR SCAR MANAGEMENT, GLOVE TO WRIST, COMPOSITION-HIGH QUALITY SOFT, MULTI-DIRECTIONAL STRETCH, ANATOMICAL FIT, ANTI-BACTERIAL, BREATHABLE, ODOR NEUTRALITY, HYPOALLERGENIC AND LATEX-FREE, MEDICAL GRADE COMPOSITION, PRESSURE BASED ON PATIENT NEEDS | REHABILITATION AND PHYSIOTHERAPY SUPPLIES SUPPLEMENTARY
7438 | 4224180608300 | SPLINT, ULNAR BOOSTER SPLINT FOR RELIEVING ULNAR WRIST PAIN, THE COMPRESSING NEOPRENE STRAPS OF THE BRACE WRAP AROUND THE WRIST IS D IFFERENT DIRECTIONS FOR ADDITIONAL SUPPORT AND REINFORCEMENT, THE FOAM DISC ATTACHED TO THE INSIDE OF THE SPLINT IS DESIGNED TO PROVIDE EXTENDED SUPPORT TO THE ULNAR AREA OF THE WRIST, IT SITS UPON THE PISIFORM TO ACT AS A COUNTERFORCE TO DEPRESS THE ULNAR HEAD WHILE BOOSTING THE ULNAR CARPUS, THIS FEATURE IS HELPFUL IN THE RELIEF OF PAIN ASSOCIATED WITH WRIST FRACTURE, MIDCARPAL INSTABILITY, ECU TENDONITIS, AND TFCC PATHOLOGY, LEFT LARGE | REHABILITATION AND PHYSIOTHERAPY SUPPLIES SUPPLEMENTARY
7439 | 4618152702400 | PRESSURE GARMENT READY MADE PANTS MEN LONG LEG SIZES: 3: 38.8-40 IN (97-100 CM) (CIRCUMFERENCE OF WIDEST POINT OF PELVIS) . EASY FITTING SOFT AND SMOOTH HI-TECH YARN WITH PERMANENT ODOR NEUTRALITY BREATHABLE HIGH UV PROTECTION PRESSURE LEVEL 10-18 MMHG HY = POALLERGENIC AND LATEX-FREE ANTI-BACTERIAL WASHABLE FABRIC COMPOSITION 80%-90% POLYAMIDE 10%-20% ELASTANE THICKNESS 0.48MM-0.52MM (SCAR MANAGEMENT) | REHABILITATION AND PHYSIOTHERAPY SUPPLIES SUPPLEMENTARY
7440 | 4224180610700 | SPLINT, SHORT HAND-BASED THUMBSPICA SPLINT, THERMOPLASTIC MATERIAL, SUPPORTS THE CMC JOINT AND IMMOBILIZES THE THUMB MCP JOINT, RIGHT, SIZE LARGE | REHABILITATION AND PHYSIOTHERAPY SUPPLIES SUPPLEMENTARY
7441 | 4618152703800 | PRESSURE GARMENT READY MADE PANTS MEN SHORT LEG SIZES: 1: 34.8-36.8 IN (87-92 CM) (CIRCUMFERENCE OF WIDEST POINT OF PELVIS) . EASY FITTING SOFT AND SMOOTH HI-TECH YARN WITH PERMANENT ODOR NEUTRALITY BREATHABLE HIGH UV PROTECTION PRESSURE LEVEL 10-18 MMHG H = YPOALLERGENIC AND LATEX-FREE ANTI-BACTERIAL WASHABLE FABRIC COMPOSITION 80%-90% POLYAMIDE 10%-20% ELASTANE THICKNESS 0.48MM-0.52MM (SCAR MANAGEMENT) | REHABILITATION AND PHYSIOTHERAPY SUPPLIES SUPPLEMENTARY
7442 | 4224180610500 | SPLINT, SHORT HAND-BASED THUMBSPICA SPLINT, THERMOPLASTIC MATERIAL, SUPPORTS THE CMC JOINT AND IMMOBILIZES THE THUMB MCP JOINT, LEFT, SIZE SMALL | REHABILITATION AND PHYSIOTHERAPY SUPPLIES SUPPLEMENTARY
7443 | 4618152703600 | PRESSURE GARMENT READY MADE PANTS MEN SHORT LEG SIZES: 2: 37.2-38.4 IN (93-96 CM) (CIRCUMFERENCE OF WIDEST POINT OF PELVIS) . EASY FITTING SOFT AND SMOOTH HI-TECH YARN WITH PERMANENT ODOR NEUTRALITY BREATHABLE HIGH UV PROTECTION PRESSURE LEVEL 10-18 MMHG H = YPOALLERGENIC AND LATEX-FREE ANTI-BACTERIAL WASHABLE FABRIC COMPOSITION 80%-90% POLYAMIDE 10%-20% ELASTANE THICKNESS 0.48MM-0.52MM (SCAR MANAGEMENT) | REHABILITATION AND PHYSIOTHERAPY SUPPLIES SUPPLEMENTARY
7444 | 4618152703500 | PRESSURE GARMENT READY MADE PANTS MEN SHORT LEG SIZES: 8: 46.8-48 IN (117-120 CM) (CIRCUMFERENCE OF WIDEST POINT OF PELVIS) . EASY FITTING SOFT AND SMOOTH HI-TECH YARN WITH PERMANENT ODOR NEUTRALITY BREATHABLE HIGH UV PROTECTION PRESSURE LEVEL 10-18 MMHG H = YPOALLERGENIC AND LATEX-FREE ANTI-BACTERIAL WASHABLE FABRIC COMPOSITION 80%-90% POLYAMIDE 10%-20% ELASTANE THICKNESS 0.48MM-0.52MM (SCAR MANAGEMENT) | REHABILITATION AND PHYSIOTHERAPY SUPPLIES SUPPLEMENTARY
7445 | 4618152703400 | PRESSURE GARMENT READY MADE PANTS MEN SHORT LEG SIZES: 3: 38.8-40 IN (97-100 CM) (CIRCUMFERENCE OF WIDEST POINT OF PELVIS) . EASY FITTING SOFT AND SMOOTH HI-TECH YARN WITH PERMANENT ODOR NEUTRALITY BREATHABLE HIGH UV PROTECTION PRESSURE LEVEL 10-18 MMHG HY = POALLERGENIC AND LATEX-FREE ANTI-BACTERIAL WASHABLE FABRIC COMPOSITION 80%-90% POLYAMIDE 10%-20% ELASTANE THICKNESS 0.48MM-0.52MM (SCAR MANAGEMENT) | REHABILITATION AND PHYSIOTHERAPY SUPPLIES SUPPLEMENTARY
7446 | 4618152703300 | PRESSURE GARMENT, READY MADE, PANTS MEN SHORT LEG, SIZES: 7: 45.2-46.4 IN (113-116 CM) (CIRCUMFERENCE OF WIDEST POINT OF PELVIS) . EASY FITTING SOFT AND SMOOTH, HI-TECH YARN WITH PERMANENT ODOR NEUTRALITY, BREATHABLE, HIGH UV PROTECTION, PRESSURE LEVEL 10-18 MMHG, HYPOALLERGENIC AND LATEX-FREE ANTI-BACTERIAL, WASHABLE, FABRIC COMPOSITION 80%-90% POLYAMIDE 10%-20% ELASTANE, THICKNESS 0.48MM-0.52MM (SCAR MANAGEMENT) | REHABILITATION AND PHYSIOTHERAPY SUPPLIES SUPPLEMENTARY
7447 | 4618152703200 | PRESSURE GARMENT, READY MADE, PANTS MEN SHORT LEG, SIZES: 4: 40.4-41.6 IN (101-104 CM) (CIRCUMFERENCE OF WIDEST POINT OF PELVIS) . EASY FITTING SOFT AND SMOOTH, HI-TECH YARN WITH PERMANENT ODOR NEUTRALITY, BREATHABLE, HIGH UV PROTECTION, PRESSURE LEVEL 10-18 MMHG, HYPOALLERGENIC AND LATEX-FREE ANTI-BACTERIAL, WASHABLE, FABRIC COMPOSITION 80%-90% POLYAMIDE 10%-20% ELASTANE, THICKNESS 0.48MM-0.52MM (SCAR MANAGEMENT) | REHABILITATION AND PHYSIOTHERAPY SUPPLIES SUPPLEMENTARY
7448 | 4618152703100 | PRESSURE GARMENT READY MADE PANTS MEN SHORT LEG SIZES: 5: 42-43.2 IN (105-108 CM) (CIRCUMFERENCE OF WIDEST POINT OF PELVIS) . EASY FITTING SOFT AND SMOOTH HI-TECH YARN WITH PERMANENT ODOR NEUTRALITY BREATHABLE HIGH UV PROTECTION PRESSURE LEVEL 10-18 MMHG H = YPOALLERGENIC AND LATEX-FREE ANTI-BACTERIAL WASHABLE FABRIC COMPOSITION 80%-90% POLYAMIDE 10%-20% ELASTANE THICKNESS 0.48MM-0.52MM (SCAR MANAGEMENT) | REHABILITATION AND PHYSIOTHERAPY SUPPLIES SUPPLEMENTARY
7449 | 4618152703000 | PRESSURE GARMENT, READY MADE, PANTS MEN SHORT LEG, SIZES: 6: 43.6-44.8 IN (109-112 CM) (CIRCUMFERENCE OF WIDEST POINT OF PELVIS) . EASY FITTING SOFT AND SMOOTH, HI-TECH YARN WITH PERMANENT ODOR NEUTRALITY, BREATHABLE, HIGH UV PROTECTION, PRESSURE LEVEL 10-18 MMHG, HYPOALLERGENIC AND LATEX-FREE ANTI-BACTERIAL, WASHABLE, FABRIC COMPOSITION 80%-90% POLYAMIDE 10%-20% ELASTANE, THICKNESS 0.48MM-0.52MM (SCAR MANAGEMENT) | REHABILITATION AND PHYSIOTHERAPY SUPPLIES SUPPLEMENTARY
7450 | 4618152702900 | PRESSURE GARMENT READY MADE PANTS MEN LONG LEG SIZES: 10: 50-50.8 IN (125-128 CM) (CIRCUMFERENCE OF WIDEST POINT OF PELVIS) . EASY FITTING SOFT AND SMOOTH HI-TECH YARN WITH PERMANENT ODOR NEUTRALITY BREATHABLE HIGH UV PROTECTION PRESSURE LEVEL 10-18 MMHG H = YPOALLERGENIC AND LATEX-FREE ANTI-BACTERIAL WASHABLE FABRIC COMPOSITION 80%-90% POLYAMIDE 10%-20% ELASTANE THICKNESS 0.48MM-0.52MM (SCAR MANAGEMENT) | REHABILITATION AND PHYSIOTHERAPY SUPPLIES SUPPLEMENTARY
7451 | 4618152702800 | PRESSURE GARMENT, READY MADE, PANTS MEN LONG LEG, SIZES: 1: 34.8-36.8 IN (87-92 CM) (CIRCUMFERENCE OF WIDEST POINT OF PELVIS) . EASY FITTING SOFT AND SMOOTH, HI-TECH YARN WITH PERMANENT ODOR NEUTRALITY, BREATHABLE, HIGH UV PROTECTION, PRESSURE LEVEL 10-18 MMHG, HYPOALLERGENIC AND LATEX-FREE ANTI-BACTERIAL, WASHABLE, FABRIC COMPOSITION 80%-90% POLYAMIDE 10%-20% ELASTANE, THICKNESS 0.48MM-0.52MM (SCAR MANAGEMENT) | REHABILITATION AND PHYSIOTHERAPY SUPPLIES SUPPLEMENTARY
7452 | 4224180610400 | SPLINT, SHORT HAND-BASED THUMBSPICA SPLINT, THERMOPLASTIC MATERIAL, SUPPORTS THE CMC JOINT AND IMMOBILIZES THE THUMB MCP JOINT, LEFT, SIZE MEDIUM | REHABILITATION AND PHYSIOTHERAPY SUPPLIES SUPPLEMENTARY
7453 | 4224180610300 | SPLINT, SHORT HAND-BASED THUMBSPICA SPLINT, THERMOPLASTIC MATERIAL, SUPPORTS THE CMC JOINT AND IMMOBILIZES THE THUMB MCP JOINT, LEFT, SIZE LARGE | REHABILITATION AND PHYSIOTHERAPY SUPPLIES SUPPLEMENTARY
7454 | 4618152702700 | PRESSURE GARMENT, READY MADE, PANTS MEN LONG LEG, SIZES: 9: 48.4-49.6 IN (121-124 CM) (CIRCUMFERENCE OF WIDEST POINT OF PELVIS) . EASY FITTING SOFT AND SMOOTH, HI-TECH YARN WITH PERMANENT ODOR NEUTRALITY, BREATHABLE, HIGH UV PROTECTION, PRESSURE LEVEL 10-18 MMHG, HYPOALLERGENIC AND LATEX-FREE ANTI-BACTERIAL, WASHABLE, FABRIC COMPOSITION 80%-90% POLYAMIDE 10%-20% ELASTANE, THICKNESS 0.48MM-0.52MM (SCAR MANAGEMENT) | REHABILITATION AND PHYSIOTHERAPY SUPPLIES SUPPLEMENTARY
7455 | 4618152702600 | PRESSURE GARMENT, READY MADE, PANTS MEN LONG LEG, SIZES: 2: 37.2-38.4 IN (93-96 CM) (CIRCUMFERENCE OF WIDEST POINT OF PELVIS) . EASY FITTING SOFT AND SMOOTH, HI-TECH YARN WITH PERMANENT ODOR NEUTRALITY, BREATHABLE, HIGH UV PROTECTION, PRESSURE LEVEL 10-18 MMHG, HYPOALLERGENIC AND LATEX-FREE ANTI-BACTERIAL, WASHABLE, FABRIC COMPOSITION 80%-90% POLYAMIDE 10%-20% ELASTANE, THICKNESS 0.48MM-0.52MM (SCAR MANAGEMENT) | REHABILITATION AND PHYSIOTHERAPY SUPPLIES SUPPLEMENTARY
7456 | 4618152702500 | PRESSURE GARMENT READY MADE PANTS MEN LONG LEG SIZES: 8: 46.8-48 IN (117-120 CM) (CIRCUMFERENCE OF WIDEST POINT OF PELVIS) . EASY FITTING SOFT AND SMOOTH HI-TECH YARN WITH PERMANENT ODOR NEUTRALITY BREATHABLE HIGH UV PROTECTION PRESSURE LEVEL 10-18 MMHG HY = POALLERGENIC AND LATEX-FREE ANTI-BACTERIAL WASHABLE FABRIC COMPOSITION 80%-90% POLYAMIDE 10%-20% ELASTANE THICKNESS 0.48MM-0.52MM (SCAR MANAGEMENT) | REHABILITATION AND PHYSIOTHERAPY SUPPLIES SUPPLEMENTARY
7457 | 4618152702300 | PRESSURE GARMENT, READY MADE, PANTS MEN LONG LEG, SIZES: 7: 45.2-46.4 IN (113-116 CM) (CIRCUMFERENCE OF WIDEST POINT OF PELVIS) . EASY FITTING SOFT AND SMOOTH, HI-TECH YARN WITH PERMANENT ODOR NEUTRALITY, BREATHABLE, HIGH UV PROTECTION, PRESSURE LEVEL 10-18 MMHG, HYPOALLERGENIC AND LATEX-FREE ANTI-BACTERIAL, WASHABLE, FABRIC COMPOSITION 80%-90% POLYAMIDE 10%-20% ELASTANE, THICKNESS 0.48MM-0.52MM (SCAR MANAGEMENT) | REHABILITATION AND PHYSIOTHERAPY SUPPLIES SUPPLEMENTARY
7458 | 4618150410200 | PRESSURE GARMENT, CUSTOM MADE, FOR SCAR MANAGEMENT, GLOVE TO ELBOW, COMPOSITION-HIGH QUALITY SOFT, MULTI-DIRECTIONAL STRETCH, ANATOMICAL FIT, ANTI-BACTERIAL, BREATHABLE, ODOR NEUTRALITY, HYPOALLERGENIC AND LATEX-FREE, MEDICAL GRADE COMPOSITION, PRESSURE BASED ON PATIENT NEEDS | REHABILITATION AND PHYSIOTHERAPY SUPPLIES SUPPLEMENTARY
7459 | 4618150410100 | PRESSURE GARMENT, CUSTOM MADE, FOR SCAR MANAGEMENT, GLOVE TO AXILLA, COMPOSITION-HIGH QUALITY SOFT, MULTI-DIRECTIONAL STRETCH, ANATOMICAL FIT, ANTI-BACTERIAL, BREATHABLE, ODOR NEUTRALITY, HYPOALLERGENIC AND LATEX-FREE, MEDICAL GRADE COMPOSITION, PRESSURE BASED ON PATIENT NEEDS | REHABILITATION AND PHYSIOTHERAPY SUPPLIES SUPPLEMENTARY
7460 | 4618150410000 | CUSTOM MADE LYMPHEDEMA COMPRESSION GARMENT GLOVE WITH FINGERS TO THE KNUCKLE SKIN COLOR CLASS UPON REQUEST FABRIC: POLYAMIDE (50-80%) ELASTANE (20-35%) COTTON SKIN CONTACT AND LATEX FREE | REHABILITATION AND PHYSIOTHERAPY SUPPLIES SUPPLEMENTARY
7461 | 4618153503300 | PRESSURE GARMENT, CUSTOM MADE, FOR SCAR MANAGEMENT, ANKLE, COMPOSITION-HIGH QUALITY SOFT, MULTI-DIRECTIONAL STRETCH, ANATOMICAL FIT, ANTI-BACTERIAL, BREATHABLE, ODOR NEUTRALITY, HYPOALLERGENIC AND LATEX-FREE, MEDICAL GRADE COMPOSITION, PRESSURE BASED ON PATIENT NEEDS | REHABILITATION AND PHYSIOTHERAPY SUPPLIES SUPPLEMENTARY
7462 | 4221200500000 | ASSISTIVE TOOLS LONG HANDLE COMB ANTI- SLIP HANDLE FITS SNUGLY IN THE HAND TO STAY IN PLACE WHEN IN USE PROVIDES MAXIMUM REACH WITH MINIMUM EFFORT | REHABILITATION AND PHYSIOTHERAPY SUPPLIES SUPPLEMENTARY
7463 | 4231250003500 | SILICONE GEL, TUBE, FOR SCAR MANAGEMENT, THIN LAYER OF GEL COVERING SKIN WITHOUT PENETRATING IT, NON STICKY AND QUICK DRYING AND MOISTURE, TUBE WEIGHT:15 ML( SCAR MANAGEMENT) | REHABILITATION AND PHYSIOTHERAPY SUPPLIES SUPPLEMENTARY
7464 | 4221230100000 | SILICONE GRIP FOR GLOVES TO HELP IN GRASPING OBJECTS. | REHABILITATION AND PHYSIOTHERAPY SUPPLIES SUPPLEMENTARY
7465 | 4231250002800 | PRESSURE GARMENT, CUSTOM MADE, FOR SCAR MANAGEMENT, WEB SPACER, COMPOSITION-HIGH QUALITY SOFT, MULTI-DIRECTIONAL STRETCH, ANATOMICAL FIT, ANTI-BACTERIAL, BREATHABLE, ODOR NEUTRALITY, HYPOALLERGENIC AND LATEX-FREE, MEDICAL GRADE COMPOSITION, PRESSURE BASED ON PATIENT NEEDS | REHABILITATION AND PHYSIOTHERAPY SUPPLIES SUPPLEMENTARY
7466 | 4231250002600 | PRESSURE GARMENT, CUSTOM MADE, FOR SCAR MANAGEMENT, WAIST HEIGHT, TWO LEGS, OPEN, COMPOSITION-HIGH QUALITY SOFT, MULTI-DIRECTIONAL STRETCH, ANATOMICAL FIT, ANTI-BACTERIAL, BREATHABLE, ODOR NEUTRALITY, HYPOALLERGENIC AND LATEX-FREE, MEDICAL GRADE COMPOSITION, PRESSURE BASED ON PATIENT NEEDS | REHABILITATION AND PHYSIOTHERAPY SUPPLIES SUPPLEMENTARY
7467 | 4231250002500 | PRESSURE GARMENT, CUSTOM MADE, FOR SCAR MANAGEMENT, WAIST HEIGHT, TWO LEGS, CLOSED PUBIS, COMPOSITION-HIGH QUALITY SOFT, MULTI-DIRECTIONAL STRETCH, ANATOMICAL FIT, ANTI-BACTERIAL, BREATHABLE, ODOR NEUTRALITY, HYPOALLERGENIC AND LATEX-FREE, MEDICAL GRADE COMPOSITION, PRESSURE BASED ON PATIENT NEEDS | REHABILITATION AND PHYSIOTHERAPY SUPPLIES SUPPLEMENTARY
7468 | 4618153503200 | PRESSURE GARMENT, READY MADE, KNEE ANKLE, SIZE: 8X10IN/ 20-25.5 CM EASY FITTING SOFT AND SMOOTH, HI-TECH YARN WITH PERMANENT ODOR NEUTRALITY, BREATHABLE, HIGH UV PROTECTION, PATENTED KNIT ENSURES RAPID MOISTURE TRANSPORTATION AND TEMPERATURE, HYPOALLERGENIC AND LATEX-FREE ANTI-BACTERIAL, WASHABLE, FABRIC COMPOSITION 20%-30% ELASTANE, 70 AND -80% POLYAMIDE, (SCAR MANAGEMENT) | REHABILITATION AND PHYSIOTHERAPY SUPPLIES SUPPLEMENTARY
7469 | 4231250002400 | PRESSURE GARMENT, CUSTOM MADE, FOR SCAR MANAGEMENT, WAIST HEIGHT, ONE STUMP, COMPOSITION-HIGH QUALITY SOFT, MULTI-DIRECTIONAL STRETCH, ANATOMICAL FIT, ANTI-BACTERIAL, BREATHABLE, ODOR NEUTRALITY, HYPOALLERGENIC AND LATEX-FREE, MEDICAL GRADE COMPOSITION, PRESSURE BASED ON PATIENT NEEDS | REHABILITATION AND PHYSIOTHERAPY SUPPLIES SUPPLEMENTARY
7470 | 4231250002200 | PRESSURE GARMENT, CUSTOM MADE, FOR SCAR MANAGEMENT, WAIST HEIGHT, ONE LEG, OPEN PUBIS, COMPOSITION-HIGH QUALITY SOFT, MULTI-DIRECTIONAL STRETCH, ANATOMICAL FIT, ANTI-BACTERIAL, BREATHABLE, ODOR NEUTRALITY, HYPOALLERGENIC AND LATEX-FREE, MEDICAL GRADE COMPOSITION, PRESSURE BASED ON PATIENT NEEDS | REHABILITATION AND PHYSIOTHERAPY SUPPLIES SUPPLEMENTARY
7471 | 4231250002100 | PRESSURE GARMENT, CUSTOM MADE, FOR SCAR MANAGEMENT, WAIST HEIGHT, ONE LEG, ONE STUMP, CLOSED PUBIS COMPOSITION-HIGH QUALITY SOFT, MU LTI-DIRECTIONAL STRETCH, ANATOMICAL FIT, ANTI-BACTERIAL, BREATHABLE, ODOR NEUTRALITY, HYPOALLERGENIC AND LATEX-FREE, MEDICAL GRADE COMPOSITION, PRESSURE BASED ON PATIENT NEEDS | REHABILITATION AND PHYSIOTHERAPY SUPPLIES SUPPLEMENTARY
7472 | 4231250002000 | TURTLENECK WITH NEOPRENE - TURTLENECK FILLED WITH NEOPRENE CAN BE ADDED TO VEST TO GIVE MORE PRESSURE ON THE NECK. SAME MATERIAL OF THE PRESSURE GARMENT BUT FILLED WITH NEOPRENE. | REHABILITATION AND PHYSIOTHERAPY SUPPLIES SUPPLEMENTARY
7473 | 4231250001900 | PRESSURE GARMENT, CUSTOM MADE, FOR SCAR MANAGEMENT, TURTLENECK DETACHABLE, COMPOSITION-HIGH QUALITY SOFT, MULTI-DIRECTIONAL STRETCH, ANATOMICAL FIT, ANTI-BACTERIAL, BREATHABLE, ODOR NEUTRALITY, HYPOALLERGENIC AND LATEX-FREE, MEDICAL GRADE COMPOSITION, PRESSURE BASED ON PATIENT NEEDS | REHABILITATION AND PHYSIOTHERAPY SUPPLIES SUPPLEMENTARY
7474 | 4231250001800 | TURTLENECK - CAN BE ADDED TO VEST TO GIVE PRESSURE ON THE NECK. SAME MATERIAL OF THE PRESSURE GARMENT USED FOR TURTLENECK. | REHABILITATION AND PHYSIOTHERAPY SUPPLIES SUPPLEMENTARY
7475 | 4231250001700 | NAPPY STRAP | REHABILITATION AND PHYSIOTHERAPY SUPPLIES SUPPLEMENTARY
7476 | 4231250001600 | PRESSURE GARMENT, CUSTOM MADE, FOR SCAR MANAGEMENT, CHILD SLEEVE FASTENING MODEL 3 IS A SHORT SLEEVE IN THE OPPOSITE ARM TO HOLD THE THERAPEUTIC SLEEVE IN PLACE, ULTRAVIOLET PROTECTION (NOT LESS THAN 98%), BREATHABLE, HYPOALLERGENIC AND LATEX-FREE, COMPOSITION-HIGH QUALITY SOFT, ANTI-BACTERIAL, MEDICAL GRADE COMPOSITION, AVAILABLE IN TWO WASHABLE FABRICS: STRONG AND MEDIUM, PRESSURE BASED ON PATIENT NEEDS | REHABILITATION AND PHYSIOTHERAPY SUPPLIES SUPPLEMENTARY
7477 | 4231250002300 | PRESSURE GARMENT, CUSTOM MADE, FOR SCAR MANAGEMENT, WAIST HEIGHT, ONE LEG, STUMP OPEN PUBIS, COMPOSITION-HIGH QUALITY SOFT, MULTI-DIRECTIONAL STRETCH, ANATOMICAL FIT, ANTI-BACTERIAL, BREATHABLE, ODOR NEUTRALITY, HYPOALLERGENIC AND LATEX-FREE, MEDICAL GRADE COMPOSITION, PRESSURE BASED ON PATIENT NEEDS | REHABILITATION AND PHYSIOTHERAPY SUPPLIES SUPPLEMENTARY
7478 | 4231250201000 | PRESSURE GARMENT, CUSTOM MADE, FOR SCAR MANAGEMENT, ABDOMINAL SUPPORT CHILD, ULTRAVIOLET PROTECTION (NOT LESS THAN 98%), BREATHABLE, HYPOALLERGENIC AND LATEX-FREE, COMPOSITION-HIGH QUALITY SOFT, ANTI-BACTERIAL, MEDICAL GRADE COMPOSITION, AVAILABLE IN TWO WASHABLE FABRICS: STRONG AND MEDIUM, PRESSURE BASED ON PATIENT NEEDS | REHABILITATION AND PHYSIOTHERAPY SUPPLIES SUPPLEMENTARY
7479 | 4231250201100 | PRESSURE GARMENT, CUSTOM MADE, FOR SCAR MANAGEMENT, ABDOMINAL SUPPORT MEN, ULTRAVIOLET PROTECTION (NOT LESS THAN 98%), BREATHABLE, H YPOALLERGENIC AND LATEX-FREE, COMPOSITION-HIGH QUALITY SOFT, ANTI-BACTERIAL, MEDICAL GRADE COMPOSITION, AVAILABLE IN TWO WASHABLE FABRICS: STRONG AND MEDIUM, PRESSURE BASED ON PATIENT NEEDS | REHABILITATION AND PHYSIOTHERAPY SUPPLIES SUPPLEMENTARY
7480 | 4231250201200 | PRESSURE GARMENT, CUSTOM MADE, FOR SCAR MANAGEMENT, ABDOMINAL SUPPORT WOMEN, ULTRAVIOLET PROTECTION (NOT LESS THAN 98%), BREATHABLE, HYPOALLERGENIC AND LATEX-FREE, COMPOSITION-HIGH QUALITY SOFT, ANTI-BACTERIAL, MEDICAL GRADE COMPOSITION, AVAILABLE IN TWO WASHABLE FABRICS: STRONG AND MEDIUM, PRESSURE BASED ON PATIENT NEEDS | REHABILITATION AND PHYSIOTHERAPY SUPPLIES SUPPLEMENTARY
7481 | 4618153503000 | PRESSURE GARMENT, READY MADE, KNEE ANKLE, SIZE: 6.5X8IN/ 16.5-20 CM EASY FITTING SOFT AND SMOOTH, HI-TECH YARN WITH PERMANENT ODOR NEUTRALITY, BREATHABLE, HIGH UV PROTECTION, PATENTED KNIT ENSURES RAPID MOISTURE TRANSPORTATION AND TEMPERATURE, HYPOALLERGENIC AND LATEX-FREE ANTI-BACTERIAL, WASHABLE, FABRIC COMPOSITION 20%-30% ELASTANE, 70 AND -80% POLYAMIDE, (SCAR MANAGEMENT) | REHABILITATION AND PHYSIOTHERAPY SUPPLIES SUPPLEMENTARY
7482 | 4618153503100 | PRESSURE GARMENT, READY MADE, KNEE ANKLE, SIZE: 7X9IN/19-23 CM EASY FITTING SOFT AND SMOOTH, HI-TECH YARN WITH PERMANENT ODOR NEUTRALITY, BREATHABLE, HIGH UV PROTECTION, PATENTED KNIT ENSURES RAPID MOISTURE TRANSPORTATION AND TEMPERATURE, HYPOALLERGENIC AND LATEX-FREE ANTI-BACTERIAL, WASHABLE, FABRIC COMPOSITION 20%-30% ELASTANE, 70 AND -80% POLYAMIDE, (SCAR MANAGEMENT) | REHABILITATION AND PHYSIOTHERAPY SUPPLIES SUPPLEMENTARY
7483 | 4231250401100 | PRESSURE GARMENT, CUSTOM MADE, FOR SCAR MANAGEMENT, MODIFIED CHIN STRAP, COMPOSITION-HIGH QUALITY SOFT, MULTI-DIRECTIONAL STRETCH, ANATOMICAL FIT, ANTI-BACTERIAL, BREATHABLE, ODOR NEUTRALITY, HYPOALLERGENIC AND LATEX-FREE, MEDICAL GRADE COMPOSITION, PRESSURE BASED ON PATIENT NEEDS | REHABILITATION AND PHYSIOTHERAPY SUPPLIES SUPPLEMENTARY
7484 | 4231250401000 | PRESSURE GARMENT, CUSTOM MADE, FOR SCAR MANAGEMENT, FACE MASK, COMPOSITION-HIGH QUALITY SOFT, MULTI-DIRECTIONAL STRETCH, ANATOMICAL FIT, ANTI-BACTERIAL, BREATHABLE, ODOR NEUTRALITY, HYPOALLERGENIC AND LATEX-FREE, MEDICAL GRADE COMPOSITION, PRESSURE BASED ON PATIENT NEEDS | REHABILITATION AND PHYSIOTHERAPY SUPPLIES SUPPLEMENTARY
7485 | 4231250400900 | PRESSURE GARMENT, CUSTOM MADE, FOR SCAR MANAGEMENT, CHIN STRAP, COMPOSITION-HIGH QUALITY SOFT, MULTI-DIRECTIONAL STRETCH, ANATOMICAL FIT, ANTI-BACTERIAL, BREATHABLE, ODOR NEUTRALITY, HYPOALLERGENIC AND LATEX-FREE, MEDICAL GRADE COMPOSITION, PRESSURE BASED ON PATIENT NEEDS | REHABILITATION AND PHYSIOTHERAPY SUPPLIES SUPPLEMENTARY
7486 | 4231250400800 | PRESSURE GARMENT, CUSTOM MADE, FOR SCAR MANAGEMENT, CHIN EXTENSION COLLAR, COMPOSITION-HIGH QUALITY SOFT, MULTI-DIRECTIONAL STRETCH, ANATOMICAL FIT, ANTI-BACTERIAL, BREATHABLE, ODOR NEUTRALITY, HYPOALLERGENIC AND LATEX-FREE, MEDICAL GRADE COMPOSITION, PRESSURE BASED ON PATIENT NEEDS | REHABILITATION AND PHYSIOTHERAPY SUPPLIES SUPPLEMENTARY
7487 | 4231250400700 | PRESSURE GARMENT, CUSTOM MADE, FOR SCAR MANAGEMENT, CHILD CHIN STRAP EAR OPEN, ULTRAVIOLET PROTECTION (NOT LESS THAN 98%), BREATHABLE, HYPOALLERGENIC AND LATEX-FREE, COMPOSITION-HIGH QUALITY SOFT, ANTI-BACTERIAL, MEDICAL GRADE COMPOSITION, AVAILABLE IN TWO WASHABLE FABRICS: STRONG AND MEDIUM, PRESSURE BASED ON PATIENT NEEDS | REHABILITATION AND PHYSIOTHERAPY SUPPLIES SUPPLEMENTARY
7488 | 4231250400600 | PRESSURE GARMENT, CUSTOM MADE, FOR SCAR MANAGEMENT, CHILD CHIN STRAP EAR CLOSE, ULTRAVIOLET PROTECTION (NOT LESS THAN 98%), BREATHABLE, HYPOALLERGENIC AND LATEX-FREE, COMPOSITION-HIGH QUALITY SOFT, ANTI-BACTERIAL, MEDICAL GRADE COMPOSITION, AVAILABLE IN TWO WASHABLE FABRICS: STRONG AND MEDIUM, PRESSURE BASED ON PATIENT NEEDS | REHABILITATION AND PHYSIOTHERAPY SUPPLIES SUPPLEMENTARY
7489 | 4231250400500 | PRESSURE GARMENT, CUSTOM MADE, FOR SCAR MANAGEMENT, ADULT CHIN STRAP EAR OPEN, ULTRAVIOLET PROTECTION (NOT LESS THAN 98%), BREATHABLE, HYPOALLERGENIC AND LATEX-FREE, COMPOSITION-HIGH QUALITY SOFT, ANTI-BACTERIAL, MEDICAL GRADE COMPOSITION, AVAILABLE IN TWO WASHABLE FABRICS: STRONG AND MEDIUM, PRESSURE BASED ON PATIENT NEEDS | REHABILITATION AND PHYSIOTHERAPY SUPPLIES SUPPLEMENTARY
7490 | 4231250400400 | PRESSURE GARMENT, CUSTOM MADE, FOR SCAR MANAGEMENT, ADULT CHIN STRAP EAR CLOSE, ULTRAVIOLET PROTECTION (NOT LESS THAN 98%), BREATHABLE, HYPOALLERGENIC AND LATEX-FREE, COMPOSITION-HIGH QUALITY SOFT, ANTI-BACTERIAL, MEDICAL GRADE COMPOSITION, AVAILABLE IN TWO WASHABLE FABRICS: STRONG AND MEDIUM, PRESSURE BASED ON PATIENT NEEDS | REHABILITATION AND PHYSIOTHERAPY SUPPLIES SUPPLEMENTARY
7491 | 4231250400300 | SILICONE GEL, STRAP, STERNAL, GEL, FABRIC-LINED, SIZE MALE ( SCAR MANAGEMENT) | REHABILITATION AND PHYSIOTHERAPY SUPPLIES SUPPLEMENTARY
7492 | 4231250400200 | SILICONE GEL, STRAP, STERNAL, GEL, FABRIC-LINED, SIZE FEMALE( SCAR MANAGEMENT) | REHABILITATION AND PHYSIOTHERAPY SUPPLIES SUPPLEMENTARY
7493 | 4231250400100 | SILICONE GEL, CHIN STRAP, FABRIC-LINED, FOR SCAR MANAGEMENT, SIZE CHILD( SCAR MANAGEMENT) | REHABILITATION AND PHYSIOTHERAPY SUPPLIES SUPPLEMENTARY
7494 | 4231250301000 | SUSPENSOR FOR MEN’S GENITAL AREA, FOR LYMPHEDEMA, ADJUSTABLE, VELCRO FASTENING AND STRAPS, SIZE LARGE (LYMPHEDEMA) | REHABILITATION AND PHYSIOTHERAPY SUPPLIES SUPPLEMENTARY
7495 | 4231250300900 | SUSPENSOR FOR MEN’S GENITAL AREA, FOR LYMPHEDEMA, ADJUSTABLE, VELCRO FASTENING AND STRAPS, SIZE MEDIUM (LYMPHEDEMA) | REHABILITATION AND PHYSIOTHERAPY SUPPLIES SUPPLEMENTARY
7496 | 4231250300800 | SUSPENSOR FOR MEN’S GENITAL AREA, FOR LYMPHEDEMA, ADJUSTABLE, VELCRO FASTENING AND STRAPS, SIZE SMALL (LYMPHEDEMA) | REHABILITATION AND PHYSIOTHERAPY SUPPLIES SUPPLEMENTARY
7497 | 4231250201300 | DOUBLE ABDOMINAL PANEL | REHABILITATION AND PHYSIOTHERAPY SUPPLIES SUPPLEMENTARY
7498 | 4231250001500 | CHILD SLEEVE FASTENING MODEL 2 IS AN ELASTIC STRAP RUNNING UNDER THE AXILLA TO HOLD THE SLEEVE UP. FASTENING WITH VELCRO. AVAILABLE FOR ALL SLEEVES REACHING THE AXILLA. MATERIAL: ELASTANE BAND 3 CM WIDTH (ELA1). | REHABILITATION AND PHYSIOTHERAPY SUPPLIES SUPPLEMENTARY
7499 | 4231250001400 | CHILD SLEEVE FASTENING MODEL 1 IS AN ELASTIC STRAP RUNNING UNDER THE BREAST TO HOLD THE SLEEVE UP. FASTENING WITH VELCRO. AVAILABLE FOR ALL SLEEVES REACHING THE AXILLA. MATERIAL: ELASTANE BAND 3 CM WIDTH (ELA1). | REHABILITATION AND PHYSIOTHERAPY SUPPLIES SUPPLEMENTARY
7500 | 4231250001100 | PRESSURE GARMENT, CUSTOM MADE, FOR SCAR MANAGEMENT, BODY CHILD LONG AND SHORT SLEEVES - BODY CHILD LONG AND SHORT SLEEVES, ULTRAVIOLET PROTECTION (NOT LESS THAN 98%), BREATHABLE, HYPOALLERGENIC AND LATEX-FREE, COMPOSITION-HIGH QUALITY SOFT, ANTI-BACTERIAL, MEDICAL GRADE COMPOSITION, AVAILABLE IN TWO WASHABLE FABRICS: STRONG AND MEDIUM, PRESSURE BASED ON PATIENT NEEDS | REHABILITATION AND PHYSIOTHERAPY SUPPLIES SUPPLEMENTARY
7501 | 4231250001000 | SILICONE GEL, SLEEVE, ELASTIC, GEL LINED WITH FABRIC, SIZE 5 (45/55 CM CIRCUMFERENCE)( SCAR MANAGEMENT) | REHABILITATION AND PHYSIOTHERAPY SUPPLIES SUPPLEMENTARY
7502 | 4231220226500 | PRESSURE GARMENT READY MADE CHIN STRAP EAR CLOSED SIZES: XS: 22 IN -23.2 IN (55-58 CM) (CIRCUMFERENCE FROM CROWN TO CHIN) . EASY FITTING SOFT AND SMOOTH HI-TECH YARN WITH PERMANENT ODOR NEUTRALITY BREATHABLE HIGH UV PROTECTION ADJUSTABLE PRESSURE LEVEL HY = POALLERGENIC AND LATEX-FREE ANTI-BACTERIAL WASHABLE FABRIC COMPOSITION 60%-69% POLYAMIDE 31%-40% ELASTANE THICKNESS 0.64-0.68MM (SCAR MANAGEMENT) | REHABILITATION AND PHYSIOTHERAPY SUPPLIES SUPPLEMENTARY
7503 | 4231220226600 | PRESSURE GARMENT READY MADE CHIN STRAP EAR CLOSED SIZES: XXS: 20 IN -21.6 IN (50-54 CM) (CIRCUMFERENCE FROM CROWN TO CHIN) . EASY FITTING SOFT AND SMOOTH HI-TECH YARN WITH PERMANENT ODOR NEUTRALITY BREATHABLE HIGH UV PROTECTION ADJUSTABLE PRESSURE LEVEL HY = POALLERGENIC AND LATEX-FREE ANTI-BACTERIAL WASHABLE FABRIC COMPOSITION 60%-69% POLYAMIDE 31%-40% ELASTANE THICKNESS 0.64-0.68MM (SCAR MANAGEMENT) | REHABILITATION AND PHYSIOTHERAPY SUPPLIES SUPPLEMENTARY
7504 | 4231220226700 | PRESSURE GARMENT, READY MADE, CHIN STRAP EAR AREA CLOSED, SIZES: 5: 24-24.8 IN (60-62 CM) (CIRCUMFERENCE OF THE HEAD) . EASY FITTING SOFT AND SMOOTH, HI-TECH YARN WITH PERMANENT ODOR NEUTRALITY, BREATHABLE, HIGH UV PROTECTION, PRESSURE LEVEL 10-18 MMHG, HYPOALLERGENIC AND LATEX-FREE ANTI-BACTERIAL, WASHABLE, FABRIC COMPOSITION 80%-90% POLYAMIDE 10%-20% ELASTANE, THICKNESS 0.64-0.68MM (SCAR MANAGEMENT) | REHABILITATION AND PHYSIOTHERAPY SUPPLIES SUPPLEMENTARY
7505 | 4231220226800 | PRESSURE GARMENT, READY MADE, CHIN STRAP EAR AREA CLOSED, SIZES: 4: 22.8-23.6 IN (57-59 CM) (CIRCUMFERENCE OF THE HEAD) . EASY FITTING SOFT AND SMOOTH, HI-TECH YARN WITH PERMANENT ODOR NEUTRALITY, BREATHABLE, HIGH UV PROTECTION, PRESSURE LEVEL 10-18 MMHG, HYPOALLERGENIC AND LATEX-FREE ANTI-BACTERIAL, WASHABLE, FABRIC COMPOSITION 80%-90% POLYAMIDE 10%-20% ELASTANE, THICKNESS 0.64-0.68MM (SCAR MANAGEMENT) | REHABILITATION AND PHYSIOTHERAPY SUPPLIES SUPPLEMENTARY
7506 | 4231220226900 | PRESSURE GARMENT, READY MADE, CHIN STRAP EAR AREA CLOSED, SIZES: 3: 21.6-22.4 IN (54-56 CM) (CIRCUMFERENCE OF THE HEAD) . EASY FITTING SOFT AND SMOOTH, HI-TECH YARN WITH PERMANENT ODOR NEUTRALITY, BREATHABLE, HIGH UV PROTECTION, PRESSURE LEVEL 10-18 MMHG, HYPOALLERGENIC AND LATEX-FREE ANTI-BACTERIAL, WASHABLE, FABRIC COMPOSITION 80%-90% POLYAMIDE 10%-20% ELASTANE, THICKNESS 0.64-0.68MM (SCAR MANAGEMENT) | REHABILITATION AND PHYSIOTHERAPY SUPPLIES SUPPLEMENTARY
7507 | 4224171306100 | POCKET FOR PROSTHESIS | REHABILITATION AND PHYSIOTHERAPY SUPPLIES SUPPLEMENTARY
7508 | 4231220227000 | PRESSURE GARMENT READY MADE CHIN STRAP EAR OPEN SIZES: XL: 28.4 IN -29.6 IN (71-74 CM) (CIRCUMFERENCE FROM CROWN TO CHIN) . EASY FITTING SOFT AND SMOOTH HI-TECH YARN WITH PERMANENT ODOR NEUTRALITY BREATHABLE HIGH UV PROTECTION ADJUSTABLE PRESSURE LEVEL HY = POALLERGENIC AND LATEX-FREE ANTI-BACTERIAL WASHABLE FABRIC COMPOSITION 60%-69% POLYAMIDE 31%-40% ELASTANE THICKNESS 0.64-0.68MM (SCAR MANAGEMENT) | REHABILITATION AND PHYSIOTHERAPY SUPPLIES SUPPLEMENTARY
7509 | 4231220227100 | PRESSURE GARMENT, READY MADE, CHIN STRAP EAR AREA CLOSED, SIZES: 2: 20.4-21.2 IN (51-53 CM) (CIRCUMFERENCE OF THE HEAD) . EASY FITTING SOFT AND SMOOTH, HI-TECH YARN WITH PERMANENT ODOR NEUTRALITY, BREATHABLE, HIGH UV PROTECTION, PRESSURE LEVEL 10-18 MMHG, HYPOALLERGENIC AND LATEX-FREE ANTI-BACTERIAL, WASHABLE, FABRIC COMPOSITION 80%-90% POLYAMIDE 10%-20% ELASTANE, THICKNESS 0.64-0.68MM (SCAR MANAGEMENT) | REHABILITATION AND PHYSIOTHERAPY SUPPLIES SUPPLEMENTARY
7510 | 4231220227200 | PRESSURE GARMENT, READY MADE, CHIN STRAP EAR AREA CLOSED, SIZES: 1: 18.8-20 IN (47-50 CM) (CIRCUMFERENCE OF THE HEAD) . EASY FITTING SOFT AND SMOOTH, HI-TECH YARN WITH PERMANENT ODOR NEUTRALITY, BREATHABLE, HIGH UV PROTECTION, PRESSURE LEVEL 10-18 MMHG, HYPOALLERGENIC AND LATEX-FREE ANTI-BACTERIAL, WASHABLE, FABRIC COMPOSITION 80%-90% POLYAMIDE 10%-20% ELASTANE, THICKNESS 0.64-0.68MM (SCAR MANAGEMENT) | REHABILITATION AND PHYSIOTHERAPY SUPPLIES SUPPLEMENTARY
7511 | 4224171201800 | UNDER-WRAP (PRE-WRAP), PROVIDES A PROTECTIVE BARRIER BETWEEN SKIN AND TAPE, LATEX FREE, 2.75 INCH X 30 YARDS | REHABILITATION AND PHYSIOTHERAPY SUPPLIES SUPPLEMENTARY
7512 | 4618154210100 | GARMENT, MITTEN, MADE OF FOAM CUBES, CONTAINS POLYURETHANE, FOR LYMPHEDEMA, 5 MM X 5 MM (SMALL BLOCKS), SIZE 1 OR SMALL (LYMPHEDEMA) | REHABILITATION AND PHYSIOTHERAPY SUPPLIES SUPPLEMENTARY
7513 | 4618154210200 | GARMENT, MITTEN, MADE OF FOAM CUBES, CONTAINS POLYURETHANE, FOR LYMPHEDEMA, 5 MM X 5 MM (SMALL BLOCKS), SIZE 2 OR MEDIUM (LYMPHEDEMA) | REHABILITATION AND PHYSIOTHERAPY SUPPLIES SUPPLEMENTARY
7514 | 4618154210300 | GARMENT, MITTEN, MADE OF FOAM CUBES, CONTAINS POLYURETHANE, FOR LYMPHEDEMA, 5 MM X 5 MM (SMALL BLOCKS), SIZE 3 OR LARGE (LYMPHEDEMA) | REHABILITATION AND PHYSIOTHERAPY SUPPLIES SUPPLEMENTARY
7515 | 4224171201300 | ASSISTIVE TOOLS, CLOSED CELL FOAM TUBING: USED FOR BUILDING UP TOOL AND UTENSIL HANDLES, TUBING HAS A SLIP RESISTANT OUTER LAYER, CAN BE CUT TO THE REQUIRED LENGTH. SIZE: 15MM X 5MM X 30CM PACK OF 6 | REHABILITATION AND PHYSIOTHERAPY SUPPLIES SUPPLEMENTARY
7516 | 4618154210400 | GARMENT, MITTEN, MADE OF FOAM CUBES, CONTAINS POLYURETHANE, FOR LYMPHEDEMA, 5 MM X 5 MM (SMALL BLOCKS), SIZE 4 OR X-LARGE (LYMPHEDEMA) | REHABILITATION AND PHYSIOTHERAPY SUPPLIES SUPPLEMENTARY
7517 | 4618154210500 | GARMENT, MITTEN, MADE OF FOAM CUBES, CONTAINS POLYURETHANE, FOR LYMPHEDEMA, 5 MM X 5 MM (SMALL BLOCKS), SIZE 5 OR XX-LARGE (LYMPHEDEMA) | REHABILITATION AND PHYSIOTHERAPY SUPPLIES SUPPLEMENTARY
7518 | 4618154210600 | GARMENT, MITTEN, MADE OF FOAM CUBES, CONTAINS POLYURETHANE, FOR LYMPHEDEMA, 5 MM X 5 MM (SMALL BLOCKS), SIZE 6 OR XXX-LARGE (LYMPHEDEMA) | REHABILITATION AND PHYSIOTHERAPY SUPPLIES SUPPLEMENTARY
7519 | 4231220226400 | PRESSURE GARMENT READY MADE CHIN STRAP EAR CLOSED SIZES: XL: 28.4 IN -29.6 IN (71-74 CM) (CIRCUMFERENCE FROM CROWN TO CHIN) . EASY FITTING SOFT AND SMOOTH HI-TECH YARN WITH PERMANENT ODOR NEUTRALITY BREATHABLE HIGH UV PROTECTION ADJUSTABLE PRESSURE LEVEL H = YPOALLERGENIC AND LATEX-FREE ANTI-BACTERIAL WASHABLE FABRIC COMPOSITION 60%-69% POLYAMIDE 31%-40% ELASTANE THICKNESS 0.64-0.68MM (SCAR MANAGEMENT) | REHABILITATION AND PHYSIOTHERAPY SUPPLIES SUPPLEMENTARY
7520 | 4221180400000 | ASSISTIVE TOOLS, LONG HANDLE BRUSH ANTI- SLIP HANDLE FITS SNUGLY IN THE HAND TO STAY IN PLACE WHEN IN USE PROVIDES MAXIMUM REACH WITH MINIMUM EFFORT | REHABILITATION AND PHYSIOTHERAPY SUPPLIES SUPPLEMENTARY
7521 | 4231220226300 | PRESSURE GARMENT READY MADE CHIN STRAP EAR CLOSED SIZES: S: 23.6 IN -24.8 IN (59-62 CM) (CIRCUMFERENCE FROM CROWN TO CHIN) . EASY FITTING SOFT AND SMOOTH HI-TECH YARN WITH PERMANENT ODOR NEUTRALITY BREATHABLE HIGH UV PROTECTION ADJUSTABLE PRESSURE LEVEL HY = POALLERGENIC AND LATEX-FREE ANTI-BACTERIAL WASHABLE FABRIC COMPOSITION 60%-69% POLYAMIDE 31%-40% ELASTANE THICKNESS 0.64-0.68MM (SCAR MANAGEMENT) | REHABILITATION AND PHYSIOTHERAPY SUPPLIES SUPPLEMENTARY
7522 | 4231220226100 | PRESSURE GARMENT, READY MADE, CHIN STRAP EAR CLOSED, SIZES: L: 26.8 IN -28 IN (67-70 CM) (CIRCUMFERENCE FROM CROWN TO CHIN) . EASY FITTING SOFT AND SMOOTH, HI-TECH YARN WITH PERMANENT ODOR NEUTRALITY, BREATHABLE, HIGH UV PROTECTION, ADJUSTABLE PRESSURE LEVEL, HYPOALLERGENIC AND LATEX-FREE ANTI-BACTERIAL, WASHABLE, FABRIC COMPOSITION 60%-69%, POLYAMIDE 31%-40% ELASTANE, THICKNESS 0.64-0.68MM, (SCAR MANAGEMENT) | REHABILITATION AND PHYSIOTHERAPY SUPPLIES SUPPLEMENTARY
7523 | 4231250000900 | SILICONE GEL, SLEEVE, ELASTIC, GEL LINED WITH FABRIC, SIZE 4 (32/45 CM CIRCUMFERENCE)( SCAR MANAGEMENT) | REHABILITATION AND PHYSIOTHERAPY SUPPLIES SUPPLEMENTARY
7524 | 4231250000800 | SILICONE GEL, SLEEVE, ELASTIC, GEL LINED WITH FABRIC, SIZE 3 (25/32 CM CIRCUMFERENCE)( SCAR MANAGEMENT) | REHABILITATION AND PHYSIOTHERAPY SUPPLIES SUPPLEMENTARY
7525 | 4231250000700 | SILICONE GEL, SLEEVE, ELASTIC, GEL LINED WITH FABRIC, SIZE 2 (18/25 CM CIRCUMFERENCE)( SCAR MANAGEMENT) | REHABILITATION AND PHYSIOTHERAPY SUPPLIES SUPPLEMENTARY
7526 | 4231250000600 | SILICONE GEL, SLEEVE, ELASTIC, GEL LINED WITH FABRIC, SIZE 1 (12/18 CM CIRCUMFERENCE)( SCAR MANAGEMENT) | REHABILITATION AND PHYSIOTHERAPY SUPPLIES SUPPLEMENTARY
7527 | 4618154200000 | SPLINT PALM SHIELD PREVENT SKIN BREAKDOWN IN CASE OF FINGERS CONTRACTURE FINGER SEPARATORSWITH STRAP SECURES OVER THE BACK OF THE HAND TO PREVENT SLIDING OFF EXTRA-LARGE THUMB PAD PROVIDES AMPLE THUMB RESTING ROOM CAN BE EASILY CUSTOMIZED FOR A PERFECT AND COMFORTABLE FIT UNIVERSAL SIZE LEFT | REHABILITATION AND PHYSIOTHERAPY SUPPLIES SUPPLEMENTARY
7528 | 4618154200100 | SPLINT PALM SHIELD PREVENT SKIN BREAKDOWN IN CASE OF FINGERS CONTRACTURE FINGER SEPARATORSWITH STRAP SECURES OVER THE BACK OF THE HAND TO PREVENT SLIDING OFF EXTRA-LARGE THUMB PAD PROVIDES AMPLE THUMB RESTING ROOM CAN BE EASILY CUSTOMIZED FOR A PERFECT AND COMFORTABLE FIT UNIVERSAL SIZE RIGHT | REHABILITATION AND PHYSIOTHERAPY SUPPLIES SUPPLEMENTARY
7529 | 4231220224700 | PRESSURE GARMENT, READY MADE, VEST CHEST, SIZE: 17X20IN /43-51 CM EASY FITTING SOFT AND SMOOTH, HI-TECH YARN WITH PERMANENT ODOR NEUTRALITY, BREATHABLE, HIGH UV PROTECTION, PATENTED KNIT ENSURES RAPID MOISTURE TRANSPORTATION AND TEMPERATURE, HYPOALLERGENIC AND LATEX-FREE ANTI-BACTERIAL, WASHABLE, FABRIC COMPOSITION 20%-30% ELASTANE, 70 AND -80% POLYAMIDE, (SCAR MANAGEMENT) | REHABILITATION AND PHYSIOTHERAPY SUPPLIES SUPPLEMENTARY
7530 | 4231220224800 | PRESSURE GARMENT, READY MADE, VEST CHEST, SIZE: 19X22IN /48-56 CM EASY FITTING SOFT AND SMOOTH, HI-TECH YARN WITH PERMANENT ODOR NEUTRALITY, BREATHABLE, HIGH UV PROTECTION, PATENTED KNIT ENSURES RAPID MOISTURE TRANSPORTATION AND TEMPERATURE, HYPOALLERGENIC AND LATEX-FREE ANTI-BACTERIAL, WASHABLE, FABRIC COMPOSITION 20%-30% ELASTANE, 70 AND -80% POLYAMIDE, (SCAR MANAGEMENT) | REHABILITATION AND PHYSIOTHERAPY SUPPLIES SUPPLEMENTARY
7531 | 4231220224900 | PRESSURE GARMENT, READY MADE, VEST CHEST, SIZE: 21X25IN/ 53-64 CM EASY FITTING SOFT AND SMOOTH, HI-TECH YARN WITH PERMANENT ODOR NEUTRALITY, BREATHABLE, HIGH UV PROTECTION, PATENTED KNIT ENSURES RAPID MOISTURE TRANSPORTATION AND TEMPERATURE, HYPOALLERGENIC AND LATEX-FREE ANTI-BACTERIAL, WASHABLE, FABRIC COMPOSITION 20%-30% ELASTANE, 70 AND -80% POLYAMIDE, (SCAR MANAGEMENT) | REHABILITATION AND PHYSIOTHERAPY SUPPLIES SUPPLEMENTARY
7532 | 4231220225000 | PRESSURE GARMENT, READY MADE, VEST CHEST, SIZE: 24X28IN/61-71 CM EASY FITTING SOFT AND SMOOTH, HI-TECH YARN WITH PERMANENT ODOR NEUTRALITY, BREATHABLE, HIGH UV PROTECTION, PATENTED KNIT ENSURES RAPID MOISTURE TRANSPORTATION AND TEMPERATURE, HYPOALLERGENIC AND LATEX-FREE ANTI-BACTERIAL, WASHABLE, FABRIC COMPOSITION 20%-30% ELASTANE, 70 AND -80% POLYAMIDE, (SCAR MANAGEMENT) | REHABILITATION AND PHYSIOTHERAPY SUPPLIES SUPPLEMENTARY
7533 | 4231220225100 | PRESSURE GARMENT, READY MADE, VEST CHEST, SIZE: 26X32IN /68-81 CM EASY FITTING SOFT AND SMOOTH, HI-TECH YARN WITH PERMANENT ODOR NEUTRALITY, BREATHABLE, HIGH UV PROTECTION, PATENTED KNIT ENSURES RAPID MOISTURE TRANSPORTATION AND TEMPERATURE, HYPOALLERGENIC AND LATEX-FREE ANTI-BACTERIAL, WASHABLE, FABRIC COMPOSITION 20%-30% ELASTANE, 70 AND -80% POLYAMIDE, (SCAR MANAGEMENT) | REHABILITATION AND PHYSIOTHERAPY SUPPLIES SUPPLEMENTARY
7534 | 4231220225200 | PRESSURE GARMENT, READY MADE, VEST CHEST, SIZE: 30X36IN /79-91 CM EASY FITTING SOFT AND SMOOTH, HI-TECH YARN WITH PERMANENT ODOR NEUTRALITY, BREATHABLE, HIGH UV PROTECTION, PATENTED KNIT ENSURES RAPID MOISTURE TRANSPORTATION AND TEMPERATURE, HYPOALLERGENIC AND LATEX-FREE ANTI-BACTERIAL, WASHABLE, FABRIC COMPOSITION 20%-30% ELASTANE, 70 AND -80% POLYAMIDE, (SCAR MANAGEMENT) | REHABILITATION AND PHYSIOTHERAPY SUPPLIES SUPPLEMENTARY
7535 | 4231220225300 | PRESSURE GARMENT, READY MADE, VEST CHEST, SIZE: 34X41IN /86-104 CM EASY FITTING SOFT AND SMOOTH, HI-TECH YARN WITH PERMANENT ODOR NEUTRALITY, BREATHABLE, HIGH UV PROTECTION, PATENTED KNIT ENSURES RAPID MOISTURE TRANSPORTATION AND TEMPERATURE, HYPOALLERGENIC AND LATEX-FREE ANTI-BACTERIAL, WASHABLE, FABRIC COMPOSITION 20%-30% ELASTANE, 70 AND -80% POLYAMIDE, (SCAR MANAGEMENT) | REHABILITATION AND PHYSIOTHERAPY SUPPLIES SUPPLEMENTARY
7536 | 4231220225400 | PRESSURE GARMENT, READY MADE, VEST CHEST, SIZE: 38X45IN 96-114 CM EASY FITTING SOFT AND SMOOTH, HI-TECH YARN WITH PERMANENT ODOR NEUTRALITY, BREATHABLE, HIGH UV PROTECTION, PATENTED KNIT ENSURES RAPID MOISTURE TRANSPORTATION AND TEMPERATURE, HYPOALLERGENIC AND LATEX-FREE ANTI-BACTERIAL, WASHABLE, FABRIC COMPOSITION 20%-30% ELASTANE, 70 AND -80% POLYAMIDE, (SCAR MANAGEMENT) | REHABILITATION AND PHYSIOTHERAPY SUPPLIES SUPPLEMENTARY
7537 | 4231220225500 | PRESSURE GARMENT, READY MADE, CHINSTRAP HEAD, SIZE: 18X21IN/ 46-53.5 CM EASY FITTING SOFT AND SMOOTH, HI-TECH YARN WITH PERMANENT ODOR NEUTRALITY, BREATHABLE, HIGH UV PROTECTION, PATENTED KNIT ENSURES RAPID MOISTURE TRANSPORTATION AND TEMPERATURE, HYPOALLERGENIC AND LATEX-FREE ANTI-BACTERIAL, WASHABLE, FABRIC COMPOSITION 20%-30% ELASTANE, 70 AND -80% POLYAMIDE, (SCAR MANAGEMENT) | REHABILITATION AND PHYSIOTHERAPY SUPPLIES SUPPLEMENTARY
7538 | 4231220225600 | PRESSURE GARMENT, READY MADE, CHINSTRAP HEAD, SIZE: 20X23IN/51-58.5 CM EASY FITTING SOFT AND SMOOTH, HI-TECH YARN WITH PERMANENT ODOR NEUTRALITY, BREATHABLE, HIGH UV PROTECTION, PATENTED KNIT ENSURES RAPID MOISTURE TRANSPORTATION AND TEMPERATURE, HYPOALLERGENIC AND LATEX-FREE ANTI-BACTERIAL, WASHABLE, FABRIC COMPOSITION 20%-30% ELASTANE, 70 AND -80% POLYAMIDE, , (SCAR MANAGEMENT) | REHABILITATION AND PHYSIOTHERAPY SUPPLIES SUPPLEMENTARY
7539 | 4231220225700 | PRESSURE GARMENT, READY MADE, CHINSTRAP HEAD, SIZE: 22X25IN /56-63.5 CM EASY FITTING SOFT AND SMOOTH, HI-TECH YARN WITH PERMANENT ODOR NEUTRALITY, BREATHABLE, HIGH UV PROTECTION, PATENTED KNIT ENSURES RAPID MOISTURE TRANSPORTATION AND TEMPERATURE, HYPOALLERGENIC AND LATEX-FREE ANTI-BACTERIAL, WASHABLE, FABRIC COMPOSITION 20%-30% ELASTANE, 70 AND -80% POLYAMIDE, (SCAR MANAGEMENT) | REHABILITATION AND PHYSIOTHERAPY SUPPLIES SUPPLEMENTARY
7540 | 4231220226200 | PRESSURE GARMENT READY MADE CHIN STRAP EAR CLOSED SIZES: M: 25.2 IN -26.4 IN (63-66 CM) (CIRCUMFERENCE FROM CROWN TO CHIN) . EASY FITTING SOFT AND SMOOTH HI-TECH YARN WITH PERMANENT ODOR NEUTRALITY BREATHABLE HIGH UV PROTECTION ADJUSTABLE PRESSURE LEVEL HY = POALLERGENIC AND LATEX-FREE ANTI-BACTERIAL WASHABLE FABRIC COMPOSITION 60%-69% POLYAMIDE 31%-40% ELASTANE THICKNESS 0.64-0.68MM (SCAR MANAGEMENT) | REHABILITATION AND PHYSIOTHERAPY SUPPLIES SUPPLEMENTARY
7541 | 4618152707800 | PRESSURE GARMENT, CUSTOM MADE, FOR SCAR MANAGEMENT, PANTS SHORT AND LONG LEGS BOYS, ULTRAVIOLET PROTECTION (NOT LESS THAN 98%), BREATHABLE, HYPOALLERGENIC AND LATEX-FREE, COMPOSITION-HIGH QUALITY SOFT, ANTI-BACTERIAL, MEDICAL GRADE COMPOSITION, AVAILABLE IN TWO WASHABLE FABRICS: STRONG AND MEDIUM, PRESSURE BASED ON PATIENT NEEDS | REHABILITATION AND PHYSIOTHERAPY SUPPLIES SUPPLEMENTARY
7542 | 4221171000100 | ASSISTIVE TOOLS, WISHBONE-SHAPED PEN FOR WEAK GRIP OR LIMITED GRASP, ALLOWS THE PRESSURE OF THE NATURAL WEIGHT OF THE HAND TO GUIDE THE WRITING INSTRUMENT RATHER THAN THE GRIP, HAS AN EXTRA SOFT, PLIABLE SURFACE MAKING IT EVEN EASIER TO HOLD | REHABILITATION AND PHYSIOTHERAPY SUPPLIES SUPPLEMENTARY
7543 | 4618153502900 | PRESSURE GARMENT, READY MADE, KNEE ANKLE, SIZE: 5X6IN/ 13-16.5 CM EASY FITTING SOFT AND SMOOTH, HI-TECH YARN WITH PERMANENT ODOR NEUTRALITY, BREATHABLE, HIGH UV PROTECTION, PATENTED KNIT ENSURES RAPID MOISTURE TRANSPORTATION AND TEMPERATURE, HYPOALLERGENIC AND LATEX-FREE ANTI-BACTERIAL, WASHABLE, FABRIC COMPOSITION 20%-30% ELASTANE, 70 AND -80% POLYAMIDE, (SCAR MANAGEMENT) | REHABILITATION AND PHYSIOTHERAPY SUPPLIES SUPPLEMENTARY
7544 | 4618150404200 | PRESSURE GARMENT, READY MADE, DIGITAL CAP, SIZES: XS: 1.6-2 IN (4-5 CM) (CIRCUMFERENCE AROUND PIP JOINT), LENGTH: 5.0 CM, EASY FITTING SOFT AND SMOOTH, HI-TECH YARN WITH PERMANENT ODOR NEUTRALITY, ADJUSTABLE PRESSURE LEVEL, BREATHABLE, HIGH UV PROTECTION, HYPOALLERGENIC AND LATEX-FREE ANTI-BACTERIAL, WASHABLE, 60%-69% POLYAMIDE 31%-40% ELASTANE 3MM NEOPRENE STRONG FABRIC, THICKNESS 0.64MM-0.68MM, (SCAR MANAGEMENT) | REHABILITATION AND PHYSIOTHERAPY SUPPLIES SUPPLEMENTARY
7545 | 4618153502400 | PRESSURE GARMENT, READY MADE, CHILDREN STOCKING CLOSED TOES, SIZES: 1: 6.4-7.6 IN (16-19 CM) (CIRCUMFERENCE OF WIDEST POINT OF CALF) . EASY FITTING SOFT AND SMOOTH, HI-TECH YARN WITH PERMANENT ODOR NEUTRALITY, BREATHABLE, HIGH UV PROTECTION, PRESSURE LEVEL 10-18 MMHG, HYPOALLERGENIC AND LATEX-FREE ANTI-BACTERIAL, WASHABLE, FABRIC COMPOSITION 80%-90% POLYAMIDE 10%-20% ELASTANE, THICKNESS 0.48MM-0.52MM (SCAR MANAGEMENT) | REHABILITATION AND PHYSIOTHERAPY SUPPLIES SUPPLEMENTARY
7546 | 4618150404100 | PRESSURE GARMENT, READY MADE, DIGITAL CAP MED FABRIC, SIZES: XL: 3.2-3.6 IN (8-9 CM) (CIRCUMFERENCE AROUND PIP JOINT) . LENGTH: 8.5 CM, EASY FITTING SOFT AND SMOOTH, HI-TECH YARN WITH PERMANENT ODOR NEUTRALITY, ADJUSTABLE PRESSURE LEVEL, BREATHABLE, HIGH UV PROTECTION, HYPOALLERGENIC AND LATEX-FREE ANTI-BACTERIAL, WASHABLE, 60%-69% POLYAMIDE 31%-40% ELASTANE 3MM NEOPRENE STRONG FABRIC, THICKNESS 0.64MM-0.68MM, (SCAR MANAGEMENT) | REHABILITATION AND PHYSIOTHERAPY SUPPLIES SUPPLEMENTARY
7547 | 4618150403800 | PRESSURE GARMENT, READY MADE, GLOVES PALM, SIZES: XL: 10-10.4 IN (25-26 CM) (MCP CIRCUMFERENCE) . RIGHT HAND. OPEN TIPS, EASY FITTING SOFT AND SMOOTH, HI-TECH YARN WITH PERMANENT ODOR NEUTRALITY, ADJUSTABLE PRESSURE LEVEL, BREATHABLE, HIGH UV PROTECTION, HYPOALLERGENIC AND LATEX-FREE ANTI-BACTERIAL, WASHABLE, 60%-69% POLYAMIDE 31%-40% ELASTANE 3MM NEOPRENE STRONG FABRIC, THICKNESS 0.64MM-0.68MM, (SCAR MANAGEMENT) | REHABILITATION AND PHYSIOTHERAPY SUPPLIES SUPPLEMENTARY
7548 | 4618150403700 | PRESSURE GARMENT, READY MADE, GLOVES PALM, SIZES: L: 9.2-9.6 IN (23-24 CM) (MCP CIRCUMFERENCE) . RIGHT HAND. OPEN TIPS, EASY FITTING SOFT AND SMOOTH, HI-TECH YARN WITH PERMANENT ODOR NEUTRALITY, ADJUSTABLE PRESSURE LEVEL, BREATHABLE, HIGH UV PROTECTION, HYPOALLERGENIC AND LATEX-FREE ANTI-BACTERIAL, WASHABLE, 60%-69% POLYAMIDE 31%-40% ELASTANE 3MM NEOPRENE STRONG FABRIC, THICKNESS 0.64MM-0.68MM, (SCAR MANAGEMENT) | REHABILITATION AND PHYSIOTHERAPY SUPPLIES SUPPLEMENTARY
7549 | 4618150403600 | PRESSURE GARMENT, READY MADE, GLOVES PALM, SIZES: M: 8.4-8.8 IN (21-22 CM) (MCP CIRCUMFERENCE) . RIGHT HAND. OPEN TIPS, EASY FITTING SOFT AND SMOOTH, HI-TECH YARN WITH PERMANENT ODOR NEUTRALITY, ADJUSTABLE PRESSURE LEVEL, BREATHABLE, HIGH UV PROTECTION, HYPOALLERGENIC AND LATEX-FREE ANTI-BACTERIAL, WASHABLE, 60%-69% POLYAMIDE 31%-40% ELASTANE 3MM NEOPRENE STRONG FABRIC, THICKNESS 0.64MM-0.68MM, (SCAR MANAGEMENT) | REHABILITATION AND PHYSIOTHERAPY SUPPLIES SUPPLEMENTARY
7550 | 4618150403500 | PRESSURE GARMENT, READY MADE, GLOVES PALM, SIZES: S: 7.6-8 IN (19-20 CM) (MCP CIRCUMFERENCE) . RIGHT HAND. OPEN TIPS, EASY FITTING SOFT AND SMOOTH, HI-TECH YARN WITH PERMANENT ODOR NEUTRALITY, ADJUSTABLE PRESSURE LEVEL, BREATHABLE, HIGH UV PROTECTION, HYPOALLERGENIC AND LATEX-FREE ANTI-BACTERIAL, WASHABLE, 60%-69% POLYAMIDE 31%-40% ELASTANE 3MM NEOPRENE STRONG FABRIC, THICKNESS 0.64MM-0.68MM, (SCAR MANAGEMENT) | REHABILITATION AND PHYSIOTHERAPY SUPPLIES SUPPLEMENTARY
7551 | 4618150404300 | PRESSURE GARMENT, READY MADE, GAUNTLET THUMB OPEN LEFT HAND, SIZES: L: 9.2-9.6 IN (23-24 CM) (MCP CIRCUMFERENCE) . EASY FITTING SOFT AND SMOOTH, HI-TECH YARN WITH PERMANENT ODOR NEUTRALITY, BREATHABLE, HIGH UV PROTECTION, ADJUSTABLE PRESSURE LEVEL, HYPOALLERGENIC AND LATEX-FREE ANTI-BACTERIAL, WASHABLE, FABRIC COMPOSITION 60%-69%, POLYAMIDE 31%-40% ELASTANE, THICKNESS 0.64-0.68MM, (SCAR MANAGEMENT) | REHABILITATION AND PHYSIOTHERAPY SUPPLIES SUPPLEMENTARY
7552 | 4618150403400 | PRESSURE GARMENT, READY MADE, GLOVES PALM, SIZES: XS: 6.8-7.2 IN (17-18 CM) (MCP CIRCUMFERENCE) . RIGHT HAND. OPEN TIPS, EASY FITTING SOFT AND SMOOTH, HI-TECH YARN WITH PERMANENT ODOR NEUTRALITY, ADJUSTABLE PRESSURE LEVEL, BREATHABLE, HIGH UV PROTECTION, HYPOALLERGENIC AND LATEX-FREE ANTI-BACTERIAL, WASHABLE, 60%-69% POLYAMIDE 31%-40% ELASTANE 3MM NEOPRENE STRONG FABRIC, THICKNESS 0.64MM-0.68MM, (SCAR MANAGEMENT) | REHABILITATION AND PHYSIOTHERAPY SUPPLIES SUPPLEMENTARY
7553 | 4618150403200 | PRESSURE GARMENT, READY MADE, GLOVES PALM, SIZES: XXL: 10.8-11.2 IN (27-28 CM) (MCP CIRCUMFERENCE) . RIGHT HAND. OPEN TIPS, EASY FITTING SOFT AND SMOOTH, HI-TECH YARN WITH PERMANENT ODOR NEUTRALITY, ADJUSTABLE PRESSURE LEVEL, BREATHABLE, HIGH UV PROTECTION, HYPOALLERGENIC AND LATEX-FREE ANTI-BACTERIAL, WASHABLE, 60%-69% POLYAMIDE 31%-40% ELASTANE 3MM NEOPRENE STRONG FABRIC, THICKNESS 0.64MM-0.68MM, (SCAR MANAGEMENT) | REHABILITATION AND PHYSIOTHERAPY SUPPLIES SUPPLEMENTARY
7554 | 4618153502500 | PRESSURE GARMENT, READY MADE, CHILDREN STOCKING OPEN TOES, SIZES: 3: 9.6-10.8 IN (24-27 CM) (CIRCUMFERENCE OF WIDEST POINT OF CALF) . EASY FITTING SOFT AND SMOOTH, HI-TECH YARN WITH PERMANENT ODOR NEUTRALITY, BREATHABLE, HIGH UV PROTECTION, PRESSURE LEVEL 10-18 MMHG, HYPOALLERGENIC AND LATEX-FREE ANTI-BACTERIAL, WASHABLE, FABRIC COMPOSITION 80%-90% POLYAMIDE 10%-20% ELASTANE, THICKNESS 0.48MM-0.52MM (SCAR MANAGEMENT) | REHABILITATION AND PHYSIOTHERAPY SUPPLIES SUPPLEMENTARY
7555 | 4618150402400 | SILICONE GEL GLOVES, FOR SCAR MANAGEMENT, CLOSED FINGER, SIZE 3 OR LARGE (SCAR MANAGEMENT) | REHABILITATION AND PHYSIOTHERAPY SUPPLIES SUPPLEMENTARY
7556 | 4618150402300 | SILICONE GEL GLOVES, FOR SCAR MANAGEMENT, CLOSED FINGER, SIZE 2 OR MEDIUM (SCAR MANAGEMENT) | REHABILITATION AND PHYSIOTHERAPY SUPPLIES SUPPLEMENTARY
7557 | 4618150402200 | SILICONE GEL GLOVES, FOR SCAR MANAGEMENT, CLOSED FINGER, SIZE 1 OR SMALL (SCAR MANAGEMENT) | REHABILITATION AND PHYSIOTHERAPY SUPPLIES SUPPLEMENTARY
7558 | 4618153502600 | PRESSURE GARMENT, READY MADE, CHILDREN STOCKING OPEN TOES, SIZES: 2: 8-9.2 IN (20-23 CM) (CIRCUMFERENCE OF WIDEST POINT OF CALF) . EASY FITTING SOFT AND SMOOTH, HI-TECH YARN WITH PERMANENT ODOR NEUTRALITY, BREATHABLE, HIGH UV PROTECTION, PRESSURE LEVEL 10-18 MMHG, HYPOALLERGENIC AND LATEX-FREE ANTI-BACTERIAL, WASHABLE, FABRIC COMPOSITION 80%-90% POLYAMIDE 10%-20% ELASTANE, THICKNESS 0.48MM-0.52MM (SCAR MANAGEMENT) | REHABILITATION AND PHYSIOTHERAPY SUPPLIES SUPPLEMENTARY
7559 | 4618153502700 | PRESSURE GARMENT, READY MADE, CHILDREN STOCKING OPEN TOES, SIZES: 1: 6.4-7.6 IN (16-19 CM) (CIRCUMFERENCE OF WIDEST POINT OF CALF) . EASY FITTING SOFT AND SMOOTH, HI-TECH YARN WITH PERMANENT ODOR NEUTRALITY, BREATHABLE, HIGH UV PROTECTION, PRESSURE LEVEL 10-18 MMHG, HYPOALLERGENIC AND LATEX-FREE ANTI-BACTERIAL, WASHABLE, FABRIC COMPOSITION 80%-90% POLYAMIDE 10%-20% ELASTANE, THICKNESS 0.48MM-0.52MM (SCAR MANAGEMENT) | REHABILITATION AND PHYSIOTHERAPY SUPPLIES SUPPLEMENTARY
7560 | 4618150403300 | PRESSURE GARMENT, READY MADE, GLOVES PALM, SIZES: XXS: 5.6-6.4 IN (14-16 CM) (MCP CIRCUMFERENCE) . RIGHT HAND. OPEN TIPS, EASY FITTING SOFT AND SMOOTH, HI-TECH YARN WITH PERMANENT ODOR NEUTRALITY, ADJUSTABLE PRESSURE LEVEL, BREATHABLE, HIGH UV PROTECTION, HYPOALLERGENIC AND LATEX-FREE ANTI-BACTERIAL, WASHABLE, 60%-69% POLYAMIDE 31%-40% ELASTANE 3MM NEOPRENE STRONG FABRIC, THICKNESS 0.64MM-0.68MM, (SCAR MANAGEMENT) | REHABILITATION AND PHYSIOTHERAPY SUPPLIES SUPPLEMENTARY
7561 | 4618150404400 | PRESSURE GARMENT, READY MADE, GAUNTLET THUMB OPEN LEFT HAND, SIZES: M: 8.4-8.8 IN (21-22) (MCP CIRCUMFERENCE) . EASY FITTING SOFT AND SMOOTH, HI-TECH YARN WITH PERMANENT ODOR NEUTRALITY, BREATHABLE, HIGH UV PROTECTION, PRESSURE LEVEL 23-30 MMHG, HYPOALLERGENIC AND LATEX-FREE ANTI-BACTERIAL, WASHABLE, FABRIC COMPOSITION 60%-69%, POLYAMIDE 31%-40% ELASTANE, THICKNESS 0.64-0.68MM, (SCAR MANAGEMENT) | REHABILITATION AND PHYSIOTHERAPY SUPPLIES SUPPLEMENTARY
7562 | 4618150404500 | PRESSURE GARMENT, READY MADE, GAUNTLET THUMB OPEN LEFT HAND, SIZES: S: 7.6-8 IN (19-20 CM) (MCP CIRCUMFERENCE) . EASY FITTING SOFT AND SMOOTH, HI-TECH YARN WITH PERMANENT ODOR NEUTRALITY, BREATHABLE, HIGH UV PROTECTION, PRESSURE LEVEL 23-30 MMHG, HYPOALLERGENIC AND LATEX-FREE ANTI-BACTERIAL, WASHABLE, FABRIC COMPOSITION 60%-69%, POLYAMIDE 31%-40% ELASTANE, THICKNESS 0.64-0.68MM, (SCAR MANAGEMENT) | REHABILITATION AND PHYSIOTHERAPY SUPPLIES SUPPLEMENTARY
7563 | 4618150404600 | PRESSURE GARMENT, READY MADE, GAUNTLET THUMB OPEN LEFT HAND, SIZES: XL: 10-10.4 IN (25-26 CM) (MCP CIRCUMFERENCE) . EASY FITTING SOFT AND SMOOTH, HI-TECH YARN WITH PERMANENT ODOR NEUTRALITY, BREATHABLE, HIGH UV PROTECTION, PRESSURE LEVEL 23-30 MMHG, HYPOALLERGENIC AND LATEX-FREE ANTI-BACTERIAL, WASHABLE, FABRIC COMPOSITION 60%-69%, POLYAMIDE 31%-40% ELASTANE, THICKNESS 0.64-0.68MM, (SCAR MANAGEMENT) | REHABILITATION AND PHYSIOTHERAPY SUPPLIES SUPPLEMENTARY
7564 | 4618150409900 | CUSTOM MADE LYMPHEDEMA COMPRESSION GARMENT GLOVE WITH FINGERS TO BASE OF THE NAIL SKIN COLOR CLASS UPON REQUEST FABRIC: POLYAMIDE (50-80%) ELASTANE (20-35%) COTTON SKIN CONTACT AND LATEX FREE | REHABILITATION AND PHYSIOTHERAPY SUPPLIES SUPPLEMENTARY
7565 | 4618150409800 | PRESSURE GARMENT, CUSTOM MADE, FOR SCAR MANAGEMENT, CHILD GLOVE TIPS OPEN, ULTRAVIOLET PROTECTION (NOT LESS THAN 98%), BREATHABLE, H YPOALLERGENIC AND LATEX-FREE, COMPOSITION-HIGH QUALITY SOFT, ANTI-BACTERIAL, MEDICAL GRADE COMPOSITION, AVAILABLE IN TWO WASHABLE FABRICS: STRONG AND MEDIUM, PRESSURE BASED ON PATIENT NEEDS | REHABILITATION AND PHYSIOTHERAPY SUPPLIES SUPPLEMENTARY
7566 | 4618150409700 | PRESSURE GARMENT, CUSTOM MADE, FOR SCAR MANAGEMENT, CHILD GLOVE TIPS CLOSE, ULTRAVIOLET PROTECTION (NOT LESS THAN 98%), BREATHABLE, HYPOALLERGENIC AND LATEX-FREE, COMPOSITION-HIGH QUALITY SOFT, ANTI-BACTERIAL, MEDICAL GRADE COMPOSITION, AVAILABLE IN TWO WASHABLE FABRICS: STRONG AND MEDIUM, PRESSURE BASED ON PATIENT NEEDS | REHABILITATION AND PHYSIOTHERAPY SUPPLIES SUPPLEMENTARY
7567 | 4618150409600 | PRESSURE GARMENT, CUSTOM MADE, FOR SCAR MANAGEMENT, CHILD GAUNTLET THUMB OPEN - CHILD GLOVE TIPS OPEN, ULTRAVIOLET PROTECTION (NOT LESS THAN 98%), BREATHABLE, HYPOALLERGENIC AND LATEX-FREE, COMPOSITION-HIGH QUALITY SOFT, ANTI-BACTERIAL, MEDICAL GRADE COMPOSITION, AVAILABLE IN TWO WASHABLE FABRICS: STRONG AND MEDIUM, PRESSURE BASED ON PATIENT NEEDS | REHABILITATION AND PHYSIOTHERAPY SUPPLIES SUPPLEMENTARY
7568 | 4618150409500 | PRESSURE GARMENT, CUSTOM MADE, FOR SCAR MANAGEMENT, ADULT GLOVE TIPS OPEN, ULTRAVIOLET PROTECTION (NOT LESS THAN 98%), BREATHABLE, H YPOALLERGENIC AND LATEX-FREE, COMPOSITION-HIGH QUALITY SOFT, ANTI-BACTERIAL, MEDICAL GRADE COMPOSITION, AVAILABLE IN TWO WASHABLE FABRICS: STRONG AND MEDIUM, PRESSURE BASED ON PATIENT NEEDS | REHABILITATION AND PHYSIOTHERAPY SUPPLIES SUPPLEMENTARY
7569 | 4618150409400 | PRESSURE GARMENT, CUSTOM MADE, FOR SCAR MANAGEMENT, ADULT GLOVE TIPS CLOSE, ULTRAVIOLET PROTECTION (NOT LESS THAN 98%), BREATHABLE, HYPOALLERGENIC AND LATEX-FREE, COMPOSITION-HIGH QUALITY SOFT, ANTI-BACTERIAL, MEDICAL GRADE COMPOSITION, AVAILABLE IN TWO WASHABLE FABRICS: STRONG AND MEDIUM, PRESSURE BASED ON PATIENT NEEDS | REHABILITATION AND PHYSIOTHERAPY SUPPLIES SUPPLEMENTARY
7570 | 4618150409300 | ADDITIONAL DIGIT TO PALM-GLOVE CAN BE ADDED FOR EXTRA DIGITS IN HAND. | REHABILITATION AND PHYSIOTHERAPY SUPPLIES SUPPLEMENTARY
7571 | 4618150405600 | PRESSURE GARMENT, READY MADE, GAUNTLET THUMB OPEN RIGHT HAND, SIZES: XXS: 5.6-6.4 IN (14-16 CM) (MCP CIRCUMFERENCE) . EASY FITTING SOFT AND SMOOTH, HI-TECH YARN WITH PERMANENT ODOR NEUTRALITY, BREATHABLE, HIGH UV PROTECTION, PRESSURE LEVEL 23-30 MMHG, HYPOALLERGENIC AND LATEX-FREE ANTI-BACTERIAL, WASHABLE, FABRIC COMPOSITION 60%-69%, POLYAMIDE 31%-40% ELASTANE, THICKNESS 0.64-0.68MM, (SCAR MANAGEMENT) | REHABILITATION AND PHYSIOTHERAPY SUPPLIES SUPPLEMENTARY
7572 | 4618150405500 | PRESSURE GARMENT, READY MADE, GAUNTLET THUMB OPEN RIGHT HAND, SIZES: XXL: 10.8-11.2 IN (27-28 CM) (MCP CIRCUMFERENCE) . EASY FITTING SOFT AND SMOOTH, HI-TECH YARN WITH PERMANENT ODOR NEUTRALITY, BREATHABLE, HIGH UV PROTECTION, PRESSURE LEVEL 23-30 MMHG, HYPOALLERGENIC AND LATEX-FREE ANTI-BACTERIAL, WASHABLE, FABRIC COMPOSITION 60%-69%, POLYAMIDE 31%-40% ELASTANE, THICKNESS 0.64-0.68MM, (SCAR MANAGEMENT) | REHABILITATION AND PHYSIOTHERAPY SUPPLIES SUPPLEMENTARY
7573 | 4618150405400 | PRESSURE GARMENT, READY MADE, GAUNTLET THUMB OPEN RIGHT HAND, SIZES: XS: 6.8-7.2 IN (17-18 CM) (MCP CIRCUMFERENCE) . EASY FITTING SOFT AND SMOOTH, HI-TECH YARN WITH PERMANENT ODOR NEUTRALITY, BREATHABLE, HIGH UV PROTECTION, PRESSURE LEVEL 23-30 MMHG, HYPOALLERGENIC AND LATEX-FREE ANTI-BACTERIAL, WASHABLE, FABRIC COMPOSITION 60%-69%, POLYAMIDE 31%-40% ELASTANE, THICKNESS 0.64-0.68MM, (SCAR MANAGEMENT) | REHABILITATION AND PHYSIOTHERAPY SUPPLIES SUPPLEMENTARY
7574 | 4618150405300 | PRESSURE GARMENT, READY MADE, GAUNTLET THUMB OPEN RIGHT HAND, SIZES: XL: 10-10.4 IN (25-26 CM) (MCP CIRCUMFERENCE) . EASY FITTING SOFT AND SMOOTH, HI-TECH YARN WITH PERMANENT ODOR NEUTRALITY, BREATHABLE, HIGH UV PROTECTION, PRESSURE LEVEL 23-30 MMHG, HYPOALLERGENIC AND LATEX-FREE ANTI-BACTERIAL, WASHABLE, FABRIC COMPOSITION 60%-69%, POLYAMIDE 31%-40% ELASTANE, THICKNESS 0.64-0.68MM, (SCAR MANAGEMENT) | REHABILITATION AND PHYSIOTHERAPY SUPPLIES SUPPLEMENTARY
7575 | 4618150405200 | PRESSURE GARMENT, READY MADE, GAUNTLET THUMB OPEN RIGHT HAND, SIZES: S: 7.6-8 IN (19-20 CM) (MCP CIRCUMFERENCE) . EASY FITTING SOFT AND SMOOTH, HI-TECH YARN WITH PERMANENT ODOR NEUTRALITY, BREATHABLE, HIGH UV PROTECTION, PRESSURE LEVEL 23-30 MMHG, HYPOALLERGENIC AND LATEX-FREE ANTI-BACTERIAL, WASHABLE, FABRIC COMPOSITION 60%-69%, POLYAMIDE 31%-40% ELASTANE, THICKNESS 0.64-0.68MM, (SCAR MANAGEMENT) | REHABILITATION AND PHYSIOTHERAPY SUPPLIES SUPPLEMENTARY
7576 | 4618150405100 | PRESSURE GARMENT, READY MADE, GAUNTLET THUMB OPEN RIGHT HAND, SIZES: M: 8.4-8.8 IN (21-22) (MCP CIRCUMFERENCE) . EASY FITTING SOFT AND SMOOTH, HI-TECH YARN WITH PERMANENT ODOR NEUTRALITY, BREATHABLE, HIGH UV PROTECTION, PRESSURE LEVEL 23-30 MMHG, HYPOALLERGENIC AND LATEX-FREE ANTI-BACTERIAL, WASHABLE, FABRIC COMPOSITION 60%-69%, POLYAMIDE 31%-40% ELASTANE, THICKNESS 0.64-0.68MM, (SCAR MANAGEMENT) | REHABILITATION AND PHYSIOTHERAPY SUPPLIES SUPPLEMENTARY
7577 | 4618150405000 | PRESSURE GARMENT, READY MADE, GAUNTLET THUMB OPEN RIGHT HAND, SIZES: L: 9.2-9.6 IN (23-24 CM) (MCP CIRCUMFERENCE) . EASY FITTING SOFT AND SMOOTH, HI-TECH YARN WITH PERMANENT ODOR NEUTRALITY, BREATHABLE, HIGH UV PROTECTION, PRESSURE LEVEL 23-30 MMHG, HYPOALLERGENIC AND LATEX-FREE ANTI-BACTERIAL, WASHABLE, FABRIC COMPOSITION 60%-69%, POLYAMIDE 31%-40% ELASTANE, THICKNESS 0.64-0.68MM, (SCAR MANAGEMENT) | REHABILITATION AND PHYSIOTHERAPY SUPPLIES SUPPLEMENTARY
7578 | 4618150404900 | PRESSURE GARMENT, READY MADE, GAUNTLET THUMB OPEN LEFT HAND, SIZES: XXS: 5.6-6.4 IN (14-16 CM) (MCP CIRCUMFERENCE) . EASY FITTING SOFT AND SMOOTH, HI-TECH YARN WITH PERMANENT ODOR NEUTRALITY, BREATHABLE, HIGH UV PROTECTION, PRESSURE LEVEL 23-30 MMHG, HYPOALLERGENIC AND LATEX-FREE ANTI-BACTERIAL, WASHABLE, FABRIC COMPOSITION 60%-69%, POLYAMIDE 31%-40% ELASTANE, THICKNESS 0.64-0.68MM, (SCAR MANAGEMENT) | REHABILITATION AND PHYSIOTHERAPY SUPPLIES SUPPLEMENTARY
7579 | 4618150404800 | PRESSURE GARMENT, READY MADE, GAUNTLET THUMB OPEN LEFT HAND, SIZES: XXL: 10.8-11.2 IN (27-28 CM) (MCP CIRCUMFERENCE) . EASY FITTING SOFT AND SMOOTH, HI-TECH YARN WITH PERMANENT ODOR NEUTRALITY, BREATHABLE, HIGH UV PROTECTION, PRESSURE LEVEL 23-30 MMHG, HYPOALLERGENIC AND LATEX-FREE ANTI-BACTERIAL, WASHABLE, FABRIC COMPOSITION 60%-69%, POLYAMIDE 31%-40% ELASTANE, THICKNESS 0.64-0.68MM, (SCAR MANAGEMENT) | REHABILITATION AND PHYSIOTHERAPY SUPPLIES SUPPLEMENTARY
7580 | 4618150404700 | PRESSURE GARMENT, READY MADE, GAUNTLET THUMB OPEN LEFT HAND, SIZES: XS: 6.8-7.2 IN (17-18 CM) (MCP CIRCUMFERENCE) . EASY FITTING SOFT AND SMOOTH, HI-TECH YARN WITH PERMANENT ODOR NEUTRALITY, BREATHABLE, HIGH UV PROTECTION, PRESSURE LEVEL 23-30 MMHG, HYPOALLERGENIC AND LATEX-FREE ANTI-BACTERIAL, WASHABLE, FABRIC COMPOSITION 60%-69%, POLYAMIDE 31%-40% ELASTANE, THICKNESS 0.64-0.68MM, (SCAR MANAGEMENT) | REHABILITATION AND PHYSIOTHERAPY SUPPLIES SUPPLEMENTARY
7581 | 4618153502800 | PRESSURE GARMENT, READY MADE, KNEE ANKLE, SIZE: 5.5X7IN/ 14-18 CM EASY FITTING SOFT AND SMOOTH, HI-TECH YARN WITH PERMANENT ODOR NEUTRALITY, BREATHABLE, HIGH UV PROTECTION, PATENTED KNIT ENSURES RAPID MOISTURE TRANSPORTATION AND TEMPERATURE, HYPOALLERGENIC AND LATEX-FREE ANTI-BACTERIAL, WASHABLE, FABRIC COMPOSITION 20%-30% ELASTANE, 70 AND -80% POLYAMIDE, (SCAR MANAGEMENT) | REHABILITATION AND PHYSIOTHERAPY SUPPLIES SUPPLEMENTARY
7582 | 4412210000400 | ZIP LESS THAN 8 IN (20CM) | REHABILITATION AND PHYSIOTHERAPY SUPPLIES SUPPLEMENTARY
7583 | 4412210000300 | ZIP 8 IN (20CM) AND LONGER | REHABILITATION AND PHYSIOTHERAPY SUPPLIES SUPPLEMENTARY
7584 | 4412210000200 | VELCRO TABS | REHABILITATION AND PHYSIOTHERAPY SUPPLIES SUPPLEMENTARY
7585 | 4224180302000 | CERVICAL COLLAR SOFT PEDIATRIC WITH VELCRO SOFT PADDING BREATHABLE LENGTH 29-34 CM SIZE: SMALL | REHABILITATION AND PHYSIOTHERAPY SUPPLIES SUPPLEMENTARY
7586 | 4224180301900 | CERVICAL COLLAR SOFT PEDIATRIC WITH VELCRO SOFT PADDING BREATHABLE LENGTH 23-28 CM SIZE: EXTRA SMALL | REHABILITATION AND PHYSIOTHERAPY SUPPLIES SUPPLEMENTARY
7587 | 4224180301800 | PRESSURE GARMENT, CUSTOM MADE, FOR SCAR MANAGEMENT, ADULT PRESSURE COLLAR - ADULT PRESSURE COLLAR, ULTRAVIOLET PROTECTION (NOT LESS THAN 98%), BREATHABLE, HYPOALLERGENIC AND LATEX-FREE, COMPOSITION-HIGH QUALITY SOFT, ANTI-BACTERIAL, MEDICAL GRADE COMPOSITION, AVAILABLE IN TWO WASHABLE FABRICS: STRONG AND MEDIUM, PRESSURE BASED ON PATIENT NEEDS | REHABILITATION AND PHYSIOTHERAPY SUPPLIES SUPPLEMENTARY
7588 | 4224180204400 | LUMBAR ROLL, D-SHAPED DESIGN RESTS FLAT AGAINST CHAIR BACKS, ADJUSTABLE STRAP MADE FROM A THICK MATERIAL, CAN BE ADJUSTED TO FIT MOST CHAIR BACKS, STANDARD LENGTH | REHABILITATION AND PHYSIOTHERAPY SUPPLIES SUPPLEMENTARY
7589 | 4221150901800 | PRESSURE GARMENT, CUSTOM MADE, FOR SCAR MANAGEMENT, ADULT HELMET FACE CLOSE, ULTRAVIOLET PROTECTION (NOT LESS THAN 98%), BREATHABLE, HYPOALLERGENIC AND LATEX-FREE, COMPOSITION-HIGH QUALITY SOFT, ANTI-BACTERIAL, MEDICAL GRADE COMPOSITION, AVAILABLE IN TWO WASHABLE FABRICS: STRONG AND MEDIUM, PRESSURE BASED ON PATIENT NEEDS | REHABILITATION AND PHYSIOTHERAPY SUPPLIES SUPPLEMENTARY
7590 | 4221150901900 | PRESSURE GARMENT, CUSTOM MADE, FOR SCAR MANAGEMENT, ADULT HELMET FACE OPEN, ULTRAVIOLET PROTECTION (NOT LESS THAN 98%), BREATHABLE, HYPOALLERGENIC AND LATEX-FREE, COMPOSITION-HIGH QUALITY SOFT, ANTI-BACTERIAL, MEDICAL GRADE COMPOSITION, AVAILABLE IN TWO WASHABLE FABRICS: STRONG AND MEDIUM, PRESSURE BASED ON PATIENT NEEDS | REHABILITATION AND PHYSIOTHERAPY SUPPLIES SUPPLEMENTARY
7591 | 4221150902000 | PRESSURE GARMENT, CUSTOM MADE, FOR SCAR MANAGEMENT, CHILD HELMET FACE CLOSE, ULTRAVIOLET PROTECTION (NOT LESS THAN 98%), BREATHABLE, HYPOALLERGENIC AND LATEX-FREE, COMPOSITION-HIGH QUALITY SOFT, ANTI-BACTERIAL, MEDICAL GRADE COMPOSITION, AVAILABLE IN TWO WASHABLE FABRICS: STRONG AND MEDIUM, PRESSURE BASED ON PATIENT NEEDS | REHABILITATION AND PHYSIOTHERAPY SUPPLIES SUPPLEMENTARY
7592 | 4221150902100 | PRESSURE GARMENT, CUSTOM MADE, FOR SCAR MANAGEMENT, CHILD HELMET FACE OPEN, ULTRAVIOLET PROTECTION (NOT LESS THAN 98%), BREATHABLE, HYPOALLERGENIC AND LATEX-FREE, COMPOSITION-HIGH QUALITY SOFT, ANTI-BACTERIAL, MEDICAL GRADE COMPOSITION, AVAILABLE IN TWO WASHABLE FABRICS: STRONG AND MEDIUM, PRESSURE BASED ON PATIENT NEEDS | REHABILITATION AND PHYSIOTHERAPY SUPPLIES SUPPLEMENTARY
7593 | 4229551401000 | SILICONE GEL, SHEET, NON-ADHESIVE LINED WITH FABRIC, 30 X 40 CM (SCAR MANAGEMENT) | REHABILITATION AND PHYSIOTHERAPY SUPPLIES SUPPLEMENTARY
7594 | 4229551401100 | SILICONE GEL, SHEET, NON-ADHESIVE LINED WITH FABRIC, 40 X 50 CM (SCAR MANAGEMENT) | REHABILITATION AND PHYSIOTHERAPY SUPPLIES SUPPLEMENTARY
7595 | 4229551401200 | SILICONE GEL, SHEET, ADHESIVE LINED WITH FABRIC, 30 X 40 CM (SCAR MANAGEMENT) | REHABILITATION AND PHYSIOTHERAPY SUPPLIES SUPPLEMENTARY
7596 | 4229551401300 | SILICONE GEL, SHEET, ADHESIVE LINED WITH FABRIC, 40 X 50 CM (SCAR MANAGEMENT) | REHABILITATION AND PHYSIOTHERAPY SUPPLIES SUPPLEMENTARY
7597 | 4229551401600 | ADDING SILICONE FABRIC SMALL | REHABILITATION AND PHYSIOTHERAPY SUPPLIES SUPPLEMENTARY
7598 | 4229551401700 | SILICONE FABRIC (PER SQ. CM) | REHABILITATION AND PHYSIOTHERAPY SUPPLIES SUPPLEMENTARY
7599 | 4221160200100 | ASSISTIVE TOOLS, LONG HANDLE SPONGE, POLYFOAM SPONGE, HANDLES CAN BE BENT TO ANY DESIRED ANGLE TO CHANGE POSITION TO FORM A CUSTOMIZED HOOK OR CURVE, SPONGE IS TREATED WITH AN ANTIBACTERIAL AGENT THAT PROLONGS THE SPONGE LIFE, MEASURES 57 CM APPROXIMATELY LENGTH | REHABILITATION AND PHYSIOTHERAPY SUPPLIES SUPPLEMENTARY
7600 | 4221160200400 | ASSISTIVE TOOLS, LONG HANDLE SPONGE, POLYFOAM SPONGE, STRAIGHT HANDLE, SPONGE IS TREATED WITH AN ANTIBACTERIAL AGENT THAT PROLONGS THE SPONGE LIFE, MEASURES 57 CM APPROXIMATELY LENGTH | REHABILITATION AND PHYSIOTHERAPY SUPPLIES SUPPLEMENTARY
7601 | 4221160801000 | ASSISTIVE TOOLS, T- PULL DOOR CLOSER, LIGHTWEIGHT AND DURABLE, SWIVELS, CAN GRAB AND PULL FROM ANY POSITION, EASY TO INSTALL WITH EASY PEEL AND STICK INSTALLATION OR SCREW INTO THE DOOR, MADE OUT OF DURABLE HIGH DENSITY PLASTIC PARTS, CAN HOLD AT LEAST 25 KG, HOLDS UP IN COLD, HUMIDITY, AND HEAT. ADHESIVE AND SCREWS ARE INCLUDED. | REHABILITATION AND PHYSIOTHERAPY SUPPLIES SUPPLEMENTARY
7602 | 4224180302100 | PRESSURE GARMENT, CUSTOM MADE, FOR SCAR MANAGEMENT, CHILD PRESSURE COLLAR - CHILD PRESSURE COLLAR, ULTRAVIOLET PROTECTION (NOT LESS THAN 98%), BREATHABLE, HYPOALLERGENIC AND LATEX-FREE, COMPOSITION-HIGH QUALITY SOFT, ANTI-BACTERIAL, MEDICAL GRADE COMPOSITION, AVAILABLE IN TWO WASHABLE FABRICS: STRONG AND MEDIUM, PRESSURE BASED ON PATIENT NEEDS | REHABILITATION AND PHYSIOTHERAPY SUPPLIES SUPPLEMENTARY
7603 | 4221170900000 | ASSISTIVE TOOLS, COMPUTER KEYBOARD AID, THE TYPE AID HELPS PEOPLE WITH LIMITED FUNCTIONAL HAND SKILLS TO ACCURATELY DEPRESS KEYS, LENGTH IS 19 CM APPROXIMATELY | REHABILITATION AND PHYSIOTHERAPY SUPPLIES SUPPLEMENTARY
7604 | 4221150605500 | WALKING AID ACCESSORY, WHEELS, ATTACHMENT FOR WALKER, 3 INCH NON-SWIVEL, ADJUSTABLE LEGS | REHABILITATION AND PHYSIOTHERAPY SUPPLIES SUPPLEMENTARY
7605 | 4232251100100 | ADULT SLEEVE FASTENING MODEL 2 IS AN ELASTIC STRAP RUNNING UNDER THE AXILLA TO HOLD THE SLEEVE UP. FASTENING WITH VELCRO. AVAILABLE FOR ALL SLEEVES REACHING THE AXILLA. MATERIAL: ELASTANE BAND 3 CM WIDTH | REHABILITATION AND PHYSIOTHERAPY SUPPLIES SUPPLEMENTARY
7606 | 4412210000100 | ADDITIONAL HOOKS, CAN BE ADDED TO SOME MODELS OF PRESSURE GARMENTS FOR SEALING, SUCH AS: GLOVES, SOCKS | REHABILITATION AND PHYSIOTHERAPY SUPPLIES SUPPLEMENTARY
7607 | 4412161801400 | SPLINTING ACCESSORIES, SCISSORS, SHEARS, WITH 20 CM BLADES APPROXIMATELY, MADE FROM HEAVY DUTY, DOUBLE PLATED, CHROME OVER NICKEL, LEFT HANDED | REHABILITATION AND PHYSIOTHERAPY SUPPLIES SUPPLEMENTARY
7608 | 4412161800700 | SPLINTING ACCESSORIES, SCISSORS, SHEARS, WITH 20 CM BLADES APPROXIMATELY, MADE FROM HEAVY DUTY, DOUBLE PLATED, CHROME OVER, NICKEL, RIGHT HANDED | REHABILITATION AND PHYSIOTHERAPY SUPPLIES SUPPLEMENTARY
7609 | 4412161800500 | SPLINTING ACCESSORIES, SCISSORS, ALL PURPOSE SNIPS, WITH HEAVY DUTY BLADES WITH STAINLESS STEEL, SPRING, SAFETY LATCH, AND COMFORT GRIP HANDLES | REHABILITATION AND PHYSIOTHERAPY SUPPLIES SUPPLEMENTARY
7610 | 4224180502700 | SPLINT, STATIC PROGRESSIVE ELBOW ORTHOSIS TO DECREASE STIFFNESS AND IMPROVE ELBOW FLEXION AND EXTENSION ROM WITH LOW LOAD PROLONGED STRETCHING, THE ANGLE OF THE ORTHOSIS CAN BE GRADUALLY INCREASED BY TURNING ON A KNOB OR A TURNBUCKLE, THE ORTHOSIS IS SECURED OVER THE FOREARM AND ARM WITH HOOK AND LOOP, RIGHT | REHABILITATION AND PHYSIOTHERAPY SUPPLIES SUPPLEMENTARY
7611 | 4224180502600 | SPLINT, STATIC PROGRESSIVE ELBOW ORTHOSIS TO DECREASE STIFFNESS AND IMPROVE ELBOW FLEXION AND EXTENSION ROM WITH LOW LOAD PROLONGED STRETCHING, THE ANGLE OF THE ORTHOSIS CAN BE GRADUALLY INCREASED BY TURNING ON A KNOB OR A TURNBUCKLE, THE ORTHOSIS IS SECURED OVER THE FOREARM AND ARM WITH HOOK AND LOOP, LEFT | REHABILITATION AND PHYSIOTHERAPY SUPPLIES SUPPLEMENTARY
7612 | 4224180400300 | CUSTOM MADE LYMPHEDEMA COMPRESSION GARMENT SLEEVE WITH SHOULDER SUPPORTING STRAP SKIN COLOR CLASS UPON REQUEST FABRIC: POLYAMIDE (50-80%) ELASTANE (20-35%) COTTON SKIN CONTACT AND LATEX FREE | REHABILITATION AND PHYSIOTHERAPY SUPPLIES SUPPLEMENTARY
7613 | 4110410300200 | HEEL PROTECTOR PREVENT PRESSURE ULCERS MEDICAL SHEEPSKIN THERAPEUTIC ITEM FREE SIZE ADJUSTABLE VELCRO SECURING STRAPS MACHINE WASHABLE | REHABILITATION AND PHYSIOTHERAPY SUPPLIES SUPPLEMENTARY
7614 | 4221150100400 | CANE QUAD LOW LARGE BASE T-SHAPE HANDLE ADAPTABLE FOR RIGHT AND LEFT HANDED MADE OF ALUMINUM HEAVY DUTY WITH ADJUSTABLE HEIGHT 73 -97 CM (+/- 5 CM) | REHABILITATION AND PHYSIOTHERAPY SUPPLIES SUPPLEMENTARY
7615 | 4224180310500 | PRESSURE GARMENT, READY MADE, STRONG NEOPRENE PRESSURE COLLAR, SIZES: FOR CHILDREN - XXS: 8-9.6 IN (20-24 CM) (NECK CIRCUMFERENCE) . FRONT HEIGHT: 4.5 CM, BACK HEIGHT: 3 CM, EASY FITTING SOFT AND SMOOTH, HI-TECH YARN WITH PERMANENT ODOR NEUTRALITY, ADJUSTABLE PRESSURE LEVEL, BREATHABLE, HIGH UV PROTECTION, HYPOALLERGENIC AND LATEX-FREE ANTI-BACTERIAL, WASHABLE, 60%-69% POLYAMIDE 31%-40% ELASTANE 3MM NEOPRENE STRONG FABRIC, THICKNESS 0.64MM-0.68MM, (SCAR MANAGEMENT) | REHABILITATION AND PHYSIOTHERAPY SUPPLIES SUPPLEMENTARY
7616 | 4224180310400 | PRESSURE GARMENT, READY MADE, STRONG NEOPRENE PRESSURE COLLAR, SIZES: FOR CHILDREN - XS: 10-12 IN (25-30 CM) (NECK CIRCUMFERENCE) . FRONT HEIGHT: 4.5 CM, 3 CM, EASY FITTING SOFT AND SMOOTH, HI-TECH YARN WITH PERMANENT ODOR NEUTRALITY, ADJUSTABLE PRESSURE LEVEL, BREATHABLE, HIGH UV PROTECTION, HYPOALLERGENIC AND LATEX-FREE ANTI-BACTERIAL, WASHABLE, 60%-69% POLYAMIDE 31%-40% ELASTANE 3MM NEOPRENE STRONG FABRIC, THICKNESS 0.64MM-0.68MM, (SCAR MANAGEMENT) | REHABILITATION AND PHYSIOTHERAPY SUPPLIES SUPPLEMENTARY
7617 | 4224180310300 | PRESSURE GARMENT, READY MADE, STRONG NEOPRENE PRESSURE COLLAR, SIZES: FOR ADULT - XL: 18.4-20 IN (46-50 CM) (NECK CIRCUMFERENCE) . FRONT HEIGHT: 9 CM, BACK HEIGHT: 6 CM, EASY FITTING SOFT AND SMOOTH, HI-TECH YARN WITH PERMANENT ODOR NEUTRALITY, ADJUSTABLE PRESSURE LEVEL, BREATHABLE, HIGH UV PROTECTION, HYPOALLERGENIC AND LATEX-FREE ANTI-BACTERIAL, WASHABLE, 60%-69% POLYAMIDE 31%-40% ELASTANE 3MM NEOPRENE STRONG FABRIC, THICKNESS 0.64MM-0.68MM, (SCAR MANAGEMENT) | REHABILITATION AND PHYSIOTHERAPY SUPPLIES SUPPLEMENTARY
7618 | 4224180310200 | PRESSURE GARMENT, READY MADE, STRONG NEOPRENE PRESSURE COLLAR, SIZES: FOR ADULT - S: 12.4-14 IN (31-35 CM) (NECK CIRCUMFERENCE) . FRONT HEIGHT: 7.0 CM, BACK HEIGHT: 5.5 CM, EASY FITTING SOFT AND SMOOTH, HI-TECH YARN WITH PERMANENT ODOR NEUTRALITY, ADJUSTABLE PRESSURE LEVEL, BREATHABLE, HIGH UV PROTECTION, HYPOALLERGENIC AND LATEX-FREE ANTI-BACTERIAL, WASHABLE, 60%-69% POLYAMIDE 31%-40% ELASTANE 3MM NEOPRENE STRONG FABRIC, THICKNESS 0.64MM-0.68MM, (SCAR MANAGEMENT) | REHABILITATION AND PHYSIOTHERAPY SUPPLIES SUPPLEMENTARY
7619 | 4224180310100 | PRESSURE GARMENT, READY MADE, STRONG NEOPRENE PRESSURE COLLAR, SIZES: FOR ADULT - M: 14.4-16 IN (36-40 CM) (NECK CIRCUMFERENCE) . FRONT HEIGHT: 7.5 CM, BACK HEIGHT: 5.5 CM, EASY FITTING SOFT AND SMOOTH, HI-TECH YARN WITH PERMANENT ODOR NEUTRALITY, ADJUSTABLE PRESSURE LEVEL, BREATHABLE, HIGH UV PROTECTION, HYPOALLERGENIC AND LATEX-FREE ANTI-BACTERIAL, WASHABLE, 60%-69% POLYAMIDE 31%-40% ELASTANE 3MM NEOPRENE STRONG FABRIC, THICKNESS 0.64MM-0.68MM, (SCAR MANAGEMENT) | REHABILITATION AND PHYSIOTHERAPY SUPPLIES SUPPLEMENTARY
7620 | 4224180310000 | PRESSURE GARMENT, READY MADE, STRONG NEOPRENE PRESSURE COLLAR, SIZES: FOR ADULT - L: 16.4-18 IN (41-45 CM) (NECK CIRCUMFERENCE) . FRONT HEIGHT: 8 CM, BACK HEIGHT: 5.5 CM, EASY FITTING SOFT AND SMOOTH, HI-TECH YARN WITH PERMANENT ODOR NEUTRALITY, ADJUSTABLE PRESSURE LEVEL, BREATHABLE, HIGH UV PROTECTION, HYPOALLERGENIC AND LATEX-FREE ANTI-BACTERIAL, WASHABLE, 60%-69% POLYAMIDE 31%-40% ELASTANE 3MM NEOPRENE STRONG FABRIC, THICKNESS 0.64MM-0.68MM, (SCAR MANAGEMENT) | REHABILITATION AND PHYSIOTHERAPY SUPPLIES SUPPLEMENTARY
7621 | 4221150602400 | WALKER, HEMI STYLE, FOLDING, ADULT, TALL, MADE FROM ALUMINUM WITH ADJUSTABLE HEIGHT, 90CM - 105CM (+/5CM), HEAVY DUTY, WEIGHT CAPACITY MORE THAN 130KG | REHABILITATION AND PHYSIOTHERAPY SUPPLIES SUPPLEMENTARY
7622 | 4232251100200 | PRESSURE GARMENT, CUSTOM MADE, FOR SCAR MANAGEMENT, ADULT SLEEVE FASTENING MODEL 3 IS A SHORT SLEEVE IN THE OPPOSITE ARM TO HOLD THE THERAPEUTIC SLEEVE IN PLACE, ULTRAVIOLET PROTECTION (NOT LESS THAN 98%), BREATHABLE, HYPOALLERGENIC AND LATEX-FREE, COMPOSITION-HIGH QUALITY SOFT, ANTI-BACTERIAL, MEDICAL GRADE COMPOSITION, AVAILABLE IN TWO WASHABLE FABRICS: STRONG AND MEDIUM, PRESSURE BASED ON PATIENT NEEDS | REHABILITATION AND PHYSIOTHERAPY SUPPLIES SUPPLEMENTARY
7623 | 4232251100000 | ADULT SLEEVE FASTENING MODEL 1 IS AN ELASTIC STRAP RUNNING UNDER THE BREAST TO HOLD THE SLEEVE UP. FASTENING WITH VELCRO. AVAILABLE FOR ALL SLEEVES REACHING THE AXILLA. MATERIAL: ELASTANE BAND 3 CM WIDTH | REHABILITATION AND PHYSIOTHERAPY SUPPLIES SUPPLEMENTARY
7624 | 4618152707900 | PRESSURE GARMENT, CUSTOM MADE, FOR SCAR MANAGEMENT, PANTS SHORT AND LONG LEGS GIRLS, ULTRAVIOLET PROTECTION (NOT LESS THAN 98%), BREATHABLE, HYPOALLERGENIC AND LATEX-FREE, COMPOSITION-HIGH QUALITY SOFT, ANTI-BACTERIAL, MEDICAL GRADE COMPOSITION, AVAILABLE IN TWO WASHABLE FABRICS: STRONG AND MEDIUM, PRESSURE BASED ON PATIENT NEEDS | REHABILITATION AND PHYSIOTHERAPY SUPPLIES SUPPLEMENTARY
7625 | 4618152704800 | PRESSURE GARMENT, READY MADE, PANTS WOMEN LONG LEG, SIZES: 1: 34.8-36.4 IN (87-91 CM) (CIRCUMFERENCE OF WIDEST POINT OF PELVIS) . EASY FITTING SOFT AND SMOOTH, HI-TECH YARN WITH PERMANENT ODOR NEUTRALITY, BREATHABLE, HIGH UV PROTECTION, PRESSURE LEVEL 10-18 MMHG, HYPOALLERGENIC AND LATEX-FREE ANTI-BACTERIAL, WASHABLE, FABRIC COMPOSITION 80%-90% POLYAMIDE 10%-20% ELASTANE, THICKNESS 0.48MM-0.52MM (SCAR MANAGEMENT) | REHABILITATION AND PHYSIOTHERAPY SUPPLIES SUPPLEMENTARY
7626 | 4618152708100 | PRESSURE GARMENT, CUSTOM MADE, FOR SCAR MANAGEMENT, PANTS SHORT AND LONG LEGS WITH CLOSE TOE STOCKINGS WOMEN, ULTRAVIOLET PROTECTION (NOT LESS THAN 98%), BREATHABLE, HYPOALLERGENIC AND LATEX-FREE, COMPOSITION-HIGH QUALITY SOFT, ANTI-BACTERIAL, MEDICAL GRADE COMPOSITION, AVAILABLE IN TWO WASHABLE FABRICS: STRONG AND MEDIUM, PRESSURE BASED ON PATIENT NEEDS | REHABILITATION AND PHYSIOTHERAPY SUPPLIES SUPPLEMENTARY
7627 | 4225160900000 | THERAPEUTIC, ARM SKATE WITH HAND PIECE, IT HAS WIDE HOOK AND LOOP STRAPS THAT SECURELY AND COMFORTABLY HOLD FOREARM AND HAND, IT HAS FOUR QUALITY CASTER | REHABILITATION AND PHYSIOTHERAPY SUPPLIES SUPPLEMENTARY
7628 | 4231154612300 | BANDAGE, ADHESIVE SHORT STRETCH COMPRESSION BANDAGE HERRINGBONE ADHESIVE APPLICATION. MULTI-DIRECTIONAL ADHESIVENESS SIZE 3 CM WIDTH, 2.5 M LENGTH (LYMPHEDEMA) | REHABILITATION AND PHYSIOTHERAPY SUPPLIES SUPPLEMENTARY
7629 | 4231154506400 | BANDAGE FOAM, EMULSIFIED LATEX FOAM BANDAGE, PERMEABLE TO AIR, SIZE: 10 CM WIDTH, 1 M LENGTH, 12 MM THICKNESS (LYMPHEDEMA) | REHABILITATION AND PHYSIOTHERAPY SUPPLIES SUPPLEMENTARY
7630 | 4219220801100 | WHEELCHAIR ACCESSORIES, AMPUTEE STUMP SUPPORT PROVIDES PATIENTS A FULLY ADJUSTABLE AMPUTEE SUPPORT POLYURETHANE MULTI DIRECTIONAL STRETCH COVER SOFT HR FOAM WHEELCHAIR POSITIONING AND SUPPORT 11X10X3IN WHEELCHAIR TRAYS ARE SPECIALLY DESIGNED PLATFORMS OR SURFACES THAT ATTACH TO WHEELCHAIRS PROVIDING A FIRM TABLE FOR ENABLE INDEPENDENCE AND CONVENIENCE FOR WHEELCHAIR USERS FOR USE ON FULL ARM WHEELCHAIRS WATERPROOF FIREPROOF RAISED EDGE WITH A 1.5CM DESIGN TO PREVENT SPILLS LATEX FREE | REHABILITATION AND PHYSIOTHERAPY SUPPLIES SUPPLEMENTARY
7631 | 4231154506200 | BANDAGE FOAM, EMULSIFIED, LATEX FOAM BANDAGE, PERMEABLE TO AIR, SIZE: 8 CM WIDTH, 1 METER LENGTH, 8 MM THICKNESS (LYMPHEDEMA) | REHABILITATION AND PHYSIOTHERAPY SUPPLIES SUPPLEMENTARY
7632 | 4231154506100 | BANDAGE, COMPRESSION, SHORT STRETCH FOR LYMPHEDEMA, NON-ELASTIC, SIZE: 12 CM (+-1CM) WIDTH, 5 M (+-1M) LENGTH | REHABILITATION AND PHYSIOTHERAPY SUPPLIES SUPPLEMENTARY
7633 | 4618152711300 | PRESSURE GARMENT, CUSTOM MADE, FOR SCAR MANAGEMENT, PANTS WITH TWO SIDES CLOSE TOE STOCKINGS WOMEN, ULTRAVIOLET PROTECTION (NOT LESS THAN 98%), BREATHABLE, HYPOALLERGENIC AND LATEX-FREE, COMPOSITION-HIGH QUALITY SOFT, ANTI-BACTERIAL, MEDICAL GRADE COMPOSITION, AVAILABLE IN TWO WASHABLE FABRICS: STRONG AND MEDIUM, PRESSURE BASED ON PATIENT NEEDS | REHABILITATION AND PHYSIOTHERAPY SUPPLIES SUPPLEMENTARY
7634 | 4225161700800 | WHEELCHAIR ACCESSORIES, CUSHION, GEL BASED, OFFERS SUPERIOR LATERAL STABILITY WITH LATERAL PELVIC WEDGES FOR ALIGNMENT OF THE PELVIS AND MORE INVOLVED POSITIONING NEEDS. TOP LAYER IS SOFT GEL INFUSED VISCO MEMORY FOAM WITH AN EXTRA LAYER COVERING THE PELVIC LOADING AREA AND FLUID PAD BENEATH PROVIDING EVEN DISTRIBUTION OF WEIGHT FOR PRESSURE REDUCTION AND MAXIMUM COMFORT. DYNAMIC FLUID AND MOISTURE RESISTANT INNER COVER, ANTI MICROBIAL OUTER COVER, 16X16X4.5IN WEIGHT CAPACITY 136KG APPROXIMATELY | REHABILITATION AND PHYSIOTHERAPY SUPPLIES SUPPLEMENTARY
7635 | 4225161701000 | WHEELCHAIR ACCESSORIES, CUSHION, GEL BASED, OFFERS SUPERIOR LATERAL STABILITY WITH LATERAL PELVIC WEDGES FOR ALIGNMENT OF THE PELVIS AND MORE INVOLVED POSITIONING NEEDS. TOP LAYER IS SOFT GEL INFUSED VISCO MEMORY FOAM WITH AN EXTRA LAYER COVERING THE PELVIC LOADING AREA AND FLUID PAD BENEATH PROVIDING EVEN DISTRIBUTION OF WEIGHT FOR PRESSURE REDUCTION AND MAXIMUM COMFORT. DYNAMIC FLUID AND MOISTURE RESISTANT INNER COVER, ANTI MICROBIAL OUTER COVER, 18X16X4.5IN WEIGHT CAPACITY 136KG APPROXIMATELY | REHABILITATION AND PHYSIOTHERAPY SUPPLIES SUPPLEMENTARY
7636 | 4225161701200 | WHEELCHAIR ACCESSORIES, CUSHION, GEL BASED, OFFERS SUPERIOR LATERAL STABILITY WITH LATERAL PELVIC WEDGES FOR ALIGNMENT OF THE PELVIS AND MORE INVOLVED POSITIONING NEEDS. TOP LAYER IS SOFT GEL INFUSED VISCO MEMORY FOAM WITH AN EXTRA LAYER COVERING THE PELVIC LOADING AREA AND FLUID PAD BENEATH PROVIDING EVEN DISTRIBUTION OF WEIGHT FOR PRESSURE REDUCTION AND MAXIMUM COMFORT. DYNAMIC FLUID AND MOISTURE RESISTANT INNER COVER, ANTI MICROBIAL OUTER COVER, 18X18X4.5IN WEIGHT CAPACITY 136KG APPROXIMATELY | REHABILITATION AND PHYSIOTHERAPY SUPPLIES SUPPLEMENTARY
7637 | 4225161701400 | WHEELCHAIR ACCESSORIES, CUSHION, GEL BASED, OFFERS SUPERIOR LATERAL STABILITY WITH LATERAL PELVIC WEDGES FOR ALIGNMENT OF THE PELVIS AND MORE INVOLVED POSITIONING NEEDS. TOP LAYER IS SOFT GEL INFUSED VISCO MEMORY FOAM WITH AN EXTRA LAYER COVERING THE PELVIC LOADING AREA AND FLUID PAD BENEATH PROVIDING EVEN DISTRIBUTION OF WEIGHT FOR PRESSURE REDUCTION AND MAXIMUM COMFORT. DYNAMIC FLUID AND MOISTURE RESISTANT INNER COVER, ANTI MICROBIAL OUTER COVER, 20X18X4.5IN WEIGHT CAPACITY 136KG APPROXIMATELY | REHABILITATION AND PHYSIOTHERAPY SUPPLIES SUPPLEMENTARY
7638 | 4225161701500 | WHEELCHAIR ACCESSORIES, CUSHION, GEL BASED, OFFERS SUPERIOR LATERAL STABILITY WITH LATERAL PELVIC WEDGES FOR ALIGNMENT OF THE PELVIS AND MORE INVOLVED POSITIONING NEEDS. TOP LAYER IS SOFT GEL INFUSED VISCO MEMORY FOAM WITH AN EXTRA LAYER COVERING THE PELVIC LOADING AREA AND FLUID PAD BENEATH PROVIDING EVEN DISTRIBUTION OF WEIGHT FOR PRESSURE REDUCTION AND MAXIMUM COMFORT. DYNAMIC FLUID AND MOISTURE RESISTANT INNER COVER, ANTI MICROBIAL OUTER COVER, 22X18X4.5IN WEIGHT CAPACITY 136KG APPROXIMATELY | REHABILITATION AND PHYSIOTHERAPY SUPPLIES SUPPLEMENTARY
7639 | 4225161702100 | WHEELCHAIR ACCESSORIES, CUSHION, GEL BASED, OFFERS SUPERIOR LATERAL STABILITY WITH LATERAL PELVIC WEDGES FOR ALIGNMENT OF THE PELVIS AND MORE INVOLVED POSITIONING NEEDS. TOP LAYER IS SOFT GEL INFUSED VISCO MEMORY FOAM WITH AN EXTRA LAYER COVERING THE PELVIC LOADING AREA AND FLUID PAD BENEATH PROVIDING EVEN DISTRIBUTION OF WEIGHT FOR PRESSURE REDUCTION AND MAXIMUM COMFORT. DYNAMIC FLUID AND MOISTURE RESISTANT INNER COVER, ANTI MICROBIAL OUTER COVER, 14X14X4.5IN WEIGHT CAPACITY 136KG APPROXIMATELY | REHABILITATION AND PHYSIOTHERAPY SUPPLIES SUPPLEMENTARY
7640 | 4225161800300 | THERAPEUTIC, RESISTIVE HAND EXERCISERS FOR PROGRESSIVE STRENGTHENING OF THE HAND AND FOREARM MUSCLES, IT OFFERS FIVE SPRINGS AND 25 TENSION SETTING FOR 5-150 LBS OF RESISTANCE | REHABILITATION AND PHYSIOTHERAPY SUPPLIES SUPPLEMENTARY
7641 | 4219220801300 | WHEELCHAIR ACCESSORIES, AMPUTEE STUMP SUPPORT PROVIDES PATIENTS A FULLY ADJUSTABLE STUMP SUPPORT, DESIGNED TO INSTALL ON ANY WHEELCHAIRWITH FRAME TUBE SIZE FROM 7/8 INCH TO 1 INCH, INSTALLS ON EITHER LEFT OR RIGHT SIDE, SWINGAWAY, COINCIDES WITH ANY WHEELCHAIR CUSHION, RIGID BASE COVERED BY TOP LAYER OF CONTOURED SOFT HR FOAM, POLYURETHANE COVER, SPILL PROOF WITH MULTIDIRECTIONAL STRETCH, SIZE 12X10X3 INCH | REHABILITATION AND PHYSIOTHERAPY SUPPLIES SUPPLEMENTARY
7642 | 4231150614300 | BANDAGE, ELASTIC CONFORMING, FOR LYMPHEDEMA, FOR WRAPPING FINGERS AND TOES, SIZE 6CM WIDTH X 4M LENGTH (LYMPHEDEMA) | REHABILITATION AND PHYSIOTHERAPY SUPPLIES SUPPLEMENTARY
7643 | 4231150614100 | BANDAGE, PADDING FOR LYMPHEDEMA, USED TO EVENLY DISTRIBUTE PRESSURE OF COMPRESSION BANDAGE, MADE OF POLYURETHANE FOAM, LATEX-FREE, NON-SLIP TEXTURE, TEAR RESISTANT, WIDTH 15CM X LENGTH 2.5M (LYMPHEDEMA) | REHABILITATION AND PHYSIOTHERAPY SUPPLIES SUPPLEMENTARY
7644 | 4231150614000 | BANDAGE, PADDING FOR LYMPHEDEMA, USED TO EVENLY DISTRIBUTE PRESSURE OF COMPRESSION BANDAGE, MADE OF POLYURETHANE FOAM, LATEX-FREE, NON-SLIP TEXTURE, TEAR RESISTANT, WIDTH 12CM X LENGTH 2.5M (LYMPHEDEMA) | REHABILITATION AND PHYSIOTHERAPY SUPPLIES SUPPLEMENTARY
7645 | 4231150613900 | BANDAGE, PADDING FOR LYMPHEDEMA, USED TO EVENLY DISTRIBUTE PRESSURE OF COMPRESSION BANDAGE, MADE OF POLYURETHANE FOAM, LATEX-FREE, NON-SLIP TEXTURE, TEAR RESISTANT, WIDTH 10CM X LENGTH 2.5M (LYMPHEDEMA) | REHABILITATION AND PHYSIOTHERAPY SUPPLIES SUPPLEMENTARY
7646 | 4231150612700 | BANDAGE, ELASTIC CONFORMING, FOR LYMPHEDEMA, FOR WRAPPING FINGERS AND TOES, SIZES 4CM WIDTH X 4M LENGTH (LYMPHEDEMA) | REHABILITATION AND PHYSIOTHERAPY SUPPLIES SUPPLEMENTARY
7647 | 4618152711200 | PRESSURE GARMENT, CUSTOM MADE, FOR SCAR MANAGEMENT, PANTS WITH TWO SIDES CLOSE TOE STOCKINGS MEN, ULTRAVIOLET PROTECTION (NOT LESS THAN 98%), BREATHABLE, HYPOALLERGENIC AND LATEX-FREE, COMPOSITION-HIGH QUALITY SOFT, ANTI-BACTERIAL, MEDICAL GRADE COMPOSITION, AVAILABLE IN TWO WASHABLE FABRICS: STRONG AND MEDIUM, PRESSURE BASED ON PATIENT NEEDS | REHABILITATION AND PHYSIOTHERAPY SUPPLIES SUPPLEMENTARY
7648 | 4231150611700 | BANDAGE, LIGHT, MULTIDIRECTIONAL, MEDIUM STRETCH, ELASTIC, COMPRESSION FOR LYMPHEDEMA, SIZE: 10 CM WIDTH, 5 METER LENGTH (LYMPHEDEMA) | REHABILITATION AND PHYSIOTHERAPY SUPPLIES SUPPLEMENTARY
7649 | 4231150611600 | BANDAGE, LIGHT, MULTIDIRECTIONAL, MEDIUM STRETCH, ELASTIC, COMPRESSION FOR LYMPHEDEMA, SIZE: 8 CM WIDTH, 5 METER LENGTH (LYMPHEDEMA) | REHABILITATION AND PHYSIOTHERAPY SUPPLIES SUPPLEMENTARY
7650 | 4225162700400 | THERAPEUTIC HAND EXERCISER FINGER ATTACHMENTS STRENGTHENS THE FINGERS INDIVIDUAL TABS ARE ATTACHED TO RUBBER BANDS THAT ALLOW VARYING DEGREES OF RESISTANCE CAN BE USED ON THE THUMB TO STRENGTHEN EXTENSION AND ABDUCTION. FINGER EXERCISER ATTACHMENTS ONE (1) EACH = ONE (1) PACK | REHABILITATION AND PHYSIOTHERAPY SUPPLIES SUPPLEMENTARY
7651 | 4231150611200 | BANDAGE, FOR LYMPHEDEMA, MADE OF FOAM CUBES, ENCASED BETWEEN TWO NON-WOVEN BANDAGES, CUBE SIZE: 15 MM X 15 MM (BIG BLOCKS), ROLL BANDAGE SIZE: 10 CM WIDTH X 3 METERS LENGTH (LYMPHEDEMA) | REHABILITATION AND PHYSIOTHERAPY SUPPLIES SUPPLEMENTARY
7652 | 4231150611100 | BANDAGE, FOR LYMPHEDEMA, MADE OF FOAM CUBES, ENCASED BETWEEN TWO NON-WOVEN BANDAGES, CUBE SIZE: 5 MM X 5 MM (SMALL BLOCKS), ROLL BANDAGE SIZE: 10 CM WIDTH X 3 METERS LENGTH (LYMPHEDEMA) | REHABILITATION AND PHYSIOTHERAPY SUPPLIES SUPPLEMENTARY
7653 | 4231150609000 | BANDAGE, COMPRESSION, SHORT STRETCH FOR LYMPHEDEMA, NON-ELASTIC, SIZE: 6 CM WIDTH, 5 M LENGTH (LYMPHEDEMA) | REHABILITATION AND PHYSIOTHERAPY SUPPLIES SUPPLEMENTARY
7654 | 4231154612400 | BANDAGE, ADHESIVE SHORT STRETCH COMPRESSION BANDAGE HERRINGBONE ADHESIVE APPLICATION. MULTI-DIRECTIONAL ADHESIVENESS SIZE 6 CM WIDTH, 2.5 M LENGTH (LYMPHEDEMA) | REHABILITATION AND PHYSIOTHERAPY SUPPLIES SUPPLEMENTARY
7655 | 4231154612500 | BANDAGE, ADHESIVE SHORT STRETCH COMPRESSION BANDAGE HERRINGBONE ADHESIVE APPLICATION. MULTI-DIRECTIONAL ADHESIVENESS SIZE 8 CM WIDTH, 2.5 M LENGTH (LYMPHEDEMA) | REHABILITATION AND PHYSIOTHERAPY SUPPLIES SUPPLEMENTARY
7656 | 4231154612600 | BANDAGE, ADHESIVE SHORT STRETCH COMPRESSION BANDAGE HERRINGBONE ADHESIVE APPLICATION. MULTI-DIRECTIONAL ADHESIVENESS SIZE 10 CM WIDTH, 2.5 M LENGTH (LYMPHEDEMA) | REHABILITATION AND PHYSIOTHERAPY SUPPLIES SUPPLEMENTARY
7657 | 4225160805700 | LEG BAND THIGH TO ANKLE | REHABILITATION AND PHYSIOTHERAPY SUPPLIES SUPPLEMENTARY
7658 | 4219220801200 | WHEELCHAIR ACCESSORIES, AMPUTEE STUMP SUPPORT PROVIDES PATIENTS A FULLY ADJUSTABLE STUMP SUPPORT, DESIGNED TO INSTALL ON ANY WHEELCHAIRWITH FRAME TUBE SIZE FROM 7/8 INCH TO 1 INCH, INSTALLS ON EITHER LEFT OR RIGHT SIDE, SWINGAWAY, COINCIDES WITH ANY WHEELCHAIR CUSHION, RIGID BASE COVERED BY TOP LAYER OF CONTOURED SOFT HR FOAM, POLYURETHANE COVER, SPILL PROOF WITH MULTIDIRECTIONAL STRETCH, SIZE 11X14X3 INCH | REHABILITATION AND PHYSIOTHERAPY SUPPLIES SUPPLEMENTARY
7659 | 4224200601300 | SPLINTING ACCESSORIES, KNUCKLES BENDER COIL SPRING, THE SPRING CAN ALSO BE TURNED UPSIDE DOWN TO INCREASE SPRING POWER, TORQUE FORCE AT FULL FINGER EXTENSION, 1000 GRAM/CM | REHABILITATION AND PHYSIOTHERAPY SUPPLIES SUPPLEMENTARY
7660 | 4224210000200 | SPLINTING ACCESSORIES, TUBES + BENDING WIRES, 10 TUBES, OF 330 MM LONG, + 2 BENDING WIRES | REHABILITATION AND PHYSIOTHERAPY SUPPLIES SUPPLEMENTARY
7661 | 4224170329300 | IMMOBILIZER, ARM OR LEG, MADE OF PRINTED COTTON, LINED WITH SOFT LAYER INNER CLOTH, HAS EQUALLY DIVIDED PLASTIC STRIPS TO PROVIDE RIGIDITY, PADDED WITH MINIMUM 2 CM, THICK FOAM IN THE INSIDE VELCRO STRAPS ARE ADJUSTABLE, LENGTH 30-32 CM | REHABILITATION AND PHYSIOTHERAPY SUPPLIES SUPPLEMENTARY
7662 | 4224180618300 | SPLINT SHORT HAND-BASED THUMBSPICA SPLINT SUPPORTS MP AND CMC JOINTS OF THE THUMB MALLEABLE ALUMINUM STAY IS CONTOURED FOR AN ANATOMICALLY CORRECT FIT SELF-WICKING LINING TO CONTROL PERSPIRATION NO CONTACT ON THE ULNAR SIDE OF THE HAND RIGHT SIZE: LARGE | REHABILITATION AND PHYSIOTHERAPY SUPPLIES SUPPLEMENTARY
7663 | 4618152708000 | PRESSURE GARMENT, CUSTOM MADE, FOR SCAR MANAGEMENT, PANTS SHORT AND LONG LEGS MEN, ULTRAVIOLET PROTECTION (NOT LESS THAN 98%), BREATHABLE, HYPOALLERGENIC AND LATEX-FREE, COMPOSITION-HIGH QUALITY SOFT, ANTI-BACTERIAL, MEDICAL GRADE COMPOSITION, AVAILABLE IN TWO WASHABLE FABRICS: STRONG AND MEDIUM, PRESSURE BASED ON PATIENT NEEDS | REHABILITATION AND PHYSIOTHERAPY SUPPLIES SUPPLEMENTARY
7664 | 4225150000000 | THERAPEUTIC, A TREE WITH ADJUSTABLE HEIGHT AND HORIZONTAL BARS ON WHICH TO PLACE THE SLIDING RINGS, BASE MEASURES 36 INCH LONG AND CAN BE TEMPORARILY OR PERMANENTLY FIXED TO A WORK TABLE, INCLUDES 36 PLASTIC RINGS-12 EACH OF 1 INCH, 1-1/8 INCH AND 2 INCH DIAMETER RINGS, THREE HORIZONTAL BARS MEASURE 12 INCH, 24 INCH, AND 36 INCH LONG. VERTICAL POST MEASURES 28-1/2 INCH LONG WITH SIX HOLES FOR HORIZONTAL BAR PLACEMENT | REHABILITATION AND PHYSIOTHERAPY SUPPLIES SUPPLEMENTARY
7665 | 4225150001000 | THERAPEUTIC, MASSAGER WITH 3 RUBBER HEADS, VIBRATES AT 5500 CYCLES PER MINUTE, PORTABLE, USE TO BREAK DOWN SCAR TISSUE AFTER SURGERY AND REDUCE SCAR’S APPEARANCE, INCLUDE BATTERY | REHABILITATION AND PHYSIOTHERAPY SUPPLIES SUPPLEMENTARY
7666 | 4224170301700 | KNEE IMMOBILIZER, 3-PANEL, WITH RIGID STAY, WRAP AROUND DESIGN, SIZE X-LARGE | REHABILITATION AND PHYSIOTHERAPY SUPPLIES SUPPLEMENTARY
7667 | 4224170301600 | KNEE IMMOBILIZER, 3-PANEL, WITH RIGID STAY, WRAP AROUND DESIGN, SIZE SMALL | REHABILITATION AND PHYSIOTHERAPY SUPPLIES SUPPLEMENTARY
7668 | 4225150202400 | ASSESSMENT TOOLS, COGNITIVE ASSESSMENT OF YOUNG CHILDREN (CAYC OR EQUIVALENT), CONSISTS OF DEVELOPMENTAL TASKS THAT YOUTH MUST PERFORM TO DEMONSTRATE THEIR ABILITY TO LEARN, PROBLEM SOLVE, AND USE BEGINNING EXECUTIVE FUNCTIONING SKILLS, USEFUL IN IDENTIFYING DEVELOPMENTAL DELAYS, KIT | REHABILITATION AND PHYSIOTHERAPY SUPPLIES SUPPLEMENTARY
7669 | 4225150300400 | ASSESSMENT TOOLS, DYNAMIC OCCUPATIONAL THERAPY ASSESSMENT FOR CHILDREN (DOTCA-CH OR EQUIVALENT), ASSESSMENT USED FOR CHILDREN FROM 6-12 YEAR, IT MEASURES SPECIAL-NEEDS CHILD'S LEARNING POTENTIAL AND COGNITIVE ABILITIES BY ADMINISTERING 22 SUB-TESTS IN 5 COGNITIVE CATEGORIES (ORIENTATION, SPATIAL PERCEPTION, PRAXIS, VISUOMOTOR CONSTRUCTION AND THINKING OPERATIONS) | REHABILITATION AND PHYSIOTHERAPY SUPPLIES SUPPLEMENTARY
7670 | 4225150400000 | ASSESSMENT TOOLS, 9-HOLE PEG TEST KIT, DEAL FOR BOTH MENTAL AND PHYSICAL DEFICIENCY TESTING LIKE STROKE OR HAND TRAUMA USE TO TEST INDIVIDUALS FINE MOTOR SKILLS OR HELP DIAGNOSE NEUROCOGNITIVE DISORDERS TIMED HAND-EYE COORDINATION TEST GAUGES HAND DEXTERITY AND CONTROL TEST WEAK HAND AND STRONG HAND TO GATHER RELATIVE CAPABILITIES OR TO COMPARE TO STANDARDS, ONE (1) EACH = ONE (1) KIT | REHABILITATION AND PHYSIOTHERAPY SUPPLIES SUPPLEMENTARY
7671 | 4225162701200 | SLANT INSERT AS A PRESSURE REQUIRED INTO THE WEB SPACES OF THE HAND NOT THUMB | REHABILITATION AND PHYSIOTHERAPY SUPPLIES SUPPLEMENTARY
7672 | 4225150400500 | THERAPEUTIC, DEPTH PERCEPTION PEGBOARD SET, THE DEPTH PERCEPTION PEGBOARD SET STIMULATES DEPTH PERCEPTION AND EYE-HAND COORDINATION ON TWO LEVELS, 11 INCH SQUARE 9 RED, 12 GREEN 1/2 INCH DIAMETER PEGS LATEX FREE | REHABILITATION AND PHYSIOTHERAPY SUPPLIES SUPPLEMENTARY
7673 | 4224180618000 | SPLINT SHORT HAND-BASED THUMBSPICA SPLINT SUPPORTS MP AND CMC JOINTS OF THE THUMB MALLEABLE ALUMINUM STAY IS CONTOURED FOR AN ANATOMICALLY CORRECT FIT SELF-WICKING LINING TO CONTROL PERSPIRATION NO CONTACT ON THE ULNAR SIDE OF THE HAND LEFT SIZE: LARGE | REHABILITATION AND PHYSIOTHERAPY SUPPLIES SUPPLEMENTARY
7674 | 4225160006600 | REINFORCEMENT PANEL | REHABILITATION AND PHYSIOTHERAPY SUPPLIES SUPPLEMENTARY
7675 | 4224170114400 | SILICONE GEL, TUBES, ELASTIC, IN TUBE SHAPE WITH OPEN END, LARGE, SIZE 3 INCHES X 10 INCHES, PACK ( SCAR MANAGEMENT) | REHABILITATION AND PHYSIOTHERAPY SUPPLIES SUPPLEMENTARY
7676 | 4224180615400 | SPLINT, LOOP THUMB SUPPORT THAT PLACES THE CMC JOINT INTO RADIAL OR PALMAR ABDUCTION BY PLACING TENSION OVER THE THENAR EMINENCE AND ATTACHING THE LOOP OVER THE WRIST JOINT WITH TWO SOFT STRAPS, PLACES THE THUMB IN PROPER POSITION TO IMPROVE MILD TO MODERATE FLEXOR SPASTICITY THUMB, UNIVERSAL SIDE, LARGE | REHABILITATION AND PHYSIOTHERAPY SUPPLIES SUPPLEMENTARY
7677 | 4224200430100 | PRESSURE GARMENT, CUSTOM MADE, FOR SCAR MANAGEMENT, STUMP SUPPORT BELOW KNEE, COMPOSITION-HIGH QUALITY SOFT, MULTI-DIRECTIONAL STRETCH, ANATOMICAL FIT, ANTI-BACTERIAL, BREATHABLE, ODOR NEUTRALITY, HYPOALLERGENIC AND LATEX-FREE, MEDICAL GRADE COMPOSITION, PRESSURE BASED ON PATIENT NEEDS | REHABILITATION AND PHYSIOTHERAPY SUPPLIES SUPPLEMENTARY
7678 | 4224180615300 | SPLINT, LOOP THUMB SUPPORT THAT PLACES THE CMC JOINT INTO RADIAL OR PALMAR ABDUCTION BY PLACING TENSION OVER THE THENAR EMINENCE AND ATTACHING THE LOOP OVER THE WRIST JOINT WITH TWO SOFT STRAPS, PLACES THE THUMB IN PROPER POSITION TO IMPROVE MILD TO MODERATE FLEXOR SPASTICITY THUMB, UNIVERSAL SIDE, MEDIUM | REHABILITATION AND PHYSIOTHERAPY SUPPLIES SUPPLEMENTARY
7679 | 4224180615200 | SPLINT, LOOP THUMB SUPPORT THAT PLACES THE CMC JOINT INTO RADIAL OR PALMAR ABDUCTION BY PLACING TENSION OVER THE THENAR EMINENCE AND ATTACHING THE LOOP OVER THE WRIST JOINT WITH TWO SOFT STRAPS, PLACES THE THUMB IN PROPER POSITION TO IMPROVE MILD TO MODERATE FLEXOR SPASTICITY THUMB, UNIVERSAL SIDE, SMALL | REHABILITATION AND PHYSIOTHERAPY SUPPLIES SUPPLEMENTARY
7680 | 4224200430000 | PRESSURE GARMENT, CUSTOM MADE, FOR SCAR MANAGEMENT, STUMP SUPPORT ABOVE KNEE, COMPOSITION-HIGH QUALITY SOFT, MULTI-DIRECTIONAL STRETCH, ANATOMICAL FIT, ANTI-BACTERIAL, BREATHABLE, ODOR NEUTRALITY, HYPOALLERGENIC AND LATEX-FREE, MEDICAL GRADE COMPOSITION, PRESSURE BASED ON PATIENT NEEDS | REHABILITATION AND PHYSIOTHERAPY SUPPLIES SUPPLEMENTARY
7681 | 4224200429900 | PRESSURE GARMENT, CUSTOM MADE, FOR SCAR MANAGEMENT, STUMP SLEEVE/SHOULDER FLAP, COMPOSITION-HIGH QUALITY SOFT, MULTI-DIRECTIONAL STRETCH, ANATOMICAL FIT, ANTI-BACTERIAL, BREATHABLE, ODOR NEUTRALITY, HYPOALLERGENIC AND LATEX-FREE, MEDICAL GRADE COMPOSITION, PRESSURE BASED ON PATIENT NEEDS | REHABILITATION AND PHYSIOTHERAPY SUPPLIES SUPPLEMENTARY
7682 | 4224200429800 | PRESSURE GARMENT, CUSTOM MADE, FOR SCAR MANAGEMENT, STUMP SLEEVE FOR BURN SCAR, COMPOSITION-HIGH QUALITY SOFT, MULTI-DIRECTIONAL STRETCH, ANATOMICAL FIT, ANTI-BACTERIAL, BREATHABLE, ODOR NEUTRALITY, HYPOALLERGENIC AND LATEX-FREE, MEDICAL GRADE COMPOSITION, PRESSURE BASED ON PATIENT NEEDS | REHABILITATION AND PHYSIOTHERAPY SUPPLIES SUPPLEMENTARY
7683 | 4224200429700 | POUCH FOR AMPUTATED LIMBS TO GIVE PRESSURE ON THE STUMP | REHABILITATION AND PHYSIOTHERAPY SUPPLIES SUPPLEMENTARY
7684 | 4231154612800 | BANDAGE, ADHESIVE SHORT STRETCH COMPRESSION BANDAGE HERRINGBONE ADHESIVE APPLICATION. MULTI-DIRECTIONAL ADHESIVENESS SIZE 20 CM WIDTH, 2.5 M LENGTH (LYMPHEDEMA) | REHABILITATION AND PHYSIOTHERAPY SUPPLIES SUPPLEMENTARY
7685 | 4231154612700 | BANDAGE, ADHESIVE SHORT STRETCH COMPRESSION BANDAGE HERRINGBONE ADHESIVE APPLICATION. MULTI-DIRECTIONAL ADHESIVENESS SIZE 15 CM WIDTH, 2.5 M LENGTH (LYMPHEDEMA) | REHABILITATION AND PHYSIOTHERAPY SUPPLIES SUPPLEMENTARY
7686 | 4225150400700 | THERAPEUTIC, SEMI-CIRCULAR PEG BOARD WITH THREE TIERS HOLDS 43 BRIGHTLY COLORED PEGS OF DIFFERENT DIAMETERS AND LENGTHS TO IMPROVE VISUAL AND COGNITIVE SKILLS, DESIGNED TO HELP REHABILITATE THE UPPER EXTREMITIES OF THE USER WHILE FOCUSING ON HIS WRIST, HANDS, AND FINGERS, CONSTRUCTED WITH DURABLE MATERIAL AND CAN BE EASILY CLEANED AND SANITIZED FOR MULTIPLE USES, WITH DIMENSIONS 26 INCH L X 14 INCH W X 2 INCH H AND WEIGHT OF 4.81 LBS APPROXIMATELY, THE PEG BOARD HAS A CENTER STORAGE COMPARTMENT FOR PEG STORAGE AND EASY TRANSPORT, PEGS ARE OF VARIOUS SIZED DIAMETERS (1/4 INCH, 1/2 INCH, AND 5/8 INCH ) AND TWO DIFFERENT LENGTHS (1 INCH AND 3-3/4 INCH ) | REHABILITATION AND PHYSIOTHERAPY SUPPLIES SUPPLEMENTARY
7687 | 4219220801400 | WHEELCHAIR ACCESSORIES, AMPUTEE STUMP SUPPORT PROVIDES PATIENTS A FULLY ADJUSTABLE STUMP SUPPORT, DESIGNED TO INSTALL ON ANY WHEELCHAIRWITH FRAME TUBE SIZE FROM 7/8 INCH TO 1 INCH, INSTALLS ON EITHER LEFT OR RIGHT SIDE, SWINGAWAY, COINCIDES WITH ANY WHEELCHAIR CUSHION, RIGID BASE COVERED BY TOP LAYER OF CONTOURED SOFT HR FOAM, POLYURETHANE COVER, SPILL PROOF WITH MULTIDIRECTIONAL STRETCH, SIZE 12X14X3 INCH | REHABILITATION AND PHYSIOTHERAPY SUPPLIES SUPPLEMENTARY
7688 | 4231154506300 | BANDAGE FOAM, EMULSIFIED LATEX FOAM BANDAGE, PERMEABLE TO AIR, SIZE: 10 CM WIDTH, 1 M LENGTH, 8 MM THICKNESS (LYMPHEDEMA) | REHABILITATION AND PHYSIOTHERAPY SUPPLIES SUPPLEMENTARY
7689 | 4225162701500 | THERAPEUTIC, GRADED PINCH EXERCISERS KIT DESIGNED TO ENHANCE HAND AND FINGER STRENGTH, THE PINCH CLIPS COME IN FIVE DIFFERENT LEVELS OF PINCHING RESISTANCE AND ARE COLOR CODED FOR EASE OF USE AND IDENTIFICATION, THESE PROGRESSIVE RESISTANCE LEVELS INCLUDE: 2 LBS, 4 LBS, 6 LBS, 8 LBS AND 11 LBS, INCLUDED ARE THREE HORIZONTAL RODS OF DIFFERENT DIAMETERS AND ONE VERTICAL ROD ALL LOCATED WITHIN A TUB THAT ALSO CONVENIENTLY HOLDS ALL THE PINCH CLIPS WHEN NOT IN USE | REHABILITATION AND PHYSIOTHERAPY SUPPLIES SUPPLEMENTARY
7690 | 4618152709400 | PRESSURE GARMENT, CUSTOM MADE, FOR SCAR MANAGEMENT, PANTS SHORT LEGS BOYS, ULTRAVIOLET PROTECTION (NOT LESS THAN 98%), BREATHABLE, H YPOALLERGENIC AND LATEX-FREE, COMPOSITION-HIGH QUALITY SOFT, ANTI-BACTERIAL, MEDICAL GRADE COMPOSITION, AVAILABLE IN TWO WASHABLE FABRICS: STRONG AND MEDIUM, PRESSURE BASED ON PATIENT NEEDS | REHABILITATION AND PHYSIOTHERAPY SUPPLIES SUPPLEMENTARY
7691 | 4225162701400 | THERAPEUTIC, GRADED PINCH EXERCISERS DESIGNED TO ENHANCE HAND AND FINGER STRENGTH, THE PINCH CLIPS COME IN FIVE DIFFERENT LEVELS OF PINCHING RESISTANCE AND ARE COLOR CODED FOR EASE OF USE AND IDENTIFICATION, THESE PROGRESSIVE RESISTANCE LEVELS INCLUDE: 2 LBS, 4 LBS, 6 LBS, 8 LBS AND 11 LBS, PACK OF 5, ONE PINCH EXERCISER FROM EACH COLOR | REHABILITATION AND PHYSIOTHERAPY SUPPLIES SUPPLEMENTARY
7692 | 4618152709600 | PRESSURE GARMENT, CUSTOM MADE, FOR SCAR MANAGEMENT, PANTS SHORT LEGS MEN, ULTRAVIOLET PROTECTION (NOT LESS THAN 98%), BREATHABLE, HY POALLERGENIC AND LATEX-FREE, COMPOSITION-HIGH QUALITY SOFT, ANTI-BACTERIAL, MEDICAL GRADE COMPOSITION, AVAILABLE IN TWO WASHABLE FABRICS: STRONG AND MEDIUM, PRESSURE BASED ON PATIENT NEEDS | REHABILITATION AND PHYSIOTHERAPY SUPPLIES SUPPLEMENTARY
7693 | 4618152709700 | PRESSURE GARMENT, CUSTOM MADE, FOR SCAR MANAGEMENT, PANTS SHORT LEGS WOMEN, ULTRAVIOLET PROTECTION (NOT LESS THAN 98%), BREATHABLE, HYPOALLERGENIC AND LATEX-FREE, COMPOSITION-HIGH QUALITY SOFT, ANTI-BACTERIAL, MEDICAL GRADE COMPOSITION, AVAILABLE IN TWO WASHABLE FABRICS: STRONG AND MEDIUM, PRESSURE BASED ON PATIENT NEEDS | REHABILITATION AND PHYSIOTHERAPY SUPPLIES SUPPLEMENTARY
7694 | 4618152709800 | PRESSURE GARMENT, CUSTOM MADE, FOR SCAR MANAGEMENT, PANTS WITH ONE SIDE CLOSE TOE STOCKINGS BOYS, ULTRAVIOLET PROTECTION (NOT LESS THAN 98%), BREATHABLE, HYPOALLERGENIC AND LATEX-FREE, COMPOSITION-HIGH QUALITY SOFT, ANTI-BACTERIAL, MEDICAL GRADE COMPOSITION, AVAILABLE IN TWO WASHABLE FABRICS: STRONG AND MEDIUM, PRESSURE BASED ON PATIENT NEEDS | REHABILITATION AND PHYSIOTHERAPY SUPPLIES SUPPLEMENTARY
7695 | 4618152709900 | PRESSURE GARMENT, CUSTOM MADE, FOR SCAR MANAGEMENT, PANTS WITH ONE SIDE CLOSE TOE STOCKINGS GIRLS, ULTRAVIOLET PROTECTION (NOT LESS THAN 98%), BREATHABLE, HYPOALLERGENIC AND LATEX-FREE, COMPOSITION-HIGH QUALITY SOFT, ANTI-BACTERIAL, MEDICAL GRADE COMPOSITION, AVAILABLE IN TWO WASHABLE FABRICS: STRONG AND MEDIUM, PRESSURE BASED ON PATIENT NEEDS | REHABILITATION AND PHYSIOTHERAPY SUPPLIES SUPPLEMENTARY
7696 | 4618152710000 | PRESSURE GARMENT, CUSTOM MADE, FOR SCAR MANAGEMENT, PANTS WITH ONE SIDE CLOSE TOE STOCKINGS MEN, ULTRAVIOLET PROTECTION (NOT LESS THAN 98%), BREATHABLE, HYPOALLERGENIC AND LATEX-FREE, COMPOSITION-HIGH QUALITY SOFT, ANTI-BACTERIAL, MEDICAL GRADE COMPOSITION, AVAILABLE IN TWO WASHABLE FABRICS: STRONG AND MEDIUM, PRESSURE BASED ON PATIENT NEEDS | REHABILITATION AND PHYSIOTHERAPY SUPPLIES SUPPLEMENTARY
7697 | 4618152710100 | PRESSURE GARMENT, CUSTOM MADE, FOR SCAR MANAGEMENT, PANTS WITH ONE SIDE CLOSE TOE STOCKINGS WOMEN, ULTRAVIOLET PROTECTION (NOT LESS THAN 98%), BREATHABLE, HYPOALLERGENIC AND LATEX-FREE, COMPOSITION-HIGH QUALITY SOFT, ANTI-BACTERIAL, MEDICAL GRADE COMPOSITION, AVAILABLE IN TWO WASHABLE FABRICS: STRONG AND MEDIUM, PRESSURE BASED ON PATIENT NEEDS | REHABILITATION AND PHYSIOTHERAPY SUPPLIES SUPPLEMENTARY
7698 | 4618152710200 | PRESSURE GARMENT, CUSTOM MADE, FOR SCAR MANAGEMENT, PANTS WITH ONE SIDE OPEN TOE STOCKINGS BOYS, ULTRAVIOLET PROTECTION (NOT LESS THAN 98%), BREATHABLE, HYPOALLERGENIC AND LATEX-FREE, COMPOSITION-HIGH QUALITY SOFT, ANTI-BACTERIAL, MEDICAL GRADE COMPOSITION, AVAILABLE IN TWO WASHABLE FABRICS: STRONG AND MEDIUM, PRESSURE BASED ON PATIENT NEEDS | REHABILITATION AND PHYSIOTHERAPY SUPPLIES SUPPLEMENTARY
7699 | 4618152710300 | PRESSURE GARMENT, CUSTOM MADE, FOR SCAR MANAGEMENT, PANTS WITH ONE SIDE OPEN TOE STOCKINGS GIRLS, ULTRAVIOLET PROTECTION (NOT LESS THAN 98%), BREATHABLE, HYPOALLERGENIC AND LATEX-FREE, COMPOSITION-HIGH QUALITY SOFT, ANTI-BACTERIAL, MEDICAL GRADE COMPOSITION, AVAILABLE IN TWO WASHABLE FABRICS: STRONG AND MEDIUM, PRESSURE BASED ON PATIENT NEEDS | REHABILITATION AND PHYSIOTHERAPY SUPPLIES SUPPLEMENTARY
7700 | 4618152710400 | PRESSURE GARMENT, CUSTOM MADE, FOR SCAR MANAGEMENT, PANTS WITH ONE SIDE OPEN TOE STOCKINGS MEN, ULTRAVIOLET PROTECTION (NOT LESS THAN 98%), BREATHABLE, HYPOALLERGENIC AND LATEX-FREE, COMPOSITION-HIGH QUALITY SOFT, ANTI-BACTERIAL, MEDICAL GRADE COMPOSITION, AVAILABLE IN TWO WASHABLE FABRICS: STRONG AND MEDIUM, PRESSURE BASED ON PATIENT NEEDS | REHABILITATION AND PHYSIOTHERAPY SUPPLIES SUPPLEMENTARY
7701 | 4231150001900 | BANDAGE, TUBULAR, ELASTICATED, SLEEVE, EDEMA FINGER AND TOE, 1.5 CM (LYMPHEDEMA) | REHABILITATION AND PHYSIOTHERAPY SUPPLIES SUPPLEMENTARY
7702 | 4231150508800 | UNDER CAST PADDING, FOR LYMPHEDEMA, FOR COMPRESSION DRESSINGS AND TAPE, MADE FROM WHITE POLYURETHANE FOAM, STURDY AND REDUCES MOISTURE PENETRATION, THICKNESS 0.8 MM. DIMENSIONS 7 CM X 27.5 CM. (LYMPHEDEMA) | REHABILITATION AND PHYSIOTHERAPY SUPPLIES SUPPLEMENTARY
7703 | 4231150604400 | BANDAGE, LIGHT, MULTIDIRECTIONAL, MEDIUM STRETCH, ELASTIC, COMPRESSION FOR LYMPHEDEMA, SIZE: 12 CM WIDTH, 5 METER LENGTH (LYMPHEDEMA) | REHABILITATION AND PHYSIOTHERAPY SUPPLIES SUPPLEMENTARY
7704 | 4618152710500 | PRESSURE GARMENT, CUSTOM MADE, FOR SCAR MANAGEMENT, PANTS WITH ONE SIDE OPEN TOE STOCKINGS WOMEN, ULTRAVIOLET PROTECTION (NOT LESS THAN 98%), BREATHABLE, HYPOALLERGENIC AND LATEX-FREE, COMPOSITION-HIGH QUALITY SOFT, ANTI-BACTERIAL, MEDICAL GRADE COMPOSITION, AVAILABLE IN TWO WASHABLE FABRICS: STRONG AND MEDIUM, PRESSURE BASED ON PATIENT NEEDS | REHABILITATION AND PHYSIOTHERAPY SUPPLIES SUPPLEMENTARY
7705 | 4618152709300 | PRESSURE GARMENT, CUSTOM MADE, FOR SCAR MANAGEMENT, PANTS SHORT LEG WITH STOCKING MEN, ULTRAVIOLET PROTECTION (NOT LESS THAN 98%), BREATHABLE, HYPOALLERGENIC AND LATEX-FREE, COMPOSITION-HIGH QUALITY SOFT, ANTI-BACTERIAL, MEDICAL GRADE COMPOSITION, AVAILABLE IN TWO WASHABLE FABRICS: STRONG AND MEDIUM, PRESSURE BASED ON PATIENT NEEDS | REHABILITATION AND PHYSIOTHERAPY SUPPLIES SUPPLEMENTARY
7706 | 4618152710600 | PRESSURE GARMENT, CUSTOM MADE, FOR SCAR MANAGEMENT, PANTS WITH STOCKING BOYS, ULTRAVIOLET PROTECTION (NOT LESS THAN 98%), BREATHABLE, HYPOALLERGENIC AND LATEX-FREE, COMPOSITION-HIGH QUALITY SOFT, ANTI-BACTERIAL, MEDICAL GRADE COMPOSITION, AVAILABLE IN TWO WASHABLE FABRICS: STRONG AND MEDIUM, PRESSURE BASED ON PATIENT NEEDS | REHABILITATION AND PHYSIOTHERAPY SUPPLIES SUPPLEMENTARY
7707 | 4618152709200 | PRESSURE GARMENT, CUSTOM MADE, FOR SCAR MANAGEMENT, PANTS SHORT LEG WITH STOCKING GIRLS, ULTRAVIOLET PROTECTION (NOT LESS THAN 98%), BREATHABLE, HYPOALLERGENIC AND LATEX-FREE, COMPOSITION-HIGH QUALITY SOFT, ANTI-BACTERIAL, MEDICAL GRADE COMPOSITION, AVAILABLE IN TWO WASHABLE FABRICS: STRONG AND MEDIUM, PRESSURE BASED ON PATIENT NEEDS | REHABILITATION AND PHYSIOTHERAPY SUPPLIES SUPPLEMENTARY
7708 | 4214280000100 | ADDITIONAL DIGIT TO OPEN TOES SOCK CAN BE ADDED FOR EXTRA TOES IN FOOT. | REHABILITATION AND PHYSIOTHERAPY SUPPLIES SUPPLEMENTARY
7709 | 4214420101100 | NEEDLE, ACUPUNCTURE / DRY, 20-25 X 0.20-0.25 MM, IN INTRODUCER TUBE, DISPOSABLE, STERILE, INDIVIDUAL PACK | REHABILITATION AND PHYSIOTHERAPY SUPPLIES SUPPLEMENTARY
7710 | 4618152708200 | PRESSURE GARMENT, CUSTOM MADE, FOR SCAR MANAGEMENT, PANTS SHORT AND LONG LEGS WITH OPEN TOE STOCKINGS WOMEN, ULTRAVIOLET PROTECTION (NOT LESS THAN 98%), BREATHABLE, HYPOALLERGENIC AND LATEX-FREE, COMPOSITION-HIGH QUALITY SOFT, ANTI-BACTERIAL, MEDICAL GRADE COMPOSITION, AVAILABLE IN TWO WASHABLE FABRICS: STRONG AND MEDIUM, PRESSURE BASED ON PATIENT NEEDS | REHABILITATION AND PHYSIOTHERAPY SUPPLIES SUPPLEMENTARY
7711 | 4618152708300 | PRESSURE GARMENT, CUSTOM MADE, FOR SCAR MANAGEMENT, PANTS SHORT AND LONG LEGS WITH STOCKINGS WOMEN, ULTRAVIOLET PROTECTION (NOT LESS THAN 98%), BREATHABLE, HYPOALLERGENIC AND LATEX-FREE, COMPOSITION-HIGH QUALITY SOFT, ANTI-BACTERIAL, MEDICAL GRADE COMPOSITION, AVAILABLE IN TWO WASHABLE FABRICS: STRONG AND MEDIUM, PRESSURE BASED ON PATIENT NEEDS | REHABILITATION AND PHYSIOTHERAPY SUPPLIES SUPPLEMENTARY
7712 | 4618152708400 | PRESSURE GARMENT, CUSTOM MADE, FOR SCAR MANAGEMENT, PANTS SHORT AND LONG LEGS WOMEN, ULTRAVIOLET PROTECTION (NOT LESS THAN 98%), BREATHABLE, HYPOALLERGENIC AND LATEX-FREE, COMPOSITION-HIGH QUALITY SOFT, ANTI-BACTERIAL, MEDICAL GRADE COMPOSITION, AVAILABLE IN TWO WASHABLE FABRICS: STRONG AND MEDIUM, PRESSURE BASED ON PATIENT NEEDS | REHABILITATION AND PHYSIOTHERAPY SUPPLIES SUPPLEMENTARY
7713 | 4618152708500 | PRESSURE GARMENT, CUSTOM MADE, FOR SCAR MANAGEMENT, PANTS SHORT LEG WITH CLOSE TOE STOCKING BOYS, ULTRAVIOLET PROTECTION (NOT LESS THAN 98%), BREATHABLE, HYPOALLERGENIC AND LATEX-FREE, COMPOSITION-HIGH QUALITY SOFT, ANTI-BACTERIAL, MEDICAL GRADE COMPOSITION, AVAILABLE IN TWO WASHABLE FABRICS: STRONG AND MEDIUM, PRESSURE BASED ON PATIENT NEEDS | REHABILITATION AND PHYSIOTHERAPY SUPPLIES SUPPLEMENTARY
7714 | 4618152708600 | PRESSURE GARMENT, CUSTOM MADE, FOR SCAR MANAGEMENT, PANTS SHORT LEG WITH CLOSE TOE STOCKING GIRLS, ULTRAVIOLET PROTECTION (NOT LESS THAN 98%), BREATHABLE, HYPOALLERGENIC AND LATEX-FREE, COMPOSITION-HIGH QUALITY SOFT, ANTI-BACTERIAL, MEDICAL GRADE COMPOSITION, AVAILABLE IN TWO WASHABLE FABRICS: STRONG AND MEDIUM, PRESSURE BASED ON PATIENT NEEDS | REHABILITATION AND PHYSIOTHERAPY SUPPLIES SUPPLEMENTARY
7715 | 4618152708700 | PRESSURE GARMENT, CUSTOM MADE, FOR SCAR MANAGEMENT, PANTS SHORT LEG WITH CLOSE TOE STOCKING MEN, ULTRAVIOLET PROTECTION (NOT LESS THAN 98%), BREATHABLE, HYPOALLERGENIC AND LATEX-FREE, COMPOSITION-HIGH QUALITY SOFT, ANTI-BACTERIAL, MEDICAL GRADE COMPOSITION, AVAILABLE IN TWO WASHABLE FABRICS: STRONG AND MEDIUM, PRESSURE BASED ON PATIENT NEEDS | REHABILITATION AND PHYSIOTHERAPY SUPPLIES SUPPLEMENTARY
7716 | 4214420101200 | NEEDLE, ACUPUNCTURE / DRY, 50-55 X 0.30 - 0.35 MM, IN INTRODUCER TUBE, DISPOSABLE, STERILE, INDIVIDUAL PACK | REHABILITATION AND PHYSIOTHERAPY SUPPLIES SUPPLEMENTARY
7717 | 4214420101300 | NEEDLE, ACUPUNCTURE / DRY, 70-75 X 0.30 - 0.35 MM, IN INTRODUCER TUBE, DISPOSABLE, STERILE, INDIVIDUAL PACK | REHABILITATION AND PHYSIOTHERAPY SUPPLIES SUPPLEMENTARY
7718 | 4214420101400 | NEEDLE ACUPUNCTURE / DRY 90-95 X 0.30 - 0.40 MM IN INTRODUCER TUBE DISPOSABLE STERILE INDIVIDUAL PACK | REHABILITATION AND PHYSIOTHERAPY SUPPLIES SUPPLEMENTARY
7719 | 4618152708800 | PRESSURE GARMENT, CUSTOM MADE, FOR SCAR MANAGEMENT, PANTS SHORT LEG WITH OPEN TOE STOCKING BOYS, ULTRAVIOLET PROTECTION (NOT LESS THAN 98%), BREATHABLE, HYPOALLERGENIC AND LATEX-FREE, COMPOSITION-HIGH QUALITY SOFT, ANTI-BACTERIAL, MEDICAL GRADE COMPOSITION, AVAILABLE IN TWO WASHABLE FABRICS: STRONG AND MEDIUM, PRESSURE BASED ON PATIENT NEEDS | REHABILITATION AND PHYSIOTHERAPY SUPPLIES SUPPLEMENTARY
7720 | 4618152708900 | PRESSURE GARMENT, CUSTOM MADE, FOR SCAR MANAGEMENT, PANTS SHORT LEG WITH OPEN TOE STOCKING GIRLS, ULTRAVIOLET PROTECTION (NOT LESS THAN 98%), BREATHABLE, HYPOALLERGENIC AND LATEX-FREE, COMPOSITION-HIGH QUALITY SOFT, ANTI-BACTERIAL, MEDICAL GRADE COMPOSITION, AVAILABLE IN TWO WASHABLE FABRICS: STRONG AND MEDIUM, PRESSURE BASED ON PATIENT NEEDS | REHABILITATION AND PHYSIOTHERAPY SUPPLIES SUPPLEMENTARY
7721 | 4214420101500 | NEEDLE, ACUPUNCTURE / DRY, 13-13.5 X 0.16-0.22 MM, IN INTRODUCER TUBE, DISPOSABLE, STERILE, INDIVIDUAL PACK | REHABILITATION AND PHYSIOTHERAPY SUPPLIES SUPPLEMENTARY
7722 | 4224170002200 | FEMALE GENITAL PAD, FOR LYMPHEDEMA, SHREDDED-FOAM, FILLED LINER WITH VERTICAL CONTINUOUS FLOW STITCHING PATTERN DIRECTS LYMPH FLOW AWAY FROM THE PUBIS, SIZE X-LARGE (LYMPHEDEMA) | REHABILITATION AND PHYSIOTHERAPY SUPPLIES SUPPLEMENTARY
7723 | 4618152709000 | PRESSURE GARMENT, CUSTOM MADE, FOR SCAR MANAGEMENT, PANTS SHORT LEG WITH OPEN TOE STOCKING MEN, ULTRAVIOLET PROTECTION (NOT LESS THAN 98%), BREATHABLE, HYPOALLERGENIC AND LATEX-FREE, COMPOSITION-HIGH QUALITY SOFT, ANTI-BACTERIAL, MEDICAL GRADE COMPOSITION, AVAILABLE IN TWO WASHABLE FABRICS: STRONG AND MEDIUM, PRESSURE BASED ON PATIENT NEEDS | REHABILITATION AND PHYSIOTHERAPY SUPPLIES SUPPLEMENTARY
7724 | 4618152709100 | PRESSURE GARMENT, CUSTOM MADE, FOR SCAR MANAGEMENT, PANTS SHORT LEG WITH STOCKING BOYS, ULTRAVIOLET PROTECTION (NOT LESS THAN 98%), BREATHABLE, HYPOALLERGENIC AND LATEX-FREE, COMPOSITION-HIGH QUALITY SOFT, ANTI-BACTERIAL, MEDICAL GRADE COMPOSITION, AVAILABLE IN TWO WASHABLE FABRICS: STRONG AND MEDIUM, PRESSURE BASED ON PATIENT NEEDS | REHABILITATION AND PHYSIOTHERAPY SUPPLIES SUPPLEMENTARY
7725 | 4618152710700 | PRESSURE GARMENT, CUSTOM MADE, FOR SCAR MANAGEMENT, PANTS WITH STOCKING MEN, ULTRAVIOLET PROTECTION (NOT LESS THAN 98%), BREATHABLE, HYPOALLERGENIC AND LATEX-FREE, COMPOSITION-HIGH QUALITY SOFT, ANTI-BACTERIAL, MEDICAL GRADE COMPOSITION, AVAILABLE IN TWO WASHABLE FABRICS: STRONG AND MEDIUM, PRESSURE BASED ON PATIENT NEEDS | REHABILITATION AND PHYSIOTHERAPY SUPPLIES SUPPLEMENTARY
7726 | 4618152709500 | PRESSURE GARMENT, CUSTOM MADE, FOR SCAR MANAGEMENT, PANTS SHORT LEGS GIRLS, ULTRAVIOLET PROTECTION (NOT LESS THAN 98%), BREATHABLE, HYPOALLERGENIC AND LATEX-FREE, COMPOSITION-HIGH QUALITY SOFT, ANTI-BACTERIAL, MEDICAL GRADE COMPOSITION, AVAILABLE IN TWO WASHABLE FABRICS: STRONG AND MEDIUM, PRESSURE BASED ON PATIENT NEEDS | REHABILITATION AND PHYSIOTHERAPY SUPPLIES SUPPLEMENTARY
7727 | 4231150604500 | BANDAGE, LIGHT, MULTIDIRECTIONAL, MEDIUM STRETCH, ELASTIC, COMPRESSION FOR LYMPHEDEMA, SIZE: 15 CM WIDTH, 5 METER LENGTH (LYMPHEDEMA) | REHABILITATION AND PHYSIOTHERAPY SUPPLIES SUPPLEMENTARY
7728 | 4225170001200 | IMMOBILIZER, ARM OR LEG, MADE OF PRINTED COTTON, LINED WITH SOFT LAYER INNER CLOTH, HAS EQUALLY DIVIDED PLASTIC STRIPS TO PROVIDE RIGIDITY, PADDED WITH MINIMUM 2 CM, THICK FOAM IN THE INSIDE VELCRO STRAPS ARE ADJUSTABLE, LENGTH 28-29 CM | REHABILITATION AND PHYSIOTHERAPY SUPPLIES SUPPLEMENTARY
7729 | 4618152710800 | PRESSURE GARMENT, CUSTOM MADE, FOR SCAR MANAGEMENT, PANTS WITH STOCKINGS GIRLS, ULTRAVIOLET PROTECTION (NOT LESS THAN 98%), BREATHABLE, HYPOALLERGENIC AND LATEX-FREE, COMPOSITION-HIGH QUALITY SOFT, ANTI-BACTERIAL, MEDICAL GRADE COMPOSITION, AVAILABLE IN TWO WASHABLE FABRICS: STRONG AND MEDIUM, PRESSURE BASED ON PATIENT NEEDS | REHABILITATION AND PHYSIOTHERAPY SUPPLIES SUPPLEMENTARY
7730 | 4219220801600 | WHEELCHAIR ACCESSORIES, AMPUTEE STUMP SUPPORT PROVIDES PATIENTS A FULLY ADJUSTABLE STUMP SUPPORT, DESIGNED TO INSTALL ON ANY WHEELCHAIRWITH FRAME TUBE SIZE FROM 7/8 INCH TO 1 INCH, INSTALLS ON EITHER LEFT OR RIGHT SIDE, SWINGAWAY, COINCIDES WITH ANY WHEELCHAIR CUSHION, RIGID BASE COVERED BY TOP LAYER OF CONTOURED SOFT HR FOAM, POLYURETHANE COVER, SPILL PROOF WITH MULTIDIRECTIONAL STRETCH, SIZE 8X14X3 INCH | REHABILITATION AND PHYSIOTHERAPY SUPPLIES SUPPLEMENTARY
7731 | 4225170001100 | IMMOBILIZER, ARM OR LEG, MADE OF PRINTED COTTON, LINED WITH SOFT LAYER INNER CLOTH, HAS EQUALLY DIVIDED PLASTIC STRIPS TO PROVIDE RIGIDITY, PADDED WITH MINIMUM 2 CM, THICK FOAM IN THE INSIDE VELCRO STRAPS ARE ADJUSTABLE, LENGTH 26-27 CM | REHABILITATION AND PHYSIOTHERAPY SUPPLIES SUPPLEMENTARY
7732 | 4225170001000 | IMMOBILIZER, ARM OR LEG, MADE OF PRINTED COTTON, LINED WITH SOFT LAYER INNER CLOTH, HAS EQUALLY DIVIDED PLASTIC STRIPS TO PROVIDE RIGIDITY, PADDED WITH MINIMUM 2 CM, THICK FOAM IN THE INSIDE VELCRO STRAPS ARE ADJUSTABLE, LENGTH 25 CM | REHABILITATION AND PHYSIOTHERAPY SUPPLIES SUPPLEMENTARY
7733 | 4214271801200 | PENIS SUPPORT | REHABILITATION AND PHYSIOTHERAPY SUPPLIES SUPPLEMENTARY
7734 | 4219220801500 | WHEELCHAIR ACCESSORIES, AMPUTEE STUMP SUPPORT PROVIDES PATIENTS A FULLY ADJUSTABLE STUMP SUPPORT, DESIGNED TO INSTALL ON ANY WHEELCHAIRWITH FRAME TUBE SIZE FROM 7/8 INCH TO 1 INCH, INSTALLS ON EITHER LEFT OR RIGHT SIDE, SWINGAWAY, COINCIDES WITH ANY WHEELCHAIR CUSHION, RIGID BASE COVERED BY TOP LAYER OF CONTOURED SOFT HR FOAM, POLYURETHANE COVER, SPILL PROOF WITH MULTIDIRECTIONAL STRETCH, SIZE 8X10X3 INCH | REHABILITATION AND PHYSIOTHERAPY SUPPLIES SUPPLEMENTARY
7735 | 4225170000800 | IMMOBILIZER, ARM OR LEG, MADE OF PRINTED COTTON, LINED WITH SOFT LAYER INNER CLOTH, HAS EQUALLY DIVIDED PLASTIC STRIPS TO PROVIDE RIGIDITY, PADDED WITH MINIMUM 2 CM, THICK FOAM IN THE INSIDE VELCRO STRAPS ARE ADJUSTABLE, LENGTH 19-21 CM | REHABILITATION AND PHYSIOTHERAPY SUPPLIES SUPPLEMENTARY
7736 | 4219220801700 | WHEELCHAIR ACCESSORIES, AMPUTEE STUMP SUPPORT PROVIDES PATIENTS A FULLY ADJUSTABLE STUMP SUPPORT, DESIGNED TO INSTALL ON ANY WHEELCHAIRWITH FRAME TUBE SIZE FROM 7/8 INCH TO 1 INCH, INSTALLS ON EITHER LEFT OR RIGHT SIDE, SWINGAWAY, COINCIDES WITH ANY WHEELCHAIR CUSHION, RIGID BASE COVERED BY TOP LAYER OF CONTOURED SOFT HR FOAM, POLYURETHANE COVER, SPILL PROOF WITH MULTIDIRECTIONAL STRETCH, SIZE 9X10X3 INCH | REHABILITATION AND PHYSIOTHERAPY SUPPLIES SUPPLEMENTARY
7737 | 4231150604600 | BANDAGE, LIGHT, MULTIDIRECTIONAL, MEDIUM STRETCH, ELASTIC, COMPRESSION FOR LYMPHEDEMA, SIZE: 20 CM WIDTH, 5 METER LENGTH (LYMPHEDEMA) | REHABILITATION AND PHYSIOTHERAPY SUPPLIES SUPPLEMENTARY
7738 | 4231150604700 | BANDAGE, LIGHT, MULTIDIRECTIONAL, MEDIUM STRETCH, ELASTIC, COMPRESSION FOR LYMPHEDEMA, SIZE: 6 CM WIDTH, 5 METER LENGTH (LYMPHEDEMA) | REHABILITATION AND PHYSIOTHERAPY SUPPLIES SUPPLEMENTARY
7739 | 4219220821500 | WHEELCHAIR ACCESSORIES, FOAM ARMRESTS PADDING, ATTACH WITH HOOK AND LOOP FASTENER, COMFORT, PRESSURE RELIEF AND PROTECTION OF SENSITIVE ARM AND ELBOWS, COVERED WITH FABRIC THAT CAN EASILY BE CLEAN, LENGTH 16 INCH | REHABILITATION AND PHYSIOTHERAPY SUPPLIES SUPPLEMENTARY
7740 | 4231150608900 | BANDAGE, COMPRESSION, SHORT STRETCH FOR LYMPHEDEMA, NON-ELASTIC, SIZE: 4 CM WIDTH, 5 M LENGTH (LYMPHEDEMA) | REHABILITATION AND PHYSIOTHERAPY SUPPLIES SUPPLEMENTARY
7741 | 4225170101800 | GAIT BELT, MULTI-HANDLED, DISINFECTANT, LENGTH SIZE 125-150CM (+- 10 CM) X WIDTH NOT LESS THAN 10CM | REHABILITATION AND PHYSIOTHERAPY SUPPLIES SUPPLEMENTARY
7742 | 4225170000700 | IMMOBILIZER, ARM OR LEG, MADE OF PRINTED COTTON, LINED WITH SOFT LAYER INNER CLOTH, HAS EQUALLY DIVIDED PLASTIC STRIPS TO PROVIDE RIGIDITY, PADDED WITH MINIMUM 2 CM, THICK FOAM IN THE INSIDE VELCRO STRAPS ARE ADJUSTABLE, LENGTH 16-18 CM | REHABILITATION AND PHYSIOTHERAPY SUPPLIES SUPPLEMENTARY
7743 | 4225170000600 | IMMOBILIZER, ARM OR LEG, MADE OF PRINTED COTTON, LINED WITH SOFT LAYER INNER CLOTH, HAS EQUALLY DIVIDED PLASTIC STRIPS TO PROVIDE RIGIDITY, PADDED WITH MINIMUM 2 CM, THICK FOAM IN THE INSIDE VELCRO STRAPS ARE ADJUSTABLE, LENGTH 12-14 CM | REHABILITATION AND PHYSIOTHERAPY SUPPLIES SUPPLEMENTARY
7744 | 4225163100100 | THERAPEUTIC, SCAR PUMP USED FOLLOWING TENDON REPAIR, GRAFTING, WHEN SKIN ADHESIONS LIMIT MOTION, OR WHEN ACTIVE MOTION, LIGHT RESISTANCE AND SCAR MASSAGE ARE APPROPRIATE TREATMENT METHODS | REHABILITATION AND PHYSIOTHERAPY SUPPLIES SUPPLEMENTARY
7745 | 4618152711100 | PRESSURE GARMENT, CUSTOM MADE, FOR SCAR MANAGEMENT, PANTS WITH TWO SIDES CLOSE TOE STOCKINGS GIRLS, ULTRAVIOLET PROTECTION (NOT LESS THAN 98%), BREATHABLE, HYPOALLERGENIC AND LATEX-FREE, COMPOSITION-HIGH QUALITY SOFT, ANTI-BACTERIAL, MEDICAL GRADE COMPOSITION, AVAILABLE IN TWO WASHABLE FABRICS: STRONG AND MEDIUM, PRESSURE BASED ON PATIENT NEEDS | REHABILITATION AND PHYSIOTHERAPY SUPPLIES SUPPLEMENTARY
7746 | 4219221100100 | ASSISTIVE TOOLS TRANSFER BOARD LAMINATED WOODEN BOARD TO TRANSFER BETWEEN SURFACES AND THE ENDS ARE THINNED TO SLIDE UNDER THE PATIENT TRANSFER BOARD WITH HANDHOLES WITH A HAND HOLE CUT INTO BOTH ENDS FOR EASIER GRIP MAXIMUM USER WEIGHT 190 KG APPROXIMATELY LENGTH: 760MM WIDTH: 210MM APPROXIMATELY | REHABILITATION AND PHYSIOTHERAPY SUPPLIES SUPPLEMENTARY
7747 | 4618152711000 | PRESSURE GARMENT, CUSTOM MADE, FOR SCAR MANAGEMENT, PANTS WITH TWO SIDES CLOSE TOE STOCKINGS BOYS, ULTRAVIOLET PROTECTION (NOT LESS THAN 98%), BREATHABLE, HYPOALLERGENIC AND LATEX-FREE, COMPOSITION-HIGH QUALITY SOFT, ANTI-BACTERIAL, MEDICAL GRADE COMPOSITION, AVAILABLE IN TWO WASHABLE FABRICS: STRONG AND MEDIUM, PRESSURE BASED ON PATIENT NEEDS | REHABILITATION AND PHYSIOTHERAPY SUPPLIES SUPPLEMENTARY
7748 | 4618152710900 | PRESSURE GARMENT, CUSTOM MADE, FOR SCAR MANAGEMENT, PANTS WITH STOCKINGS WOMEN, ULTRAVIOLET PROTECTION (NOT LESS THAN 98%), BREATHABLE, HYPOALLERGENIC AND LATEX-FREE, COMPOSITION-HIGH QUALITY SOFT, ANTI-BACTERIAL, MEDICAL GRADE COMPOSITION, AVAILABLE IN TWO WASHABLE FABRICS: STRONG AND MEDIUM, PRESSURE BASED ON PATIENT NEEDS | REHABILITATION AND PHYSIOTHERAPY SUPPLIES SUPPLEMENTARY
7749 | 4229548022600 | PERFUSION CUSTOM PACK FOR SMALL ADULTS DISPOSABLE STERILE CONSISTS OF: (TUBING SET CUSTOM DESIGN WITH (CARDIOPLEGIA DELIVER SET 4-1+ 2PCS OF CARDIOPLEGIA TABLE LINE IN SEPARATE STERILE BAGS) HEMOCONCENTRATOR AND MUF (DESIGN MUST BE APPLICABLE IN EVERY HOSPITAL) (4 PCS OF CONNECTORS) (TUBE ORGANIZER) VACUUM LINE (CONNECTOR EXTENSION 1/2X3/8IN STRAIGHT LUER LOCK ) (2PCS OF TUBING LINES PVC SIZE 1/4 AND 3/8 CUSTOM DESIGN) (ENOUGH HOLDERS AND TEMP. PROBES) DISPOSABLE STERILE | CARDIOVASCULAR TENDER
7750 | 4229473400500 | ARTERIAL CDI SENSOR COMPATIBLE WITH HOSPITAL MACHINE DISPOSABLE STERILE | CARDIOVASCULAR TENDER
7751 | 4112181302100 | VENOUS CDI CUVETTE ASSORTED SIZES ACCORDING TO HOSPITAL REQUEST COMPATIBLE WITH HOSPITAL MACHINE DISPOSABLE STERILE | CARDIOVASCULAR TENDER
7752 | 4229473400400 | CALIBRATION GAS FOR USE WITH CALIBRATOR 540 (GAS A OR GAS B) COMPATIBLE WITH CDI SYSTEM 500, DISPOSABLE, STERILE. | CARDIOVASCULAR TENDER
7753 | 4229473300700 | INTRACARDIAC SUMP SUCTION ASSORTED SIZES ACCORDING TO HOSPITAL REQUEST DISPOSABLE STERILE | CARDIOVASCULAR TENDER
7754 | 4229473300100 | PERICARDIAL SUMP SUCTION ASSORTED SIZES ACCORDING TO HOSPITAL REQUEST DISPOSABLE STERILE | CARDIOVASCULAR TENDER
7755 | 4229473100100 | PERFUSION ADAPTER WITH MALE LUER LOCK 1/4 2 INCH LONG DISPOSABLE STERILE | CARDIOVASCULAR TENDER
7756 | 4229473000200 | CUSTOMIZED PACK FOR VENTRICULAR ASSIST DEVICE WITHOUT OXYGENATORS WITHOUT PUMP HEADS DISPOSABLE STERILE | CARDIOVASCULAR TENDER
7757 | 4229471700000 | FULL MAGNETICALLY LEVITATED LEFT VENTRICULAR ASSIST PUMP WITH BEARING LESS | CARDIOVASCULAR TENDER
7758 | 4229471302500 | OXYGENATOR FOR SMALL ADULTS COATED OXYGENATOR WITH INTEGRATED ARTERIAL FILTER HOLLOW FIBER HIGH PERFORMANCE RECOMMENDED BLOOD FLOW 0 - 5 LITER / MIN MAX. RESERVOIR VOLUME 4 LITER DISPOSABLE STERILE | CARDIOVASCULAR TENDER
7759 | 4229471501100 | TUBING SINGLE LINE PVC ASSORTED SIZES AND CUSTOMIZED ACCORDING TO HOSPITAL REQUEST DISPOSABLE STERILE | CARDIOVASCULAR TENDER
7760 | 4216160002200 | ABSORBER, NON PYROGENIC, FOR EXTRACORPOREAL CYTOKINE ABSORPTION, WITH PRIMING SET AND INTEGRATION ADAPTER, DISPOSABLE, STERILE | CARDIOVASCULAR TENDER
7761 | 4231270101700 | ANTIMICROBIAL POLYESTER COMPOSITE DRESSING IN SHAPE OF MATRIX EMBEDDED BY MICROCELL BATTERIES COMPOSED OF SILVER AND ZINC THAT GENERATE ELECTRIC CURRENT HELP ON KILLING BIOFILMS AND ENHANCE HEALING OF ACUTE AND CHRONIC WOUNDS HEALING WILL BE MATCHED WITH HUMAN BODY CONTOUR SPECIFIC TO MAIN SURGICAL AS OPEN-HEART PROCEDURES SIZE 11X25 CM | CARDIOVASCULAR TENDER
7762 | 4231270101600 | ANTIMICROBIAL POLYESTER LAYER IN SHAPE OF MATRIX EMBEDDED BY MICROCELL BATTERIES COMPOSED OF SILVER AND ZINC THAT GENERATE ELECTRIC CURRENT HELP ON KILLING BIOFILMS AND ENHANCE AFTER SURGICAL DONOR (HEART), CABG 20X20CM | CARDIOVASCULAR TENDER
7763 | 4229471302400 | OXYGENATOR FOR PEDIATRIC COATED OXYGENATOR WITH INTEGRATED ARTERIAL FILTER HOLLOW FIBER HIGH PERFORMANCE RECOMMENDED BLOOD FLOW 0 - 4 LITER / MIN MEMBRANE INLET AND OUTLET (3/8) INCH WITH REDUCER ADAPTER DISPOSABLE STERILE | CARDIOVASCULAR TENDER
7764 | 4222152000300 | CANNULA ARTERIOTOMY FOR PEDIATRIC ASSORTED SIZES AS PER HOSPITAL REQUEST DISPOSABLE STERILE | CARDIOVASCULAR TENDER
7765 | 4222152000100 | CANNULA ARTERIAL PEDIATRIC WIRE REINFORCED ELONGATED WITH DILATOR TIP INTRODUCER AND GUIDEWIRE STRAIGHT TIP VENTED CONNECTOR ASSORTED SIZES ACCORDING TO HOSPITAL REQUEST DISPOSABLE STERILE | CARDIOVASCULAR TENDER
7766 | 4229471302200 | OXYGENATOR FOR ADULTS COATED OXYGENATOR WITH INTEGRATED ARTERIAL FILTER HOLLOW FIBER HIGH PERFORMANCE WITH INTEGRATED HARD SHELL VENOUS RESERVOIR BLOOD FLOW RATE 1-7 LITER /MIN DISPOSABLE STERILE | CARDIOVASCULAR TENDER
7767 | 4229471302000 | OXYGENATOR FOR EXTRACORPOREAL MEMBRANE OXYGENATION (ECMO) NEONATE DISPOSABLE STERILE | CARDIOVASCULAR TENDER
7768 | 4229471501200 | TUBING SINGLE LINE COATED PVC ASSORTED SIZES AND CUSTOMIZED ACCORDING TO HOSPITAL REQUEST DISPOSABLE STERILE | CARDIOVASCULAR TENDER
7769 | 4229473600300 | CENTRIFUGAL BLOOD PUMP ADULT DISPOSABLE STERILE | CARDIOVASCULAR TENDER
7770 | 4229610103300 | LAA EXCLUSION CLIP, FOR MINIMALLY INVASIVE SURGERY, ASSORTED SIZES AS PER HOSPITAL REQUEST, STERILE | CARDIOVASCULAR TENDER
7771 | 4229474100500 | CANNULA VENOUS PEDIATRIC SINGLE STAGE STRAIGHT WIRED REINFORCED ASSORTED SIZES AS PER HOSPITAL REQUEST DISPOSABLE STERILE | CARDIOVASCULAR TENDER
7772 | 4222152102100 | CORONARY ARTERY OSTIAL CANNULA SOFT SELF INFLATED BALLOON TIP ASSORTED SIZES AS PER HOSPITAL REQUEST DISPOSABLE STERILE | CARDIOVASCULAR TENDER
7773 | 4229474100900 | CANNULA VENOUS THREE STAGE WIRE REINFORCED ASSORTED WITH/WITHOUT CONNECTOR AND ASSORTED SIZES AS PER HOSPITAL REQUEST DISPOSABLE STERILE | CARDIOVASCULAR TENDER
7774 | 4222152102000 | CANNULA HANDHELD CORONARY OSTIA ASSORTED SIZES ACCORDING TO HOSPITAL REQUEST DISPOSABLE STERILE | CARDIOVASCULAR TENDER
7775 | 4229474100800 | CANNULA VENOUS THREE STAGE COATED WIRE REINFORCED ASSORTED WITH/WITHOUT CONNECTOR AND ASSORTED SIZES AS PER HOSPITAL REQUEST D = ISPOSABLE STERILE | CARDIOVASCULAR TENDER
7776 | 4229474100700 | CANNULA VENOUS SOFT ANGLED ASSORTED SIZES AS PER HOSPITAL REQUEST DISPOSABLE STERILE | CARDIOVASCULAR TENDER
7777 | 4222160000200 | INSERTION KIT PEDIATRIC FOR FEMORAL CANNULATION DISPOSABLE STERILE | CARDIOVASCULAR TENDER
7778 | 4222152000600 | CANNULA ARTERIAL ADULT WIRE REINFORCED ELONGATED WITH DILATOR TIP INTRODUCER AND GUIDEWIRE STRAIGHT TIP VENTED CONNECTOR ASSORTED SIZES ACCORDING TO HOSPITAL REQUEST DISPOSABLE STERILE | CARDIOVASCULAR TENDER
7779 | 4222160401600 | CONNECTOR Y SHAPED WITH OR WITHOUT LUER LOCK ASSORTED SIZE AS PER HOSPITAL REQUEST DISPOSABLE STERILE | CARDIOVASCULAR TENDER
7780 | 4220350203000 | PACING LEADS TEMPORARY – BIPOLAR ASSORTED SIZES ACCORDING TO HOSPITAL REQUEST DISPOSABLE STERILE | CARDIOVASCULAR TENDER
7781 | 4229474100400 | CANNULA VENOUS ADULT SINGLE STAGE STRAIGHT WIRED REINFORCED ASSORTED SIZES AS PER HOSPITAL REQUEST DISPOSABLE STERILE | CARDIOVASCULAR TENDER
7782 | 4216160001600 | RETURN OR DRAINAGE CANNULA, FOR ECMO, ADULT, ASSORTED SIZES AND LENGTHS, DISPOSABLE, STERILE | CARDIOVASCULAR TENDER
7783 | 4229531000100 | INSERTION KIT FOR FEMORAL CANNULATION ADULT DISPOSABLE STERILE | CARDIOVASCULAR TENDER
7784 | 4222152000500 | CANNULA ARTERIAL ADULT WIRE REINFORCED ELONGATED STRAIGHT TIP ASSORTED SIZES ACCORDING TO HOSPITAL REQUEST DISPOSABLE STERILE | CARDIOVASCULAR TENDER
7785 | 4229471301900 | OXYGENATOR FOR EXTRACORPOREAL MEMBRANE OXYGENATION (ECMO) PEDIATRIC DISPOSABLE STERILE | CARDIOVASCULAR TENDER
7786 | 4229474100600 | CANNULA VENOUS SINGLE STAGE ANGLED METAL TIP WIRED REINFORCED ASSORTED SIZES AS PER HOSPITAL REQUEST DISPOSABLE STERILE | CARDIOVASCULAR TENDER
7787 | 4229514307200 | ENDOSCOPIC VESSEL HARVESTING DEVICE DISPOSABLE STERILE | CARDIOVASCULAR TENDER
7788 | 4220341116900 | ASPIRATION AND ANTICOAGULATION TABLE LINE FOR CELL SAVER MUST BE COMPATIBLE WITH HOSPITAL MACHINE DISPOSABLE STERILE | CARDIOVASCULAR TENDER
7789 | 4220350700000 | PACING LEADS TEMPORARY – UNIPOLAR ASSORTED SIZES ACCORDING TO HOSPITAL REQUEST DISPOSABLE STERILE | CARDIOVASCULAR TENDER
7790 | 4222152000400 | CANNULA ARTERIAL ADULT ELONGATED ANGLED TIP VENTED CONNECTOR ASSORTED SIZES ACCORDING TO HOSPITAL REQUEST DISPOSABLE STERILE | CARDIOVASCULAR TENDER
7791 | 4220344720400 | PRESSURE CATHETER PLACEMENT SET 3 FR VASCULAR CATHETER W/ PEEL-AWAY NEEDLES DISPOSABLE STERILE | CARDIOVASCULAR TENDER
7792 | 4216160001900 | CARBON DIOXIDE (CO2) REMOVAL PACK FOR EXTRACORPOREAL MEMBRANE OXYGENATION (ECMO) WITH OXYGENATOR ONLY COATED. COMPATIBLE WITH EXI = STING ECMO MACHINE ASSORTED SIZES AS PER HOSPITAL REQUEST DISPOSABLE STERILE | CARDIOVASCULAR TENDER
7793 | 4229471301300 | EXTRACORPOREAL MEMBRANE OXYGENATION (ECMO) SET ADULT CONSISTS OF INTEGRATED CENTRIFUGAL PUMP HEAD WITH OXYGENATOR TUBING LINES COATED COMPATIBLE WITH THE EXISTING ECMO MACHINE FOR THE REQUESTED HOSPITAL DISPOSABLE STERILE | CARDIOVASCULAR TENDER
7794 | 4220341078500 | CANNULA ARTERIAL TIP ANGLED WITH COLLAR WIRE REINFORCEMENT ASSORTED SIZES ACCORDING TO HOSPITAL REQUEST DISPOSABLE STERILE | CARDIOVASCULAR TENDER
7795 | 4229471300700 | OXYGENATOR FOR EXTRACORPOREAL MEMBRANE OXYGENATION (ECMO) ADULT DISPOSABLE STERILE | CARDIOVASCULAR TENDER
7796 | 4229548022000 | PERFUSION CUSTOM PACK FOR ADULTS DISPOSABLE STERILE CONSISTS OF: (TUBING SET CUSTOM DESIGN WITH (CARDIOPLEGIA DELIVER SET 4:1 + 2PCS OF CARDIOPLEGIA TABLE LINE IN SEPARATE STERILE BAGS) HEMOCONCENTRATOR AND MUF (DESIGN MUST BE APPLICABLE IN EVERY HOSPITAL) (4 PCS OF CONNECTORS) (TUBE ORGANIZER) VACUUM LINE (2PCS OF TUBING LINES PVC SIZE 1/4 AND 3/8 CUSTOM DESIGN) (ENOUGH HOLDERS AND TEMP. PROBES) DISPOSABLE STERILE | CARDIOVASCULAR TENDER
7797 | 4229548021900 | PERFUSION CUSTOM PACK FOR NEONATES DISPOSABLE STERILE CONSISTS OF: (TUBING SET CUSTOM DESIGN WITH (CARDIOPLEGIA DELIVER SET 4:1 + 2PCS OF CARDIOPLEGIA TABLE LINE IN SEPARATE STERILE BAGS) HEMOCONCENTRATOR AND MUF (DESIGN MUST BE APPLICABLE IN EVERY HOSPITAL) (4 PCS OF CONNECTORS) (TUBE ORGANIZER) VACUUM LINE (2PCS OF TUBING LINES PVC SIZE 1/4 AND 3/8 CUSTOM DESIGN) (ENOUGH HOLDERS AND TEMP. PROBES) DISPOSABLE STERILE | CARDIOVASCULAR TENDER
7798 | 4229548021800 | PERFUSION CUSTOM PACK FOR NEONATES COATED DISPOSABLE STERILE CONSISTS OF: (TUBING SET AND CUVETTE CUSTOM DESIGN WITH (CARDIOPLEGIA DELIVER SET 4:1 + 2PCS OF CARDIOPLEGIA TABLE LINE IN SEPARATE STERILE BAGS) HEMOCONCENTRATOR AND MUF (DESIGN MUST BE APPLICABLE IN EVERY HOSPITAL) (4 PCS OF CONNECTORS) (TUBE ORGANIZER) VACUUM LINE (2PCS OF TUBING LINES PVC SIZE 1/4 AND 3/8 CUSTOM DESIGN) (ENOUGH HOLDERS AND TEMP. PROBES) DISPOSABLE STERILE | CARDIOVASCULAR TENDER
7799 | 4220341066300 | EPICARDIAL LEADS STEROID ELUTING DISPOSABLE STERILE | CARDIOVASCULAR TENDER
7800 | 4222150001700 | BIDIRECTIONAL FEMORAL CANNULA ARTERIAL COATED FOR EXTRACORPOREAL MEMBRANE OXYGENATION (ECMO) ASSORTED SIZES AS PER HOSPITAL REQUEST DISPOSABLE STERILE | CARDIOVASCULAR TENDER
7801 | 4220341005100 | TISSUE VALVE IMPLANT MITRAL BOVINE ASSORTED SIZES AS PER HOSPITAL REQUEST STERILE | CARDIOVASCULAR TENDER
7802 | 4229530205300 | MULTIPLE PERFUSION ADAPTER FEMALE LUER ON SINGLE INLET LEG WITH MULTIPLE LEGS ASSORTED SIZES AS PER HOSPITAL REQUEST DISPOSABLE STERILE | CARDIOVASCULAR TENDER
7803 | 4220341005200 | TISSUE VALVE IMPLANT AORTIC BOVINE ASSORTED SIZES AS PER HOSPITAL REQUEST STERILE | CARDIOVASCULAR TENDER
7804 | 4220341005300 | MECHANICAL VALVE IMPLANT MITRAL ASSORTED SIZES ACCORDING TO HOSPITAL REQUEST STERILE | CARDIOVASCULAR TENDER
7805 | 4229530100200 | BLOWER/MISTER DISPOSABLE STERILE | CARDIOVASCULAR TENDER
7806 | 4220341081600 | ECMO SET, PEDIATRIC, APPROVED TO BE USED FOR NOT LESS THAN 29 DAYS CONSISTS OF: CENTRIFUGAL PUMP HEAD AND OXYGENATOR AND TUBING LINES, COATED COMPATIBLE WITH THE EXISTING ECMO MACHINE FOR THE REQUESTED HOSPITAL, DISPOSABLE, STERILE | CARDIOVASCULAR TENDER
7807 | 4229548022100 | PERFUSION CUSTOM PACK FOR INFANTS COATED DISPOSABLE STERILE CONSISTS OF: (TUBING SET AND CUVETTE CUSTOM DESIGN WITH (CARDIOPLEGIA DELIVER SET 4:1 + 2PCS OF CARDIOPLEGIA TABLE LINE IN SEPARATE STERILE BAGS) HEMOCONCENTRATOR AND MUF (DESIGN MUST BE APPLICABLE IN EVERY HOSPITAL) (4 PCS OF CONNECTORS) (TUBE ORGANIZER) VACUUM LINE (2PCS OF TUBING LINES PVC SIZE 1/4 AND 3/8 CUSTOM DESIGN) (ENOUGH HOLDERS AND TEMP. PROBES) DISPOSABLE STERILE | CARDIOVASCULAR TENDER
7808 | 4229548021700 | PERFUSION CUSTOM PACK FOR MINIMAL INVASIVE CARDIAC SURGERY FOR ADULTS DISPOSABLE STERILE CONSISTS OF: (TUBING SET CUSTOM DESIGN WITH ( (OXYGENATOR FOR ADULTS; COATED OXYGENATOR WITH INTEGRATED ARTERIAL FILTER HOLLOW FIBER HIGH PERFORMANCE WITH INTEGRATED HARD SHELL VENOUS RESERVOIR BLOOD FLOW RATE 1-7 LITER /MIN CARDIOTOMY FLOW RATE LESS THAN 5 LITERS/MIN) CARDIOPLEGIA DELIVER SET 4:1+ 2PCS OF CARDIOPLEGIA TABLE LINE IN SEPARATE STERILE BAGS) HEMOCONCENTRATOR AND MUF (DESIGN MUST BE APPLICABLE IN EVERY HOSPITAL) (6 PCS OF CONNECTORS) (TUBE ORGANIZER) VACUUM LINE (2PCS OF TUBING LINES PVC SIZE 1/4 AND 3/8 CUSTOM DESIGN) (ENOUGH HOLDERS AND TEMP. PROBES) DISPOSABLE STERILE | CARDIOVASCULAR TENDER
7809 | 4220341005900 | CUSTOMIZED PACK CABG 1 PCS/C BACK TABLE COVER 60IN X 100IN. 10 PCS LINT-FREE ABSORBENT TOWEL 17INX20IN (43X51CM) STANDARD SURGICAL GOWN LARGE ABSORBENT TOWEL 17INX 20IN (43X51CM) STANDARD SURGICAL GOWN XL. ABSORBENT TOWEL 17INX20IN (43X51CM) STANDARD SURGICAL GOWN XL. MAYO STAND COVER 31.5IN X 50IN W/ 7IN CUFF (LARGE)TOP DRAPE 60IN X 95IN W/O REINF. SUTURE BOOTIE (10 SUTURE HOLES PER PACK) VESSEL LOOPS BLUE MAXI 2/PK (ALT IS R734848) CARBON BLADE #15. CARBON BLADE #11. CARBON BLADE #10. SYRINGE 60ML 2OZ CATHETER TIP SYRINGE 20ML L/S SYRINGE 5ML L/S 12FT. TUBING W/ ADAPTER (USE IF SPECIAL REQUEST) SILKTIES SUT.#1/0 CUT LNTH BLKTIP CLEANERCAUTERY PENCIL YELLOW W/HOLSTER (PUSH BUTTON 10FT CABLE) TRAY POLY WHITE (BIG SIZE 30X43X10 CM) GAUZE SWABS 18 X 18 4 PLY XRD PRE-WASHED DIATHERMY BAG 13.5IN X 20IN NC - 60CT. DOUBLE MAGNETIC. YANKAUER ARGYLE SUCTION TUBE (FINE TIP) RING BASINS 6000CC BOWL 250 CC (SPONGE) BOWL 500 CC HAND TOWEL OR CLOTH BLUE 44X60 CM OR TOWEL CLOTH GREEN 60 X 86 CM C.V. INCISE DRAPE 104IN X 76IN X 143IN BILATERAL UND = ER-LEF DISPOSABLE STERILE | CARDIOVASCULAR TENDER
7810 | 4220341081100 | CANNULA ADULT CARDIOPLEGIA WITH VENT ASSORTED SIZES ACCORDING TO HOSPITAL REQUEST DISPOSABLE STERILE | CARDIOVASCULAR TENDER
7811 | 4220341005800 | CUSTOMIZED PACK CARDIOVASCULAR SURGERY PEDIATRIC 2 PCS/C BACK TABLE COVER 60IN X 100IN YANKAUER ARGYLE SUCTION TUBE (FINE TIP)ABSORBENT TOWEL 17INX20IN (43X51CM)ST ANDARD SURGICAL GOWN LARGE ABSORBENT TOWEL 17INX20IN (43X51CM) STANDARD SURGICAL GOWN XL SURGICAL UTILITY DRAPE 30IN X 40IN PEDIATRIC C. V. DRAPE W/ABC 82INX100INX110IN AND POCKETS DIATHERMY BAG 13.5IN X 20INGAUZE SWABS 4 X 4 16 PLY XRD SUTURE BOOTIE (10 SUTURE HOLES PER PACK) VESSEL LOOPS RED MINICARBON BLADE #15 ; CARBON BLADE #11 ; CARBON BLADE #10 ; RED ROBBINSON CATH 8 FR.BULB SYRINGE. SYRINGE 5ML L/L SILKTIES SUT. #1/0 CUT LNTH BLKTIP CLEANER 12FT. TUBING W/ ADAPTER (USE IF SPECIAL REQUEST)GAUZE SWABS 12IN X 12IN 4PLY PREWASHED XRD CAUTERY PENCIL YELLOW W/HOLSTER (PUSH BUTTON 10FT CABLE) NC - 60CT. DOUBLE MAGNETIC OR TOWEL CLOTH GREEN 60 X 86 CM. BOWL 250 CC (SPONGE) BOWL 500 CC. PITCHER 1200CC TRAY MEDIUM PLATFORM BLUE 32 X 42 X 3 CM. SYRINGE 3ML L/L SYRINGE 10ML L/L DISPOSABLE STERILE | CARDIOVASCULAR TENDER
7812 | 4229521416000 | STERNAL SAW GUARD RECIPROCATING ASSORTED SIZES ACCORDING TO HOSPITAL REQUEST AND MUST BE COMPATIBLE WITH THE HOSPITAL SYSTEM REUSABLE STERILE | CARDIOVASCULAR TENDER
7813 | 4220341005600 | MECHANICAL VALVE IMPLANT AORTIC INTRA-ANNULAR ASSORTED SIZES ACCORDING TO HOSPITAL REQUEST STERILE | CARDIOVASCULAR TENDER
7814 | 4229421102900 | PERFUSION CUSTOM PACK, FOR SMALL ADULT, COATED, CONSISTS OF: (TUBING SET, CUSTOM DESIGN, WITH (CARDIOPLEGIA DELIVER SET 4:1 + 2PCS OF CARDIOPLEGIA TABLE LINE IN SEPARATE STERILE BAGS), HEMOCONCENTRATOR AND MUF (DESIGN MUST BE APPLICABLE IN EVERY HOSPITAL), (4 PCS OF CONNECTORS), (TUBE ORGANIZER), (VACUUM LINE), (2PCS OF TUBING LINES PVC SIZE 1/4 AND 3/8 CUSTOM DESIGN), (ENOUGH HOLDERS AND TEMP. PROBES), DISPOSABLE, STERILE. | CARDIOVASCULAR TENDER
7815 | 4229421102800 | PERFUSION CUSTOM PACK, FOR PEDIATRIC, COATED, CONSISTS OF: (TUBING SET, CUSTOM DESIGN, WITH (CARDIOPLEGIA DELIVER SET 4:1 + 2PCS OF CARDIOPLEGIA TABLE LINE IN SEPARATE STERILE BAGS), HEMOCONCENTRATOR AND MUF (DESIGN MUST BE APPLICABLE IN EVERY HOSPITAL), (4 PCS OF CONNECTORS), (TUBE ORGANIZER), (VACUUM LINE), (2PCS OF TUBING LINES PVC SIZE 1/4 AND 3/8 CUSTOM DESIGN), (ENOUGH HOLDERS AND TEMP. PROBES), DISPOSABLE, STERILE. | CARDIOVASCULAR TENDER
7816 | 4229421102700 | PERFUSION CUSTOM PACK, FOR NEONATE, COATED, CONSISTS OF: (TUBING SET, CUSTOM DESIGN, WITH (CARDIOPLEGIA DELIVER SET 4:1 + 2PCS OF CARDIOPLEGIA TABLE LINE IN SEPARATE STERILE BAGS), HEMOCONCENTRATOR AND MUF (DESIGN MUST BE APPLICABLE IN EVERY HOSPITAL), (4 PCS OF CONNECTORS), (TUBE ORGANIZER), (VACUUM LINE), (2PCS OF TUBING LINES PVC SIZE 1/4 AND 3/8 CUSTOM DESIGN), (ENOUGH HOLDERS AND TEMP. PROBES), DISPOSABLE, STERILE. | CARDIOVASCULAR TENDER
7817 | 4220341072600 | CELL SAVER KIT FOR AUTO TRANSFUSION WITH SUCTION ASSORTED SIZES ACCORDING TO HOSPITAL REQUEST DISPOSABLE STERILE (TYPE MUST BE COMPATIBLE WITH THE HOSPITAL MACHINE) | CARDIOVASCULAR TENDER
7818 | 4229421102600 | PERFUSION CUSTOM PACK, FOR INFANT, COATED, CONSISTS OF: (TUBING SET, CUSTOM DESIGN, WITH (CARDIOPLEGIA DELIVER SET 4:1 + 2PCS OF CARDIOPLEGIA TABLE LINE IN SEPARATE STERILE BAGS), HEMOCONCENTRATOR AND MUF (DESIGN MUST BE APPLICABLE IN EVERY HOSPITAL), (4 PCS OF CONNECTORS), (TUBE ORGANIZER), (VACUUM LINE), (2PCS OF TUBING LINES PVC SIZE 1/4 AND 3/8 CUSTOM DESIGN), (ENOUGH HOLDERS AND TEMP. PROBES), DISPOSABLE, STERILE. | CARDIOVASCULAR TENDER
7819 | 4220341076900 | TRAP MOISTURE FOR VACUUM ASSISTED VENOUS DRAINAGE (VAVD) WITH CUSTOMIZED LINES DISPOSABLE STERILE | CARDIOVASCULAR TENDER
7820 | 4220341005400 | MECHANICAL VALVE IMPLANT AORTIC SUPRA-ANNULAR ASSORTED SIZES ACCORDING TO HOSPITAL REQUEST STERILE | CARDIOVASCULAR TENDER
7821 | 4229548022200 | PERFUSION CUSTOM PACK FOR INFANTS DISPOSABLE STERILE CONSISTS OF: (TUBING SET CUSTOM DESIGN WITH (CARDIOPLEGIA DELIVER SET 4-1+ 2PCS OF CARDIOPLEGIA TABLE LINE IN SEPARATE STERILE BAGS) HEMOCONCENTRATOR AND MUF (DESIGN MUST BE APPLICABLE IN EVERY HOSPITAL) (4 PCS OF CONNECTORS) (TUBE ORGANIZER) VACUUM LINE (2PCS OF TUBING LINES PVC SIZE 1/4 AND 3/8 CUSTOM DESIGN) (ENOUGH HOLDERS AND TEMP. PROBES) DISPOSABLE STERILE | CARDIOVASCULAR TENDER
7822 | 4229548022300 | PERFUSION CUSTOM PACK FOR PEDIATRIC COATED DISPOSABLE STERILE CONSISTS OF: (TUBING SET AND CUVETTE CUSTOM DESIGN WITH (CARDIOPLEGIA DELIVER SET 4-1+ 2PCS OF CARDIOPLEGIA TABLE LINE IN SEPARATE STERILE BAGS) HEMOCONCENTRATOR AND MUF (DESIGN MUST BE APPLICABLE IN EVERY HOSPITAL) (4 PCS OF CONNECTORS) (TUBE ORGANIZER) VACUUM LINE (2PCS OF TUBING LINES PVC SIZE 1/4 AND 3/8 CUSTOM DESIGN) (ENOUGH HOLDERS AND TEMP. PROBES) DISPOSABLE STERILE | CARDIOVASCULAR TENDER
7823 | 4229548022400 | PERFUSION CUSTOM PACK FOR PEDIATRIC DISPOSABLE STERILE CONSISTS OF: (TUBING SET CUSTOM DESIGN WITH (CARDIOPLEGIA DELIVER SET 4-1+ 2PCS OF CARDIOPLEGIA TABLE LINE IN SEPARATE STERILE BAGS) HEMOCONCENTRATOR AND MUF (DESIGN MUST BE APPLICABLE IN EVERY HOSPITAL) (4 PCS OF CONNECTORS) (TUBE ORGANIZER) VACUUM LINE (2PCS OF TUBING LINES PVC SIZE 1/4 AND 3/8 CUSTOM DESIGN) (ENOUGH HOLDERS AND TEMP. PROBES) DISPOSABLE STERILE | CARDIOVASCULAR TENDER
7824 | 4229471300600 | OXYGENATOR FOR NEONATES COATED OXYGENATOR WITH INTEGRATED ARTERIAL FILTER HOLLOW FIBER HIGH PERFORMANCE SMALL PRIMING VOLUME NOT EXCEEDING 45 ML RECOMMENDED BLOOD FLOW 0 - 1.5 LITER / MIN MAX DISPOSABLE STERILE | CARDIOVASCULAR TENDER
7825 | 4229471100500 | HEMOCONCENTRATOR HIGH PERFORMANCE WITH OPTIONAL TUBE AND DOUBLE BAG SET ASSORTED SIZES ACCORDING TO HOSPITAL REQUEST (ONE HOLDER MUST BE SUPPLIED FOC) DISPOSABLE STERILE | CARDIOVASCULAR TENDER
7826 | 4229470800200 | MOUNTING PAD ADHESIVE LEVEL SENSOR FOR RESERVOIR CARDIOTOMY DISPOSABLE STERILE | CARDIOVASCULAR TENDER
7827 | 4229470800000 | CARDIOTOMY RESERVOIR ADULT FOR CARDIOPULMONARY BYPASS ASSORTED SIZES AS PER HOSPITAL REQUEST DISPOSABLE STERILE. | CARDIOVASCULAR TENDER
7828 | 4220341500100 | STABILIZER ARM STAINLESS-STEEL PROVIDE A VERSATILE COMBINATION OF STABILIZATION POSITIONING AND RETRACTION DURING ON- AND OFF-PUMP CARDIAC SURGERY 360-DEGREE ROTATION SHAFT CONNECTION STERILE | CARDIOVASCULAR TENDER
7829 | 4229421102300 | CUSTOMIZED EFFICIENCY CARDIAC PACK (CARDIOVASCULAR HARVEST ): MAYO STAND COVER 58X137 CM, TABLE COVER 150X190CM REINF, SURGICAL GOWN XL, SURGICAL GOWN XL, DRAPE 150X240CM, BNS THORACIC DRAPE 175/300X350CM INCISE AREA 32X40CM, DRAPE 150X240 CM, FLUID COLLECTION POUCH 40X35CM, SCALPEL BLADE N°10, SCALPEL BLADE N°11, SCALPEL BLADE N°15, INCISE DRAPE 60X85CM, SUTURE SILK NO NEEDLE 2 2X150CM, SUTURE SILK 0 3/8 CIRCLE 39 MM REVERSE CUTTING NEEDLE 75CM, SUTURE PROLENE 5-0 3/8 CIRCLE 13 MM PRIME REVERSE CUTTING NEEDLE 45CM, NEEDLE BLUNT 18G 40MM WITH FILTER, HAND TOWEL 47X38CM, GAUZE SWAB 10X10CM 16P XRD, BOWL 1500ML, BOWL 6000ML, BONE WAX WHITE 2.5G, NEEDLE CNTER 10-CNT FOAM BLOCK/MAG YELL, SUTURE PROLENE 4-0 3/8 CIRCLE 17 MM TAPER POINT NEEDLE 75CM BLUE, DRAWSTRING BAG 46X47CM, SPIKE CONNECTION LINE, DIATHERMY PENCIL FOOT PEDAL, SUCTION TUBE 30CH 3, 0M, GAUZE LAP 20X30CM 4P XRD, GAUZE LAP 45X45CM 4P XRD, UROMATIC EASY FLOW MULTI SET, NEEDLE HYPODERMIC 24G 25MM PURPLE, SUCTION CANNULA YANKAUER 12CH, DIATH. ELECTRODE BLADE 10CM INSULATED, STOPCOCK 3-WAY, YANKAUER SUCTION CANNULA 22CH BULB TIP, CREPE PAPER 60X60CM, SYRINGE 3ML L/L, SYRINGE 20ML L/L, SURGICAL CLIP APPLIER MEDIUM TITANIUM | CARDIOVASCULAR TENDER
7830 | 4229470702300 | RETROGRADE CORONARY SINUS CARDIOPLEGIA CANNULA ADULT PRESSURE MONITORING LUMEN INSERTION STYLET SELF INFLATING/ MANUAL INFLATED BALLOON WITH STYLET SOLID OR GUIDEWIRE ASSORTED SIZES AS PER HOSPITAL REQUEST DISPOSABLE STERILE | CARDIOVASCULAR TENDER
7831 | 4229470701100 | CARDIOPLEGIA NEEDLE FOR NEONATES/ PEDIATRIC WITH METAL TIP ASSORTED SIZES ACCORDING TO HOSPITAL REQUEST DISPOSABLE STERILE | CARDIOVASCULAR TENDER
7832 | 4229470700700 | BLOOD CARDIOPLEGIA DELIVERY SET CUSTOMIZED DELIVERY RATE 4:1 INTEGRATED COOLING /HEATING COIL WITH TEMP. PROP PRESSURE DOME DI = SPOSABLE STERILE | CARDIOVASCULAR TENDER
7833 | 4229421102400 | CUSTOMIZED EFFICIENCY PEDIATRIC CARDIAC KIT: OP SHEET 175X150CM, OP SHEET 150X240CM , ADHESIVE OP TOWEL 75X73CM, HAND TOWEL 47X38CM , TABLE COVER REINFORCED 150X190CM ABS.75X190CM, INCISE DRAPE 44X35CM, BNS LAPAROTOMY DRAPE 200X315CM, KIDNEY BOWL 800ML, IV CANNULA 14G 45MM ORANGE, NEEDLE HYPODERMIC 25G 16MM ORANGE, DIATH. ELECTRODE BLADE INSULATED COATED, SKIN MARKER TAPER TIP VIOLET, IV CANNULA 16G 45MM GREY, NEEDLE HYPODERMIC 22G 40MM BLACK, SYRINGE 20ML L/L, SYRINGE 65ML BULB, MAYO STAND COVER 58X137CM, BOWL 1000ML GRADUATED, BOWL 500ML GRADUATED, BOWL 250ML GRADUATED, SA LABEL WHITE N/SALINE, SA LABEL WHITE BLANK, SA LABEL WHITE PAPAVERINE, SA LABEL WHITE HEPARIN 1000 IE/ML, SA LABEL WHITE WATER, SA LABEL WHITE RINGER-LACTAT, SUTURE SILK 2 NO NEEDLE 2X150CM BLACK, SCALPEL BLADE CS N°15, BOWL 6000ML GRADUATED, SCALPEL BLADE CS N°11, MEPILEX LITE 6X8,5 CM, SUTURE BOOTS MOSQUITO YELLOW 5PR 10/1, MEPILEX BORDER LITE 5X12.5CM, BONE WAX WHITE 2.5G, SUTURE SILK 0 NO NEEDLE 12X60CM BLACK, FLUID COLLECTION POUCH 40X35CM, SUCTION TUBE OD 30CH 3,0M, DIATHERMY PENCIL HAND ROCKER BLADE COATED 300CM, JUG 1200ML GRADUATED, NEEDLE COUNTER 60CT MAGNET/MAGNET BR, GAUZE SWAB 5X5CM 16P XRD WHITE, GAUZE LAP 30X30CM 4P XRD WHITE 5PC, GAUZE TOWEL 61X43CM XRD, SURGICAL GOWN XL, SURGICAL GOWN XXL, HAND TOWEL 47X38CM, SURGICAL GOWN L, REINFORCED TABLE COVER 190 X210 WRAPPING , HAND TOWEL 47X38CM, CREPE PAPER 60X60CM, SURGICAL GOWN L | CARDIOVASCULAR TENDER
7834 | 4222160700600 | ARTERIAL LINE FILTER FOR INFANT WITH CUSTOMIZED LINES FLOW UP TO 2.5 L/MIN DISPOSABLE STERILE | CARDIOVASCULAR TENDER
7835 | 4229470201000 | INTRA AORTIC BALLOON FIBER OPTIC SHEATH AND SHEATH LESS WITH INSERTION KIT COMPATIBLE WITH HOSPITAL MACHINE ASSORTED SIZES ACCO = RDING TO HOSPITAL REQUEST DISPOSABLE STERILE | CARDIOVASCULAR TENDER
7836 | 4229460400100 | BLOOD TRANSFUSION RED FILTER 40 MICRON SCREEN FILTER FOR RAID TRANSFUSION OF SALVAGED BLOOD PRODUCTS DISPOSABLE STERILE | CARDIOVASCULAR TENDER
7837 | 4222160408700 | ADAPTER CORONARY PERFUSION Y TYPE ASSORTED MODELS AND SIZES AS PER HOSPITAL REQUEST DISPOSABLE STERILE | CARDIOVASCULAR TENDER
7838 | 4222160408800 | CONNECTOR STRAIGHT WITH OR WITHOUT LUER LOCK ASSORTED SIZE ACCORDING TO HOSPITAL REQUEST DISPOSABLE STERILE | CARDIOVASCULAR TENDER
7839 | 4220341007800 | CUSTOMIZED PACK CARDIOVASCULAR SURGERY CONTAINS: BACK TABLE COVER 60X75 INCH 4 ABSORBENT TOWELS 17X20 INCH 2 DIATHERMY BAG 13.5X16 INCH MAYO STAND COVER 31.5X50 INCH WITH CUFF 4 UTILITY DRAPE 30X30 INCH BI-LATERAL DRAPE 106X67 INCH INCISE DRAPE 104X76X143 INCH DISPOSABLE STERILE | CARDIOVASCULAR TENDER
7840 | 4220341007300 | CUSTOMIZED PACK SURGICAL UNIVERSAL CONTAINS : THE MATERIAL OF THE DRAPE GOWNS AND COVERS MUST BE WATER PROOF. 1 BACK TABLE COVER REINFORCED 150 X 225 CM. 3 ABSORBENT TOWELS. 1 SURGICAL GOWN IMPERVIOUS LARGE. 1 SURGICAL GOWN IMPERVIOUS X-LARGE. 4 UTILITY D = RAPES. 2 SIDE DRAPES 110 X 190 CM WITH HEAVY ABSORBENT MATERIAL. 1 BOTTOM DRAPE 190 X 190 CM WITH HEAVY ABSORBENT MATERIAL AND TUBE HOLDER. 1 TOP DRAPE 270 X150 WITH ABC WITH HEAVY ABSORBENT MATERIAL AND TUBE HOLDER. 1 SUTURE BAG. 1 CAUTERY PENCIL. 1 TIP CLEANER. 1 NEEDLE COUNTER MAGNETIC - FOAM. 1 DIATHERMY BAG 13.5 IN X 1 6IN. 1 SAFETY SHARP TRANSFER TRAY 1 MAYO STAND COVER DISPOSABLE STERILE | CARDIOVASCULAR TENDER
7841 | 4220341006700 | CUSTOMIZED PACK CARDIOVASCULAR SURGERY CSICU RE-OPENING CONTAINS: 1 CSR WARP 46 X 46 INCH 2 BACK TABLE COVERS ENFORCED 90 X 90IN 4 HAND TOWELS 2 DRAPES TAPE STRIP 3.5 X 19.5 INCH ONE MAYO STAND COVER 30 X 76 INCH ONE LARGE DRAPE 60 X 75 INCH SUTURE BAG 13 X 12 INCH POSITIONING TAPE SPLIT SHEET WITH BILATERAL CV INCISE SHEET 68 X 107 INCH INCISE POKERS CONTROL PLUS FABRIC REINFORCEMENT TUBE HOLDERS DISPOSABLE STERILE | CARDIOVASCULAR TENDER
7842 | 4220341006200 | CUSTOMIZED PACK CARDIOVASCULAR UNIVERSAL 2 PCS/CBACK TABLE COVER 60IN X 100IN ; YANKAUER ARGYLE SUCTION TUBE (FINE TIP) IOBAN 2 - ANTIMICROBIAL INCISE DRAPE 60X45 CM (DEFAULT - 6650)ABSORBENT TOWEL 17INX20IN (43X51CM) ; STANDARD SURGICAL GOWN LARGE ABSORBENT TOWEL 17INX20IN (43X51 CM) ; STANDARD SURGICAL GOWN XL ; ABSORBENT TOWEL 17INX20IN (43X51CM) STANDARD SURGICAL GOWN XL. UTILITY DRAPE 30IN X 36IN ; TOP DRAPE 60IN X 95 IN W/O REINF LAPAROTOMY DRAPE W/ABC 82INX126INX110IN AND POCKETS. MAYO STAND COVER 31.5IN X 50IN W/7IN CUFF (LARGE)DIATHERMY BAG 13.5IN X 20IN GAUZE SWABS 4 X 4 32PLY XRD SUTURE BOOTIE (10 SUTURE HOLES PER PACK)VESSEL LOOPS RED MINICARBON BLADE #15 ; CARBON BLADE #11 ; CARBON BLADE #10 ; RED ROBBINSON CATH 14 FR.RED ROBBINSON CATH 8 FR.BULB SYRINGE. SYRINGE 5ML L/S SILKTIES SUT.#1/0 CUT LNTH BLKTIP CLEANER NYLON TAPE WHITE 6MM X 70CM ; SUCTION CATHETER STRAIGHT 14FR SYRINGE 60ML 2OZ CATHETER TIP 12FT. TUBING W/ ADAPTER (USE IF SPECIAL REQUEST) GAUZE SWABS 18 X 18 4 PLY XRD DISPOSABLE STERILE | CARDIOVASCULAR TENDER
7843 | 4220341081700 | ECMO SET, ADULT, APPROVED TO BE USED FOR NOT LESS THAN 29 DAYS CONSISTS OF: CENTRIFUGAL PUMP HEAD AND OXYGENATOR AND TUBING LINES, COATED COMPATIBLE WITH THE EXISTING ECMO MACHINE FOR THE REQUESTED HOSPITAL, DISPOSABLE, STERILE | CARDIOVASCULAR TENDER
7844 | 4220341700400 | GUIDE, FOR ENDOVASCULAR AORTIC REPAIR AND FIXATION, ASSORTED SIZES AS PER HOSPITAL REQUEST, DISPOSABLE, STERILE | CARDIOVASCULAR TENDER
7845 | 4229421102500 | CUSTOMIZED EFFICIENCY ROBOTIC CARDIAC KIT: REINFORCED TABLE COVER 190 X 210 CM WRAPPING, CARDIOVASCULAR SPLIT SHEET 205/280X340CM, TABLE COVER 150X190CM FOLDED, PAPER BAG SUTURE, DRAPE 150X175CM, OP TOWEL 100X100CM, BNS MAYO STAND COVER 79X145 CM, SCALPEL BLADE N°10, SCALPEL BLADE N°15, INCISE DRAPE 60X85CM, INCISE DRAPE 60X45CM, HAEMOCLIP MEDIUM, SUTURE POLYSORB 2-0 1/2 CIRCLE 37 MM TAPER POINT NEEDLE 75CM, SUTURE POLYSORB 2-0 1/2 CIRCLE 26 MM TAPER POINT NEEDLE 75CM, INFUSION SET SINGLE 320CM, SCALPEL BLADE CS N°E11, SKIN MARKER REGULAR, GAUZE LAP 45X45CM 4P XRD, SUTURE BOOTS MOSQUITO YELLOW 5PR 10/1, KIDNEY BOWL 700ML, JUG 1200ML GRADUATED, BOWL 6000ML, INSUFF TUBE 310 CM, HEPA FILTER 22 MM, ANTI FOG SOLUTION, SUTURE SILK 0 3/8 CIRCLE 39 MM REVERSE CUTTING NEEDLE 75CM, BONEWAX WHITE 2.5G, NEEDLE CNTR 30-CNT FOAM/MAG BLD REM YELLOW, SUTURE POLYSORB 1 1/2 CIRCLE 37 MM TAPER POINT NEEDLE 75CM, INSTRUMENT CLEANER 5X5CM, DIATHERMY PENCIL HAND BUTTONS, DIATH. ELECTRODE BLADE 16, 5 CM, GAUZE SWAB 10X10CM 32P XRD, GAUZE LAP 20X30CM 4P XRD, NEEDLE HYPODERMIC 21G 40MM GREEN, STOPCOCK 3-WAY, BOWL 250 ML GRADUATED, BOWL 500ML GRADUATED, SYRINGE 20ML L/L, SURGICAL GOWN L, SURGICAL GOWN XL, SYRINGE 60 ML BULB, GAUZE TOWEL 61X43CM XRD, BOWL 1000ML | CARDIOVASCULAR TENDER
7846 | 4220341006100 | CUSTOMIZED PACK CARDIAC SURGERY NEONATAL; 2 PCS/C BACK TABLE COVER 60IN X 100IN ; YANKAUER ARGYLE SUCTION TUBE (FINE TIP) ; ABSORBENT TOWEL 17INX20IN (43X51CM) ; STANDARD SURGICAL GOWN LARGE ABSORBENT TOWEL 17INX20IN (43X51CM)STANDARD SURGICAL GOWN XL ; SURGICAL UTILITY DRAPE 30IN X 40IN ; LAPAROTOMY DRAPE W/ABC 82INX100INX110IN AND POCKETS DIATHERMY BAG 13.5IN X 20IN ; GAUZE SWABS 4 X 4 16 PLY XRD SUTURE BOOTIE (10 SUTURE HOLES PER PA CK)VESSEL LOOPS RED MINICARBON BLADE #15 ; CARBON BLADE #11 ; CARBON BLADE #10 ; RED ROBBINSON CATH 8 FR. BULB SYRINGE. SYRINGE 5ML L/L SILKTIES SUT. #1/0 CUT LNTH BLKTIP CLEANER 12FT. TUBING W/ ADAPTER (USE IF SPECIAL REQUEST) GAUZE SWABS 12IN X 12IN 4PLY PREWASHED XRD CAUTERY PE NCIL YELLOW W/HOLSTER (PUSH BUTTON 10FT CABLE) NC - 60CT. DOUBLE MAGNETIC OR TOWEL CLOTH GREEN 60 X 86 CM. BOWL 250 CC (SPONGE) BOWL 500 CC. PITCHER 1200CC TRAY MEDIUM PLATFORM BLUE 32 X 42 X 3 CM. SYRINGE 3ML L/L SYRINGE 10ML L/L DISPOSABLE STERILE | CARDIOVASCULAR TENDER
7847 | 4220341006000 | CUSTOMIZED PACK WET SKIN PREPARATION 12 PCS/C CSR OUTER WRAP 35IN X 35IN (90X90CM)STERLING NITRIL GLOVES LARGE (13942/50708)SPONGE STICK YELLOW 8IN (STD)POVIDONE SOLUTION 10% 120 ML POVIDONE SOLUTION 7.5% 60MLABSORBENT TOWEL 17INX20IN (43X51CM)COTTON TIPPED APPLICATORS 6IN PREP WING SPONGE BLUEABS PLAIN DRAPE 20IN X 25IN3 COMPARTMENT TRAY BLUE (24 X 25 X 5 CM) DISPOSABLE STERILE | CARDIOVASCULAR TENDER
7848 | 4229440000000 | LAA EXCLUSION SYSTEM WITH PRELOADED CLIP STERILE | CARDIOVASCULAR TENDER
7849 | 4229471301100 | EXTRACORPOREAL MEMBRANE OXYGENATION (ECMO) SET SMALL ADULT CONSISTS OF INTEGRATED CENTRIFUGAL PUMP HEAD WITH OXYGENATOR TUBING LINES COATED COMPATIBLE WITH THE EXISTING ECMO MACHINE FOR THE REQUESTED HOSPITAL DISPOSABLE STERILE | CARDIOVASCULAR TENDER
7850 | 4222152000000 | CANNULA ARTERIAL PEDIATRIC ELONGATED STRAIGHT TIP ASSORTED SIZES ACCORDING TO HOSPITAL REQUEST DISPOSABLE STERILE | CARDIOVASCULAR TENDER
7851 | 4220341050000 | TISSUE VALVE IMPLANT AORTIC PORCINE ASSORTED SIZES AS PER HOSPITAL REQUEST | CARDIOVASCULAR TENDER
7852 | 4216160001400 | DRAINAGE CANNULA, MULTI-STAGE, FOR ECMO, ASSORTED SIZES AND LENGTHS AS PER HOSPITAL REQUEST, DISPOSABLE, STERILE" | CARDIOVASCULAR TENDER
7853 | 4220341105900 | PATCH CARDIOVASCULAR SYNTHETIC HIGH STRENGTH MATERIAL SIZE 2 X 9 CM (+/- 0.5 CM) THICKNESS 0.4 - 0.5 MM STERILE | CARDIOVASCULAR TENDER
7854 | 4220341105800 | PATCH CARDIOVASCULAR EPTFE 0.4 MM THICKNESS 3 CM X 6 CM ( +/- 0.5 CM ) STERILE | CARDIOVASCULAR TENDER
7855 | 4220341105700 | PATCH BOVINE 0.6-0.7 MM THICKNESS SIZE 3 X 15 CM (+/- 1CM) STERILE | CARDIOVASCULAR TENDER
7856 | 4220341105600 | BAND TRICUSPID FLEXIBLE ANNULOPLASTY ASSORTED SIZES AS PER HOSPITAL REQUEST STERILE | CARDIOVASCULAR TENDER
7857 | 4220341104600 | TISSUE STABILIZER FOR CONVENTIONAL CABG PROCEDURES DISPOSABLE STERILE | CARDIOVASCULAR TENDER
7858 | 4220341035100 | STENT GRAFT EPTFE HEPARIN COATED SELF-EXPANDABLE ASSORTED SIZES AS PER HOSPITAL REQUEST STERILE | CARDIOVASCULAR TENDER
7859 | 4220341034800 | VASCULAR GRAFT GEL SOFT STRAIGHT COLLAGEN IMPREGNATED SIZE 14 TO 24 MMX 30-40 CM AS PER HOSPITAL REQUEST STERILE | CARDIOVASCULAR TENDER
7860 | 4220341106100 | TISSUE VALVE CONDUIT PULMONARY BOVINE ASSORTED SIZES AS PER HOSPITAL REQUEST STERILE | CARDIOVASCULAR TENDER
7861 | 4220341034700 | ANTIMICROBIAL GRAFT SILVER ACETATE COLLAGEN - COATED POLYESTER GRAFT STRAIGHT BOVINE COLLAGEN SIZE 14 TO 20 MMX 20-30 CM AS PER HOSPITAL REQUEST STERILE | CARDIOVASCULAR TENDER
7862 | 4220341034500 | ANTIMICROBIAL GRAFT SILVER ACETATE COLLAGEN - COATED POLYESTER GRAFT BIFURCATED BOVINE COLLAGEN SIZE 16 X 8 MMX 40-50 CM STERILE | CARDIOVASCULAR TENDER
7863 | 4229474101300 | CANNULA VENOUS FEMORAL SINGLE STAGE WIRE REINFORCED ASSORTED SIZES ACCORDING TO HOSPITAL REQUEST DISPOSABLE STERILE | CARDIOVASCULAR TENDER
7864 | 4220341034400 | ANTIMICROBIAL GRAFT SILVER ACETATE COLLAGEN - COATED POLYESTER GRAFT BIFURCATED BOVINE COLLAGEN SIZE 18 X 9 MMX 40-50 CM STERILE | CARDIOVASCULAR TENDER
7865 | 4220341103100 | FELT, TEFLON, ASSORTED SIZES ACCORDING TO HOSPITAL REQUEST, DISPOSABLE, STERILE | CARDIOVASCULAR TENDER
7866 | 4220341034300 | ANTIMICROBIAL GRAFT SILVER ACETATE COLLAGEN - COATED POLYESTER GRAFT BIFURCATED BOVINE COLLAGEN SIZE 14 X 7 MMX 40-50 CM STERILE | CARDIOVASCULAR TENDER
7867 | 4220341034200 | ANTIMICROBIAL GRAFT SILVER ACETATE COLLAGEN - COATED POLYESTER GRAFT BIFURCATED BOVINE COLLAGEN SIZE 20 X 10 MMX 40-50 CM STERILE | CARDIOVASCULAR TENDER
7868 | 4220341033400 | VALVULOTOMY DEVICE, SELF SIZING, SELF-CENTERING, DISPOSABLE, STERILE | CARDIOVASCULAR TENDER
7869 | 4220341034600 | ANTIMICROBIAL GRAFT SILVER ACETATE COLLAGEN - COATED POLYESTER GRAFT STRAIGHT BOVINE COLLAGEN SIZE 20 TO 22 MMX 40-50 CM AS PER HOSPITAL REQUEST STERILE | CARDIOVASCULAR TENDER
7870 | 4220341033300 | VASCULAR LOOP, WITH BLUNT NEEDLE, SILICONE ELASTOMER FOR CONTROLLING FLOW OF PERIPHERAL ARTERIES, DISPOSABLE, STERILE | CARDIOVASCULAR TENDER
7871 | 4220341106200 | BAND/RING TRICUSPID VALVE REPAIR RIGID ASSORTED SIZES AS PER HOSPITAL REQUEST STERILE | CARDIOVASCULAR TENDER
7872 | 4220341035300 | VASCULAR GRAFT EPTFE SIZE 4 TO 7 MM X 25 TO 50 CM STERILE | CARDIOVASCULAR TENDER
7873 | 4220341044200 | STERNUM SAW BLADE MUST BE COMPATIBLE WITH THE HOSPITAL SYSTEMS ASSORTED SIZES AS PER HOSPITAL REQUEST DISPOSABLE STERILE | CARDIOVASCULAR TENDER
7874 | 4229530222700 | CANNULA, BIDIRECTIONAL FEMORAL ARTERIAL, FOR MINIMAL INVASIVE SURGERY, COATED, ASSORTED SIZES AS PER HOSPITAL REQUEST, DISPOSABLE, STERILE. | CARDIOVASCULAR TENDER
7875 | 4222150900300 | PERCUTANEOUS CANNULA ARTERIAL COATED FOR ADULT WITHOUT INSERTION KIT ASSORTED SIZES ACCORDING TO HOSPITAL REQUEST DISPOSABLE STERILE | CARDIOVASCULAR TENDER
7876 | 4222150900200 | PERCUTANEOUS ARTERIAL CANNULA KIT FOR PEDIATRIC ASSORTED SIZES ACCORDING TO HOSPITAL REQUEST DISPOSABLE STERILE | CARDIOVASCULAR TENDER
7877 | 4220344702400 | SNUGGERS RUBBER ASSORTED SIZES AS PER HOSPITAL REQUEST DISPOSABLE STERILE | CARDIOVASCULAR TENDER
7878 | 4222150900000 | PERCUTANEOUS ARTERIAL CANNULA KIT FOR ADULT ASSORTED SIZES ACCORDING TO HOSPITAL REQUEST. WITH INSERTION KIT INCLUDING: (INTRODUCER NEEDLE STEPPED DILATORS GUIDE WIRE) DISPOSABLE STERILE | CARDIOVASCULAR TENDER
7879 | 4220341101700 | VASCULAR GRAFT GEL SOFT BIFURCATED EXTERNAL VELOUR SURFACE SIZE 20 X 10 MM LENGTH 40-50 CM STERILE | CARDIOVASCULAR TENDER
7880 | 4220341106300 | TISSUE VALVE IMPLANT AORTIC SUTURELESS ASSORTED SIZES AS PER HOSPITAL REQUEST STERILE | CARDIOVASCULAR TENDER
7881 | 4229474101000 | CANNULA VENOUS TWO STAGE COATED WIRE REINFORCED ASSORTED WITH/WITHOUT CONNECTOR AND ASSORTED SIZES ACCORDING TO HOSPITAL REQUEST DISPOSABLE STERILE | CARDIOVASCULAR TENDER
7882 | 4220344716500 | TISSUE VALVE CONDUIT AORTIC PORCINE ASSORTED SIZES AS PER HOSPITAL REQUEST | CARDIOVASCULAR TENDER
7883 | 4220344711500 | VENTRICULAR ASSIST DEVICE FOR PEDIATRIC PATIENTS (LVAD / BVAD) COMPLETE SET, VARIOUS PUMPING VOLUMES AND CONNECTORS DIAMETERS AS PER THE HOSPITAL REQUEST, SET INCLUDE: ACCESSORY SET PU VALVES, DRIVING TUBES RED AND BLUE AS NEEDED, CONNECTING SET, CANNULA EXTENSION SET, APEX CANULAE, ATRIAL CANNULA. COMPONENTS SIZES TO BE DECIDED BY THE RECEIVING CENTER PRIOR TO DELIVERY AS PER THE PATIENT'S NEEDS (STATIONARY DRIVING SYSTEM MUST BE PROVIDED FREE OF CHARGE AND SHOULD BE STATED IN THE FINANCIAL OFFER) | CARDIOVASCULAR TENDER
7884 | 4220344711900 | PATCH BOVINE DECELLULARIZED SIZE 8 CM X 14 CM STERILE | CARDIOVASCULAR TENDER
7885 | 4220341035600 | VASCULAR GRAFT, EPTFE, WITHOUT RINGS, 6 TO 8 MM DIAMETER, LENGTH 50 TO 80 CM ACCORDING TO CENTER REQUEST, STERILE | CARDIOVASCULAR TENDER
7886 | 4220341035500 | VASCULAR GRAFT EPTFE HEPARIN COATED RINGS WITHIN THE GRAFT SIZE 6 TO 8 MMX 60-80 CM AS PER HOSPITAL REQUEST STERILE | CARDIOVASCULAR TENDER
7887 | 4220341035400 | VASCULAR GRAFT AXILLOBIFEMORAL EPTFE KINK RESISTANT NON PERMEABLE SIZE 8 TO 10 MM X 8 MM LENGTH 70-90 CM STERILE | CARDIOVASCULAR TENDER
7888 | 4229546101300 | SURGICAL GLUE PROTEIN HYDROGEL PREFILLED 5ML SYRINGE DISPOSABLE STERILE | CARDIOVASCULAR TENDER
7889 | 4229474101100 | CANNULA VENOUS TWO STAGE WIRE REINFORCED ASSORTED WITH/WITHOUT CONNECTOR AND ASSORTED SIZES ACCORDING TO HOSPITAL REQUEST DISPOSABLE STERILE | CARDIOVASCULAR TENDER
7890 | 4220341032900 | VASCULAR TUNNELER SHEATH AND BULLET TIP SMALL FOR GRAFTS UP TO 8 MM DISPOSABLE STERILE (EACH CENTER MUST BE PROVIDED WITH COMPLETE SET OF TUNNELER SYSTEM IN STORAGE AND STERILIZATION TRAY FREE OF CHARGE TO USE WITH THE TUNNELERS SHEATHS AND BULLET TIPS) DISPOSABLE STERILE | CARDIOVASCULAR TENDER
7891 | 4220344712000 | PATCH GRAFT ANGIOPLASTY SYNTHETIC FOR ASD/VSD REPAIR SIZE: 5 X 10-15 CM STERILE | CARDIOVASCULAR TENDER
7892 | 4220341031800 | VESSEL HARVESTING DEVICE THERMAL LIGATING FORCEPS SEALING AND DISSECTING DEVICE APPLYING PRECISE DIRECT CURRENT DC TO SEAL AND DIVIDE TISSUES AND VESSELS TO MINIMIZE COLLATERAL DAMAGE BY A HEATING WIRE INSIDE THE JAW MORE TAPERED JAWS STYLE FOR NARROW AREAS AND COVERED WITH SILICONE NO ELECTRICAL ENERGY PASSES THROUGH PATIENT FOOTSWITCH-ACTIVATED FORCEPS POWERED BY UPS EMPLOYING THERMAL FUSION TECHNOLOGY DISPOSABLE STERILE | CARDIOVASCULAR TENDER
7893 | 4220344715100 | DEVICE AND LOADING/FASTENER KIT AUTOMATED SUTURE FASTENING SYSTEM 17-20 CM SHAFT LENGTH STERILE | CARDIOVASCULAR TENDER
7894 | 4220344713800 | PATCH BOVINE DECELLULARIZED SIZE 1 CM X 14 CM STERILE | CARDIOVASCULAR TENDER
7895 | 4213170400800 | TOWEL PACK OF 2 PCS ABSORBENT COTTON TOWEL SIZE 50X50CM DISPOSABLE STERILE | CARDIOVASCULAR TENDER
7896 | 4220344714900 | DEVICE KIT AUTOMATED SUTURE FASTENING SYSTEM FOR CARDIAC VALVE REPLACEMENT AND REPAIR 17-20 CM SHAFT LENGTH STERILE | CARDIOVASCULAR TENDER
7897 | 4220344715000 | LOADING/FASTENER UNIT TO BE USED WITH AUTOMATED SUTURE FASTENING SYSTEM STERILE | CARDIOVASCULAR TENDER
7898 | 4229555200300 | VENT FOR LEFT VENTRICLE ADULT ASSORTED SIZES ACCORDING TO HOSPITAL REQUEST DISPOSABLE STERILE | CARDIOVASCULAR TENDER
7899 | 4220341102700 | VASCULAR GRAFT PTFE ANTI-THROMBOTIC AGENT COATED WITHOUT RINGS 6 MM DIAMETER LENGTH 40-50 CM STERILE | CARDIOVASCULAR TENDER
7900 | 4220344713700 | PATCH BOVINE DECELLULARIZED SIZE 1 CM X 10 CM STERILE | CARDIOVASCULAR TENDER
7901 | 4229555200400 | VENT FOR LEFT VENTRICLE PEDIATRIC ASSORTED SIZES ACCORDING TO HOSPITAL REQUEST DISPOSABLE STERILE | CARDIOVASCULAR TENDER
7902 | 4229310801900 | STABILIZER ATTACHMENT SUCTION SHAFT CONNECTION COMPATIBLE WITH FLEX STABILIZER DISPOSABLE STERILE | CARDIOVASCULAR TENDER
7903 | 4229310802000 | THREE UNIVERSAL STABILIZER ARMS TO DELIVER ATRAUMATIC POSITIONING AND RETRACTION DURING A VARIETY OF SURGICAL PROCEDURES WHERE A PERSON’S HAND IS TRADITIONALLY NEEDED STERILE | CARDIOVASCULAR TENDER
7904 | 4220341102400 | VASCULAR GRAFT, PTFE, CUFFED BELOW KNEE BYPASS WITH FLEX SMALL BEADING, 8 MM DIAMETER, 80 CM LONG, STERILE | CARDIOVASCULAR TENDER
7905 | 4220341102200 | VASCULAR GRAFT EARLY ACCESS HEPARIN COATED SIZE 6 MM X 40-50 CM STERILE | CARDIOVASCULAR TENDER
7906 | 4229555200500 | MINI APICAL CUFF, FOR LEFT VENTRICULAR ASSIST DEVICE (LVAD), WITH APICAL CUFF HOLDER, DISPOSABLE, STERILE | CARDIOVASCULAR TENDER
7907 | 4229340605600 | HEART POSITIONERS IMPROVED CLAMP DESIGN PROVIDES INCREASED STABILITY OF THE POSITIONER ON THE RETRACTOR CLAMP CAN BE APPLIED TO THE RETRACTOR DISPOSABLE STERILE | CARDIOVASCULAR TENDER
7908 | 4229340605700 | POSITIONER ATTACHMENT, SUCTION, SHAFT CONNECTION, DISPOSABLE, STERILE | CARDIOVASCULAR TENDER
7909 | 4229310800100 | TISSUE STABILIZER FOR MINIMAL INVASIVE SURGERY DISPOSABLE STERILE | CARDIOVASCULAR TENDER
7910 | 4220344713600 | PATCH BOVINE DECELLULARIZED SIZE 2 CM X 9 CM STERILE | CARDIOVASCULAR TENDER
7911 | 4220344713500 | PATCH BOVINE DECELLULARIZED SIZE 1 CM X 6 CM STERILE | CARDIOVASCULAR TENDER
7912 | 4220344713300 | PATCH BOVINE DECELLULARIZED SIZE 4 CM X 4 CM STERILE | CARDIOVASCULAR TENDER
7913 | 4220341031600 | FIBRA FIBRA INSERTS EMPLOY A WOVEN LAYER OF FLEXIBLE SOFT FINGER - LIKE FIBERS THAT MESH WITH THE ADVENTITIA TO PROVIDE PRESSURE - INDEPENDENT TRACTION. ADVANCED ATTACHMENT CRAFTED FINE - TUNED BOX LOCK ENHANCES STABILITY SIZE 30 TO 90 MM DISPOSABLE STERILE 10 CLAMPS WITH DIFFERENT SIZE AND SHAPE WITH TRAY ACCORDING TO CENTER REQUEST MUST BE PROVIDED FREE OF CHARGED TO EACH CENTER DISPOSABLE STERILE | CARDIOVASCULAR TENDER
7914 | 4220341031500 | VASCULAR SPRING CLIP COLOR CODED 6 MM L/L - 1/2 OR 1/4 OR 3/4 F ACCORDING TO CENTER REQUEST BOTH SIDES LATIS MESH PREVENTS CLIP MIGR = ATION AND CONFORMS NATURALLY TO VESSELS PROVIDE OPTIMAL OCCLUSION WITH LOW PROFILE DESIGN APPLICATOR MUST BE PROVIDED FOR EACH CENTER DISPOSABLE STERILE | CARDIOVASCULAR TENDER
7915 | 4220341031400 | VASCULAR SPRING CLIP COLOR CODED 6 MM S/S - 3/4 F BOTH SIDES ULTRA SOFT PADS PREVENTS CLIP MIGRATION AND CONFORMS NATURALLY TO VESSELS PROVIDE OPTIMAL OCCLUSION WITH LOW PROFILE DESIGN APPLICATOR MUST BE PROVIDED FOR EACH CENTER DISPOSABLE STERILE | CARDIOVASCULAR TENDER
7916 | 4220341031300 | VASCULAR SPRING CLIP COLOR CODED 6 MM S/F - 1/4 OR 1/2 OR 3/4 F ACCORDING TO CENTER REQUEST ONE SIDE ULTRA - SOFT PAD AND ONE SIDE FIBRA CONFORMS NATURALLY TO VESSELS PROVIDE OPTIMAL OCCLUSION WITH LOW PROFILE DESIGN APPLICATOR MUST BE PROVIDED FOR EACH CENTER DISPOSABLE STERILE | CARDIOVASCULAR TENDER
7917 | 4220341101800 | VASCULAR GRAFT GEL SOFT BIFURCATED EXTERNAL VELOUR SURFACE SIZE 18 X 9 MM LENGTH 40-50 CM STERILE | CARDIOVASCULAR TENDER
7918 | 4220341101900 | VASCULAR GRAFT GEL SOFT BIFURCATED EXTERNAL VELOUR SURFACE SIZE 16 X 8 MM LENGTH 40-50 CM STERILE | CARDIOVASCULAR TENDER
7919 | 4220341102000 | VASCULAR GRAFT GEL SOFT BIFURCATED EXTERNAL VELOUR SURFACE SIZE 14 X 7 MM LENGTH 40-50 CM STERILE | CARDIOVASCULAR TENDER
7920 | 4220341102100 | VASCULAR GRAFT PTFE STRAIGHT SIZE 10 MM X 70-80 CM STERILE | CARDIOVASCULAR TENDER
7921 | 4220344716100 | CANNULATION TOURNIQUET SET WITH TUBE (2 RED 2 BLUE 2 TRANSPARENT) AND ONE STEEL WIRE SNAGGER DISPOSABLE STERILE | CARDIOVASCULAR TENDER
7922 | 4229474101400 | CANNULA VENOUS FEMORAL SET DUAL STAGE CONTAINS : WIRE REINFORCED CANNULA WITH INSERTION KIT ASSORTED SIZES AS PER HOSPITAL REQUEST DISPOSABLE STERILE | CARDIOVASCULAR TENDER
7923 | 4220341030600 | APPLIER AND CASSETTE FOR ENDOVASCULAR AORTIC REPAIR AND FIXATION, DISPOSABLE, STERILE | CARDIOVASCULAR TENDER
7924 | 4229581002100 | SURGICAL ABLATION CRYO PROBE WITH ACTIVE THAW FEATURE ALLOWING FOR QUICK REMOVAL FROM FROZEN TISSUE WITHOUT THE NEED FOR EXTERNAL IRRIGATION MACHINE PROVIDED FOC TO THE REQUESTING HOSPITAL DISPOSABLE STERILE | CARDIOVASCULAR TENDER
7925 | 4229474101500 | CANNULA VENOUS FEMORAL DUAL STAGE WIRE REINFORCED ASSORTED SIZES ACCORDING TO HOSPITAL REQUEST DISPOSABLE STERILE | CARDIOVASCULAR TENDER
7926 | 4229580901700 | SURGICAL ABLATION MONOPOLAR PEN DISPOSABLE STERILE | CARDIOVASCULAR TENDER
7927 | 4229474101600 | CANNULA VENOUS FEMORAL SET MULTI STAGE CONTAINS : WIRE REINFORCED CANNULA WITH INSERTION KIT ASSORTED SIZES AS PER HOSPITAL REQUEST DISPOSABLE STERILE | CARDIOVASCULAR TENDER
7928 | 4229474101700 | CANNULA ADULT DUAL LUMEN COATED DESIGNED SPECIALLY FOR VENOVENOUS VASCULAR ACCESS WITH INSERTION KIT. ASSORTED SIZES AS PER HOSPITAL REQUEST DISPOSABLE STERILE | CARDIOVASCULAR TENDER
7929 | 4220344713200 | PATCH BOVINE DECELLULARIZED SIZE 6 CM X 8 CM STERILE | CARDIOVASCULAR TENDER
7930 | 4220341044900 | REPEAT STERNOTOMY BLADE ASSORTED SIZES AS PER HOSPITAL REQUEST STERILE | CARDIOVASCULAR TENDER
7931 | 4229600307000 | TISSUE VALVE IMPLANT MITRAL MOUNTED ASSORTED SIZES AS PER HOSPITAL REQUEST | CARDIOVASCULAR TENDER
7932 | 4229474101200 | CANNULA VENOUS FEMORAL SET SINGLE STAGE CONTAINS : WIRE REINFORCED CANNULA ASSORTED SIZES ACCORDING TO HOSPITAL REQUEST WITH INSERTION KIT DISPOSABLE STERILE | CARDIOVASCULAR TENDER
7933 | 4220341048100 | GRAFT VASCULAR EPTFE WITH HEPARIN THIN WALL STRAIGHT LENGTH 10 TO 15 CM DIAMETER 3-6 MM AS PER HOSPITAL REQUEST STERILE | CARDIOVASCULAR TENDER
7934 | 4229600800300 | PATCH, PET, KNITTED DOUBLE VELOUR, SIZE 2.5 CM X 10 CM (+/- 0.5 CM), THICKNESS 0.4 MM - 0.5 MM, STERILE | CARDIOVASCULAR TENDER
7935 | 4216160000600 | EXTRACORPOREAL MEMBRANE OXYGENATION (ECMO) CUSTOM PACK PEDIATRIC COATED WITHOUT PUMP HEAD WITHOUT OXYGENATOR CUSTOMIZED ACCORDING TO HOSPITAL REQUEST DISPOSABLE STERILE | CARDIOVASCULAR TENDER
7936 | 4220341046700 | PATCH BOVINE SIZE: 10X15 CM (+/-1 CM) STERILE | CARDIOVASCULAR TENDER
7937 | 4229420100400 | ARTERIOVENOUS (AV) FISTULA PACK FOR ADULT 1PC BACK TABLE COVER 60 X 90 2PC ABSORBENT TOWEL 17X20 (43X51CM) 1PC MAYO STAND COVER 23 X 47 W/7 CUFF (SMALL) HAND TOWEL 5PC OR CLOTH BLUE 44X60 CM 1PC IMPERVIOUS SPLIT SHEET 60 X 70 4X21 SPLIT 1PC ORTHO ARTS HAND DRAPE 150X62X114 DISPOSABLE STERILE | CARDIOVASCULAR TENDER
7938 | 4220341046900 | PATCH EQUINE SIZE 3 X 3 CM (+/- 0.5 CM) STERILE | CARDIOVASCULAR TENDER
7939 | 4220341047000 | PATCH EQUINE SIZE 8 X 8 CM (+/- 0.5 CM) STERILE | CARDIOVASCULAR TENDER
7940 | 4220341047100 | PATCH EQUINE SIZE 5 X 5 CM (+/- 0.5 CM) STERILE | CARDIOVASCULAR TENDER
7941 | 4220341047200 | MEMBRANE PERICARDIAL PTFE SIZE 15 CM X 20 CM (+/- 3 CM) STERILE | CARDIOVASCULAR TENDER
7942 | 4220341047300 | MEMBRANE PERICARDIAL PTFE SIZE 12 CM X 12 CM (+/- 3 CM) STERILE | CARDIOVASCULAR TENDER
7943 | 4220341047400 | AORTIC ROOT GRAFT WITH SINUS OF VALSALVA ASSORTED SIZES AS PER HOSPITAL REQUEST STERILE | CARDIOVASCULAR TENDER
7944 | 4220341047500 | GRAFT VASCULAR WOVEN SIZE: 30-34 MM X 30-35 CM AS PER HOSPITAL REQUEST STERILE | CARDIOVASCULAR TENDER
7945 | 4216160000700 | CUSTOMIZED PACK EXTRACORPOREAL MEMBRANE OXYGENATION (ECMO) NEONATE COATED WITHOUT PUMP HEAD WITHOUT OXYGENATOR CUSTOMIZED ACCORDING TO HOSPITAL REQUEST DISPOSABLE STERILE | CARDIOVASCULAR TENDER
7946 | 4220341047600 | GRAFT VASCULAR WOVEN SIZE: 8-28 MM X 30-35 CM AS PER HOSPITAL REQUEST STERILE | CARDIOVASCULAR TENDER
7947 | 4220341048000 | GRAFT VASCULAR EPTFE STRETCH 12-22MM X 20-40 CM AS PER HOSPITAL REQUEST STERILE | CARDIOVASCULAR TENDER
7948 | 4216160000000 | EXTRACORPOREAL MEMBRANE OXYGENATION (ECMO) SET, ADULT, APPROVED TO BE USED FOR NOT MORE THAN 16 DAYS CONSISTS OF: CENTRIFUGAL PUMP HEAD AND OXYGENATOR AND TUBING LINES, COATED COMPATIBLE WITH THE EXISTING ECMO MACHINE FOR THE REQUESTED HOSPITAL, , DISPOSABLE, STERILE | CARDIOVASCULAR TENDER
7949 | 4229600506500 | RING MITRAL VALVE HYBRID ASSORTED SIZES AS PER HOSPITAL REQUEST STERILE | CARDIOVASCULAR TENDER
7950 | 4220341048400 | GRAFT VASCULAR WOVEN DOUBLE VELOUR POLYESTER STRAIGHT SIZE 8 - 36 MM X 30 CM STERILE | CARDIOVASCULAR TENDER
7951 | 4220341048500 | GRAFT VASCULAR WOVEN DOUBLE VELOUR POLYESTER STRAIGHT SIZE 8 - 34 MM X 15 CM STERILE | CARDIOVASCULAR TENDER
7952 | 4220341048700 | GRAFT VASCULAR STRETCH THIN WALL SIZE 6 - 10 MM X 40-50 CM AS PER HOSPITAL REQUEST STERILE | CARDIOVASCULAR TENDER
7953 | 4220341048900 | VALVE CONDUIT AORTIC HOMOGRAFT ASSORTED SIZES AS PER HOSPITAL REQUEST STERILE | CARDIOVASCULAR TENDER
7954 | 4220341049000 | VALVE CONDUIT PULMONARY HOMOGRAFT ASSORTED SIZES AS PER HOSPITAL REQUEST STERILE | CARDIOVASCULAR TENDER
7955 | 4220341049100 | CONDUIT MECHANICAL VALVE AORTIC ASSORTED: VALSALVA/STRAIGHT ASSORTED SIZES AS PER HOSPITAL REQUEST STERILE | CARDIOVASCULAR TENDER
7956 | 4220341049200 | BAND MITRAL FLEXIBLE ANNULOPLASTY ASSORTED SIZES AS PER HOSPITAL REQUEST STERILE | CARDIOVASCULAR TENDER
7957 | 4220341049300 | RING MITRAL VALVE RIGID ASSORTED SIZES AS PER HOSPITAL REQUEST STERILE | CARDIOVASCULAR TENDER
7958 | 4220341049400 | RING MITRAL VALVE SEMI-RIGID ASSORTED SIZES AS PER HOSPITAL REQUEST STERILE | CARDIOVASCULAR TENDER
7959 | 4220341049700 | AORTIC ROOT TISSUE VALVE WITHOUT STENT ASSORTED SIZES AS PER HOSPITAL REQUEST | CARDIOVASCULAR TENDER
7960 | 4216160000800 | COUPLING PASTE FOR EXTRACORPOREAL MEMBRANE OXYGENATION (ECMO) FLOW SENSOR DISPOSABLE STERILE | CARDIOVASCULAR TENDER
7961 | 4216160000900 | DRAINAGE CANNULA FOR PEDIATRIC FOR EXTRACORPOREAL MEMBRANE OXYGENATION (ECMO) ASSORTED SIZES FROM 11 FR TO 15 FR CONNECTOR: 1/4 INCH DISPOSABLE STERILE | CARDIOVASCULAR TENDER
7962 | 4216160001000 | RETURN CANNULA FOR PEDIATRIC FOR EXTRACORPOREAL MEMBRANE OXYGENATION (ECMO) ASSORTED SIZES FROM 11 FR TO 15 FR CONNECTOR: 1/4 INCH DISPOSABLE STERILE | CARDIOVASCULAR TENDER
7963 | 4216160001200 | CUSTOMIZED PACK EXTRACORPOREAL MEMBRANE OXYGENATION (ECMO) ADULT COATED WITHOUT PUMP HEAD WITHOUT OXYGENATOR CUSTOMIZED ACCORDING TO HOSPITAL REQUEST DISPOSABLE STERILE | CARDIOVASCULAR TENDER
7964 | 4220341048300 | GRAFT VASCULAR WOVEN DOUBLE VELOUR POLYESTER SINGLE BRANCH SIZE 26 - 32 MM X 10 MM 50 CM STERILE | CARDIOVASCULAR TENDER
7965 | 4220341046600 | PATCH BOVINE BIO-SCAFFOLD 0.5 MM THICKNESS SIZE 4 CM X 4 CM (+/- 1CM) STERILE | CARDIOVASCULAR TENDER
7966 | 4229548022500 | PERFUSION CUSTOM PACK FOR SMALL ADULTS COATED DISPOSABLE STERILE CONSISTS OF: (TUBING SET AND CUVETTE CUSTOM DESIGN WITH (CARDIOPLEGIA DELIVER SET 4-1+ 2PCS OF CARDIOPLEGIA TABLE LINE IN SEPARATE STERILE BAGS) HEMOCONCENTRATOR AND MUF (DESIGN MUST BE APPLICABLE IN EVERY HOSPITAL) (4 PCS OF CONNECTORS) (TUBE ORGANIZER) VACUUM LINE (CONNECTOR EXTENSION 1/2X3/8IN STRAIGHT LUER LOCK ) (2PCS OF TUBING LINES PVC SIZE 1/4 AND 3/8 CUSTOM DESIGN) (ENOUGH HOLDERS AND TEMP. PROBES) DISPOSABLE STERILE | CARDIOVASCULAR TENDER
7967 | 4229600646300 | GRAFT AORTIC WOVEN MULTIBRANCHED IMPREGNATED ASSORTED SIZES AS PER HOSPITAL REQUEST STERILE | CARDIOVASCULAR TENDER
7968 | 4229600645100 | GRAFT EARLY ACCESS EPTFE TAPERED HEPARIN-BONDED SIZE 4-7 MM X 45-50 CM STERILE | CARDIOVASCULAR TENDER
7969 | 4220341046300 | BAND/RING TRICUSPID VALVE REPAIR SEMI-RIGID ASSORTED SIZES AS PER HOSPITAL REQUEST STERILE | CARDIOVASCULAR TENDER
7970 | 4229600645700 | GRAFT VASCULAR HEPARIN-BONDED EPTFE THIN WALLED 6 MM X 40 CM STERILE | CARDIOVASCULAR TENDER
7971 | 4229600645800 | GRAFT VASCULAR HEPARIN-BONDED EPTFE THIN WALLED 8 MM X 40 CM STERILE | CARDIOVASCULAR TENDER
7972 | 4229600645900 | GRAFT VASCULAR HEPARIN-BONDED EPTFE THIN WALLED REMOVABLE RINGS 8 MM X 80 CM STERILE | CARDIOVASCULAR TENDER
7973 | 4229600607200 | PATCH PET KNITTED DOUBLE VELOUR SIZE 1 CM X 7.5 CM (+/- 0.5 CM) THICKNESS 0.4 MM STERILE | CARDIOVASCULAR TENDER
7974 | 4220341046100 | SURGICAL RADIOFREQUENCY ABLATION DEVICE FOR CARDIAC SURGERY DISPOSABLE STERILE | CARDIOVASCULAR TENDER
7975 | 4220341046000 | AORTIC PUNCH ASSORTED SIZES AS PER HOSPITAL REQUEST DISPOSABLE STERILE | CARDIOVASCULAR TENDER
7976 | 4229600602300 | VASCULAR GRAFT PTFE ANTI-THROMBOTIC AGENT COATED SIZE 4 -7 MM X 45 - 50 CM STERILE | CARDIOVASCULAR TENDER
7977 | 4229600601800 | VASCULAR GRAFT EARLY ACCESS 6 MM X 40-50 CM STERILE | CARDIOVASCULAR TENDER
7978 | 4220341046500 | PATCH BOVINE BIO-SCAFFOLD 0.5 MM THICKNESS SIZE 5 CM X 8 CM (+/- 1CM) STERILE | CARDIOVASCULAR TENDER
7979 | 4229600646000 | GRAFT VASCULAR EPTFE HEPARIN-BONDED THIN WALLED REMOVABLE RINGS 6MM X 80 CM STERILE | CARDIOVASCULAR TENDER
7980 | 4229600645200 | GRAFT TAPERED HEPARIN-BONDED SIZE 4-7 MM X 45-50 CM STERILE | CARDIOVASCULAR TENDER
7981 | 4229540016200 | SUTURE, POLYDIOXANONE, ANTIBACTERIAL (COATED TRICLOSAN), MONOFILAMENT, ABSORBABLE, SIZE 0, 25-26 MM, 3/8 CIRCLE, PRIME REVERSE CUTTING NEEDLE, 70-75 CM, UNDYED, STERILE | GENERAL CONSUMABLES FOR: SURGICAL SUTURES, LAPRASCOPIC AND ROBOTIC SURGEONS SUPPLEMENTARY
7982 | 4229540007700 | ADVANCED ACCESS PLATFORMS FLEXIBLE, AIR-TIGHT FULCRUM FACILITATE TRIANGULATION OF STANDARD INSTRUMENTATION, INCLUDES WOUND RETRACTOR /PROTECTOR 1.5 TO 7 CM WOUND, 3 SLEEVES 10MM, 1 SLEEVE 12MM, INSTRUMENT SHIELD, SLEEVE INTRODUCER, GELSEAL CAP, DISPOSABLE, STERILE | GENERAL CONSUMABLES FOR: SURGICAL SUTURES, LAPRASCOPIC AND ROBOTIC SURGEONS SUPPLEMENTARY
7983 | 4229542103000 | SOLUTION, ANTIFOG, 5-8 ML, BOTTLE, WITH ADHESIVE FOAM, SPONGE, DISPOSABLE, STERILE | GENERAL CONSUMABLES FOR: SURGICAL SUTURES, LAPRASCOPIC AND ROBOTIC SURGEONS SUPPLEMENTARY
7984 | 4229540020400 | TROCAR, INTELLIGENT FLOW SYSTEM-8MM ACCESS PORT BLADELESS OPTICAL TIP OBTURATOR, 120-130 MM, RELATED TO SECTOR MACHINE | GENERAL CONSUMABLES FOR: SURGICAL SUTURES, LAPRASCOPIC AND ROBOTIC SURGEONS SUPPLEMENTARY
7985 | 4229540018500 | SUTURE, POLYGLACTIN 910, MULTIFILAMENT, ABSORBABLE, SIZE 6/0, 15-16 MM, 3/8 CIRCLE, REVERSE CUTTING PRIME NEEDLE, 45-50 CM, UNDYED, STERILE | GENERAL CONSUMABLES FOR: SURGICAL SUTURES, LAPRASCOPIC AND ROBOTIC SURGEONS SUPPLEMENTARY
7986 | 4229540020500 | TUBE SET, FILTERED, FOR GAS FLOW, STABLE PNEUMOPERITONEUM, SMOKE EVACUATION, RELATED TO SECTOR MACHINE | GENERAL CONSUMABLES FOR: SURGICAL SUTURES, LAPRASCOPIC AND ROBOTIC SURGEONS SUPPLEMENTARY
7987 | 4229540019100 | SUTURE, POLYBUTESTER, UNIDIRECTIONAL, DUAL ANGLE CUT, LOOP LOCK, MONOFILAMENT, NON-ABSORBABLE, SIZE 1, 37 MM ( +/- 1 MM ), 1/2 CIRCLE, TAPER POINT NEEDLE, 45-50 CM, BLUE, STERILE | GENERAL CONSUMABLES FOR: SURGICAL SUTURES, LAPRASCOPIC AND ROBOTIC SURGEONS SUPPLEMENTARY
7988 | 4229540019000 | SUTURE, POLYGLACTIN 910, MULTIFILAMENT, ABSORBABLE, SIZE 8/0, 9.3 MM, 3/8 CIRCLE, ROUND BODY NEEDLE, 30 CM, VIOLET, STERILE | GENERAL CONSUMABLES FOR: SURGICAL SUTURES, LAPRASCOPIC AND ROBOTIC SURGEONS SUPPLEMENTARY
7989 | 4229540018800 | SUTURE, POLYGLACTIN 910, MULTIFILAMENT, ABSORBABLE, SIZE 6/0, 8 MM, 1/2 CIRCLE, SPATULATED DOUBLE ARM NEEDLE, 45-50 CM, VIOLET, STERILE | GENERAL CONSUMABLES FOR: SURGICAL SUTURES, LAPRASCOPIC AND ROBOTIC SURGEONS SUPPLEMENTARY
7990 | 4229540018600 | SUTURE, POLYGLACTIN 910, MULTIFILAMENT, ABSORBABLE, SIZE 5/0, 8 MM, 1/2 CIRCLE, SPATULATED DOUBLE ARM NEEDLE, 45-50 CM, VIOLET, STERILE | GENERAL CONSUMABLES FOR: SURGICAL SUTURES, LAPRASCOPIC AND ROBOTIC SURGEONS SUPPLEMENTARY
7991 | 4229540018400 | SUTURE, POLYGLACTIN 910, MULTIFILAMENT, RAPID ABSORPTION, SIZE 4/0, 15-16 MM, 3/8 CIRCLE, MULTIPASS CUTTING NEEDLE, 70-75 CM, UNDYED, STERILE | GENERAL CONSUMABLES FOR: SURGICAL SUTURES, LAPRASCOPIC AND ROBOTIC SURGEONS SUPPLEMENTARY
7992 | 4229540017700 | SUTURE, POLYGLACTIN 910, ANTIBACTERIAL (COATED TRICLOSAN), MULTIFILAMENT, ABSORBABLE, SIZE 2/0, 36 MM ( +/- 1 MM ), 1/2 CIRCLE, REVERSE CUTTING NEEDLE, 70-75 CM, VIOLET, STERILE | GENERAL CONSUMABLES FOR: SURGICAL SUTURES, LAPRASCOPIC AND ROBOTIC SURGEONS SUPPLEMENTARY
7993 | 4229540017900 | SUTURE, POLYGLACTIN 910, MULTIFILAMENT, ABSORBABLE, SIZE 2/0, 36 MM ( +/- 1 MM ), 1/2 CIRCLE, TAPER CUT NEEDLE, 70-75 CM, VIOLET, STERILE | GENERAL CONSUMABLES FOR: SURGICAL SUTURES, LAPRASCOPIC AND ROBOTIC SURGEONS SUPPLEMENTARY
7994 | 4229540016300 | SUTURE, POLYDIOXANONE, ANTIBACTERIAL (COATED TRICLOSAN), MONOFILAMENT, ABSORBABLE, SIZE 2/0, 36 MM ( +/- 1 MM ), 1/2 CIRCLE, ROUND BODY NEEDLE, 70-75 CM, VIOLET, STERILE | GENERAL CONSUMABLES FOR: SURGICAL SUTURES, LAPRASCOPIC AND ROBOTIC SURGEONS SUPPLEMENTARY
7995 | 4229540015900 | SUTURE, POLYESTER, COATED SILICON OR POLYBUTILATE, MULTIFILAMENT, NON-ABSORBABLE, SIZE 2/0, 36 MM ( +/- 1 MM ), 1/2 CIRCLE, ROUND BODY NEEDLE, 70-75 CM, GREEN, STERILE | GENERAL CONSUMABLES FOR: SURGICAL SUTURES, LAPRASCOPIC AND ROBOTIC SURGEONS SUPPLEMENTARY
7996 | 4229540018100 | SUTURE, POLYGLACTIN 910, ANTIBACTERIAL (COATED TRICLOSAN), MULTIFILAMENT, ABSORBABLE, SIZE 3/0, 17-18 MM, 1/2 CIRCLE, ROUND BODY NEEDLE, 70-75 CM, UNDYED, STERILE | GENERAL CONSUMABLES FOR: SURGICAL SUTURES, LAPRASCOPIC AND ROBOTIC SURGEONS SUPPLEMENTARY
7997 | 4229540016000 | SUTURE, POLYESTER, COATED SILICON OR POLYBUTILATE, MULTIFILAMENT, NON-ABSORBABLE, SIZE 3/0, 21-22 MM, 1/2 CIRCLE, ROUND BODY DOUBLE ARM NEEDLE, 90-95 CM, GREEN, STERILE | GENERAL CONSUMABLES FOR: SURGICAL SUTURES, LAPRASCOPIC AND ROBOTIC SURGEONS SUPPLEMENTARY
7998 | 4229540018200 | SUTURE, POLYGLACTIN 910, MULTIFILAMENT, ABSORBABLE, DISPENSER REEL, RADIOPAQUE, SIZE 3/0, NEEDLE FREE, 250 CM, VIOLET, STERILE | GENERAL CONSUMABLES FOR: SURGICAL SUTURES, LAPRASCOPIC AND ROBOTIC SURGEONS SUPPLEMENTARY
7999 | 4229540020000 | TROCAR, ADVANCED ACCESS SYSTEM, WITH HOLE IN THE TIP, DIRECT INSUFFLATION UNDER VISION, 12MM X100MM, STERILE | GENERAL CONSUMABLES FOR: SURGICAL SUTURES, LAPRASCOPIC AND ROBOTIC SURGEONS SUPPLEMENTARY
8000 | 4229540020300 | TROCAR, INTELLIGENT FLOW SYSTEM-8MM ACCESS PORT BLADELESS OPTICAL TIP OBTURATOR, 100MM, RELATED TO SECTOR MACHINE | GENERAL CONSUMABLES FOR: SURGICAL SUTURES, LAPRASCOPIC AND ROBOTIC SURGEONS SUPPLEMENTARY
8001 | 4229540020200 | TROCAR, INTELLIGENT FLOW SYSTEM-5MM ACCESS PORT BLADELESS OPTICAL TIP OBTURATOR, 120-130 MM, RELATED TO SECTOR MACHINE | GENERAL CONSUMABLES FOR: SURGICAL SUTURES, LAPRASCOPIC AND ROBOTIC SURGEONS SUPPLEMENTARY
8002 | 4713191000200 | TROCAR, INTELLIGENT FLOW SYSTEM-5MM ACCESS PORT BLADELESS OPTICAL TIP OBTURATOR, 100MM, RELATED TO SECTOR MACHINE | GENERAL CONSUMABLES FOR: SURGICAL SUTURES, LAPRASCOPIC AND ROBOTIC SURGEONS SUPPLEMENTARY
8003 | 4229540020100 | TROCAR, INTELLIGENT FLOW SYSTEM-12MM ACCESS PORT BLADELESS OPTICAL TIP OBTURATOR, 120-130 MM, RELATED TO SECTOR MACHINE | GENERAL CONSUMABLES FOR: SURGICAL SUTURES, LAPRASCOPIC AND ROBOTIC SURGEONS SUPPLEMENTARY
8004 | 4229541413900 | LOADING UNIT, THICK TISSUE, FOR STAPLER CUTTER, CURVED CONTOUR, 2.0 MM CLOSED STAPLE HEIGHT , STERILE | GENERAL CONSUMABLES FOR: SURGICAL SUTURES, LAPRASCOPIC AND ROBOTIC SURGEONS SUPPLEMENTARY
8005 | 4229541500600 | COVER, FOR LAPAROSCOPIC CAMERA, WITHOUT RING, FIT ALL BRANDS, STERILE | GENERAL CONSUMABLES FOR: SURGICAL SUTURES, LAPRASCOPIC AND ROBOTIC SURGEONS SUPPLEMENTARY
8006 | 4229540007600 | ADVANCED ACCESS PLATFORMS FLEXIBLE, AIR-TIGHT FULCRUM FACILITATE TRIANGULATION OF STANDARD INSTRUMENTATION, INCLUDES WOUND RETRACTOR /PROTECTOR 1.5 TO 4 CM WOUND, 3 SLEEVES 10MM, 1 SLEEVE 12MM, INSTRUMENT SHIELD, SLEEVE INTRODUCER, GELSEAL CAP, DISPOSABLE, STERILE | GENERAL CONSUMABLES FOR: SURGICAL SUTURES, LAPRASCOPIC AND ROBOTIC SURGEONS SUPPLEMENTARY
8007 | 4229540011200 | LAPAROSCOPIC VERTICAL B CLAMP FOR GASTROPLASTY, BY CLIPPING, CAN BE REVERSIBLE, BARICLIP SILICONE OVER MOLDED TITANIUM BACKBONE WITH AN INFERIOR FLEXIBLE HINGED OPENING, POSTERIOR AND ANTERIOR SUTURE MARKERS, ADJUSTABLE PRESSURE LOCKING STRAP, 14.5 CM IN LENGTH, 2.5 CM INFERIOR OPENING, STERILE | GENERAL CONSUMABLES FOR: SURGICAL SUTURES, LAPRASCOPIC AND ROBOTIC SURGEONS SUPPLEMENTARY
8008 | 4229540019200 | SUTURE, POLYBUTESTER, UNIDIRECTIONAL, DUAL ANGLE CUT, LOOP LOCK, MONOFILAMENT, NON-ABSORBABLE, SIZE 2/0, 25-26 MM, 1/2 CIRCLE, TAPER POINT NEEDLE, 30 CM, BLUE, STERILE | GENERAL CONSUMABLES FOR: SURGICAL SUTURES, LAPRASCOPIC AND ROBOTIC SURGEONS SUPPLEMENTARY
8009 | 4229540016500 | SUTURE, POLYDIOXANONE, ANTIBACTERIAL (COATED TRICLOSAN), MONOFILAMENT, ABSORBABLE, SIZE 3/0, 21-22 MM, 1/2 CIRCLE, ROUND BODY NEEDLE, 70-75 CM, VIOLET, STERILE | GENERAL CONSUMABLES FOR: SURGICAL SUTURES, LAPRASCOPIC AND ROBOTIC SURGEONS SUPPLEMENTARY
8010 | 4229540014900 | SUTURE, POLIGLECAPRONE 25, UNIDIRECTIONAL, DUAL ANGLE CUT, LOOP LOCK, MONOFILAMENT, ABSORBABLE, SIZE 3/0, 17-18 MM, 1/2 CIRCLE, TAPER POINT NEEDLE, 15 CM, VIOLET, STERILE | GENERAL CONSUMABLES FOR: SURGICAL SUTURES, LAPRASCOPIC AND ROBOTIC SURGEONS SUPPLEMENTARY
8011 | 4229540015000 | SUTURE, POLYESTER, MULTIFILAMENT, NON-ABSORBABLE, SIZE 5/0, 8 MM, 1/4 CIRCLE, SPATULATED DOUBLE ARM NEEDLE, 45-50 CM, WHITE, STERILE | GENERAL CONSUMABLES FOR: SURGICAL SUTURES, LAPRASCOPIC AND ROBOTIC SURGEONS SUPPLEMENTARY
8012 | 4223160200500 | TUBE, FOR INSUFFLATION, 5 MM X 3-3.5 M, WITH LUER LOCK ADAPTOR AND FILTER, IT SHOULD BE COMPATIBLE WITH HOSPITAL MACHINE, DISPOSABLE, STERILE | GENERAL CONSUMABLES FOR: SURGICAL SUTURES, LAPRASCOPIC AND ROBOTIC SURGEONS SUPPLEMENTARY
8013 | 4229540015800 | SUTURE, POLYESTER, COATED SILICON OR POLYBUTILATE, MULTIFILAMENT, NON-ABSORBABLE, SIZE 0, 25-26 MM, 1/2 CIRCLE, ROUND BODY NEEDLE, 70-75 CM, GREEN, STERILE | GENERAL CONSUMABLES FOR: SURGICAL SUTURES, LAPRASCOPIC AND ROBOTIC SURGEONS SUPPLEMENTARY
8014 | 4229540015100 | SUTURE, STAINLESS STEEL, FOR TEMPORARY PACING WIRE, POLYETHYLENE COATED, MULTIFILAMENT, NON-ABSORBABLE, SIZE 2/0, DOUBLE ARM, 17 MM, 1/2 CIRCLE, ROUND BODY NEEDLE, AND 60 MM ( +/- 1 MM ) STRAIGHT CUTTING NEEDLE, 60-65 CM, BLUE, STERILE | GENERAL CONSUMABLES FOR: SURGICAL SUTURES, LAPRASCOPIC AND ROBOTIC SURGEONS SUPPLEMENTARY
8015 | 4229540015600 | SUTURE, POLIGLECAPRONE 25, ANTIBACTERIAL (COATED TRICLOSAN), MONOFILAMENT, ABSORBABLE, SIZE 5/0, 11-12 MM, 3/8 CIRCLE, PRIME REVERSE CUTTING NEEDLE, 70-75 CM, UNDYED, STERILE | GENERAL CONSUMABLES FOR: SURGICAL SUTURES, LAPRASCOPIC AND ROBOTIC SURGEONS SUPPLEMENTARY
8016 | 4229540015500 | SUTURE, POLIGLECAPRONE 25, ANTIBACTERIAL (COATED TRICLOSAN), MONOFILAMENT, ABSORBABLE, SIZE 4/0, 21-22 MM, 1/2 CIRCLE, ROUND BODY NE EDLE, 70-75 CM, VIOLET, STERILE | GENERAL CONSUMABLES FOR: SURGICAL SUTURES, LAPRASCOPIC AND ROBOTIC SURGEONS SUPPLEMENTARY
8017 | 4222230800300 | SET, BOWEL, RECTAL, SIZER, FOR CIRCULAR STAPLER, 25 MM X 29 MM X 33 MM, REUSABLE | GENERAL CONSUMABLES FOR: SURGICAL SUTURES, LAPRASCOPIC AND ROBOTIC SURGEONS SUPPLEMENTARY
8018 | 4229540018700 | SUTURE, POLYGLACTIN 910, MULTIFILAMENT, ABSORBABLE, SIZE 6/0, 8 MM, 1/2 CIRCLE, SPATULATED DOUBLE ARM NEEDLE, 20-23 CM, VIOLET, STERILE | GENERAL CONSUMABLES FOR: SURGICAL SUTURES, LAPRASCOPIC AND ROBOTIC SURGEONS SUPPLEMENTARY
8019 | 4229540006300 | LOADING UNITS, SINGLE-STITCH, ABSORBABLE, GLYCOLIDE / LACTIDE, COPOLYMER, SIZE: 3/0, WITH ONE NEEDLE, DISPOSABLE, STERILE | GENERAL CONSUMABLES FOR: SURGICAL SUTURES, LAPRASCOPIC AND ROBOTIC SURGEONS SUPPLEMENTARY
8020 | 4229540006500 | SUTURE, POLYPROPYLENE, MONOFILAMENT, NON-ABSORBABLE, SIZE 4/0, 19-20 MM, 1/2 CIRCLE, ROUND BODY DOUBLE ARM BLACK NEEDLE, 90-95 CM, BLUE, STERILE | GENERAL CONSUMABLES FOR: SURGICAL SUTURES, LAPRASCOPIC AND ROBOTIC SURGEONS SUPPLEMENTARY
8021 | 4229540015400 | SUTURE, POLIGLECAPRONE 25, UNIDIRECTIONAL, DUAL ANGLE CUT, LOOP LOCK, MONOFILAMENT, ABSORBABLE, SIZE 2/0, 37 MM ( +/- 1 MM ), 1/2 CIRCLE, TAPER POINT NEEDLE, 15 CM, VIOLET, STERILE | GENERAL CONSUMABLES FOR: SURGICAL SUTURES, LAPRASCOPIC AND ROBOTIC SURGEONS SUPPLEMENTARY
8022 | 4229540015300 | SUTURE, POLIGLECAPRONE 25, UNIDIRECTIONAL, DUAL ANGLE CUT, LOOP LOCK, MONOFILAMENT, ABSORBABLE, SIZE 3/0, 27-28 MM, 5/8 CIRCLE, TAPER POINT NEEDLE, 20-23 CM, VIOLET, STERILE | GENERAL CONSUMABLES FOR: SURGICAL SUTURES, LAPRASCOPIC AND ROBOTIC SURGEONS SUPPLEMENTARY
8023 | 4229540012100 | OPEN LIVER RESECTOR, HANDPIECE TORSIONAL ULTRASONIC, ULTRA LOW SETTING SHEARS 36MHZ SHAPED BLADE, FOR MAXIMUM HEMOSTASIS, 5MM X 18CM, DISPOSABLE, RELATED TO SECTOR MACHINE | GENERAL CONSUMABLES FOR: SURGICAL SUTURES, LAPRASCOPIC AND ROBOTIC SURGEONS SUPPLEMENTARY
8024 | 4229540013500 | STAPLER, LINEAR CUTTER, 60 MM, ARTICULATING, BATTERY OPERATED WITH SURFACE GRIPING TECHNOLOGY TO PREVENT TISSUE SLIPPAGE FOR IMPROVED HEMOSTASIS, 3 POINT GAP CONTROL FOR STRONG COMPRESSION, 420-460 MM, DISPOSABLE, STERILE | GENERAL CONSUMABLES FOR: SURGICAL SUTURES, LAPRASCOPIC AND ROBOTIC SURGEONS SUPPLEMENTARY
8025 | 4229540015200 | SUTURE, POLYAMIDE, MONOFILAMENT, NON-ABSORBABLE, LOOP, SIZE 2/0, 31 MM ( +/- 1 MM ), 1/2 CIRCLE, ROUND BODY NEEDLE, 150 CM ( +/- 20 CM ), BLACK, STERILE | GENERAL CONSUMABLES FOR: SURGICAL SUTURES, LAPRASCOPIC AND ROBOTIC SURGEONS SUPPLEMENTARY
8026 | 4229540013400 | STAPLER, LINEAR CUTTER, 45 MM, ARTICULATING, BATTERY OPERATED WITH SURFACE GRIPING TECHNOLOGY TO PREVENT TISSUE SLIPPAGE FOR IMPROVED HEMOSTASIS, 3 POINT GAP CONTROL FOR STRONG COMPRESSION, 320-360 MM, DISPOSABLE, STERILE | GENERAL CONSUMABLES FOR: SURGICAL SUTURES, LAPRASCOPIC AND ROBOTIC SURGEONS SUPPLEMENTARY
8027 | 4229540016800 | SUTURE, POLYDIOXANONE, ANTIBACTERIAL (COATED TRICLOSAN), MONOFILAMENT, ABSORBABLE, SIZE 6/0, 13-14 MM, 1/2 CIRCLE, ROUND BODY DOUBLE ARM NEEDLE, 70-75 CM, VIOLET, STERILE | GENERAL CONSUMABLES FOR: SURGICAL SUTURES, LAPRASCOPIC AND ROBOTIC SURGEONS SUPPLEMENTARY
8028 | 4229540016900 | SUTURE, POLYDIOXANONE, MONOFILAMENT, ABSORBABLE, SIZE 7/0, 13-14 MM, 3/8 CIRCLE, ROUND BODY DOUBLE ARM NEEDLE, 45-50 CM, VIOLET, STERILE | GENERAL CONSUMABLES FOR: SURGICAL SUTURES, LAPRASCOPIC AND ROBOTIC SURGEONS SUPPLEMENTARY
8029 | 4229540017000 | SUTURE, POLYGLACTIN 910, ANTIBACTERIAL (COATED TRICLOSAN), MULTIFILAMENT, ABSORBABLE, SIZE 0, 36 MM ( +/- 1 MM ), 1/2 CIRCLE, ROUND BODY DETACHABLE NEEDLE, 8 X 45-50 CM, VIOLET, STERILE | GENERAL CONSUMABLES FOR: SURGICAL SUTURES, LAPRASCOPIC AND ROBOTIC SURGEONS SUPPLEMENTARY
8030 | 4229540017100 | SUTURE, POLYGLACTIN 910, ANTIBACTERIAL (COATED TRICLOSAN), MULTIFILAMENT, ABSORBABLE, SIZE 1, 36 MM ( +/- 1 MM ), 1/2 CIRCLE, ROUND BODY NEEDLE, 70-75 CM, VIOLET, STERILE | GENERAL CONSUMABLES FOR: SURGICAL SUTURES, LAPRASCOPIC AND ROBOTIC SURGEONS SUPPLEMENTARY
8031 | 4229540011100 | LAPAROSCOPIC LIVER RESECTOR, TRANSDUCER TORSIONAL ULTRASONIC, LIMITED USE FOR 50 SURGERIES, 5MM X 35CM, REUSABLE, RELATED TO SECTOR MACHINE | GENERAL CONSUMABLES FOR: SURGICAL SUTURES, LAPRASCOPIC AND ROBOTIC SURGEONS SUPPLEMENTARY
8032 | 4222150114000 | SUTURE, POLYGLACTIN 910, MULTIFILAMENT, RAPID ABSORPTION, SIZE 3/0, 25-26 MM, 3/8 CIRCLE, REVERSE CUTTING NEEDLE, 70-75 CM, UNDYED, STERILE | GENERAL CONSUMABLES FOR: SURGICAL SUTURES, LAPRASCOPIC AND ROBOTIC SURGEONS SUPPLEMENTARY
8033 | 4229540016400 | SUTURE, POLYDIOXANONE, ANTIBACTERIAL (COATED TRICLOSAN), MONOFILAMENT, ABSORBABLE, SIZE 3/0, 17-18 MM, 1/2 CIRCLE, ROUND BODY NEEDLE, 70-75 CM, VIOLET, STERILE | GENERAL CONSUMABLES FOR: SURGICAL SUTURES, LAPRASCOPIC AND ROBOTIC SURGEONS SUPPLEMENTARY
8034 | 4229540011000 | LAPAROSCOPIC LIVER RESECTOR, HANDPIECE TORSIONAL ULTRASONIC, ULTRA LOW SETTING SHEARS 36MHZ SHAPED BLADE, FOR MAXIMUM HEMOSTASIS, 5MM X 35CM, DISPOSABLE, RELATED TO SECTOR MACHINE | GENERAL CONSUMABLES FOR: SURGICAL SUTURES, LAPRASCOPIC AND ROBOTIC SURGEONS SUPPLEMENTARY
8035 | 4229540017200 | SUTURE, POLYGLACTIN 910, ANTIBACTERIAL (COATED TRICLOSAN), MULTIFILAMENT, ABSORBABLE, SIZE 2, 36 MM ( +/- 1 MM ), 1/2 CIRCLE, TAPER CUT NEEDLE, 70-75 CM, VIOLET, STERILE | GENERAL CONSUMABLES FOR: SURGICAL SUTURES, LAPRASCOPIC AND ROBOTIC SURGEONS SUPPLEMENTARY
8036 | 4229540006200 | LOADING UNITS, SINGLE-STITCH, ABSORBABLE, GLYCOLIDE / LACTIDE, COPOLYMER, SIZE: 0, WITH ONE NEEDLE, DISPOSABLE, STERILE | GENERAL CONSUMABLES FOR: SURGICAL SUTURES, LAPRASCOPIC AND ROBOTIC SURGEONS SUPPLEMENTARY
8037 | 4229540017300 | SUTURE, POLYGLACTIN 910, MULTIFILAMENT, ABSORBABLE, SIZE 2, 65 MM ( +/- 2 MM ), 1/2 CIRCLE, ROUND BODY NEEDLE, 70-75 CM, VIOLET, STERILE | GENERAL CONSUMABLES FOR: SURGICAL SUTURES, LAPRASCOPIC AND ROBOTIC SURGEONS SUPPLEMENTARY
8038 | 4229540016100 | SUTURE, POLYESTER, COATED SILICON OR POLYBUTILATE, MULTIFILAMENT, NON-ABSORBABLE, SIZE 5/0, 8 MM, 1/4 CIRCLE, SPATULATED DOUBLE ARM NEEDLE, 45-50 CM, WHITE, STERILE | GENERAL CONSUMABLES FOR: SURGICAL SUTURES, LAPRASCOPIC AND ROBOTIC SURGEONS SUPPLEMENTARY
8039 | 4229540017500 | SUTURE, POLYGLACTIN 910, MULTIFILAMENT, ABSORBABLE, DISPENSER REEL, RADIOPAQUE, SIZE 2/0, NEEDLE FREE, 250 CM, VIOLET, STERILE | GENERAL CONSUMABLES FOR: SURGICAL SUTURES, LAPRASCOPIC AND ROBOTIC SURGEONS SUPPLEMENTARY
8040 | 4229540017600 | SUTURE, POLYGLACTIN 910, MULTIFILAMENT, RAPID ABSORPTION, SIZE 2/0, 25-26 MM, 1/2 CIRCLE, TAPER CUT NEEDLE, 90-95 CM, UNDYED, STERILE | GENERAL CONSUMABLES FOR: SURGICAL SUTURES, LAPRASCOPIC AND ROBOTIC SURGEONS SUPPLEMENTARY
8041 | 4229540019400 | SUTURE, POLYPROPYLENE, MONOFILAMENT, NON-ABSORBABLE, SIZE 5/0, 25-26 MM, 1/2 CIRCLE, ROUND BODY DOUBLE ARM NEEDLE, 70-75 CM, BLUE, STERILE | GENERAL CONSUMABLES FOR: SURGICAL SUTURES, LAPRASCOPIC AND ROBOTIC SURGEONS SUPPLEMENTARY
8042 | 4229540012200 | OPEN LIVER RESECTOR, TRANSDUCER TORSIONAL ULTRASONIC, LIMITED USE FOR 50 SURGERIES, 5MM X 18CM, REUSABLE, RELATED TO SECTOR MACHINE | GENERAL CONSUMABLES FOR: SURGICAL SUTURES, LAPRASCOPIC AND ROBOTIC SURGEONS SUPPLEMENTARY
8043 | 4229290424700 | SUTURE, KNOTLESS, SPIRAL, UNIDIRECTIONAL, WITH FLEXIBLE LOOP, POLIGLECAPRONE 25, ANTIBACTERIAL (COATED TRICLOSAN), MONOFILAMENT, ABS ORBABLE, SIZE 3/0, 19-20 MM, 3/8 CIRCLE, REVERSE CUTTING NEEDLE, 60-65 CM, UNDYED, STERILE | GENERAL CONSUMABLES FOR: SURGICAL SUTURES, LAPRASCOPIC AND ROBOTIC SURGEONS SUPPLEMENTARY
8044 | 4231220305200 | SUTURE, POLYGLACTIN 910, ANTIBACTERIAL (COATED TRICLOSAN), MULTIFILAMENT, ABSORBABLE, SIZE 0, 25-26 MM, 1/2 CIRCLE, TAPER POINT NEEDLE, 70-75 CM, VIOLET, STERILE | GENERAL CONSUMABLES FOR: SURGICAL SUTURES, LAPRASCOPIC AND ROBOTIC SURGEONS SUPPLEMENTARY
8045 | 4227250008700 | TUBE, GASTRIC FLEXIBLE CALIBRATION, MULTI HOLES, APPROXIMATELY 750-900MM LONG SILICONE SHAFT, ASSORTED TUBE SIZE, DISPOSABLE | GENERAL CONSUMABLES FOR: SURGICAL SUTURES, LAPRASCOPIC AND ROBOTIC SURGEONS SUPPLEMENTARY
8046 | 4231155208300 | TAPE, NYLON, NON-ABSORBABLE, WOVEN, 3 MM X 70 CM, WHITE, STERILE | GENERAL CONSUMABLES FOR: SURGICAL SUTURES, LAPRASCOPIC AND ROBOTIC SURGEONS SUPPLEMENTARY
8047 | 4229290419400 | SUTURE, POLYPROPYLENE, MONOFILAMENT, NON-ABSORBABLE, SIZE 10/0, 13-14 MM, 1/4 CIRCLE, TAPER CUT DOUBLE ARM NEEDLE, 20-23 CM, BLUE, STERILE | GENERAL CONSUMABLES FOR: SURGICAL SUTURES, LAPRASCOPIC AND ROBOTIC SURGEONS SUPPLEMENTARY
8048 | 4229290419500 | SUTURE, POLYPROPYLENE, MONOFILAMENT, NON-ABSORBABLE, SIZE 10/0, 15-16 MM, STRAIGHT CUTTING EDGE SPATULA REVERSE DOUBLE ARM NEEDLE, 20-23 CM, BLUE, STERILE | GENERAL CONSUMABLES FOR: SURGICAL SUTURES, LAPRASCOPIC AND ROBOTIC SURGEONS SUPPLEMENTARY
8049 | 4229290419600 | SUTURE, POLYPROPYLENE, MONOFILAMENT, NON-ABSORBABLE, 1 TO 1 RATIO, SIZE 4/0, 17-18 MM, 1/2 CIRCLE, TAPER POINT DOUBLE ARM NEEDLE, 90-95 CM, BLUE, STERILE | GENERAL CONSUMABLES FOR: SURGICAL SUTURES, LAPRASCOPIC AND ROBOTIC SURGEONS SUPPLEMENTARY
8050 | 4229290419700 | SUTURE, POLYAMIDE, MONOFILAMENT, NON-ABSORBABLE, LOOP, SIZE 1, 36 MM ( +/- 1 MM ), 1/2 CIRCLE, ROUND BODY HEAVY NEEDLE, 150 CM ( +/- 20 CM ), BLACK, STERILE | GENERAL CONSUMABLES FOR: SURGICAL SUTURES, LAPRASCOPIC AND ROBOTIC SURGEONS SUPPLEMENTARY
8051 | 4231151701000 | STAPLER, CIRCULAR CURVED, BATTERY OPERATED, DIAMETER 31-32 MM, ADJUSTABLE STAPLE HEIGHT AND GAP SETTING SCALE, DISPOSABLE, STERILE | GENERAL CONSUMABLES FOR: SURGICAL SUTURES, LAPRASCOPIC AND ROBOTIC SURGEONS SUPPLEMENTARY
8052 | 4229290419800 | SUTURE, POLYAMIDE, MONOFILAMENT, NON-ABSORBABLE, SIZE 0, 40 MM ( +/- 1 MM ), 1/2 CIRCLE, ROUND BODY NEEDLE, 100 CM, BLACK, STERILE | GENERAL CONSUMABLES FOR: SURGICAL SUTURES, LAPRASCOPIC AND ROBOTIC SURGEONS SUPPLEMENTARY
8053 | 4229290420000 | SUTURE, POLYAMIDE, MONOFILAMENT, NON-ABSORBABLE, SIZE 2/0, 25-26 MM, 3/8 CIRCLE, PRIME REVERSE CUTTING NEEDLE, 70-75 CM, BLUE, STERILE | GENERAL CONSUMABLES FOR: SURGICAL SUTURES, LAPRASCOPIC AND ROBOTIC SURGEONS SUPPLEMENTARY
8054 | 4229290420100 | SUTURE, POLYAMIDE, MONOFILAMENT, NON-ABSORBABLE, SIZE 2/0, 45 MM ( +/- 1 MM ), 3/8 CIRCLE, CUTTING NEEDLE, 100 CM, BLUE, STERILE | GENERAL CONSUMABLES FOR: SURGICAL SUTURES, LAPRASCOPIC AND ROBOTIC SURGEONS SUPPLEMENTARY
8055 | 4229290420200 | SUTURE, POLYAMIDE, MONOFILAMENT, NON-ABSORBABLE, SIZE 2/0, 45 MM ( +/- 1 MM ), 3/8 CIRCLE, REVERSE CUTTING NEEDLE, 100 CM, BLUE, STERILE | GENERAL CONSUMABLES FOR: SURGICAL SUTURES, LAPRASCOPIC AND ROBOTIC SURGEONS SUPPLEMENTARY
8056 | 4229290420300 | SUTURE, POLYAMIDE, MONOFILAMENT, NON-ABSORBABLE, SIZE 3/0, 25-26 MM, 3/8 CIRCLE, REVERSE CUTTING PRIME NEEDLE, 45-50 CM, BLUE, STERILE | GENERAL CONSUMABLES FOR: SURGICAL SUTURES, LAPRASCOPIC AND ROBOTIC SURGEONS SUPPLEMENTARY
8057 | 4229290420400 | SUTURE, POLYAMIDE, MONOFILAMENT, NON-ABSORBABLE, SIZE 4/0, 13-14 MM, 3/8 CIRCLE, PRIME REVERSE CUTTING NEEDLE, 45-50 CM, BLACK, STERILE | GENERAL CONSUMABLES FOR: SURGICAL SUTURES, LAPRASCOPIC AND ROBOTIC SURGEONS SUPPLEMENTARY
8058 | 4229290420500 | SUTURE, POLYAMIDE, MONOFILAMENT, NON-ABSORBABLE, SIZE 4/0, 19-20 MM, 3/8 CIRCLE, CUTTING NEEDLE, 100 CM, BLUE, STERILE | GENERAL CONSUMABLES FOR: SURGICAL SUTURES, LAPRASCOPIC AND ROBOTIC SURGEONS SUPPLEMENTARY
8059 | 4229290419900 | SUTURE, POLYAMIDE, MONOFILAMENT, NON-ABSORBABLE, SIZE 1, 90 MM ( +/- 2 MM ), 3/8 CIRCLE, CUTTING NEEDLE, 100 CM, BLUE, STERILE | GENERAL CONSUMABLES FOR: SURGICAL SUTURES, LAPRASCOPIC AND ROBOTIC SURGEONS SUPPLEMENTARY
8060 | 4229290420700 | SUTURE, POLYAMIDE, MONOFILAMENT, NON-ABSORBABLE, SIZE 4/0, 19-20 MM, 3/8 CIRCLE, PRIME REVERSE CUTTING NEEDLE, 45-50 CM, BLUE, STERILE | GENERAL CONSUMABLES FOR: SURGICAL SUTURES, LAPRASCOPIC AND ROBOTIC SURGEONS SUPPLEMENTARY
8061 | 4231151700900 | STAPLER, CIRCULAR CURVED, BATTERY OPERATED, DIAMETER 29-30 MM, ADJUSTABLE STAPLE HEIGHT AND GAP SETTING SCALE, DISPOSABLE, STERILE | GENERAL CONSUMABLES FOR: SURGICAL SUTURES, LAPRASCOPIC AND ROBOTIC SURGEONS SUPPLEMENTARY
8062 | 4229290419200 | SUTURE, POLYPROPYLENE, MONOFILAMENT, NON-ABSORBABLE, SIZE 9/0, 15-16 MM, STRAIGHT CUTTING EDGE SPATULA REVERSE DOUBLE ARM NEEDLE, 20-23 CM, BLUE, STERILE | GENERAL CONSUMABLES FOR: SURGICAL SUTURES, LAPRASCOPIC AND ROBOTIC SURGEONS SUPPLEMENTARY
8063 | 4229290418100 | SUTURE, POLYPROPYLENE, MONOFILAMENT, NON-ABSORBABLE, SIZE 5/0, 15-16 MM, 3/8 CIRCLE, SLIM CUTTING NEEDLE, 45-50 CM, BLUE, STERILE | GENERAL CONSUMABLES FOR: SURGICAL SUTURES, LAPRASCOPIC AND ROBOTIC SURGEONS SUPPLEMENTARY
8064 | 4229290418200 | SUTURE, POLYPROPYLENE, MONOFILAMENT, NON-ABSORBABLE, SIZE 5/0, 17-18 MM, 1/2 CIRCLE, TAPER CUT DOUBLE ARM NEEDLE, 90-95 CM, BLUE, STERILE | GENERAL CONSUMABLES FOR: SURGICAL SUTURES, LAPRASCOPIC AND ROBOTIC SURGEONS SUPPLEMENTARY
8065 | 4229290418300 | SUTURE, POLYPROPYLENE, MONOFILAMENT, NON-ABSORBABLE, SIZE 6/0, 9 MM, 3/8 CIRCLE, TAPER POINT DOUBLE ARM NEEDLE, 60-65 CM, BLUE, STERILE | GENERAL CONSUMABLES FOR: SURGICAL SUTURES, LAPRASCOPIC AND ROBOTIC SURGEONS SUPPLEMENTARY
8066 | 4229290418500 | SUTURE, POLYPROPYLENE, MONOFILAMENT, NON-ABSORBABLE, SIZE 6/0, 13-14 MM, 3/8 CIRCLE, ROUND BODY DOUBLE ARM NEEDLE, 70-75 CM, BLUE, STERILE | GENERAL CONSUMABLES FOR: SURGICAL SUTURES, LAPRASCOPIC AND ROBOTIC SURGEONS SUPPLEMENTARY
8067 | 4229290418600 | SUTURE, POLYPROPYLENE, MONOFILAMENT, NON-ABSORBABLE, SIZE 7/0, 13-14 MM, 3/8 CIRCLE, MULTIPASS TAPER CUT DOUBLE ARM NEEDLE, 60-65 CM, BLUE, STERILE | GENERAL CONSUMABLES FOR: SURGICAL SUTURES, LAPRASCOPIC AND ROBOTIC SURGEONS SUPPLEMENTARY
8068 | 4229290418700 | SUTURE, POLYPROPYLENE, MONOFILAMENT, NON-ABSORBABLE, SIZE 7/0, 8 MM, 3/8 CIRCLE, ROUND BODY DOUBLE ARM NEEDLE, 60-65 CM, BLUE, STERILE | GENERAL CONSUMABLES FOR: SURGICAL SUTURES, LAPRASCOPIC AND ROBOTIC SURGEONS SUPPLEMENTARY
8069 | 4229290419300 | SUTURE, POLYPROPYLENE, MONOFILAMENT, NON-ABSORBABLE, SIZE 10/0, 3.8 MM, 3/8 CIRCLE, TAPER POINT NEEDLE, 13 CM, BLUE, STERILE | GENERAL CONSUMABLES FOR: SURGICAL SUTURES, LAPRASCOPIC AND ROBOTIC SURGEONS SUPPLEMENTARY
8070 | 4229290418800 | SUTURE, POLYPROPYLENE, MONOFILAMENT, NON-ABSORBABLE, SIZE 7/0, 9.3 MM, 3/8 CIRCLE, TAPER POINT DOUBLE ARM NEEDLE, 70-75 CM, BLUE, STERILE | GENERAL CONSUMABLES FOR: SURGICAL SUTURES, LAPRASCOPIC AND ROBOTIC SURGEONS SUPPLEMENTARY
8071 | 4214251801100 | INSTRUMENT, TIP, BIOPSY PUNCH, SINGLE ACTION, 5 MM, LIMITED USE | GENERAL CONSUMABLES FOR: SURGICAL SUTURES, LAPRASCOPIC AND ROBOTIC SURGEONS SUPPLEMENTARY
8072 | 4231150011700 | SUTURE, POLYESTER, COATED SILICON OR POLYBUTILATE, MULTIFILAMENT, NON-ABSORBABLE, SIZE 2/0, 25-26 MM, 1/2 CIRCLE, ROUND BODY DOUBLE ARM NEEDLE, 90-95 CM, GREEN, STERILE | GENERAL CONSUMABLES FOR: SURGICAL SUTURES, LAPRASCOPIC AND ROBOTIC SURGEONS SUPPLEMENTARY
8073 | 4231150011800 | SUTURE, POLYGLACTIN 910, MULTIFILAMENT, RAPID ABSORPTION, SIZE 2/0, 25-26 MM, 1/2 CIRCLE, ROUND BODY NEEDLE, 70-75 CM, UNDYED, STERILE | GENERAL CONSUMABLES FOR: SURGICAL SUTURES, LAPRASCOPIC AND ROBOTIC SURGEONS SUPPLEMENTARY
8074 | 4229290418900 | SUTURE, POLYPROPYLENE, MONOFILAMENT, NON-ABSORBABLE, SIZE 7/0, 13-14 MM, 3/8 CIRCLE, SPATULATED DOUBLE ARM NEEDLE, 60-65 CM, BLUE, STERILE | GENERAL CONSUMABLES FOR: SURGICAL SUTURES, LAPRASCOPIC AND ROBOTIC SURGEONS SUPPLEMENTARY
8075 | 4229290419000 | SUTURE, POLYPROPYLENE, MONOFILAMENT, NON-ABSORBABLE, SIZE 8/0, 4.7 MM, 3/8 CIRCLE, TAPER POINT NEEDLE, 13 CM, BLUE, STERILE | GENERAL CONSUMABLES FOR: SURGICAL SUTURES, LAPRASCOPIC AND ROBOTIC SURGEONS SUPPLEMENTARY
8076 | 4229290419100 | SUTURE, POLYPROPYLENE, MONOFILAMENT, NON-ABSORBABLE, SIZE 9/0, 5 MM, 3/8 CIRCLE, TAPER POINT NEEDLE, 13 CM, BLUE, STERILE | GENERAL CONSUMABLES FOR: SURGICAL SUTURES, LAPRASCOPIC AND ROBOTIC SURGEONS SUPPLEMENTARY
8077 | 4214251801000 | SHEATH, FOR RIGID DIGITAL SIGMOIDOSCOPY, WITH BIOPSY PORT, FIT UP TO 2.8 MM TOOLS, 18 CM, DISPOSABLE | GENERAL CONSUMABLES FOR: SURGICAL SUTURES, LAPRASCOPIC AND ROBOTIC SURGEONS SUPPLEMENTARY
8078 | 4229290420900 | SUTURE, POLYAMIDE, MONOFILAMENT, NON-ABSORBABLE, SIZE 5/0, 15-16 MM, 3/8 CIRCLE, PRIME REVERSE CUTTING MULTIPASS NEEDLE, 45-50 CM, BLACK, STERILE | GENERAL CONSUMABLES FOR: SURGICAL SUTURES, LAPRASCOPIC AND ROBOTIC SURGEONS SUPPLEMENTARY
8079 | 4229290421000 | SUTURE, POLYAMIDE, MONOFILAMENT, NON-ABSORBABLE, SIZE 5/0, 25-26 MM, 3/8 CIRCLE, CUTTING NEEDLE, 45-50 CM, BLUE, STERILE | GENERAL CONSUMABLES FOR: SURGICAL SUTURES, LAPRASCOPIC AND ROBOTIC SURGEONS SUPPLEMENTARY
8080 | 4229290421100 | SUTURE, POLYAMIDE, MONOFILAMENT, NON-ABSORBABLE, SIZE 6/0, 13-14 MM, 3/8 CIRCLE, REVERSE CUTTING NEEDLE, 45-50 CM, UNDYED, STERILE | GENERAL CONSUMABLES FOR: SURGICAL SUTURES, LAPRASCOPIC AND ROBOTIC SURGEONS SUPPLEMENTARY
8081 | 4231200908300 | LOADING UNIT, STAPLER, LINEAR, CUTTER, FOR LAPAROSCOPIC, 60 MM, 2.4-2.6 MM, FOR VASCULAR, DISPOSABLE, STERILE | GENERAL CONSUMABLES FOR: SURGICAL SUTURES, LAPRASCOPIC AND ROBOTIC SURGEONS SUPPLEMENTARY
8082 | 4231200908400 | LOADING UNIT, STAPLER, LINEAR, CUTTER, FOR LAPAROSCOPIC, 60 MM, 4.2-4.3 MM, FOR VERY THICK TISSUE, DISPOSABLE, STERILE | GENERAL CONSUMABLES FOR: SURGICAL SUTURES, LAPRASCOPIC AND ROBOTIC SURGEONS SUPPLEMENTARY
8083 | 4231200908600 | LOADING UNIT, STAPLER, LINEAR, CUTTER, FOR LAPAROSCOPIC, 60 MM, 3.5-3.7 MM, FOR REGULAR TISSUE, DISPOSABLE, STERILE | GENERAL CONSUMABLES FOR: SURGICAL SUTURES, LAPRASCOPIC AND ROBOTIC SURGEONS SUPPLEMENTARY
8084 | 4231200908700 | LOADING UNIT, RADIAL, WITH TRI-STAPLE TECHNOLOGY, 3-3.5-4, MEDIUM / THICK, INTEGRATED KNIFE, DISPOSABLE, STERILE | GENERAL CONSUMABLES FOR: SURGICAL SUTURES, LAPRASCOPIC AND ROBOTIC SURGEONS SUPPLEMENTARY
8085 | 4231200911300 | STAPLER, CIRCULAR, SIZE 28-29 MM, CURVED END TO END ANASTOMOSIS STAPLER, APPLIES TWO ROWS OF CIRCULAR STAGGERED STAPLER WITH A KNIFE IN BETWEEN, AIRTIGHT FOR BOTH OPEN AND LAPAROSCOPIC PROCEDURE, SHAFT MARKED AND ALONE PIN TROCAR, SLIM ANVIL, DISPOSABLE, STERILE | GENERAL CONSUMABLES FOR: SURGICAL SUTURES, LAPRASCOPIC AND ROBOTIC SURGEONS SUPPLEMENTARY
8086 | 4231200911500 | STAPLER, CIRCULAR, SIZE 32-34 MM, CURVED END TO END ANASTOMOSIS STAPLER, APPLIES TWO ROWS OF CIRCULAR STAGGERED STAPLER WITH A KNIFE IN BETWEEN, AIRTIGHT FOR BOTH OPEN AND LAPAROSCOPIC PROCEDURE, SHAFT MARKED AND ALONE PIN TROCAR, SLIM ANVIL, DISPOSABLE, STERILE | GENERAL CONSUMABLES FOR: SURGICAL SUTURES, LAPRASCOPIC AND ROBOTIC SURGEONS SUPPLEMENTARY
8087 | 4231200908200 | STAPLER, CIRCULAR, SIZE 21-23 MM, CURVED END TO END ANASTOMOSIS STAPLER, APPLIES TWO ROWS OF CIRCULAR STAGGERED STAPLER WITH A KNIFE IN BETWEEN, AIRTIGHT FOR BOTH OPEN AND LAPAROSCOPIC PROCEDURE, SHAFT MARKED AND ALONE PIN TROCAR, SLIM ANVIL, DISPOSABLE, STERILE | GENERAL CONSUMABLES FOR: SURGICAL SUTURES, LAPRASCOPIC AND ROBOTIC SURGEONS SUPPLEMENTARY
8088 | 4231200911600 | LOADING UNIT, OPEN SURGERY LINEAR STAPLER, SIZE 45 MM, 3.5-3.6 MM, WHICH APPLIES TWO ROLLS OF TITANIUM STAGGERED STAPLES, TWO STEP CLOSURE WITH SAFETY INTERLOCK SYSTEM, AUTOMATIC AND MANUAL PIN PLACEMENT, SLIM ANVIL, SLIPPERY RESISTANT, AND ONE HANDED INSTRUMENT DISPOSABLE STERILE | GENERAL CONSUMABLES FOR: SURGICAL SUTURES, LAPRASCOPIC AND ROBOTIC SURGEONS SUPPLEMENTARY
8089 | 4231200912400 | LOADING UNIT, OPEN SURGERY LINEAR STAPLER, SIZE 55-60 MM, 3.5-3.8 MM : APPLIES TWO DOUBLE ROWS OF TITANIUM STAGGERED STAPLES WITH A KNIFE IN BETWEEN TISSUE GAP CONTROL FOR ALWAYS B SHAPED FORMATION, SAFETY INTERLOCK SYSTEM, DISPOSABLE, STERILE | GENERAL CONSUMABLES FOR: SURGICAL SUTURES, LAPRASCOPIC AND ROBOTIC SURGEONS SUPPLEMENTARY
8090 | 4231200912500 | STAPLER, OPEN SURGERY LINEAR STAPLER, SIZE 70-80 MM, 3.5-3.8 MM RELOADABLE : APPLIES TWO DOUBLE ROWS OF TITANIUM STAGGERED STAPLES WITH A KNIFE IN BETWEEN TISSUE GAP CONTROL FOR ALWAYS B SHAPED FORMATION, SAFETY INTERLOCK SYSTEM, DISPOSABLE, STERILE | GENERAL CONSUMABLES FOR: SURGICAL SUTURES, LAPRASCOPIC AND ROBOTIC SURGEONS SUPPLEMENTARY
8091 | 4231200912700 | STAPLER, CIRCULAR, SIZE 25-26 MM, CURVED END TO END ANASTOMOSIS STAPLER, APPLIES TWO ROWS OF CIRCULAR STAGGERED STAPLER WITH A KNIFE IN BETWEEN, AIRTIGHT FOR BOTH OPEN AND LAPAROSCOPIC PROCEDURE, SHAFT MARKED AND ALONE PIN TROCAR, SLIM ANVIL, DISPOSABLE, STERILE | GENERAL CONSUMABLES FOR: SURGICAL SUTURES, LAPRASCOPIC AND ROBOTIC SURGEONS SUPPLEMENTARY
8092 | 4231200912800 | LOADING UNIT, STAPLER, LINEAR, CUTTER, FOR LAPAROSCOPIC, 60 MM, 4.0-4.1 MM, FOR THICK TISSUE, DISPOSABLE, STERILE | GENERAL CONSUMABLES FOR: SURGICAL SUTURES, LAPRASCOPIC AND ROBOTIC SURGEONS SUPPLEMENTARY
8093 | 4231200913000 | STAPLER, LINEAR CUTTER, 60 MM, ARTICULATING, BATTERY OPERATED WITH SURFACE GRIPING TECHNOLOGY TO PREVENT TISSUE SLIPPAGE FOR IMPROVED HEMOSTASIS, 3 POINT GAP CONTROL FOR STRONG COMPRESSION, 320-360 MM, DISPOSABLE, STERILE | GENERAL CONSUMABLES FOR: SURGICAL SUTURES, LAPRASCOPIC AND ROBOTIC SURGEONS SUPPLEMENTARY
8094 | 4231200913200 | POWERED HANDLE, CLOSING/FIRING/OPENING ALL POWERED CONTROL, BUTTONS CONTROL, BATTERY SYSTEM, INTELLIGENT OVERLOAD PROTECTION TO MISFIRING ON OVERTHICK TISSUE, ACCOMMODATES BOTH LINEAR AND CIRCULAR SHAFT, DISPOSABLE, STERILE | GENERAL CONSUMABLES FOR: SURGICAL SUTURES, LAPRASCOPIC AND ROBOTIC SURGEONS SUPPLEMENTARY
8095 | 4231200912300 | STAPLER, OPEN SURGERY LINEAR STAPLER, SIZE 55-60 MM, 3.5-3.8 MM RELOADABLE : APPLIES TWO DOUBLE ROWS OF TITANIUM STAGGERED STAPLES WITH A KNIFE IN BETWEEN TISSUE GAP CONTROL FOR ALWAYS B SHAPED FORMATION, SAFETY INTERLOCK SYSTEM, DISPOSABLE, STERILE | GENERAL CONSUMABLES FOR: SURGICAL SUTURES, LAPRASCOPIC AND ROBOTIC SURGEONS SUPPLEMENTARY
8096 | 4231200907000 | STAPLER, CIRCULAR CURVED, BATTERY OPERATED, DIAMETER 25-26 MM, ADJUSTABLE STAPLE HEIGHT AND GAP SETTING SCALE, DISPOSABLE, STERILE | GENERAL CONSUMABLES FOR: SURGICAL SUTURES, LAPRASCOPIC AND ROBOTIC SURGEONS SUPPLEMENTARY
8097 | 4231200906300 | LOADING UNIT, STAPLER, LINEAR, CUTTER, FOR LAPAROSCOPIC, 35 MM, 2.4-2.7 MM, FOR VASCULAR/THIN TISSUE, DISPOSABLE, STERILE | GENERAL CONSUMABLES FOR: SURGICAL SUTURES, LAPRASCOPIC AND ROBOTIC SURGEONS SUPPLEMENTARY
8098 | 4231200904500 | LOADING UNIT, RETICULATING, WITH TRI-STAPLER TECHNOLOGY, 60 / 2-2.5-3 MM, INTEGRATED KNIFE, DISPOSABLE, STERILE | GENERAL CONSUMABLES FOR: SURGICAL SUTURES, LAPRASCOPIC AND ROBOTIC SURGEONS SUPPLEMENTARY
8099 | 4229290421200 | SUTURE, POLYAMIDE, MONOFILAMENT, NON-ABSORBABLE, SIZE 9/0, 6 MM, 3/8 CIRCLE, ROUND BODY NEEDLE, 30 CM, STERILE | GENERAL CONSUMABLES FOR: SURGICAL SUTURES, LAPRASCOPIC AND ROBOTIC SURGEONS SUPPLEMENTARY
8100 | 4231160708700 | HEMOSTATIC, ABSORBABLE HEMOSTATIC POWDER MADE OF OXIDIZED REGENERATED CELLULOSE AGGREGATES, BACTERICIDAL, ABSORBABLE 7-14 DAYS WITH LOCK AND FLEXIBLE TIP 5 CM ( +/- 1 CM ), PRELOADED 3GM, DISPOSABLE, STERILE | GENERAL CONSUMABLES FOR: SURGICAL SUTURES, LAPRASCOPIC AND ROBOTIC SURGEONS SUPPLEMENTARY
8101 | 4229472102100 | REFLUX MANAGEMENT SYSTEM, 13 BEAD | GENERAL CONSUMABLES FOR: SURGICAL SUTURES, LAPRASCOPIC AND ROBOTIC SURGEONS SUPPLEMENTARY
8102 | 4229472102200 | REFLUX MANAGEMENT SYSTEM, 14 BEAD | GENERAL CONSUMABLES FOR: SURGICAL SUTURES, LAPRASCOPIC AND ROBOTIC SURGEONS SUPPLEMENTARY
8103 | 4229472102300 | REFLUX MANAGEMENT SYSTEM, 15 BEAD | GENERAL CONSUMABLES FOR: SURGICAL SUTURES, LAPRASCOPIC AND ROBOTIC SURGEONS SUPPLEMENTARY
8104 | 4231200601300 | APPLIER, LAPAROSCOPIC SUTURING DEVICE, 10 MM, 34-36 CM, DISPOSABLE, STERILE | GENERAL CONSUMABLES FOR: SURGICAL SUTURES, LAPRASCOPIC AND ROBOTIC SURGEONS SUPPLEMENTARY
8105 | 4231200602700 | CLIP, ENDOCLIP, APPLIER, 10 MM, MEDIUM-LARGE CLIPS, DISPOSABLE, STERILE | GENERAL CONSUMABLES FOR: SURGICAL SUTURES, LAPRASCOPIC AND ROBOTIC SURGEONS SUPPLEMENTARY
8106 | 4229472102400 | REFLUX MANAGEMENT SYSTEM, 16 BEAD | GENERAL CONSUMABLES FOR: SURGICAL SUTURES, LAPRASCOPIC AND ROBOTIC SURGEONS SUPPLEMENTARY
8107 | 4229472102500 | LOADING UNIT, STAPLER, LINEAR, CUTTER, FOR LAPAROSCOPIC, 45 MM, 3.8-3.9 MM, FOR REGULAR/THICK TISSUE, DISPOSABLE, STERILE | GENERAL CONSUMABLES FOR: SURGICAL SUTURES, LAPRASCOPIC AND ROBOTIC SURGEONS SUPPLEMENTARY
8108 | 4231200603900 | CLIP, ENDOCLIP, APPLIER, 10 MM, LARGE CLIPS, STERILE | GENERAL CONSUMABLES FOR: SURGICAL SUTURES, LAPRASCOPIC AND ROBOTIC SURGEONS SUPPLEMENTARY
8109 | 4231200604000 | CLIP, ENDOCLIP, APPLIER, 5 MM, MEDIUM-LARGE, DISPOSABLE, STERILE | GENERAL CONSUMABLES FOR: SURGICAL SUTURES, LAPRASCOPIC AND ROBOTIC SURGEONS SUPPLEMENTARY
8110 | 4231200604200 | CLIP, FILSCHIE, FOR LAPAROSCOPIC, FALLOPIAN TUBE, LIGATION, DISPOSABLE, STERILE | GENERAL CONSUMABLES FOR: SURGICAL SUTURES, LAPRASCOPIC AND ROBOTIC SURGEONS SUPPLEMENTARY
8111 | 4231200700000 | CLIP, FILSHIE OR EQUIVALENT, TITANIUM, WITH AN INNER CUSHION LINING OF SILICONE RUBBER, WITH FRONT LOCKING MECHANISM WITH CLIP APPLICATOR OF DIFFERENT SIZES FREE OF CHARGE PER 10 CLIPS, IF DISPOSABLE APPLICATOR TO PROVIDE ONE APPLICATOR FOR EACH PAIR | GENERAL CONSUMABLES FOR: SURGICAL SUTURES, LAPRASCOPIC AND ROBOTIC SURGEONS SUPPLEMENTARY
8112 | 4231200904300 | LOADING UNIT, RETICULATING, WITH TRI-STAPLER TECHNOLOGY, 45 / 2-2.5-3 MM, INTEGRATED KNIFE, DISPOSABLE, STERILE | GENERAL CONSUMABLES FOR: SURGICAL SUTURES, LAPRASCOPIC AND ROBOTIC SURGEONS SUPPLEMENTARY
8113 | 4231200904400 | LOADING UNIT, RETICULATING, WITH TRI-STAPLER TECHNOLOGY, 45 / 3-3.5-4 MM, MEDIUM/ THICK, INTEGRATED KNIFE, DISPOSABLE, STERILE | GENERAL CONSUMABLES FOR: SURGICAL SUTURES, LAPRASCOPIC AND ROBOTIC SURGEONS SUPPLEMENTARY
8114 | 4229680510900 | DISSECTOR, FOR LAPAROSCOPIC, CURVED WITH MONOPOLAR CAUTERY, 5 MM, 42-45 CM, DISPOSABLE, STERILE | GENERAL CONSUMABLES FOR: SURGICAL SUTURES, LAPRASCOPIC AND ROBOTIC SURGEONS SUPPLEMENTARY
8115 | 4215161472100 | HEMOSTASIS, ENDOSCOPIC APPLICATOR, OXIDIZED REGENERATED CELLULOSE BACTERICIDAL POWDER, LAPAROSCOPIC, 2-IN-1, RIGID AND FLEXIBLE TIPS, 38 CM ( +/- 2 CM ), STERILE | GENERAL CONSUMABLES FOR: SURGICAL SUTURES, LAPRASCOPIC AND ROBOTIC SURGEONS SUPPLEMENTARY
8116 | 4229290418000 | SUTURE, POLYPROPYLENE, MONOFILAMENT, NON-ABSORBABLE, SIZE 5/0, 13-14 MM, 3/8 CIRCLE, TAPER POINT DOUBLE ARM NEEDLE, 45-50 CM, BLUE, STERILE | GENERAL CONSUMABLES FOR: SURGICAL SUTURES, LAPRASCOPIC AND ROBOTIC SURGEONS SUPPLEMENTARY
8117 | 4214410300200 | KIT, CHOLECYSTECTOMY: 1 DILATING TIP TROCAR 11MM (WITH LINER KNIFE BLADE) AND TWO CANNULAS 11 MM, 1 DILATING TIP TROCAR 5MM (WITH LINEAR KNIFE BLADE) AND TWO CANNULAS 5MM, 1 VERRES NEEDLE 120 MM, 1 ENDOSCOPIC CLIP ML 10MM MULTIPLE CLIP APPLIER, DISPOSABLE, STERILE | GENERAL CONSUMABLES FOR: SURGICAL SUTURES, LAPRASCOPIC AND ROBOTIC SURGEONS SUPPLEMENTARY
8118 | 4229621100500 | BIPOLAR ENERGY INSTRUMENT CORD (5 M), COMPATIBLE WITH DA VINCI XI | GENERAL CONSUMABLES FOR: SURGICAL SUTURES, LAPRASCOPIC AND ROBOTIC SURGEONS SUPPLEMENTARY
8119 | 4229621100700 | ENERGY ACTIVATION CABLE, ETHICON, GEN 11, COMPATIBLE WITH DA VINCI XI | GENERAL CONSUMABLES FOR: SURGICAL SUTURES, LAPRASCOPIC AND ROBOTIC SURGEONS SUPPLEMENTARY
8120 | 4229621100800 | FORCE BIPOLAR WITH DOUBLE GRIP ,COMPATIBLE WITH DA VINCI XI | GENERAL CONSUMABLES FOR: SURGICAL SUTURES, LAPRASCOPIC AND ROBOTIC SURGEONS SUPPLEMENTARY
8121 | 4229621101000 | STAPLER SUREFORM 45 CURVED-TIP STERILE ,COMPATIBLE WITH DA VINCI XI | GENERAL CONSUMABLES FOR: SURGICAL SUTURES, LAPRASCOPIC AND ROBOTIC SURGEONS SUPPLEMENTARY
8122 | 4229621101100 | TRAY DAVINCI XI PROCEDURE 6 INSTRUMENTS, COMPATIBLE WITH DA VINCI XI | GENERAL CONSUMABLES FOR: SURGICAL SUTURES, LAPRASCOPIC AND ROBOTIC SURGEONS SUPPLEMENTARY
8123 | 4229621101200 | TRAY DAVINCI XI SINGLE STAPLER AND ACCESSORY, COMPATIBLE WITH DA VINCI XI | GENERAL CONSUMABLES FOR: SURGICAL SUTURES, LAPRASCOPIC AND ROBOTIC SURGEONS SUPPLEMENTARY
8124 | 4229621100400 | MONOPOLAR ENERGY INSTRUMENT CORD (4 M), COMPATIBLE WITH DA VINCI XI | GENERAL CONSUMABLES FOR: SURGICAL SUTURES, LAPRASCOPIC AND ROBOTIC SURGEONS SUPPLEMENTARY
8125 | 4229621104600 | TIP COVER ACCESSORY, USED WITH MONOPOLAR CURVED SCISSORS, COMPATIBLE WITH DA VINCI | GENERAL CONSUMABLES FOR: SURGICAL SUTURES, LAPRASCOPIC AND ROBOTIC SURGEONS SUPPLEMENTARY
8126 | 4229621202800 | 8 MM BLUNT OBTURATOR, COMPATIBLE WITH DA VINCI XI | GENERAL CONSUMABLES FOR: SURGICAL SUTURES, LAPRASCOPIC AND ROBOTIC SURGEONS SUPPLEMENTARY
8127 | 4229621202900 | 8 MM BLUNT OBTURATOR, LONG COMPATIBLE WITH DA VINCI XI | GENERAL CONSUMABLES FOR: SURGICAL SUTURES, LAPRASCOPIC AND ROBOTIC SURGEONS SUPPLEMENTARY
8128 | 4229621203000 | 8 MM BLADELESS OBTURATOR (OPTICAL), COMPATIBLE WITH DA VINCI XI | GENERAL CONSUMABLES FOR: SURGICAL SUTURES, LAPRASCOPIC AND ROBOTIC SURGEONS SUPPLEMENTARY
8129 | 4229621203100 | 8 MM BLADELESS OBTURATOR, LONG (OPTICAL), COMPATIBLE WITH DA VINCI XI | GENERAL CONSUMABLES FOR: SURGICAL SUTURES, LAPRASCOPIC AND ROBOTIC SURGEONS SUPPLEMENTARY
8130 | 4229621203200 | 8 MM CANNULA, COMPATIBLE WITH DA VINCI XI | GENERAL CONSUMABLES FOR: SURGICAL SUTURES, LAPRASCOPIC AND ROBOTIC SURGEONS SUPPLEMENTARY
8131 | 4229621203300 | 8 MM CANNULA, LONG COMPATIBLE WITH DA VINCI XI | GENERAL CONSUMABLES FOR: SURGICAL SUTURES, LAPRASCOPIC AND ROBOTIC SURGEONS SUPPLEMENTARY
8132 | 4229621104700 | ENERGY ACTIVATION CABLE, FORCE TRIAD COMPATIBLE WITH DA VINCI | GENERAL CONSUMABLES FOR: SURGICAL SUTURES, LAPRASCOPIC AND ROBOTIC SURGEONS SUPPLEMENTARY
8133 | 4229621001000 | ROUND TIP SCISSORS, COMPATIBLE WITH DA VINCI XI | GENERAL CONSUMABLES FOR: SURGICAL SUTURES, LAPRASCOPIC AND ROBOTIC SURGEONS SUPPLEMENTARY
8134 | 4229621000900 | POTTS SCISSORS, COMPATIBLE WITH DA VINCI XI | GENERAL CONSUMABLES FOR: SURGICAL SUTURES, LAPRASCOPIC AND ROBOTIC SURGEONS SUPPLEMENTARY
8135 | 4229620800800 | MONOPOLAR CURVED SCISSORS (HOT SHEARS), COMPATIBLE WITH DA VINCI XI, REQUIRES TIP COVER ACCESSORY | GENERAL CONSUMABLES FOR: SURGICAL SUTURES, LAPRASCOPIC AND ROBOTIC SURGEONS SUPPLEMENTARY
8136 | 4229620403300 | TIP-UP FENESTRATED GRASPER, COMPATIBLE WITH DA VINCI XI | GENERAL CONSUMABLES FOR: SURGICAL SUTURES, LAPRASCOPIC AND ROBOTIC SURGEONS SUPPLEMENTARY
8137 | 4229620403400 | CADIERE FORCEPS, COMPATIBLE WITH DA VINCI XI | GENERAL CONSUMABLES FOR: SURGICAL SUTURES, LAPRASCOPIC AND ROBOTIC SURGEONS SUPPLEMENTARY
8138 | 4229620403500 | COBRA GRASPER, COMPATIBLE WITH DA VINCI XI | GENERAL CONSUMABLES FOR: SURGICAL SUTURES, LAPRASCOPIC AND ROBOTIC SURGEONS SUPPLEMENTARY
8139 | 4229620403600 | RESANO FORCEPS, COMPATIBLE WITH DA VINCI XI | GENERAL CONSUMABLES FOR: SURGICAL SUTURES, LAPRASCOPIC AND ROBOTIC SURGEONS SUPPLEMENTARY
8140 | 4229620403700 | BLACK DIAMOND, MICRO FORCEPS, COMPATIBLE WITH DA VINCI XI | GENERAL CONSUMABLES FOR: SURGICAL SUTURES, LAPRASCOPIC AND ROBOTIC SURGEONS SUPPLEMENTARY
8141 | 4229620403800 | CARDIAC PROBE GRASPER, COMPATIBLE WITH DA VINCI XI | GENERAL CONSUMABLES FOR: SURGICAL SUTURES, LAPRASCOPIC AND ROBOTIC SURGEONS SUPPLEMENTARY
8142 | 4229620403900 | DEBAKEY FORCEPS, COMPATIBLE WITH DA VINCI XI | GENERAL CONSUMABLES FOR: SURGICAL SUTURES, LAPRASCOPIC AND ROBOTIC SURGEONS SUPPLEMENTARY
8143 | 4229620700800 | MEGA SUTURECUT NEEDLE DRIVER, COMPATIBLE WITH DA VINCI XI | GENERAL CONSUMABLES FOR: SURGICAL SUTURES, LAPRASCOPIC AND ROBOTIC SURGEONS SUPPLEMENTARY
8144 | 4229620700900 | MEGA NEEDLE DRIVER, COMPATIBLE WITH DA VINCI XI | GENERAL CONSUMABLES FOR: SURGICAL SUTURES, LAPRASCOPIC AND ROBOTIC SURGEONS SUPPLEMENTARY
8145 | 4229620701000 | LARGE SUTURECUT NEEDLE DRIVER, COMPATIBLE WITH DA VINCI XI | GENERAL CONSUMABLES FOR: SURGICAL SUTURES, LAPRASCOPIC AND ROBOTIC SURGEONS SUPPLEMENTARY
8146 | 4229620701100 | LARGE NEEDLE DRIVER, COMPATIBLE WITH DA VINCI XI | GENERAL CONSUMABLES FOR: SURGICAL SUTURES, LAPRASCOPIC AND ROBOTIC SURGEONS SUPPLEMENTARY
8147 | 4229620800200 | DUAL BLADE RETRACTOR, COMPATIBLE WITH DA VINCI XI | GENERAL CONSUMABLES FOR: SURGICAL SUTURES, LAPRASCOPIC AND ROBOTIC SURGEONS SUPPLEMENTARY
8148 | 4229620800300 | SMALL GRASPING RETRACTOR (SMALL GRAPTOR), COMPATIBLE WITH DA VINCI XI | GENERAL CONSUMABLES FOR: SURGICAL SUTURES, LAPRASCOPIC AND ROBOTIC SURGEONS SUPPLEMENTARY
8149 | 4229620800400 | ATRIAL RETRACTOR, SHORT RIGHT, COMPATIBLE WITH DA VINCI XI | GENERAL CONSUMABLES FOR: SURGICAL SUTURES, LAPRASCOPIC AND ROBOTIC SURGEONS SUPPLEMENTARY
8150 | 4229620800600 | HARMONIC ACE, CURVED SHEARS, COMPATIBLE WITH DA VINCI XI | GENERAL CONSUMABLES FOR: SURGICAL SUTURES, LAPRASCOPIC AND ROBOTIC SURGEONS SUPPLEMENTARY
8151 | 4229621203400 | 8 MM FLARED/GROUNDED CANNULA, COMPATIBLE WITH DA VINCI XI | GENERAL CONSUMABLES FOR: SURGICAL SUTURES, LAPRASCOPIC AND ROBOTIC SURGEONS SUPPLEMENTARY
8152 | 4231200913300 | POWERED HANDLE, CLOSING/FIRING/OPENING ALL POWERED CONTROL, BUTTONS CONTROL, BATTERY SYSTEM, INTELLIGENT OVERLOAD PROTECTION TO MISFIRING ON OVERTHICK TISSUE, ACCOMMODATES BOTH LINEAR AND CIRCULAR SHAFT, REUSABLE. | GENERAL CONSUMABLES FOR: SURGICAL SUTURES, LAPRASCOPIC AND ROBOTIC SURGEONS SUPPLEMENTARY
8153 | 4229621601300 | SUREFORM 60 BLUE RELOAD (3.5 MM, 6-ROW), COMPATIBLE WITH DA VINCI XI | GENERAL CONSUMABLES FOR: SURGICAL SUTURES, LAPRASCOPIC AND ROBOTIC SURGEONS SUPPLEMENTARY
8154 | 4229621601500 | SUREFORM 60 BLACK RELOAD (4.6 MM, 6-ROW), COMPATIBLE WITH DA VINCI XI | GENERAL CONSUMABLES FOR: SURGICAL SUTURES, LAPRASCOPIC AND ROBOTIC SURGEONS SUPPLEMENTARY
8155 | 4229621800300 | ARM DRAPE, COMPATIBLE WITH DA VINCI XI | GENERAL CONSUMABLES FOR: SURGICAL SUTURES, LAPRASCOPIC AND ROBOTIC SURGEONS SUPPLEMENTARY
8156 | 4229621800400 | COLUMN DRAPE, COMPATIBLE, WITH DA VINCI XI | GENERAL CONSUMABLES FOR: SURGICAL SUTURES, LAPRASCOPIC AND ROBOTIC SURGEONS SUPPLEMENTARY
8157 | 4229621800600 | BLUE FIBER CABLE KIT, COMPATIBLE WITH DA VINCI XI | GENERAL CONSUMABLES FOR: SURGICAL SUTURES, LAPRASCOPIC AND ROBOTIC SURGEONS SUPPLEMENTARY
8158 | 4229290417800 | SUTURE, POLYPROPYLENE, MONOFILAMENT, NON-ABSORBABLE, SIZE 5/0, 13-14 MM, 1/2 CIRCLE, TAPER POINT DOUBLE ARM NEEDLE, 70-75 CM, BLUE, STERILE | GENERAL CONSUMABLES FOR: SURGICAL SUTURES, LAPRASCOPIC AND ROBOTIC SURGEONS SUPPLEMENTARY
8159 | 4229290417900 | SUTURE, POLYPROPYLENE, MONOFILAMENT, NON-ABSORBABLE, SIZE 5/0, 13-14 MM, 3/8 CIRCLE, ROUND BODY NEEDLE, 70-75 CM, BLUE, STERILE | GENERAL CONSUMABLES FOR: SURGICAL SUTURES, LAPRASCOPIC AND ROBOTIC SURGEONS SUPPLEMENTARY
8160 | 4229632101100 | SET, OFFICE, HYSTEROSCOPE, WITH INSTRUMENTS CHANNEL, INTEGRATED CAMERA AND LIGHT SOURCE, WITH ONE BIOPSY FORCEPS, DISPOSABLE, STERILE. | GENERAL CONSUMABLES FOR: SURGICAL SUTURES, LAPRASCOPIC AND ROBOTIC SURGEONS SUPPLEMENTARY
8161 | 4229621605200 | SUREFORM 60 WHITE RELOAD (2.5 MM, 6-ROW), COMPATIBLE WITH DA VINCI XI | GENERAL CONSUMABLES FOR: SURGICAL SUTURES, LAPRASCOPIC AND ROBOTIC SURGEONS SUPPLEMENTARY
8162 | 4229632306200 | DEVICE, LAPAROSCOPIC, FOR ATRAUMATIC HERNIA MESH FIXATION AND SEALANT APPLICATOR, 30/60 DROPS, STERILE | GENERAL CONSUMABLES FOR: SURGICAL SUTURES, LAPRASCOPIC AND ROBOTIC SURGEONS SUPPLEMENTARY
8163 | 4229632306900 | LAPAROSCOPIC, L-WIRE, ELECTRODE, SIZE 5MM WITH E-Z CLEAN, PTFE COATING TO ELIMINATE STICKING, 33-35 CM DISPOSABLE STERILE | GENERAL CONSUMABLES FOR: SURGICAL SUTURES, LAPRASCOPIC AND ROBOTIC SURGEONS SUPPLEMENTARY
8164 | 4229633400300 | PROTECTOR/RETRACTOR, FOR LAPAROSCOPIC SYSTEM, FEATURING A LAPAROSCOPIC CAP AND TROCAR TO FACILITATE SPECIMEN EXTRACTION, SIZE: MEDIUM 5 - 9 CM, DISPOSABLE, STERILE | GENERAL CONSUMABLES FOR: SURGICAL SUTURES, LAPRASCOPIC AND ROBOTIC SURGEONS SUPPLEMENTARY
8165 | 4229633900100 | TUBE, SINGLE, MC CORTNEY, WITH 5 MM AND 10 MM VALVES, 35 MM AND 45 MM DIAMETER FOR COLPOTOMY AND VAULT SUTURING, WITH LAPAROSCOPIC H YSTERECTOMY, STERILE | GENERAL CONSUMABLES FOR: SURGICAL SUTURES, LAPRASCOPIC AND ROBOTIC SURGEONS SUPPLEMENTARY
8166 | 4229633900200 | TROCAR, THORACOSCOPIC, WITH SHREDDED SLEEVES AND BLUNT OBTURATOR, SIZE: 11 - 12 MM, DISPOSABLE, STERILE | GENERAL CONSUMABLES FOR: SURGICAL SUTURES, LAPRASCOPIC AND ROBOTIC SURGEONS SUPPLEMENTARY
8167 | 4229633900300 | TROCAR, THORACOSCOPIC, WITH SHREDDED SLEEVES AND BLUNT OBTURATOR, SIZE: 5.5 - 7 MM, DISPOSABLE, STERILE | GENERAL CONSUMABLES FOR: SURGICAL SUTURES, LAPRASCOPIC AND ROBOTIC SURGEONS SUPPLEMENTARY
8168 | 4214410000200 | TROCAR, ADVANCED ACCESS SYSTEM, WITH HOLE IN THE TIP, DIRECT INSUFFLATION UNDER VISION, 5MM X150MM, STERILE | GENERAL CONSUMABLES FOR: SURGICAL SUTURES, LAPRASCOPIC AND ROBOTIC SURGEONS SUPPLEMENTARY
8169 | 4229632306300 | SYSTEM, FOR LAPAROSCOPIC MESH FIXATION, PERMANENT, CONTAINS 25-30 TACKERS, MADE FROM STAINLESS STEEL COIL, WITH SMOOTH PEEK HEADCOVER, DISPOSABLE, STERILE | GENERAL CONSUMABLES FOR: SURGICAL SUTURES, LAPRASCOPIC AND ROBOTIC SURGEONS SUPPLEMENTARY
8170 | 4229621604900 | 12 MM AND STAPLER BLADELESS OBTURATOR, LONG, COMPATIBLE WITH DA VINCI XI | GENERAL CONSUMABLES FOR: SURGICAL SUTURES, LAPRASCOPIC AND ROBOTIC SURGEONS SUPPLEMENTARY
8171 | 4229621604800 | 12 MM AND STAPLER BLADELESS OBTURATOR, COMPATIBLE WITH DA VINCI XI | GENERAL CONSUMABLES FOR: SURGICAL SUTURES, LAPRASCOPIC AND ROBOTIC SURGEONS SUPPLEMENTARY
8172 | 4229621604700 | 12 MM AND STAPLER BLUNT OBTURATOR, LONG, COMPATIBLE WITH DA VINCI XI | GENERAL CONSUMABLES FOR: SURGICAL SUTURES, LAPRASCOPIC AND ROBOTIC SURGEONS SUPPLEMENTARY
8173 | 4229621601600 | STAPLER 45 WHITE RELOAD (2.5 MM, 6-ROW), COMPATIBLE WITH DA VINCI XI | GENERAL CONSUMABLES FOR: SURGICAL SUTURES, LAPRASCOPIC AND ROBOTIC SURGEONS SUPPLEMENTARY
8174 | 4229621601700 | STAPLER 45 BLUE RELOAD (3.5 MM, 6-ROW), COMPATIBLE WITH DA VINCI XI | GENERAL CONSUMABLES FOR: SURGICAL SUTURES, LAPRASCOPIC AND ROBOTIC SURGEONS SUPPLEMENTARY
8175 | 4229621601800 | STAPLER 45 GREEN RELOAD (4.3 MM, 4-ROW), COMPATIBLE WITH DA VINCI XI | GENERAL CONSUMABLES FOR: SURGICAL SUTURES, LAPRASCOPIC AND ROBOTIC SURGEONS SUPPLEMENTARY
8176 | 4229621601900 | 12 MM AND STAPLER CANNULA (100 MM), COMPATIBLE WITH DA VINCI XI | GENERAL CONSUMABLES FOR: SURGICAL SUTURES, LAPRASCOPIC AND ROBOTIC SURGEONS SUPPLEMENTARY
8177 | 4229621602000 | 12 MM AND STAPLER CANNULA, LONG (150 MM), COMPATIBLE WITH DA VINCI XI | GENERAL CONSUMABLES FOR: SURGICAL SUTURES, LAPRASCOPIC AND ROBOTIC SURGEONS SUPPLEMENTARY
8178 | 4229621602100 | 12 - 8 MM REDUCER (BOX OF 6) COMPATIBLE, WITH DA VINCI XI | GENERAL CONSUMABLES FOR: SURGICAL SUTURES, LAPRASCOPIC AND ROBOTIC SURGEONS SUPPLEMENTARY
8179 | 4229621602200 | 8 MM ENDOSCOPE, 0 DEGREE, COMPATIBLE WITH DA VINCI XI | GENERAL CONSUMABLES FOR: SURGICAL SUTURES, LAPRASCOPIC AND ROBOTIC SURGEONS SUPPLEMENTARY
8180 | 4229621602300 | 8 MM ENDOSCOPE, 30 DEGREE, COMPATIBLE WITH DA VINCI XI | GENERAL CONSUMABLES FOR: SURGICAL SUTURES, LAPRASCOPIC AND ROBOTIC SURGEONS SUPPLEMENTARY
8181 | 4229621602600 | 8 MM ENDOSCOPE STERILIZATION TRAY, COMPATIBLE WITH DA VINCI XI | GENERAL CONSUMABLES FOR: SURGICAL SUTURES, LAPRASCOPIC AND ROBOTIC SURGEONS SUPPLEMENTARY
8182 | 4229621602900 | ENDOWRIST STAPLER 45 INSTRUMENT, COMPATIBLE WITH DA VINCI XI | GENERAL CONSUMABLES FOR: SURGICAL SUTURES, LAPRASCOPIC AND ROBOTIC SURGEONS SUPPLEMENTARY
8183 | 4229621603100 | SUREFORM 60 INSTRUMENT, COMPATIBLE WITH DA VINCI XI, THIS PRODUCT REQUIRES SYSTEM SOFTWARE VERSION P8_D OR NEWER | GENERAL CONSUMABLES FOR: SURGICAL SUTURES, LAPRASCOPIC AND ROBOTIC SURGEONS SUPPLEMENTARY
8184 | 4229621604100 | VESSEL SEALER EXTEND, COMPATIBLE WITH DA VINCI XI | GENERAL CONSUMABLES FOR: SURGICAL SUTURES, LAPRASCOPIC AND ROBOTIC SURGEONS SUPPLEMENTARY
8185 | 4229621604200 | 12 MM AND STAPLER CANNULA SEAL (BOX OF 10), COMPATIBLE WITH DA VINCI XI | GENERAL CONSUMABLES FOR: SURGICAL SUTURES, LAPRASCOPIC AND ROBOTIC SURGEONS SUPPLEMENTARY
8186 | 4229621604300 | 5 MM - 8 MM CANNULA SEAL, COMPATIBLE WITH DA VINCI XI | GENERAL CONSUMABLES FOR: SURGICAL SUTURES, LAPRASCOPIC AND ROBOTIC SURGEONS SUPPLEMENTARY
8187 | 4229621604600 | 12 MM AND STAPLER BLUNT OBTURATOR, COMPATIBLE WITH DA VINCI XI | GENERAL CONSUMABLES FOR: SURGICAL SUTURES, LAPRASCOPIC AND ROBOTIC SURGEONS SUPPLEMENTARY
8188 | 4229621601400 | SUREFORM 60 GREEN RELOAD (4.3 MM, 6-ROW), COMPATIBLE WITH DA VINCI XI | GENERAL CONSUMABLES FOR: SURGICAL SUTURES, LAPRASCOPIC AND ROBOTIC SURGEONS SUPPLEMENTARY
8189 | 4231200913400 | CIRCULAR SHAFT 29MM, LUMEN SIZE 20.6MM, CROSS-B STAPLE TITANIUM, 3 CLOSED STAPLE HIGHTS, WHITE 1.2MM, BLUE 1.5MM, GREEN 2.0MM, ANVIL TRI-LEAF LIKE DESIGN, COMPATIBLE WITH RE-USABLE POWERED HANDLE, CLOSING/FIRING/OPENING, AUTOMATIC 4MM OPENING, POWERED CONTROL, BUTTONS CONTROL, BATTERY SYSTEM, INTELLIGENT OVERLOAD PROTECTION TO MISFIRING ON OVERTHICK TISSUE, DISPOSABLE. STERILE. | GENERAL CONSUMABLES FOR: SURGICAL SUTURES, LAPRASCOPIC AND ROBOTIC SURGEONS SUPPLEMENTARY
8190 | 4231200913500 | CIRCULAR SHAFT 31MM, LUMEN SIZE 22.8MM, CROSS-B STAPLE TITANIUM, 3 CLOSED STAPLE HIGHTS, WHITE 1.2MM, BLUE 1.5MM, GREEN 2.0MM, ANVIL TRI-LEAF LIKE DESIGN, COMPATIBLE WITH RE-USABLE POWERED HANDLE, CLOSING/FIRING/OPENING, AUTOMATIC 4MM OPENING, POWERED CONTROL, BUTTONS CONTROL, BATTERY SYSTEM, INTELLIGENT OVERLOAD PROTECTION TO MISFIRING ON OVERTHICK TISSUE, DISPOSABLE. STERILE. | GENERAL CONSUMABLES FOR: SURGICAL SUTURES, LAPRASCOPIC AND ROBOTIC SURGEONS SUPPLEMENTARY
8191 | 4231200913600 | ENDOSCOPIC LINEAR CUTTER DRIVING 65-80 MM SHAFT, FIRING VISUAL SCALE FROM 0-60MM, MANUAL ROTATION HANDLE 55 DEGREES, COMPATIBLE WITH POWERED HANDLE, CLOSING/FIRING/OPENING ALL POWERED CONTROL, INTELLIGENT OVERLOAD PROTECTION, DISPOSABLE, STERILE. | GENERAL CONSUMABLES FOR: SURGICAL SUTURES, LAPRASCOPIC AND ROBOTIC SURGEONS SUPPLEMENTARY
8192 | 4231220022800 | SUTURE, POLYGLACTIN 910, MULTIFILAMENT, RAPID ABSORPTION, SIZE 3/0, 19-20 MM, 3/8 CIRCLE, MULTIPASS REVERSE CUTTING NEEDLE, 70-75 CM, UNDYED, STERILE | GENERAL CONSUMABLES FOR: SURGICAL SUTURES, LAPRASCOPIC AND ROBOTIC SURGEONS SUPPLEMENTARY
8193 | 4231220026100 | SUTURE, POLYAMIDE, MONOFILAMENT, NON-ABSORBABLE, SIZE 10/0, 5 MM, 3/8 CIRCLE, ROUND BODY NEEDLE, 13 CM, BLACK, STERILE | GENERAL CONSUMABLES FOR: SURGICAL SUTURES, LAPRASCOPIC AND ROBOTIC SURGEONS SUPPLEMENTARY
8194 | 4231220033400 | SUTURE, POLYPROPYLENE, MONOFILAMENT, NON-ABSORBABLE, SIZE 5/0, 15-16 MM, 3/8 CIRCLE, PRIME REVERSE CUTTING NEEDLE, 45-50 CM, BLUE, STERILE | GENERAL CONSUMABLES FOR: SURGICAL SUTURES, LAPRASCOPIC AND ROBOTIC SURGEONS SUPPLEMENTARY
8195 | 4231220037000 | SUTURE, POLYPROPYLENE, MONOFILAMENT, NON-ABSORBABLE, SIZE 2/0, 25-26 MM, 1/2 CIRCLE, ROUND BODY NEEDLE, 90-95 CM, BLUE, STERILE | GENERAL CONSUMABLES FOR: SURGICAL SUTURES, LAPRASCOPIC AND ROBOTIC SURGEONS SUPPLEMENTARY
8196 | 4231220037900 | SUTURE, POLYPROPYLENE, MONOFILAMENT, NON-ABSORBABLE, 1 TO 1 RATIO, SIZE 4/0, 25-26 MM, 1/2 CIRCLE, TAPER POINT DOUBLE ARM NEEDLE, 90-95 CM, BLUE, STERILE | GENERAL CONSUMABLES FOR: SURGICAL SUTURES, LAPRASCOPIC AND ROBOTIC SURGEONS SUPPLEMENTARY
8197 | 4231220040000 | SUTURE, POLYPROPYLENE, MONOFILAMENT, NON-ABSORBABLE, 1 TO 1 RATIO, SIZE 5/0, 13-14 MM, 3/8 CIRCLE, TUNGSTEN-RHENIUM ALLOY, TAPER POINT DOUBLE ARM NEEDLE, 60-65 CM, BLUE, STERILE | GENERAL CONSUMABLES FOR: SURGICAL SUTURES, LAPRASCOPIC AND ROBOTIC SURGEONS SUPPLEMENTARY
8198 | 4231220022700 | SUTURE, POLYGLACTIN 910, MULTIFILAMENT, RAPID ABSORPTION, SIZE 4/0, 19-20 MM, 3/8 CIRCLE, MULTIPASS REVERSE CUTTING NEEDLE, 70-75 CM, UNDYED, STERILE | GENERAL CONSUMABLES FOR: SURGICAL SUTURES, LAPRASCOPIC AND ROBOTIC SURGEONS SUPPLEMENTARY
8199 | 4229490000000 | SYSTEM, FOR LAPAROSCOPIC MESH FIXATION, ABSORBABLE, 5 MM, 25-30 TACKS, DISPOSABLE, STERILE | GENERAL CONSUMABLES FOR: SURGICAL SUTURES, LAPRASCOPIC AND ROBOTIC SURGEONS SUPPLEMENTARY
8200 | 4231220100000 | SUTURE, POLYPROPYLENE, MONOFILAMENT, NON-ABSORBABLE, SIZE 3/0, 60 MM ( +/- 2 MM ), STRAIGHT CUTTING NEEDLE, 70-75 CM, BLUE, STERILE | GENERAL CONSUMABLES FOR: SURGICAL SUTURES, LAPRASCOPIC AND ROBOTIC SURGEONS SUPPLEMENTARY
8201 | 4231220100100 | SUTURE, POLYPROPYLENE, MONOFILAMENT, NON-ABSORBABLE, SIZE 0, 40 MM ( +/- 1 MM ), 1/2 CIRCLE, REVERSE CUTTING NEEDLE, 100 CM, BLUE, STERILE | GENERAL CONSUMABLES FOR: SURGICAL SUTURES, LAPRASCOPIC AND ROBOTIC SURGEONS SUPPLEMENTARY
8202 | 4231220100200 | SUTURE, POLYPROPYLENE, MONOFILAMENT, NON-ABSORBABLE, SIZE 1, 40 MM ( +/- 1 MM ), 3/8 CIRCLE, CUTTING NEEDLE, 100 CM, BLUE, STERILE | GENERAL CONSUMABLES FOR: SURGICAL SUTURES, LAPRASCOPIC AND ROBOTIC SURGEONS SUPPLEMENTARY
8203 | 4231220100300 | SUTURE, POLYPROPYLENE, MONOFILAMENT, NON-ABSORBABLE, SIZE 7/0, 8 MM, 3/8 CIRCLE, TUNGSTEN-RHENIUM ALLOY, TAPER POINT DOUBLE ARM NEEDLE, 60-65 CM, BLUE, STERILE | GENERAL CONSUMABLES FOR: SURGICAL SUTURES, LAPRASCOPIC AND ROBOTIC SURGEONS SUPPLEMENTARY
8204 | 4231220100400 | SUTURE, POLYDIOXANONE, ANTIBACTERIAL (COATED TRICLOSAN), MONOFILAMENT, ABSORBABLE, SIZE 5/0, 17-18 MM, 1/2 CIRCLE, TAPER POINT NEEDLE, DOUBLE ARMED, 90 CM, VIOLET, STERILE | GENERAL CONSUMABLES FOR: SURGICAL SUTURES, LAPRASCOPIC AND ROBOTIC SURGEONS SUPPLEMENTARY
8205 | 4231220100500 | SUTURE, SILK, VIRGIN, MULTIFILAMENT, NON-ABSORBABLE, SIZE 8/0, 8 MM, 1/2 CIRCLE, CUTTING DOUBLE ARM NEEDLE, 45-50 CM, BLUE, STERILE | GENERAL CONSUMABLES FOR: SURGICAL SUTURES, LAPRASCOPIC AND ROBOTIC SURGEONS SUPPLEMENTARY
8206 | 4231220042900 | SUTURE, POLYGLACTIN 910, MULTIFILAMENT, ABSORBABLE, SIZE 8/0, 6.5 MM, 3/8 CIRCLE, SPATULATED DOUBLE ARM NEEDLE, 45-50 CM, VIOLET, STERILE | GENERAL CONSUMABLES FOR: SURGICAL SUTURES, LAPRASCOPIC AND ROBOTIC SURGEONS SUPPLEMENTARY
8207 | 4231220022000 | SUTURE, POLYGLACTIN 910, ANTIBACTERIAL (COATED TRICLOSAN), MULTIFILAMENT, ABSORBABLE, SIZE 4/0, 19-20 MM, 3/8 CIRCLE, REVERSE CUTTING NEEDLE, 45-50 CM, VIOLET, STERILE | GENERAL CONSUMABLES FOR: SURGICAL SUTURES, LAPRASCOPIC AND ROBOTIC SURGEONS SUPPLEMENTARY
8208 | 4231220021100 | SUTURE, POLYGLACTIN 910, MULTIFILAMENT, ABSORBABLE, SIZE 7/0, 6.5 MM, 3/8 CIRCLE, SPATULATED DOUBLE ARM NEEDLE, 30 CM, VIOLET, STERILE | GENERAL CONSUMABLES FOR: SURGICAL SUTURES, LAPRASCOPIC AND ROBOTIC SURGEONS SUPPLEMENTARY
8209 | 4231220020000 | SUTURE, POLYDIOXANONE, ANTIBACTERIAL (COATED TRICLOSAN), MONOFILAMENT, ABSORBABLE, SIZE 0, 40 MM ( +/- 1 MM ), 1/2 CIRCLE, TAPER CUT NEEDLE, 90-95 CM, VIOLET, STERILE | GENERAL CONSUMABLES FOR: SURGICAL SUTURES, LAPRASCOPIC AND ROBOTIC SURGEONS SUPPLEMENTARY
8210 | 4231201200600 | STAPLER LINE REINFORCEMENT, SYNTHETIC, BIOABSORBABLE, FOR LAPAROSCOPIC STAPLERS, 45 MM, CONSTRUCTED FROM POLYGLYCOLIC ACID, TRIMETHYLENE CARBONATE, COMPATIBLE FOR GIA, BLACK, REDUCE LEAK, AND PREVENT BLEEDING ON STAPLE LINE | GENERAL CONSUMABLES FOR: SURGICAL SUTURES, LAPRASCOPIC AND ROBOTIC SURGEONS SUPPLEMENTARY
8211 | 4231201200700 | STAPLER LINE REINFORCEMENT, SYNTHETIC, BIOABSORBABLE, FOR LAPAROSCOPIC STAPLERS, 45 MM, CONSTRUCTED FROM POLYGLYCOLIC ACID, TRIMETHYLENE CARBONATE, COMPATIBLE FOR GIA, PURPLE, REDUCE LEAK, AND PREVENT BLEEDING ON STAPLE LINE | GENERAL CONSUMABLES FOR: SURGICAL SUTURES, LAPRASCOPIC AND ROBOTIC SURGEONS SUPPLEMENTARY
8212 | 4231201200900 | STAPLER LINE REINFORCEMENT, SYNTHETIC, BIOABSORBABLE, FOR LAPAROSCOPIC STAPLERS, 60 MM, CONSTRUCTED FROM POLYGLYCOLIC ACID, TRIMETHYLENE CARBONATE, COMPATIBLE FOR ECHELON 60, REDUCE LEAK, AND PREVENT BLEEDING ON STAPLE LINE | GENERAL CONSUMABLES FOR: SURGICAL SUTURES, LAPRASCOPIC AND ROBOTIC SURGEONS SUPPLEMENTARY
8213 | 4231201201000 | STAPLER LINE REINFORCEMENT, SYNTHETIC, BIOABSORBABLE, FOR LAPAROSCOPIC STAPLERS, 60 MM, CONSTRUCTED FROM POLYGLYCOLIC ACID, TRIMETHYLENE CARBONATE, COMPATIBLE FOR GIA, BLACK, REDUCE LEAK, AND PREVENT BLEEDING ON STAPLE LINE | GENERAL CONSUMABLES FOR: SURGICAL SUTURES, LAPRASCOPIC AND ROBOTIC SURGEONS SUPPLEMENTARY
8214 | 4231201201100 | STAPLER LINE REINFORCEMENT, SYNTHETIC, BIOABSORBABLE, FOR LAPAROSCOPIC STAPLERS, 60 MM, CONSTRUCTED FROM POLYGLYCOLIC ACID, TRIMETHYLENE CARBONATE, COMPATIBLE FOR GIA, GREEN, REDUCE LEAK, AND PREVENT BLEEDING ON STAPLE LINE | GENERAL CONSUMABLES FOR: SURGICAL SUTURES, LAPRASCOPIC AND ROBOTIC SURGEONS SUPPLEMENTARY
8215 | 4231201201200 | STAPLER LINE REINFORCEMENT, SYNTHETIC, BIOABSORBABLE, FOR LAPAROSCOPIC STAPLERS, 60 MM, CONSTRUCTED FROM POLYGLYCOLIC ACID, TRIMETHYLENE CARBONATE, COMPATIBLE FOR GIA, PURPLE, REDUCE LEAK, AND PREVENT BLEEDING ON STAPLE LINE | GENERAL CONSUMABLES FOR: SURGICAL SUTURES, LAPRASCOPIC AND ROBOTIC SURGEONS SUPPLEMENTARY
8216 | 4231201201700 | STAPLING, KIT, HEMORRHOID, ADJUSTABLE, 33MM, DISPOSABLE, STERILE | GENERAL CONSUMABLES FOR: SURGICAL SUTURES, LAPRASCOPIC AND ROBOTIC SURGEONS SUPPLEMENTARY
8217 | 4229290421300 | SUTURE, POLYAMIDE, MONOFILAMENT, NON-ABSORBABLE, SIZE 9/0, 6.5 MM, 3/8 CIRCLE, REVERSE SPATULATED DOUBLE ARM NEEDLE, 30 CM, BLACK, STERILE | GENERAL CONSUMABLES FOR: SURGICAL SUTURES, LAPRASCOPIC AND ROBOTIC SURGEONS SUPPLEMENTARY
8218 | 4229480500100 | SLEEVE RING, FOR CAMERA, LAPAROSCOPIC, FRAME DESIGN, ALLOWS SIMPLE QUICK APPLICATION, ADHESIVE TAB TO ENSURE SECURE CAMERA, HEAD PROTECTION, DISPOSABLE, STERILE | GENERAL CONSUMABLES FOR: SURGICAL SUTURES, LAPRASCOPIC AND ROBOTIC SURGEONS SUPPLEMENTARY
8219 | 4229480500200 | FILTER, FOR SMOKE, LAPAROSCOPIC, WITH ACTIVATED CHARCOAL, SIMPLE, SAFE AND EFFECTIVE REMOVAL OF SURGICAL SMOKE, WITH THUMBWHEEL CLAMP, DISPOSABLE, STERILE | GENERAL CONSUMABLES FOR: SURGICAL SUTURES, LAPRASCOPIC AND ROBOTIC SURGEONS SUPPLEMENTARY
8220 | 4231210809900 | POUCH, INSTRUMENT, CLEAR, PLASTIC, 3-4 POCKETS, 30 X 50 CM (+/- 5 CM), STICKY TAPE, STERILE | GENERAL CONSUMABLES FOR: SURGICAL SUTURES, LAPRASCOPIC AND ROBOTIC SURGEONS SUPPLEMENTARY
8221 | 4231220010600 | SUTURE, POLIGLECAPRONE 25, ANTIBACTERIAL (COATED TRICLOSAN), MONOFILAMENT, ABSORBABLE, SIZE 3/0, 17-18 MM, 1/2 CIRCLE, ROUND BODY NE EDLE, 70-75 CM, VIOLET, STERILE | GENERAL CONSUMABLES FOR: SURGICAL SUTURES, LAPRASCOPIC AND ROBOTIC SURGEONS SUPPLEMENTARY
8222 | 4231220014500 | SUTURE, POLYGLACTIN 910, ANTIBACTERIAL (COATED TRICLOSAN), MULTIFILAMENT, ABSORBABLE, SIZE 0, 36 MM ( +/- 1 MM ), 1/2 CIRCLE, TAPER CUT NEEDLE, 90-95 CM, VIOLET, STERILE | GENERAL CONSUMABLES FOR: SURGICAL SUTURES, LAPRASCOPIC AND ROBOTIC SURGEONS SUPPLEMENTARY
8223 | 4231220014600 | SUTURE, POLYGLACTIN 910, ANTIBACTERIAL (COATED TRICLOSAN), MULTIFILAMENT, ABSORBABLE, SIZE 2, 40 MM ( +/- 1 MM ), 1/2 CIRCLE, ROUND BODY NEEDLE, 70-75 CM, VIOLET, STERILE | GENERAL CONSUMABLES FOR: SURGICAL SUTURES, LAPRASCOPIC AND ROBOTIC SURGEONS SUPPLEMENTARY
8224 | 4231220019300 | SUTURE, POLIGLECAPRONE 25, ANTIBACTERIAL (COATED TRICLOSAN), MONOFILAMENT, ABSORBABLE, SIZE 2/0, 31 MM ( +/-1 MM ), 1/2 CIRCLE, ROUND BODY NEEDLE, 70-75 CM, VIOLET, STERILE | GENERAL CONSUMABLES FOR: SURGICAL SUTURES, LAPRASCOPIC AND ROBOTIC SURGEONS SUPPLEMENTARY
8225 | 4231220100700 | SUTURE, SILK, MULTIFILAMENT, NON-ABSORBABLE, SIZE 7/0, 8 MM, 3/8 CIRCLE, REVERSE CUTTING DOUBLE ARM NEEDLE, 45-50 CM, BLACK, STERILE | GENERAL CONSUMABLES FOR: SURGICAL SUTURES, LAPRASCOPIC AND ROBOTIC SURGEONS SUPPLEMENTARY
8226 | 4231201102800 | RELOAD, 60MM CONVENTIONAL, TITANIUM, LEG OPEN HEIGHT 4.5-4.7 MM, DISPOSABLE BLADE, 55-60 DEGREE ANGULATION WITH A DUAL ARTICULATION COMPATIBLE WITH COMPLETE INTELLIGENT POWERED/CUSTOMIZED HANDLE/DRIVING UNIT, DISPOSABLE, STERILE. | GENERAL CONSUMABLES FOR: SURGICAL SUTURES, LAPRASCOPIC AND ROBOTIC SURGEONS SUPPLEMENTARY
8227 | 4231220100800 | SUTURE, SILK, MULTIFILAMENT, NON-ABSORBABLE, SIZE 7/0, 8 MM, 3/8 CIRCLE, ROUND BODY DOUBLE ARM NEEDLE, 35 CM, BLACK, STERILE | GENERAL CONSUMABLES FOR: SURGICAL SUTURES, LAPRASCOPIC AND ROBOTIC SURGEONS SUPPLEMENTARY
8228 | 4231220101000 | SUTURE, SILK, MULTIFILAMENT, NON-ABSORBABLE, SIZE 6/0, 8 MM, 1/2 CIRCLE, SPATULATED DOUBLE ARM NEEDLE, 45-50 CM, BLACK, STERILE | GENERAL CONSUMABLES FOR: SURGICAL SUTURES, LAPRASCOPIC AND ROBOTIC SURGEONS SUPPLEMENTARY
8229 | 4231220103000 | SUTURE, SILK, MULTIFILAMENT, NON-ABSORBABLE, SIZE 2/0, 55 MM ( +/- 2 MM ), STRAIGHT CUTTING NEEDLE, 100 CM, BLACK, STERILE | GENERAL CONSUMABLES FOR: SURGICAL SUTURES, LAPRASCOPIC AND ROBOTIC SURGEONS SUPPLEMENTARY
8230 | 4231220103100 | SUTURE, SILK, MULTIFILAMENT, NON-ABSORBABLE, SIZE 2/0, 75 MM ( +/- 2 MM ), STRAIGHT CUTTING NEEDLE, 100 CM, BLACK, STERILE | GENERAL CONSUMABLES FOR: SURGICAL SUTURES, LAPRASCOPIC AND ROBOTIC SURGEONS SUPPLEMENTARY
8231 | 4231220103200 | SUTURE, SILK, MULTIFILAMENT, NON-ABSORBABLE, SIZE 0, 30 MM ( +/- 1 MM ), 1/2 CIRCLE, TAPER POINT NEEDLE, 70-75 CM, BLACK, STERILE | GENERAL CONSUMABLES FOR: SURGICAL SUTURES, LAPRASCOPIC AND ROBOTIC SURGEONS SUPPLEMENTARY
8232 | 4231220103300 | SUTURE, SILK, MULTIFILAMENT, NON-ABSORBABLE, SIZE 0, 60 MM ( +/- 2 MM ), STRAIGHT CUTTING NEEDLE, 70-75 CM, BLACK, STERILE | GENERAL CONSUMABLES FOR: SURGICAL SUTURES, LAPRASCOPIC AND ROBOTIC SURGEONS SUPPLEMENTARY
8233 | 4231220103400 | SUTURE, SILK, MULTIFILAMENT, NON-ABSORBABLE, SIZE 0, 90 MM ( +/- 2 MM ), 3/8 CIRCLE, CUTTING NEEDLE, 100 CM, BLACK, STERILE | GENERAL CONSUMABLES FOR: SURGICAL SUTURES, LAPRASCOPIC AND ROBOTIC SURGEONS SUPPLEMENTARY
8234 | 4231220103500 | SUTURE, SILK, MULTIFILAMENT, NON-ABSORBABLE, SIZE 1, 35 MM ( +/- 1 MM ), 1/2 CIRCLE, ROUND BODY NEEDLE, 70-75 CM, BLACK, STERILE | GENERAL CONSUMABLES FOR: SURGICAL SUTURES, LAPRASCOPIC AND ROBOTIC SURGEONS SUPPLEMENTARY
8235 | 4231220102900 | SUTURE, SILK, MULTIFILAMENT, NON-ABSORBABLE, SIZE 2/0, 35 MM ( +/- 1 MM ), 3/8 CIRCLE, REVERSE CUTTING NEEDLE, 70-75 CM, BLACK, STERILE | GENERAL CONSUMABLES FOR: SURGICAL SUTURES, LAPRASCOPIC AND ROBOTIC SURGEONS SUPPLEMENTARY
8236 | 4231220103600 | SUTURE, SILK, MULTIFILAMENT, NON-ABSORBABLE, SIZE 1, 40 MM ( +/- 1 MM ), 3/8 CIRCLE, CUTTING HEAVY NEEDLE, 70-75 CM, BLACK, STERILE | GENERAL CONSUMABLES FOR: SURGICAL SUTURES, LAPRASCOPIC AND ROBOTIC SURGEONS SUPPLEMENTARY
8237 | 4231220103800 | SUTURE, SILK, MULTIFILAMENT, NON-ABSORBABLE, SIZE 0, NEEDLE FREE, 150 CM ( +/- 20 CM ), BLACK, STERILE | GENERAL CONSUMABLES FOR: SURGICAL SUTURES, LAPRASCOPIC AND ROBOTIC SURGEONS SUPPLEMENTARY
8238 | 4231220103900 | SUTURE, SILK, MULTIFILAMENT, NON-ABSORBABLE, SIZE 2/0, NEEDLE FREE, 150 CM ( +/- 20 CM ), BLACK, STERILE | GENERAL CONSUMABLES FOR: SURGICAL SUTURES, LAPRASCOPIC AND ROBOTIC SURGEONS SUPPLEMENTARY
8239 | 4231220104000 | SUTURE, SILK, MULTIFILAMENT, NON-ABSORBABLE, SIZE 3/0, NEEDLE FREE, 150 CM ( +/- 20 CM ), BLACK, STERILE | GENERAL CONSUMABLES FOR: SURGICAL SUTURES, LAPRASCOPIC AND ROBOTIC SURGEONS SUPPLEMENTARY
8240 | 4231220104200 | SUTURE, POLYPROPYLENE, MONOFILAMENT, NON-ABSORBABLE, SIZE 4/0, 19-20 MM, 3/8 CIRCLE, ROUND BODY NEEDLE, 45-50 CM, BLUE, STERILE | GENERAL CONSUMABLES FOR: SURGICAL SUTURES, LAPRASCOPIC AND ROBOTIC SURGEONS SUPPLEMENTARY
8241 | 4231220104500 | SUTURE, POLYPROPYLENE, MONOFILAMENT, NON-ABSORBABLE, SIZE 3/0, 30 MM ( +/- 1 MM ), 1/2 CIRCLE, ROUND BODY NEEDLE, 60-65 CM, BLUE, STERILE | GENERAL CONSUMABLES FOR: SURGICAL SUTURES, LAPRASCOPIC AND ROBOTIC SURGEONS SUPPLEMENTARY
8242 | 4231220104600 | SUTURE, POLYAMIDE, MONOFILAMENT, NON-ABSORBABLE, SIZE 10/0, 6 MM, 3/8 CIRCLE, REVERSE SPATULATED DOUBLE ARM NEEDLE, 30 CM, BLACK, STERILE | GENERAL CONSUMABLES FOR: SURGICAL SUTURES, LAPRASCOPIC AND ROBOTIC SURGEONS SUPPLEMENTARY
8243 | 4231220103700 | SUTURE, SILK, MULTIFILAMENT, NON-ABSORBABLE, SIZE 1, 90 MM ( +/- 2 MM ), 3/8 CIRCLE, CUTTING NEEDLE, 100 CM, BLACK, STERILE | GENERAL CONSUMABLES FOR: SURGICAL SUTURES, LAPRASCOPIC AND ROBOTIC SURGEONS SUPPLEMENTARY
8244 | 4231220102800 | SUTURE, SILK, MULTIFILAMENT, NON-ABSORBABLE, SIZE 2/0, 25-26 MM, 3/8 CIRCLE, REVERSE CUTTING NEEDLE, 45-50 CM, BLACK, STERILE | GENERAL CONSUMABLES FOR: SURGICAL SUTURES, LAPRASCOPIC AND ROBOTIC SURGEONS SUPPLEMENTARY
8245 | 4231220102700 | SUTURE, SILK, MULTIFILAMENT, NON-ABSORBABLE, SIZE 2/0, 25-26 MM, 1/2 CIRCLE, TAPER POINT NEEDLE, 70-75 CM, BLACK, STERILE | GENERAL CONSUMABLES FOR: SURGICAL SUTURES, LAPRASCOPIC AND ROBOTIC SURGEONS SUPPLEMENTARY
8246 | 4231220102600 | SUTURE, SILK, MULTIFILAMENT, NON-ABSORBABLE, SIZE 3/0, 60 MM ( +/- 2 MM ), STRAIGHT CUTTING NEEDLE, 70-75 CM, BLACK, STERILE | GENERAL CONSUMABLES FOR: SURGICAL SUTURES, LAPRASCOPIC AND ROBOTIC SURGEONS SUPPLEMENTARY
8247 | 4231220101100 | SUTURE, SILK, MULTIFILAMENT, NON-ABSORBABLE, SIZE 6/0, 10 MM, 3/8 CIRCLE, CUTTING DOUBLE ARM NEEDLE, 45-50 CM, BLACK, STERILE | GENERAL CONSUMABLES FOR: SURGICAL SUTURES, LAPRASCOPIC AND ROBOTIC SURGEONS SUPPLEMENTARY
8248 | 4231220101200 | SUTURE, SILK, MULTIFILAMENT, NON-ABSORBABLE, SIZE 6/0, 10 MM, 3/8 CIRCLE, REVERSE CUTTING NEEDLE, 45-50 CM, BLACK, STERILE | GENERAL CONSUMABLES FOR: SURGICAL SUTURES, LAPRASCOPIC AND ROBOTIC SURGEONS SUPPLEMENTARY
8249 | 4231220101300 | SUTURE, SILK, MULTIFILAMENT, NON-ABSORBABLE, SIZE 6/0, 11-12 MM, 3/8 CIRCLE, REVERSE CUTTING NEEDLE, 70-75 CM, BLACK, STERILE | GENERAL CONSUMABLES FOR: SURGICAL SUTURES, LAPRASCOPIC AND ROBOTIC SURGEONS SUPPLEMENTARY
8250 | 4231220101400 | SUTURE, SILK, MULTIFILAMENT, NON-ABSORBABLE, SIZE 5/0, 15-16 MM, 3/8 CIRCLE, CUTTING DOUBLE ARM NEEDLE, 35-40 CM ( +/- 5 CM ), BLACK, STERILE | GENERAL CONSUMABLES FOR: SURGICAL SUTURES, LAPRASCOPIC AND ROBOTIC SURGEONS SUPPLEMENTARY
8251 | 4231220101500 | SUTURE, SILK, MULTIFILAMENT, NON-ABSORBABLE, SIZE 5/0, 13-14 MM, 3/8 CIRCLE, CUTTING NEEDLE, 70-75 CM, BLACK, STERILE | GENERAL CONSUMABLES FOR: SURGICAL SUTURES, LAPRASCOPIC AND ROBOTIC SURGEONS SUPPLEMENTARY
8252 | 4231220101600 | SUTURE, SILK, MULTIFILAMENT, NON-ABSORBABLE, SIZE 5/0, 15-16 MM, 3/8 CIRCLE, CUTTING NEEDLE, 70-75 CM, BLACK, STERILE | GENERAL CONSUMABLES FOR: SURGICAL SUTURES, LAPRASCOPIC AND ROBOTIC SURGEONS SUPPLEMENTARY
8253 | 4231220101700 | SUTURE, SILK, MULTIFILAMENT, NON-ABSORBABLE, SIZE 5/0, 15-16 MM, 3/8 CIRCLE, ROUND BODY NEEDLE, 70-75 CM, BLACK, STERILE | GENERAL CONSUMABLES FOR: SURGICAL SUTURES, LAPRASCOPIC AND ROBOTIC SURGEONS SUPPLEMENTARY
8254 | 4231220101800 | SUTURE, SILK, MULTIFILAMENT, NON-ABSORBABLE, SIZE 4/0, 13-14 MM, 3/8 CIRCLE, CUTTING DOUBLE ARM NEEDLE, 45-50 CM, BLACK, STERILE | GENERAL CONSUMABLES FOR: SURGICAL SUTURES, LAPRASCOPIC AND ROBOTIC SURGEONS SUPPLEMENTARY
8255 | 4231220101900 | SUTURE, SILK, MULTIFILAMENT, NON-ABSORBABLE, SIZE 4/0, 13-14 MM, 3/8 CIRCLE, REVERSE CUTTING NEEDLE, 45-50 CM, BLACK, STERILE | GENERAL CONSUMABLES FOR: SURGICAL SUTURES, LAPRASCOPIC AND ROBOTIC SURGEONS SUPPLEMENTARY
8256 | 4229290415200 | SUTURE, POLYDIOXANONE, MONOFILAMENT, ABSORBABLE, SIZE 1, 36 MM ( +/- 1 MM), 1/2 CIRCLE, ROUND BODY NEEDLE, 90-95 CM, VIOLET, STERILE | GENERAL CONSUMABLES FOR: SURGICAL SUTURES, LAPRASCOPIC AND ROBOTIC SURGEONS SUPPLEMENTARY
8257 | 4231220102100 | SUTURE, SILK, MULTIFILAMENT, NON-ABSORBABLE, SIZE 4/0, 15-16 MM, 3/8 CIRCLE, CUTTING NEEDLE, 70-75 CM, BLACK, STERILE | GENERAL CONSUMABLES FOR: SURGICAL SUTURES, LAPRASCOPIC AND ROBOTIC SURGEONS SUPPLEMENTARY
8258 | 4231220102200 | SUTURE, SILK, MULTIFILAMENT, NON-ABSORBABLE, SIZE 3/0, 25-26 MM, 3/8 CIRCLE, CUTTING NEEDLE, 45-50 CM, BLACK, STERILE | GENERAL CONSUMABLES FOR: SURGICAL SUTURES, LAPRASCOPIC AND ROBOTIC SURGEONS SUPPLEMENTARY
8259 | 4231220102300 | SUTURE, SILK, MULTIFILAMENT, NON-ABSORBABLE, SIZE 3/0, 15-16 MM, 3/8 CIRCLE, CUTTING NEEDLE, 70-75 CM, BLACK, STERILE | GENERAL CONSUMABLES FOR: SURGICAL SUTURES, LAPRASCOPIC AND ROBOTIC SURGEONS SUPPLEMENTARY
8260 | 4231220102400 | SUTURE, SILK, MULTIFILAMENT, NON-ABSORBABLE, SIZE 3/0, 15-16 MM, 1/2 CIRCLE, ROUND BODY NEEDLE, 70-75 CM, BLACK, STERILE | GENERAL CONSUMABLES FOR: SURGICAL SUTURES, LAPRASCOPIC AND ROBOTIC SURGEONS SUPPLEMENTARY
8261 | 4231220102500 | SUTURE, SILK, MULTIFILAMENT, NON-ABSORBABLE, SIZE 3/0, 30 MM ( +/- 1 MM ), 1/2 CIRCLE, ROUND BODY NEEDLE, 70-75 CM, BLACK, STERILE | GENERAL CONSUMABLES FOR: SURGICAL SUTURES, LAPRASCOPIC AND ROBOTIC SURGEONS SUPPLEMENTARY
8262 | 4231220100900 | SUTURE, SILK, MULTIFILAMENT, NON-ABSORBABLE, SIZE 6/0, 8 MM, 3/8 CIRCLE, ROUND BODY NEEDLE, 45-50 CM, BLACK, STERILE | GENERAL CONSUMABLES FOR: SURGICAL SUTURES, LAPRASCOPIC AND ROBOTIC SURGEONS SUPPLEMENTARY
8263 | 4229620403200 | LONG TIP FORCEPS, COMPATIBLE WITH DA VINCI XI | GENERAL CONSUMABLES FOR: SURGICAL SUTURES, LAPRASCOPIC AND ROBOTIC SURGEONS SUPPLEMENTARY
8264 | 4231201102700 | RELOAD, 60MM CONVENTIONAL, TITANIUM, LEG OPEN HEIGHT 4.2-4.4 MM, DISPOSABLE BLADE, 55-60 DEGREE ANGULATION WITH A DUAL ARTICULATION COMPATIBLE WITH COMPLETE INTELLIGENT POWERED/CUSTOMIZED HANDLE/DRIVING UNIT, DISPOSABLE, STERILE. | GENERAL CONSUMABLES FOR: SURGICAL SUTURES, LAPRASCOPIC AND ROBOTIC SURGEONS SUPPLEMENTARY
8265 | 4231201102500 | RELOAD, 60MM CONVENTIONAL, TITANIUM, LEG OPEN HEIGHT 3.5-3.7 MM, DISPOSABLE BLADE, 55-60 DEGREE ANGULATION WITH A DUAL ARTICULATION COMPATIBLE WITH COMPLETE INTELLIGENT POWERED/CUSTOMIZED HANDLE/DRIVING UNIT, DISPOSABLE, STERILE. | GENERAL CONSUMABLES FOR: SURGICAL SUTURES, LAPRASCOPIC AND ROBOTIC SURGEONS SUPPLEMENTARY
8266 | 4231200921300 | SYSTEM, FOR LAPAROSCOPIC MESH FIXATION, 5 MM X 35-37 CM LENGTH, CONTAINS 15-20 TITANIUM FASTENERS/TACKERS, DISPOSABLE, STERILE | GENERAL CONSUMABLES FOR: SURGICAL SUTURES, LAPRASCOPIC AND ROBOTIC SURGEONS SUPPLEMENTARY
8267 | 4231200921400 | SYSTEM, FOR LAPAROSCOPIC MESH FIXATION, ABSORBABLE, CONTAINS 25-30 TACKERS, WITH SMOOTH HOLLOW CORE ANGLED TIP, DISPOSABLE, STERILE | GENERAL CONSUMABLES FOR: SURGICAL SUTURES, LAPRASCOPIC AND ROBOTIC SURGEONS SUPPLEMENTARY
8268 | 4231200921500 | STAPLER, LINEAR CUTTER, 45 MM, ARTICULATING, BATTERY OPERATED WITH SURFACE GRIPING TECHNOLOGY TO PREVENT TISSUE SLIPPAGE FOR IMPROVED HEMOSTASIS, 3 POINT GAP CONTROL FOR STRONG COMPRESSION, 260-300 MM, DISPOSABLE, STERILE | GENERAL CONSUMABLES FOR: SURGICAL SUTURES, LAPRASCOPIC AND ROBOTIC SURGEONS SUPPLEMENTARY
8269 | 4231200921700 | STAPLER, OPEN SURGERY LINEAR STAPLER, SIZE 75 MM, SELECTABLE STAPLE HEIGHT WITH 3D STAPLES TECHNOLOGY, RELOADABLE, DISPOSABLE, STERILE | GENERAL CONSUMABLES FOR: SURGICAL SUTURES, LAPRASCOPIC AND ROBOTIC SURGEONS SUPPLEMENTARY
8270 | 4231200921800 | STAPLER, LINEAR CUTTER, 60 MM, ARTICULATING, SURFACE GRIPING TECHNOLOGY TO PREVENT TISSUE SLIPPAGE FOR IMPROVED HEMOSTASIS, 3 POINT GAP CONTROL FOR STRONG COMPRESSION, 320-360 MM, DISPOSABLE, STERILE | GENERAL CONSUMABLES FOR: SURGICAL SUTURES, LAPRASCOPIC AND ROBOTIC SURGEONS SUPPLEMENTARY
8271 | 4231200922000 | LOADING UNIT, OPEN SURGERY LINEAR STAPLER, SIZE 70-80 MM, 3.5-3.8 MM : APPLIES TWO DOUBLE ROWS OF TITANIUM STAGGERED STAPLES WITH A KNIFE IN BETWEEN TISSUE GAP CONTROL FOR ALWAYS B SHAPED FORMATION, SAFETY INTERLOCK SYSTEM, DISPOSABLE, STERILE | GENERAL CONSUMABLES FOR: SURGICAL SUTURES, LAPRASCOPIC AND ROBOTIC SURGEONS SUPPLEMENTARY
8272 | 4231200921200 | SYSTEM, FOR LAPAROSCOPIC MESH FIXATION, 5 MM X 35-37 CM LENGTH, CONTAINS 25-30 TITANIUM FASTENERS/TACKERS, DISPOSABLE, STERILE | GENERAL CONSUMABLES FOR: SURGICAL SUTURES, LAPRASCOPIC AND ROBOTIC SURGEONS SUPPLEMENTARY
8273 | 4231200922100 | STAPLER, OPEN SURGERY LINEAR STAPLER, SIZE 100 MM, 4.5-4.8 MM RELOADABLE : APPLIES TWO DOUBLE ROWS OF TITANIUM STAGGERED STAPLES WITH A KNIFE IN BETWEEN TISSUE GAP CONTROL FOR ALWAYS B SHAPED FORMATION, SAFETY INTERLOCK SYSTEM, DISPOSABLE, STERILE | GENERAL CONSUMABLES FOR: SURGICAL SUTURES, LAPRASCOPIC AND ROBOTIC SURGEONS SUPPLEMENTARY
8274 | 4231200922500 | STAPLER, LINEAR, CUTTER, ENDO GIA OR EQUIVALENT, ULTRA, UNIVERSAL, SHORT, 45 DEGREES, X 6-8 CM SHAFT LENGTH, COMPATIBLE WITH TRISTAPLE RELOADS | GENERAL CONSUMABLES FOR: SURGICAL SUTURES, LAPRASCOPIC AND ROBOTIC SURGEONS SUPPLEMENTARY
8275 | 4231200922600 | STAPLER, LINEAR CUTTER, 45 MM, ARTICULATING, BATTERY OPERATED WITH SURFACE GRIPING TECHNOLOGY TO PREVENT TISSUE SLIPPAGE FOR IMPROVED HEMOSTASIS, 3 POINT GAP CONTROL FOR STRONG COMPRESSION, 420-460 MM, DISPOSABLE, STERILE | GENERAL CONSUMABLES FOR: SURGICAL SUTURES, LAPRASCOPIC AND ROBOTIC SURGEONS SUPPLEMENTARY
8276 | 4231200922700 | LOADING UNIT, STAPLER, LINEAR, CUTTER, FOR LAPAROSCOPIC, 45 MM, 2.5-2.7 MM, FOR VASCULAR, DISPOSABLE, STERILE | GENERAL CONSUMABLES FOR: SURGICAL SUTURES, LAPRASCOPIC AND ROBOTIC SURGEONS SUPPLEMENTARY
8277 | 4231200922800 | STAPLER, LINEAR CUTTER, 60 MM, ARTICULATING, BATTERY OPERATED WITH SURFACE GRIPING TECHNOLOGY TO PREVENT TISSUE SLIPPAGE FOR IMPROVED HEMOSTASIS, 3 POINT GAP CONTROL FOR STRONG COMPRESSION, 260-300 MM, DISPOSABLE, STERILE | GENERAL CONSUMABLES FOR: SURGICAL SUTURES, LAPRASCOPIC AND ROBOTIC SURGEONS SUPPLEMENTARY
8278 | 4231200923000 | STAPLER, LINEAR, CUTTER, FOR LAPAROSCOPIC, END - END ANASTOMOSIS, CIRCULAR, 25-26 MM 4.8, WITH TILTED TOP ANVIL WITH DST+ PRE - TILTED ANVIL TRANSORAL DELIVERY ANVIL DEVICE WITH 90 CM LONG PVC NASOGASTRIC TUBE, DISPOSABLE, STERILE | GENERAL CONSUMABLES FOR: SURGICAL SUTURES, LAPRASCOPIC AND ROBOTIC SURGEONS SUPPLEMENTARY
8279 | 4231200923200 | LOADING UNIT, RETICULATING, WITH REINFORCED TRI-STAPLER TECHNOLOGY, 45 / 3-3.5-4 MM, INTEGRATED KNIFE, DISPOSABLE, STERILE | GENERAL CONSUMABLES FOR: SURGICAL SUTURES, LAPRASCOPIC AND ROBOTIC SURGEONS SUPPLEMENTARY
8280 | 4231200922400 | STAPLER, LINEAR, CUTTER, ENDO GIA OR EQUIVALENT, ULTRA, UNIVERSAL, EXTRA LONG, 45 DEGREES, X 25-28 CM SHAFT LENGTH, COMPATIBLE WITH TRISTAPLE RELOADS | GENERAL CONSUMABLES FOR: SURGICAL SUTURES, LAPRASCOPIC AND ROBOTIC SURGEONS SUPPLEMENTARY
8281 | 4231200920800 | LOADING UNIT, RETICULATING, WITH CURVED TIP, AND TRI-STAPLER TECHNOLOGY, 60 / 3-3.5-4 MM, MEDIUM/THICK, INTEGRATED KNIFE, DISPOSABLE, STERILE | GENERAL CONSUMABLES FOR: SURGICAL SUTURES, LAPRASCOPIC AND ROBOTIC SURGEONS SUPPLEMENTARY
8282 | 4231200920500 | LOADING UNIT, OPEN SURGERY LINEAR STAPLER, SIZE 90 MM, 4.5-4.8 MM, WHICH APPLIES TWO ROLLS OF TITANIUM STAGGERED STAPLES, TWO STEP CLOSURE WITH SAFETY INTERLOCK SYSTEM, AUTOMATIC AND MANUAL PIN PLACEMENT, SLIM ANVIL, SLIPPERY RESISTANT, AND ONE HANDED INSTRUMENT DISPOSABLE STERILE | GENERAL CONSUMABLES FOR: SURGICAL SUTURES, LAPRASCOPIC AND ROBOTIC SURGEONS SUPPLEMENTARY
8283 | 4231200920400 | LOADING UNIT, OPEN SURGERY LINEAR STAPLER, SIZE 90 MM, 3.5-3.6 MM, WHICH APPLIES TWO ROLLS OF TITANIUM STAGGERED STAPLES, TWO STEP CLOSURE WITH SAFETY INTERLOCK SYSTEM, AUTOMATIC AND MANUAL PIN PLACEMENT, SLIM ANVIL, SLIPPERY RESISTANT, AND ONE HANDED INSTRUMENT DISPOSABLE STERILE | GENERAL CONSUMABLES FOR: SURGICAL SUTURES, LAPRASCOPIC AND ROBOTIC SURGEONS SUPPLEMENTARY
8284 | 4231200913700 | ENDOSCOPIC LINEAR CUTTER DRIVING 155-180 MM SHAFT, FIRING VISUAL SCALE FROM 0-60MM, MANUAL ROTATION HANDLE 55 DEGREES, COMPATIBLE WITH POWERED HANDLE, CLOSING/FIRING/OPENING ALL POWERED CONTROL, INTELLIGENT OVERLOAD PROTECTION, DISPOSABLE, STERILE. | GENERAL CONSUMABLES FOR: SURGICAL SUTURES, LAPRASCOPIC AND ROBOTIC SURGEONS SUPPLEMENTARY
8285 | 4231200913800 | ENDOSCOPIC LINEAR CUTTER DRIVING 250-300 MM SHAFT, FIRING VISUAL SCALE FROM 0-60MM, MANUAL ROTATION HANDLE 55 DEGREES, COMPATIBLE WITH POWERED HANDLE, CLOSING/FIRING/OPENING ALL POWERED CONTROL, INTELLIGENT OVERLOAD PROTECTION, DISPOSABLE, STERILE. | GENERAL CONSUMABLES FOR: SURGICAL SUTURES, LAPRASCOPIC AND ROBOTIC SURGEONS SUPPLEMENTARY
8286 | 4231200914700 | STAPLER, LINEAR, CUTTER, FOR LAPAROSCOPIC, END-END ANASTOMOSIS, CIRCULAR, 25-26 MM 3.5, WITH TILTED TOP, ANVIL, WITH DST + PRE-TILTED ANVIL, TRAN SORAL DELIVERY, ANVIL DEVICE, WITH 90 CM LONG, PVC, NASOGASTRIC TUBE, DISPOSABLE, STERILE | GENERAL CONSUMABLES FOR: SURGICAL SUTURES, LAPRASCOPIC AND ROBOTIC SURGEONS SUPPLEMENTARY
8287 | 4231200919100 | LOADING UNIT, RETICULATING, 30 X 2.4-2.6, VASCULAR, FOR STAPLER, UNIVERSAL ENDO GIA OR EQUIVALENT, ROTICULATOR, STERILE | GENERAL CONSUMABLES FOR: SURGICAL SUTURES, LAPRASCOPIC AND ROBOTIC SURGEONS SUPPLEMENTARY
8288 | 4231200919300 | LOADING UNIT, RETICULATING, 45 X 2.4-2.6, VASCULAR, FOR STAPLER, UNIVERSAL ENDOGIA, ROTICULATOR, STERILE | GENERAL CONSUMABLES FOR: SURGICAL SUTURES, LAPRASCOPIC AND ROBOTIC SURGEONS SUPPLEMENTARY
8289 | 4231200919400 | LOADING UNIT, RETICULATING, 45 X 3.4-3.8, FOR STAPLER, UNIVERSAL ENDOGIA, ROTICULATOR, STERILE | GENERAL CONSUMABLES FOR: SURGICAL SUTURES, LAPRASCOPIC AND ROBOTIC SURGEONS SUPPLEMENTARY
8290 | 4231200919500 | LOADING UNIT, RETICULATING, 45 X 4.5-4.8, FOR STAPLER, UNIVERSAL ENDOGIA, ROTICULATOR, STERILE | GENERAL CONSUMABLES FOR: SURGICAL SUTURES, LAPRASCOPIC AND ROBOTIC SURGEONS SUPPLEMENTARY
8291 | 4231200919600 | LOADING UNIT, RETICULATING, 60 X 2.4-2.6, VASCULAR, FOR STAPLER, UNIVERSAL ENDOGIA, ROTICULATOR, STERILE | GENERAL CONSUMABLES FOR: SURGICAL SUTURES, LAPRASCOPIC AND ROBOTIC SURGEONS SUPPLEMENTARY
8292 | 4231200919700 | LOADING UNIT, RETICULATING, 60 X 3.4-3.8, FOR STAPLER, UNIVERSAL ENDOGIA, ROTICULATOR, STERILE | GENERAL CONSUMABLES FOR: SURGICAL SUTURES, LAPRASCOPIC AND ROBOTIC SURGEONS SUPPLEMENTARY
8293 | 4231200919800 | LOADING UNIT, REGULAR TISSUE, FOR STAPLER CUTTER, CURVED CONTOUR, 1.5 MM CLOSED STAPLE HEIGHT , STERILE | GENERAL CONSUMABLES FOR: SURGICAL SUTURES, LAPRASCOPIC AND ROBOTIC SURGEONS SUPPLEMENTARY
8294 | 4231200919900 | LOADING UNIT, OPEN SURGERY LINEAR STAPLER, SIZE 30 MM, 3.5-3.6 MM, WHICH APPLIES TWO ROLLS OF TITANIUM STAGGERED STAPLES, TWO STEP CLOSURE WITH SAFETY INTERLOCK SYSTEM, AUTOMATIC AND MANUAL PIN PLACEMENT, SLIM ANVIL, SLIPPERY RESISTANT, AND ONE HANDED INSTRUMENT DISPOSABLE STERILE | GENERAL CONSUMABLES FOR: SURGICAL SUTURES, LAPRASCOPIC AND ROBOTIC SURGEONS SUPPLEMENTARY
8295 | 4231200920000 | LOADING UNIT, OPEN SURGERY LINEAR STAPLER, SIZE 30 MM, 4.5-4.8 MM, WHICH APPLIES TWO ROLLS OF TITANIUM STAGGERED STAPLES, TWO STEP CLOSURE WITH SAFETY INTERLOCK SYSTEM, AUTOMATIC AND MANUAL PIN PLACEMENT, SLIM ANVIL, SLIPPERY RESISTANT, AND ONE HANDED INSTRUMENT DISPOSABLE STERILE | GENERAL CONSUMABLES FOR: SURGICAL SUTURES, LAPRASCOPIC AND ROBOTIC SURGEONS SUPPLEMENTARY
8296 | 4231200920100 | LOADING UNIT, OPEN SURGERY LINEAR STAPLER, SIZE 30 MM, 2.4-2.5 MM, VASCULAR, WHICH APPLIES TWO ROLLS OF TITANIUM STAGGERED STAPLES, TWO STEP CLOSURE WITH SAFETY INTERLOCK SYSTEM, AUTOMATIC AND MANUAL PIN PLACEMENT, SLIM ANVIL, SLIPPERY RESISTANT, AND ONE HANDED INSTRUMENT DISPOSABLE STERILE | GENERAL CONSUMABLES FOR: SURGICAL SUTURES, LAPRASCOPIC AND ROBOTIC SURGEONS SUPPLEMENTARY
8297 | 4231200920200 | LOADING UNIT, OPEN SURGERY LINEAR STAPLER, SIZE 60 MM, 3.5-3.6 MM, WHICH APPLIES TWO ROLLS OF TITANIUM STAGGERED STAPLES, TWO STEP CLOSURE WITH SAFETY INTERLOCK SYSTEM, AUTOMATIC AND MANUAL PIN PLACEMENT, SLIM ANVIL, SLIPPERY RESISTANT, AND ONE HANDED INSTRUMENT DISPOSABLE STERILE | GENERAL CONSUMABLES FOR: SURGICAL SUTURES, LAPRASCOPIC AND ROBOTIC SURGEONS SUPPLEMENTARY
8298 | 4231200920300 | LOADING UNIT, OPEN SURGERY LINEAR STAPLER, SIZE 60 MM, 4.5-4.8 MM, WHICH APPLIES TWO ROLLS OF TITANIUM STAGGERED STAPLES, TWO STEP CLOSURE WITH SAFETY INTERLOCK SYSTEM, AUTOMATIC AND MANUAL PIN PLACEMENT, SLIM ANVIL, SLIPPERY RESISTANT, AND ONE HANDED INSTRUMENT DISPOSABLE STERILE | GENERAL CONSUMABLES FOR: SURGICAL SUTURES, LAPRASCOPIC AND ROBOTIC SURGEONS SUPPLEMENTARY
8299 | 4231200923300 | LOADING UNIT, RETICULATING, WITH TRI-STAPLER TECHNOLOGY, 45 / 4-4.5-5 MM, INTEGRATED KNIFE, DISPOSABLE, STERILE | GENERAL CONSUMABLES FOR: SURGICAL SUTURES, LAPRASCOPIC AND ROBOTIC SURGEONS SUPPLEMENTARY
8300 | 4231201102600 | RELOAD, 60MM CONVENTIONAL, TITANIUM, LEG OPEN HEIGHT 3.8-4.0 MM, DISPOSABLE BLADE, 55-60 DEGREE ANGULATION WITH A DUAL ARTICULATION COMPATIBLE WITH COMPLETE INTELLIGENT POWERED/CUSTOMIZED HANDLE/DRIVING UNIT, DISPOSABLE, STERILE. | GENERAL CONSUMABLES FOR: SURGICAL SUTURES, LAPRASCOPIC AND ROBOTIC SURGEONS SUPPLEMENTARY
8301 | 4231200923400 | LOADING UNIT, RETICULATING, WITH CURVED TIP, AND TRI-STAPLER TECHNOLOGY, 60 / 2-2.5-3 MM, INTEGRATED KNIFE, DISPOSABLE, STERILE | GENERAL CONSUMABLES FOR: SURGICAL SUTURES, LAPRASCOPIC AND ROBOTIC SURGEONS SUPPLEMENTARY
8302 | 4231200923800 | LOADING UNIT, RETICULATING, WITH REINFORCED TRI-STAPLER TECHNOLOGY, 60 / 4-4.5-5 MM, INTEGRATED KNIFE, DISPOSABLE, STERILE | GENERAL CONSUMABLES FOR: SURGICAL SUTURES, LAPRASCOPIC AND ROBOTIC SURGEONS SUPPLEMENTARY
8303 | 4231200930600 | LOADING UNIT, OPEN SURGERY LINEAR STAPLER, SIZE 70-80 MM, 4.5-4.8 MM : APPLIES TWO DOUBLE ROWS OF TITANIUM STAGGERED STAPLES WITH A KNIFE IN BETWEEN TISSUE GAP CONTROL FOR ALWAYS B SHAPED FORMATION, SAFETY INTERLOCK SYSTEM, DISPOSABLE, STERILE | GENERAL CONSUMABLES FOR: SURGICAL SUTURES, LAPRASCOPIC AND ROBOTIC SURGEONS SUPPLEMENTARY
8304 | 4231200930700 | LOADING UNIT, OPEN SURGERY LINEAR STAPLER, SIZE 75 MM, SELECTABLE STAPLE HEIGHT WITH 3D STAPLES TECHNOLOGY, DISPOSABLE, STERILE | GENERAL CONSUMABLES FOR: SURGICAL SUTURES, LAPRASCOPIC AND ROBOTIC SURGEONS SUPPLEMENTARY
8305 | 4231200930800 | LOADING UNIT, 60 MM, 3-3.5-4 MM, MEDIUM THICK, WITH TRI-STAPLE TECHNOLOGY, THREE DOUBLE ROWS OF TITANIUM STAGGERED DIFFERENT HEIGHT STAPLES, WITH SAFETY INTERLOCK SYSTEM AND TISSUE GAP CONTROL, DISPOSABLE, STERILE | GENERAL CONSUMABLES FOR: SURGICAL SUTURES, LAPRASCOPIC AND ROBOTIC SURGEONS SUPPLEMENTARY
8306 | 4231200930900 | LOADING UNIT, 60 MM, 4-4.5-5, EXTRA THICK, WITH TRI-STAPLE TECHNOLOGY, THREE DOUBLE ROWS OF TITANIUM STAGGERED DIFFERENT HEIGHT STAPLES, WITH SAFETY INTERLOCK SYSTEM AND TISSUE GAP CONTROL, DISPOSABLE, STERILE | GENERAL CONSUMABLES FOR: SURGICAL SUTURES, LAPRASCOPIC AND ROBOTIC SURGEONS SUPPLEMENTARY
8307 | 4231200931000 | LOADING UNIT, 80 MM, 3-3.5-4 MM, MEDIUM THICK, WITH TRI-STAPLE TECHNOLOGY, THREE DOUBLE ROWS OF TITANIUM STAGGERED DIFFERENT HEIGHT STAPLES, WITH SAFETY INTERLOCK SYSTEM AND TISSUE GAP CONTROL, DISPOSABLE, STERILE | GENERAL CONSUMABLES FOR: SURGICAL SUTURES, LAPRASCOPIC AND ROBOTIC SURGEONS SUPPLEMENTARY
8308 | 4231200931100 | LOADING UNIT, 80 MM, 4-4.5-5, EXTRA THICK, WITH TRI-STAPLE TECHNOLOGY, THREE DOUBLE ROWS OF TITANIUM STAGGERED DIFFERENT HEIGHT STAPLES, WITH SAFETY INTERLOCK SYSTEM AND TISSUE GAP CONTROL, DISPOSABLE, STERILE | GENERAL CONSUMABLES FOR: SURGICAL SUTURES, LAPRASCOPIC AND ROBOTIC SURGEONS SUPPLEMENTARY
8309 | 4231200930400 | LOADING UNIT, OPEN SURGERY LINEAR STAPLER, SIZE 55-60 MM, 4.5-4.8 MM : APPLIES TWO DOUBLE ROWS OF TITANIUM STAGGERED STAPLES WITH A KNIFE IN BETWEEN TISSUE GAP CONTROL FOR ALWAYS B SHAPED FORMATION, SAFETY INTERLOCK SYSTEM, DISPOSABLE, STERILE | GENERAL CONSUMABLES FOR: SURGICAL SUTURES, LAPRASCOPIC AND ROBOTIC SURGEONS SUPPLEMENTARY
8310 | 4231200931300 | LOADING UNIT, RETICULATING, 60 X 4.5-4.8, FOR STAPLER, UNIVERSAL ENDOGIA, ROTICULATOR, STERILE | GENERAL CONSUMABLES FOR: SURGICAL SUTURES, LAPRASCOPIC AND ROBOTIC SURGEONS SUPPLEMENTARY
8311 | 4231200931500 | LOADING UNIT, RETICULATING, WITH REINFORCED TRI-STAPLER TECHNOLOGY, 45 / 4-4.5-5 MM, INTEGRATED KNIFE, DISPOSABLE, STERILE | GENERAL CONSUMABLES FOR: SURGICAL SUTURES, LAPRASCOPIC AND ROBOTIC SURGEONS SUPPLEMENTARY
8312 | 4231200931600 | STAPLER, CONTOUR, CURVED CUTTER, WITH 2.0 MM CLOSED STAPLE HEIGHT,THICK, STERILE | GENERAL CONSUMABLES FOR: SURGICAL SUTURES, LAPRASCOPIC AND ROBOTIC SURGEONS SUPPLEMENTARY
8313 | 4231201000100 | STAPLER, OPEN SURGERY, WITH READY STAINLESS STEEL STAPLES AND SUTURE, FOR PURSE STRING, SAFETY INTERNAL SYSTEM, SIZE: 45, DISPOSABLE, STERILE | GENERAL CONSUMABLES FOR: SURGICAL SUTURES, LAPRASCOPIC AND ROBOTIC SURGEONS SUPPLEMENTARY
8314 | 4231201001600 | STAPLER, LINEAR CUTTER, 35 MM, ARTICULATING, BATTERY OPERATED WITH SURFACE GRIPING TECHNOLOGY TO PREVENT TISSUE SLIPPAGE FOR IMPROVED HEMOSTASIS, WITH ADVANCEMENT PLACEMENT TIP, DISPOSABLE, STERILE, 300-350 MM, DISPOSABLE, STERILE | GENERAL CONSUMABLES FOR: SURGICAL SUTURES, LAPRASCOPIC AND ROBOTIC SURGEONS SUPPLEMENTARY
8315 | 4231201100200 | LOADING UNIT, STAPLER, LINEAR, CUTTER, FOR LAPAROSCOPIC, 60 MM, 3.8-3.9 MM, FOR REGULAR/THICK TISSUE, DISPOSABLE, STERILE | GENERAL CONSUMABLES FOR: SURGICAL SUTURES, LAPRASCOPIC AND ROBOTIC SURGEONS SUPPLEMENTARY
8316 | 4231201102400 | RELOAD, 60MM CONVENTIONAL, TITANIUM, LEG OPEN HEIGHT 2.5-2.8 MM, DISPOSABLE BLADE, 55-60 DEGREE ANGULATION WITH A DUAL ARTICULATION COMPATIBLE WITH COMPLETE INTELLIGENT POWERED/CUSTOMIZED HANDLE/DRIVING UNIT, DISPOSABLE, STERILE. | GENERAL CONSUMABLES FOR: SURGICAL SUTURES, LAPRASCOPIC AND ROBOTIC SURGEONS SUPPLEMENTARY
8317 | 4231200931400 | LOADING UNIT, RETICULATING, WITH TRI-STAPLER TECHNOLOGY, 30 / 3-3.5-4 MM, MEDIUM/ THICK, INTEGRATED KNIFE, DISPOSABLE, STERILE | GENERAL CONSUMABLES FOR: SURGICAL SUTURES, LAPRASCOPIC AND ROBOTIC SURGEONS SUPPLEMENTARY
8318 | 4231200930300 | STAPLER, OPEN SURGERY LINEAR STAPLER, SIZE 55-60 MM, 4.5-4.8 MM RELOADABLE : APPLIES TWO DOUBLE ROWS OF TITANIUM STAGGERED STAPLES WITH A KNIFE IN BETWEEN TISSUE GAP CONTROL FOR ALWAYS B SHAPED FORMATION, SAFETY INTERLOCK SYSTEM, DISPOSABLE, STERILE | GENERAL CONSUMABLES FOR: SURGICAL SUTURES, LAPRASCOPIC AND ROBOTIC SURGEONS SUPPLEMENTARY
8319 | 4231200930200 | LOADING UNIT, OPEN SURGERY LINEAR STAPLER, SIZE 55-60 MM, 2.5-2.6 MM : APPLIES TWO DOUBLE ROWS OF TITANIUM STAGGERED STAPLES WITH A KNIFE IN BETWEEN TISSUE GAP CONTROL FOR ALWAYS B SHAPED FORMATION, SAFETY INTERLOCK SYSTEM, DISPOSABLE, STERILE | GENERAL CONSUMABLES FOR: SURGICAL SUTURES, LAPRASCOPIC AND ROBOTIC SURGEONS SUPPLEMENTARY
8320 | 4231200930100 | STAPLER, CIRCULAR CURVED, BATTERY OPERATED, DIAMETER 21-23 MM, ADJUSTABLE STAPLE HEIGHT AND GAP SETTING SCALE, DISPOSABLE, STERILE | GENERAL CONSUMABLES FOR: SURGICAL SUTURES, LAPRASCOPIC AND ROBOTIC SURGEONS SUPPLEMENTARY
8321 | 4231200923900 | LOADING UNIT, RETICULATING, WITH REINFORCED TRI-STAPLER TECHNOLOGY, 60 / 3-3.5-4 MM, INTEGRATED KNIFE, DISPOSABLE, STERILE | GENERAL CONSUMABLES FOR: SURGICAL SUTURES, LAPRASCOPIC AND ROBOTIC SURGEONS SUPPLEMENTARY
8322 | 4231200924000 | LOADING UNIT, OPEN SURGERY LINEAR STAPLER, SIZE 100 MM, 4.5-4.8 MM : APPLIES TWO DOUBLE ROWS OF TITANIUM STAGGERED STAPLES WITH A KNIFE IN BETWEEN TISSUE GAP CONTROL FOR ALWAYS B SHAPED FORMATION, SAFETY INTERLOCK SYSTEM, DISPOSABLE, STERILE | GENERAL CONSUMABLES FOR: SURGICAL SUTURES, LAPRASCOPIC AND ROBOTIC SURGEONS SUPPLEMENTARY
8323 | 4231200924100 | LOADING UNIT, OPEN SURGERY LINEAR STAPLER, SIZE 100 MM, 3.5-3.8 MM : APPLIES TWO DOUBLE ROWS OF TITANIUM STAGGERED STAPLES WITH A KNIFE IN BETWEEN TISSUE GAP CONTROL FOR ALWAYS B SHAPED FORMATION, SAFETY INTERLOCK SYSTEM, DISPOSABLE, STERILE | GENERAL CONSUMABLES FOR: SURGICAL SUTURES, LAPRASCOPIC AND ROBOTIC SURGEONS SUPPLEMENTARY
8324 | 4231200924400 | STAPLER, OPEN SURGERY LINEAR, SIZE 30 MM, 3.5-3.6 MM, RELOADABLE WHICH APPLIES TWO ROLLS OF TITANIUM STAGGERED STAPLES, TWO STEP CLOSURE WITH SAFETY INTERLOCK SYSTEM, AUTOMATIC AND MANUAL PIN PLACEMENT, SLIM ANVIL, SLIPPERY RESISTANT AND ONE HANDED INSTRUMENT, WITH UPGRADED STAPLE AND ANVIL, DISPOSABLE, STERILE | GENERAL CONSUMABLES FOR: SURGICAL SUTURES, LAPRASCOPIC AND ROBOTIC SURGEONS SUPPLEMENTARY
8325 | 4231200924500 | STAPLER, OPEN SURGERY LINEAR, SIZE 60 MM, 3.5-3.6 MM, RELOADABLE WHICH APPLIES TWO ROLLS OF TITANIUM STAGGERED STAPLES, TWO STEP CLOSURE WITH SAFETY INTERLOCK SYSTEM, AUTOMATIC AND MANUAL PIN PLACEMENT, SLIM ANVIL, SLIPPERY RESISTANT AND ONE HANDED INSTRUMENT, WITH UPGRADED STAPLE AND ANVIL, DISPOSABLE, STERILE | GENERAL CONSUMABLES FOR: SURGICAL SUTURES, LAPRASCOPIC AND ROBOTIC SURGEONS SUPPLEMENTARY
8326 | 4231200924600 | STAPLER, OPEN SURGERY LINEAR, SIZE 45 MM, 3.5-3.6 MM, RELOADABLE WHICH APPLIES TWO ROLLS OF TITANIUM STAGGERED STAPLES, TWO STEP CLOSURE WITH SAFETY INTERLOCK SYSTEM, AUTOMATIC AND MANUAL PIN PLACEMENT, SLIM ANVIL, SLIPPERY RESISTANT AND ONE HANDED INSTRUMENT, WITH UPGRADED STAPLE AND ANVIL, DISPOSABLE, STERILE | GENERAL CONSUMABLES FOR: SURGICAL SUTURES, LAPRASCOPIC AND ROBOTIC SURGEONS SUPPLEMENTARY
8327 | 4231200924900 | STAPLER, OPEN SURGERY LINEAR, SIZE 30 MM, 2.4-2.5 MM, VASCULAR, RELOADABLE WHICH APPLIES TWO ROLLS OF TITANIUM STAGGERED STAPLES, TWO STEP CLOSURE WITH SAFETY INTERLOCK SYSTEM, AUTOMATIC AND MANUAL PIN PLACEMENT, SLIM ANVIL, SLIPPERY RESISTANT AND ONE HANDED INSTRUMENT, WITH UPGRADED STAPLE AND ANVIL, DISPOSABLE, STERILE | GENERAL CONSUMABLES FOR: SURGICAL SUTURES, LAPRASCOPIC AND ROBOTIC SURGEONS SUPPLEMENTARY
8328 | 4231200925100 | STAPLER, OPEN SURGERY LINEAR STAPLER, SIZE 100 MM, 3.5-3.8 MM RELOADABLE : APPLIES TWO DOUBLE ROWS OF TITANIUM STAGGERED STAPLES WITH A KNIFE IN BETWEEN TISSUE GAP CONTROL FOR ALWAYS B SHAPED FORMATION, SAFETY INTERLOCK SYSTEM, DISPOSABLE, STERILE | GENERAL CONSUMABLES FOR: SURGICAL SUTURES, LAPRASCOPIC AND ROBOTIC SURGEONS SUPPLEMENTARY
8329 | 4231200925200 | LOADING UNITS, TRIPLE - STITCH, NON - ABSORBABLE, POLYESTER SUTURES, SIZE: 0, WITH THREE SUTURE NEEDLE, DISPOSABLE, STERILE | GENERAL CONSUMABLES FOR: SURGICAL SUTURES, LAPRASCOPIC AND ROBOTIC SURGEONS SUPPLEMENTARY
8330 | 4231200925300 | LOADING UNIT, RETICULATING, WITH TRI-STAPLER TECHNOLOGY, 60 / 3-3.5-4 MM, MEDIUM/THICK, INTEGRATED KNIFE, DISPOSABLE, STERILE | GENERAL CONSUMABLES FOR: SURGICAL SUTURES, LAPRASCOPIC AND ROBOTIC SURGEONS SUPPLEMENTARY
8331 | 4231200925400 | LOADING UNIT, RETICULATING, WITH TRI-STAPLER TECHNOLOGY, 60 / 4-4.5-5 MM, INTEGRATED KNIFE, DISPOSABLE, STERILE, | GENERAL CONSUMABLES FOR: SURGICAL SUTURES, LAPRASCOPIC AND ROBOTIC SURGEONS SUPPLEMENTARY
8332 | 4231200925500 | LOADING UNIT, OPEN SURGERY LINEAR STAPLER, SIZE 45 MM, 4.5-4.8 MM, WHICH APPLIES TWO ROLLS OF TITANIUM STAGGERED STAPLES, TWO STEP CLOSURE WITH SAFETY INTERLOCK SYSTEM, AUTOMATIC AND MANUAL PIN PLACEMENT, SLIM ANVIL, SLIPPERY RESISTANT, AND ONE HANDED INSTRUMENT DISPOSABLE STERILE | GENERAL CONSUMABLES FOR: SURGICAL SUTURES, LAPRASCOPIC AND ROBOTIC SURGEONS SUPPLEMENTARY
8333 | 4231200925800 | STAPLER, OPEN SURGERY, WITH READY STAINLESS STEEL STAPLES AND SUTURE, FOR PURSE STRING, SAFETY INTERNAL SYSTEM, SIZE: 65, DISPOSABLE, STERILE | GENERAL CONSUMABLES FOR: SURGICAL SUTURES, LAPRASCOPIC AND ROBOTIC SURGEONS SUPPLEMENTARY
8334 | 4231200926200 | STAPLER, OPEN SURGERY LINEAR, SIZE 60 MM, 4.5-4.8 MM, RELOADABLE WHICH APPLIES TWO ROLLS OF TITANIUM STAGGERED STAPLES, TWO STEP CLOSURE WITH SAFETY INTERLOCK SYSTEM, AUTOMATIC AND MANUAL PIN PLACEMENT, SLIM ANVIL, SLIPPERY RESISTANT AND ONE HANDED INSTRUMENT, WITH UPGRADED STAPLE AND ANVIL, DISPOSABLE, STERILE | GENERAL CONSUMABLES FOR: SURGICAL SUTURES, LAPRASCOPIC AND ROBOTIC SURGEONS SUPPLEMENTARY
8335 | 4231200926600 | LOADING UNIT, STAPLE LINE REINFORCEMENT MATERIAL, COMPOSED OF (POLYGLACTIN 910 AND POLYDIOXANONE), CLICK AND GO APPLICATOR AND BUTTR ESS ATTACHMENT MATERIAL FOR 60MM, DISPOSABLE, STERILE | GENERAL CONSUMABLES FOR: SURGICAL SUTURES, LAPRASCOPIC AND ROBOTIC SURGEONS SUPPLEMENTARY
8336 | 4231200923500 | STAPLER, LINEAR, CUTTER, ENDO GIA OR EQUIVALENT, ULTRA, UNIVERSAL STANDARD, 45 DEGREES X 15-18 CM SHAFT LENGTH, COMPATIBLE WITH TRISTAPLE RELOADS | GENERAL CONSUMABLES FOR: SURGICAL SUTURES, LAPRASCOPIC AND ROBOTIC SURGEONS SUPPLEMENTARY
8337 | 4231220104700 | SUTURE, POLYAMIDE, MONOFILAMENT, NON-ABSORBABLE, SIZE 10/0, 6 MM, 3/8 CIRCLE, ROUND BODY DOUBLE ARM NEEDLE, 30 CM, BLACK, STERILE | GENERAL CONSUMABLES FOR: SURGICAL SUTURES, LAPRASCOPIC AND ROBOTIC SURGEONS SUPPLEMENTARY
8338 | 4229620403100 | TENACULUM FORCEPS, COMPATIBLE WITH DA VINCI XI | GENERAL CONSUMABLES FOR: SURGICAL SUTURES, LAPRASCOPIC AND ROBOTIC SURGEONS SUPPLEMENTARY
8339 | 4229620402900 | GRASPER BIPOLAR LONG , COMPATIBLE WITH DA VINCI XI | GENERAL CONSUMABLES FOR: SURGICAL SUTURES, LAPRASCOPIC AND ROBOTIC SURGEONS SUPPLEMENTARY
8340 | 4229290007200 | SUTURE, POLYGLACTIN 910, MULTIFILAMENT, RAPID ABSORPTION, SIZE 2/0, 25-26 MM, 3/8 CIRCLE, REVERSE CUTTING NEEDLE, 70-75 CM, UNDYED, STERILE | GENERAL CONSUMABLES FOR: SURGICAL SUTURES, LAPRASCOPIC AND ROBOTIC SURGEONS SUPPLEMENTARY
8341 | 4229290007000 | SUTURE, POLYGLACTIN 910, MULTIFILAMENT, ABSORBABLE, SIZE 0, 45 MM ( +/- 1 MM ), 1/2 CIRCLE, ROUND BODY NEEDLE, 70-75 CM, VIOLET, STERILE | GENERAL CONSUMABLES FOR: SURGICAL SUTURES, LAPRASCOPIC AND ROBOTIC SURGEONS SUPPLEMENTARY
8342 | 4229290006900 | SUTURE, POLYGLACTIN 910, ANTIBACTERIAL (COATED TRICLOSAN), MULTIFILAMENT, ABSORBABLE, SIZE 4/0, 17-18 MM, 1/2 CIRCLE, ROUND BODY BLACK NEEDLE, 70-75 CM, VIOLET, STERILE | GENERAL CONSUMABLES FOR: SURGICAL SUTURES, LAPRASCOPIC AND ROBOTIC SURGEONS SUPPLEMENTARY
8343 | 4229290006800 | SUTURE, POLYGLACTIN 910, ANTIBACTERIAL (COATED TRICLOSAN), MULTIFILAMENT, ABSORBABLE, SIZE 1, 36 MM ( +/- 1 MM ), 1/2 CIRCLE, TAPER CUT NEEDLE, 90-95 CM, VIOLET, STERILE | GENERAL CONSUMABLES FOR: SURGICAL SUTURES, LAPRASCOPIC AND ROBOTIC SURGEONS SUPPLEMENTARY
8344 | 4229290006700 | SUTURE, POLYPROPYLENE, MONOFILAMENT, NON-ABSORBABLE, SIZE 4/0, 19-20 MM, 3/8 CIRCLE, PRIME REVERSE CUTTING NEEDLE, 45-50 CM, BLUE, STERILE | GENERAL CONSUMABLES FOR: SURGICAL SUTURES, LAPRASCOPIC AND ROBOTIC SURGEONS SUPPLEMENTARY
8345 | 4229290006600 | SUTURE, POLYPROPYLENE, MONOFILAMENT, NON-ABSORBABLE, SIZE 6/0, 9.3 MM, 3/8 CIRCLE, ROUND BODY DOUBLE ARM NEEDLE, 60-65 CM, BLUE, STERILE | GENERAL CONSUMABLES FOR: SURGICAL SUTURES, LAPRASCOPIC AND ROBOTIC SURGEONS SUPPLEMENTARY
8346 | 4229290007300 | SUTURE, POLYGLACTIN 910, MULTIFILAMENT, ABSORBABLE, SIZE 2/0, 36 MM ( +/- 1 MM ), 1/2 CIRCLE, ROUND BODY NEEDLE, 70-75 CM, VIOLET, STERILE | GENERAL CONSUMABLES FOR: SURGICAL SUTURES, LAPRASCOPIC AND ROBOTIC SURGEONS SUPPLEMENTARY
8347 | 4229290006500 | SUTURE, POLYPROPYLENE, MONOFILAMENT, NON-ABSORBABLE, 1 TO 1 RATIO, SIZE 5/0, 17-18 MM, 1/2 CIRCLE, TAPER POINT DOUBLE ARM NEEDLE, 90-95 CM, BLUE, STERILE | GENERAL CONSUMABLES FOR: SURGICAL SUTURES, LAPRASCOPIC AND ROBOTIC SURGEONS SUPPLEMENTARY
8348 | 4229290006200 | SUTURE, POLYPROPYLENE, MONOFILAMENT, NON-ABSORBABLE, SIZE 1, 40 MM ( +/- 1 MM ), 1/2 CIRCLE, BLUNT POINT NEEDLE, 100 CM, BLUE, STERILE | GENERAL CONSUMABLES FOR: SURGICAL SUTURES, LAPRASCOPIC AND ROBOTIC SURGEONS SUPPLEMENTARY
8349 | 4229290006100 | SUTURE, POLYPROPYLENE, MONOFILAMENT, NON-ABSORBABLE, SIZE 0, 40 MM ( +/- 1 MM ), 1/2 CIRCLE, ROUND BODY NEEDLE, 100 CM, BLUE, STERILE | GENERAL CONSUMABLES FOR: SURGICAL SUTURES, LAPRASCOPIC AND ROBOTIC SURGEONS SUPPLEMENTARY
8350 | 4229290006000 | SUTURE, POLIGLECAPRONE 25, ANTIBACTERIAL (COATED TRICLOSAN), MONOFILAMENT, ABSORBABLE, SIZE 0, 40 MM ( +/-1 MM ), 1/2 CIRCLE, ROUND BODY NEEDLE, 70-75 CM, VIOLET, STERILE | GENERAL CONSUMABLES FOR: SURGICAL SUTURES, LAPRASCOPIC AND ROBOTIC SURGEONS SUPPLEMENTARY
8351 | 4229290005900 | SUTURE, POLIGLECAPRONE 25, MONOFILAMENT, ABSORBABLE, SIZE 0, 36 MM ( +/-1 MM ), 1/2 CIRCLE, ROUND BODY NEEDLE, 70-75 CM, VIOLET, STERILE | GENERAL CONSUMABLES FOR: SURGICAL SUTURES, LAPRASCOPIC AND ROBOTIC SURGEONS SUPPLEMENTARY
8352 | 4229290005700 | SUTURE, STERNAL WIRES, STAINLESS STEEL, MONOFILAMENT, NON-ABSORBABLE, SIZE 4, 48 MM ( +/- 1 MM ), 1/2 CIRCLE, TAPER CUT NEEDLE, 4 X 45-50 CM, STERILE | GENERAL CONSUMABLES FOR: SURGICAL SUTURES, LAPRASCOPIC AND ROBOTIC SURGEONS SUPPLEMENTARY
8353 | 4229290005600 | SUTURE, POLIGLECAPRONE 25, UNIDIRECTIONAL, DUAL ANGLE CUT, LOOP LOCK, MONOFILAMENT, ABSORBABLE, SIZE 2/0, 25-26 MM, 1/2 CIRCLE, TAPER POINT NEEDLE, 45-50 CM, VIOLET, STERILE | GENERAL CONSUMABLES FOR: SURGICAL SUTURES, LAPRASCOPIC AND ROBOTIC SURGEONS SUPPLEMENTARY
8354 | 4229290006400 | SUTURE, POLYPROPYLENE, MONOFILAMENT, NON-ABSORBABLE, 1 TO 1 RATIO, SIZE 4/0, 19-20 MM, 1/2 CIRCLE, TAPER POINT DOUBLE ARM NEEDLE, 90-95 CM, BLUE, STERILE | GENERAL CONSUMABLES FOR: SURGICAL SUTURES, LAPRASCOPIC AND ROBOTIC SURGEONS SUPPLEMENTARY
8355 | 4229290005500 | SUTURE, POLYESTER, COATED SILICON OR POLYBUTILATE, MULTIFILAMENT, NON-ABSORBABLE, SIZE 2/0, 19-20 MM, 1/2 CIRCLE, TAPER POINT DOUBLE ARM NEEDLE, 70-75 CM, GREEN, STERILE | GENERAL CONSUMABLES FOR: SURGICAL SUTURES, LAPRASCOPIC AND ROBOTIC SURGEONS SUPPLEMENTARY
8356 | 4229290007400 | SUTURE, POLYGLACTIN 910, ANTIBACTERIAL (COATED TRICLOSAN), MULTIFILAMENT, ABSORBABLE, SIZE 3/0, 21-22 MM, 1/2 CIRCLE, ROUND BODY DETACHABLE NEEDLE, 8 X 45-50 CM, VIOLET, STERILE | GENERAL CONSUMABLES FOR: SURGICAL SUTURES, LAPRASCOPIC AND ROBOTIC SURGEONS SUPPLEMENTARY
8357 | 4229290007700 | SUTURE, POLYGLACTIN 910, MULTIFILAMENT, ABSORBABLE, SIZE 3/0, 21-22 MM, 1/2 CIRCLE, CUTTING NEEDLE, 45-50 CM, VIOLET, STERILE | GENERAL CONSUMABLES FOR: SURGICAL SUTURES, LAPRASCOPIC AND ROBOTIC SURGEONS SUPPLEMENTARY
8358 | 4229290405700 | SUTURE, POLYGLACTIN 910, ANTIBACTERIAL (COATED TRICLOSAN), MULTIFILAMENT, ABSORBABLE, SIZE 2/0, NEEDLE FREE, 5 X 70-75 CM, VIOLET, STERILE | GENERAL CONSUMABLES FOR: SURGICAL SUTURES, LAPRASCOPIC AND ROBOTIC SURGEONS SUPPLEMENTARY
8359 | 4229290405500 | SUTURE, POLYGLACTIN 910, ANTIBACTERIAL (COATED TRICLOSAN), MULTIFILAMENT, ABSORBABLE, SIZE 2/0, 25-26 MM, 3/8 CIRCLE, ROUND BODY BLACK NEEDLE, 70-75 CM, VIOLET, STERILE | GENERAL CONSUMABLES FOR: SURGICAL SUTURES, LAPRASCOPIC AND ROBOTIC SURGEONS SUPPLEMENTARY
8360 | 4229290405400 | SUTURE, POLYGLACTIN 910, ANTIBACTERIAL (COATED TRICLOSAN), MULTIFILAMENT, ABSORBABLE, SIZE 2/0, 25-26 MM, 1/2 CIRCLE, ROUND BODY NEEDLE, 70-75 CM, UNDYED, STERILE | GENERAL CONSUMABLES FOR: SURGICAL SUTURES, LAPRASCOPIC AND ROBOTIC SURGEONS SUPPLEMENTARY
8361 | 4229290405300 | SUTURE, POLYGLACTIN 910, ANTIBACTERIAL (COATED TRICLOSAN), MULTIFILAMENT, ABSORBABLE, SIZE 2, 45 MM ( +/- 1 MM ), 1/2 CIRCLE, ROUND BODY BLUNT NEEDLE, 90-95 CM, VIOLET, STERILE | GENERAL CONSUMABLES FOR: SURGICAL SUTURES, LAPRASCOPIC AND ROBOTIC SURGEONS SUPPLEMENTARY
8362 | 4229290405100 | SUTURE, POLYGLACTIN 910, ANTIBACTERIAL (COATED TRICLOSAN), MULTIFILAMENT, ABSORBABLE, SIZE 1, 40 MM ( +/- 1 MM ), 1/2 CIRCLE, ROUND BODY HEAVY NEEDLE, 90-95 CM, VIOLET, STERILE | GENERAL CONSUMABLES FOR: SURGICAL SUTURES, LAPRASCOPIC AND ROBOTIC SURGEONS SUPPLEMENTARY
8363 | 4229290404900 | SUTURE, POLYGLACTIN 910, ANTIBACTERIAL (COATED TRICLOSAN), MULTIFILAMENT, ABSORBABLE, SIZE 1, 31 MM ( +/- 1 MM ), 1/2 CIRCLE, ROUND BODY NEEDLE, 5 X 70-75 CM, VIOLET, STERILE | GENERAL CONSUMABLES FOR: SURGICAL SUTURES, LAPRASCOPIC AND ROBOTIC SURGEONS SUPPLEMENTARY
8364 | 4229290007500 | SUTURE, POLYGLACTIN 910, MULTIFILAMENT, RAPID ABSORPTION, SIZE 3/0, 21-22 MM, 1/2 CIRCLE, CUTTING NEEDLE, 45-50 CM, UNDYED, STERILE | GENERAL CONSUMABLES FOR: SURGICAL SUTURES, LAPRASCOPIC AND ROBOTIC SURGEONS SUPPLEMENTARY
8365 | 4229290404600 | SUTURE, POLYGLACTIN 910, ANTIBACTERIAL (COATED TRICLOSAN), MULTIFILAMENT, ABSORBABLE, SIZE 0, 40 MM ( +/- 1 MM ), 1/2 CIRCLE, ROUND BODY HEAVY NEEDLE, 90-95 CM, VIOLET, STERILE | GENERAL CONSUMABLES FOR: SURGICAL SUTURES, LAPRASCOPIC AND ROBOTIC SURGEONS SUPPLEMENTARY
8366 | 4229290402900 | SUTURE, POLYGLYCONATE, MONOFILAMENT, ABSORBABLE, LOOP, SIZE 1, 40 MM ( +/- 1 MM ), 1/2 CIRCLE, TAPER POINT NEEDLE, 150 CM ( +/- 20 CM ), GREEN, STERILE | GENERAL CONSUMABLES FOR: SURGICAL SUTURES, LAPRASCOPIC AND ROBOTIC SURGEONS SUPPLEMENTARY
8367 | 4229290425000 | SUTURE, KNOTLESS, SYMMETRIC, UNIDIRECTIONAL, WITH FIXATION TAP, POLYDIOXANONE, ANTIBACTERIAL (COATED TRICLOSAN), MONOFILAMENT, ABSOR BABLE, SIZE 0, 40 MM ( +/- 1 MM ), 1/2 CIRCLE, ROUND BODY NEEDLE, 45-50 CM, VIOLET, STERILE | GENERAL CONSUMABLES FOR: SURGICAL SUTURES, LAPRASCOPIC AND ROBOTIC SURGEONS SUPPLEMENTARY
8368 | 4229290425100 | SUTURE, KNOTLESS, SYMMETRIC, UNIDIRECTIONAL, WITH FIXATION TAP, POLYDIOXANONE, ANTIBACTERIAL (COATED TRICLOSAN), MONOFILAMENT, ABSOR BABLE, SIZE 2/0, 21-22 MM, 1/2 CIRCLE, TAPER POINT ROUND BODY NEEDLE, 30 CM, VIOLET, STERILE | GENERAL CONSUMABLES FOR: SURGICAL SUTURES, LAPRASCOPIC AND ROBOTIC SURGEONS SUPPLEMENTARY
8369 | 4229290425200 | SUTURE, KNOTLESS, SYMMETRIC, UNIDIRECTIONAL, WITH FIXATION TAP, POLYDIOXANONE, ANTIBACTERIAL (COATED TRICLOSAN), MONOFILAMENT, ABSOR BABLE, SIZE 3/0, 17-18 MM, 1/2 CIRCLE, TAPER POINT NEEDLE, 30 CM, VIOLET, STERILE | GENERAL CONSUMABLES FOR: SURGICAL SUTURES, LAPRASCOPIC AND ROBOTIC SURGEONS SUPPLEMENTARY
8370 | 4229290425400 | SUTURE, POLYBUTESTER, UNIDIRECTIONAL, DUAL ANGLE CUT, LOOP LOCK, MONOFILAMENT, NON-ABSORBABLE, SIZE 0, 37 MM ( +/- 1 MM ), 1/2 CIRCLE, TAPER POINT NEEDLE, 15 CM, BLUE, STERILE | GENERAL CONSUMABLES FOR: SURGICAL SUTURES, LAPRASCOPIC AND ROBOTIC SURGEONS SUPPLEMENTARY
8371 | 4229290007800 | SUTURE, POLYGLACTIN 910, ANTIBACTERIAL (COATED TRICLOSAN), MULTIFILAMENT, ABSORBABLE, SIZE 2/0, 21-22 MM, 1/2 CIRCLE, ROUND BODY BLACK NEEDLE, 70-75 CM, VIOLET, STERILE | GENERAL CONSUMABLES FOR: SURGICAL SUTURES, LAPRASCOPIC AND ROBOTIC SURGEONS SUPPLEMENTARY
8372 | 4229290403600 | SUTURE, SILK, MULTIFILAMENT, NON-ABSORBABLE, SIZE 2/0, 17-18 MM, 3/8 CIRCLE, TAPER POINT NEEDLE, 70-75 CM, BLACK, STERILE | GENERAL CONSUMABLES FOR: SURGICAL SUTURES, LAPRASCOPIC AND ROBOTIC SURGEONS SUPPLEMENTARY
8373 | 4229290005400 | SUTURE, POLYESTER, COATED SILICON OR POLYBUTILATE, MULTIFILAMENT, NON-ABSORBABLE, SIZE 2/0, 19-20 MM, 1/2 CIRCLE, ROUND BODY NEEDLE, 70-75 CM, GREEN, STERILE | GENERAL CONSUMABLES FOR: SURGICAL SUTURES, LAPRASCOPIC AND ROBOTIC SURGEONS SUPPLEMENTARY
8374 | 4229290005300 | SUTURE, SILK, MULTIFILAMENT, NON-ABSORBABLE, SIZE 4/0, 19-20 MM, 1/2 CIRCLE, TAPER POINT NEEDLE, 70-75 CM, BLACK, STERILE | GENERAL CONSUMABLES FOR: SURGICAL SUTURES, LAPRASCOPIC AND ROBOTIC SURGEONS SUPPLEMENTARY
8375 | 4229290005200 | SUTURE, SILK, MULTIFILAMENT, NON-ABSORBABLE, SIZE 3/0, 17-18 MM, 1/2 CIRCLE, TAPER POINT DETACHABLE NEEDLE, 5 X 45-50 CM, BLACK, STERILE | GENERAL CONSUMABLES FOR: SURGICAL SUTURES, LAPRASCOPIC AND ROBOTIC SURGEONS SUPPLEMENTARY
8376 | 4229290001900 | SUTURE, POLYGLACTIN 910, ANTIBACTERIAL (COATED TRICLOSAN), MULTIFILAMENT, ABSORBABLE, SIZE 3/0, 19-20 MM, 3/8 CIRCLE, REVERSE CUTTING NEEDLE, 45-50 CM, UNDYED, STERILE | GENERAL CONSUMABLES FOR: SURGICAL SUTURES, LAPRASCOPIC AND ROBOTIC SURGEONS SUPPLEMENTARY
8377 | 4229290001800 | SUTURE, POLYGLACTIN 910, ANTIBACTERIAL (COATED TRICLOSAN), MULTIFILAMENT, ABSORBABLE, SIZE 2, 25-26 MM, 1/2 CIRCLE, ROUND BODY NEEDLE, 70-75 CM, VIOLET, STERILE | GENERAL CONSUMABLES FOR: SURGICAL SUTURES, LAPRASCOPIC AND ROBOTIC SURGEONS SUPPLEMENTARY
8378 | 4229290001700 | SUTURE, POLYGLACTIN 910, ANTIBACTERIAL (COATED TRICLOSAN), MULTIFILAMENT, ABSORBABLE, SIZE 1, 48 MM ( +/- 1 MM), 1/2 CIRCLE, ROUND BODY NEEDLE, 70-75 CM, VIOLET, STERILE | GENERAL CONSUMABLES FOR: SURGICAL SUTURES, LAPRASCOPIC AND ROBOTIC SURGEONS SUPPLEMENTARY
8379 | 4229290001500 | SUTURE, POLYGLACTIN 910, MULTIFILAMENT, ABSORBABLE, SIZE 3/0, 60 MM ( +/- 2 MM ), STRAIGHT, REVERSE CUTTING NEEDLE, 70-75 CM, VIOLET, STERILE | GENERAL CONSUMABLES FOR: SURGICAL SUTURES, LAPRASCOPIC AND ROBOTIC SURGEONS SUPPLEMENTARY
8380 | 4229290001200 | SUTURE, POLYGLACTIN 910, ANTIBACTERIAL (COATED TRICLOSAN), MULTIFILAMENT, ABSORBABLE, SIZE 0, 40 MM ( +/- 1 MM ), 1/2 CIRCLE, TAPER POINT NEEDLE, 70-75 CM, VIOLET, STERILE | GENERAL CONSUMABLES FOR: SURGICAL SUTURES, LAPRASCOPIC AND ROBOTIC SURGEONS SUPPLEMENTARY
8381 | 4229290001100 | SUTURE, POLYGLACTIN 910, ANTIBACTERIAL (COATED TRICLOSAN), MULTIFILAMENT, ABSORBABLE, SIZE 0, 27-28 MM, 5/8 CIRCLE, TAPER POINT NEEDLE, 70-75 CM, VIOLET, STERILE | GENERAL CONSUMABLES FOR: SURGICAL SUTURES, LAPRASCOPIC AND ROBOTIC SURGEONS SUPPLEMENTARY
8382 | 4229290002000 | SUTURE, POLYGLACTIN 910, ANTIBACTERIAL (COATED TRICLOSAN), MULTIFILAMENT, ABSORBABLE, SIZE 5/0, 15-16 MM, 3/8 CIRCLE, REVERSE CUTTING NEEDLE, 45-50 CM, UNDYED, STERILE | GENERAL CONSUMABLES FOR: SURGICAL SUTURES, LAPRASCOPIC AND ROBOTIC SURGEONS SUPPLEMENTARY
8383 | 4229290001000 | SUTURE, POLYGLYTONE, MONOFILAMENT, ABSORBABLE, SIZE 6/0, 11-12 MM, 3/8 CIRCLE, REVERSE CUTTING NEEDLE, 45-50 CM, UNDYED, STERILE | GENERAL CONSUMABLES FOR: SURGICAL SUTURES, LAPRASCOPIC AND ROBOTIC SURGEONS SUPPLEMENTARY
8384 | 4229290000800 | SUTURE, POLYDIOXANONE, ANTIBACTERIAL (COATED TRICLOSAN), MONOFILAMENT, ABSORBABLE, SIZE 4/0, 13-14 MM, 1/2 CIRCLE, ROUND BODY, 45-50 CM, VIOLET, STERILE | GENERAL CONSUMABLES FOR: SURGICAL SUTURES, LAPRASCOPIC AND ROBOTIC SURGEONS SUPPLEMENTARY
8385 | 4229290000700 | SUTURE, POLYDIOXANONE, ANTIBACTERIAL (COATED TRICLOSAN), MONOFILAMENT, ABSORBABLE, SIZE 0, 36 MM ( +/- 1 MM ), 1/2 CIRCLE, TAPER CUT, 90 CM, VIOLET, STERILE | GENERAL CONSUMABLES FOR: SURGICAL SUTURES, LAPRASCOPIC AND ROBOTIC SURGEONS SUPPLEMENTARY
8386 | 4229290000600 | SUTURE, POLYDIOXANONE, ANTIBACTERIAL (COATED TRICLOSAN), MONOFILAMENT, ABSORBABLE, SIZE 0, 31 MM ( +/- 1 MM ), 1/2 CIRCLE, ROUND BODY, 70 CM, VIOLET, STERILE | GENERAL CONSUMABLES FOR: SURGICAL SUTURES, LAPRASCOPIC AND ROBOTIC SURGEONS SUPPLEMENTARY
8387 | 4229290000500 | SUTURE, LAPAROSCOPIC LOOP, POLYGLACTIN 910, MULTIFILAMENT, ABSORBABLE, SIZE: 2/0, 50 CM ( +/- 5 CM ), WITH DELIVERY SYSTEM, STERILE | GENERAL CONSUMABLES FOR: SURGICAL SUTURES, LAPRASCOPIC AND ROBOTIC SURGEONS SUPPLEMENTARY
8388 | 4229290000400 | SUTURE, POLYESTER, COATED SILICON OR POLYBUTILATE, MULTIFILAMENT, NON-ABSORBABLE, SIZE 0, 31 MM ( +/- 1 MM ), 1/2 CIRCLE, TAPER POINT NEEDLE, 70-75 CM, GREEN, STERILE | GENERAL CONSUMABLES FOR: SURGICAL SUTURES, LAPRASCOPIC AND ROBOTIC SURGEONS SUPPLEMENTARY
8389 | 4229290000300 | SUTURE, POLYAMIDE, MONOFILAMENT, NON-ABSORBABLE, SIZE 1, 30 MM ( +/- 1 MM ), 1/2 CIRCLE, TAPER POINT HEAVY NEEDLE, 100 CM, STERILE | GENERAL CONSUMABLES FOR: SURGICAL SUTURES, LAPRASCOPIC AND ROBOTIC SURGEONS SUPPLEMENTARY
8390 | 4229290000900 | SUTURE, POLYDIOXANONE, ANTIBACTERIAL (COATED TRICLOSAN), MONOFILAMENT, ABSORBABLE, SIZE 3/0, 25-26 MM, 1/2 CIRCLE, TAPER POINT NEEDLE, 70 CM, VIOLET, STERILE | GENERAL CONSUMABLES FOR: SURGICAL SUTURES, LAPRASCOPIC AND ROBOTIC SURGEONS SUPPLEMENTARY
8391 | 4229290002200 | SUTURE, POLYGLACTIN 910, MULTIFILAMENT, RAPID ABSORPTION, SIZE 6/0, 11-12 MM, 3/8 CIRCLE, CUTTING NEEDLE, 70-75 CM, UNDYED, STERILE | GENERAL CONSUMABLES FOR: SURGICAL SUTURES, LAPRASCOPIC AND ROBOTIC SURGEONS SUPPLEMENTARY
8392 | 4229290002300 | SUTURE, POLYDIOXANONE, ANTIBACTERIAL (COATED TRICLOSAN), MONOFILAMENT, ABSORBABLE, SIZE 0, 36 MM ( +/- 1 MM ), 1/2 CIRCLE, ROUND BODY, 90-95 CM, VIOLET, STERILE | GENERAL CONSUMABLES FOR: SURGICAL SUTURES, LAPRASCOPIC AND ROBOTIC SURGEONS SUPPLEMENTARY
8393 | 4229290002400 | SUTURE, POLYGLACTIN 910, ANTIBACTERIAL (COATED TRICLOSAN), MULTIFILAMENT, ABSORBABLE, SIZE 3/0, 17-18 MM, 1/2 CIRCLE, TAPER POINT DETACHABLE NEEDLE, 45-50 CM, VIOLET, STERILE | GENERAL CONSUMABLES FOR: SURGICAL SUTURES, LAPRASCOPIC AND ROBOTIC SURGEONS SUPPLEMENTARY
8394 | 4229290005100 | SUTURE, SILK, MULTIFILAMENT, NON-ABSORBABLE, SIZE 3/0, 19-20 MM, 1/2 CIRCLE, TAPER POINT NEEDLE, 70-75 CM, BLACK, STERILE | GENERAL CONSUMABLES FOR: SURGICAL SUTURES, LAPRASCOPIC AND ROBOTIC SURGEONS SUPPLEMENTARY
8395 | 4229290005000 | SUTURE, POLYPROPYLENE, MONOFILAMENT, NON-ABSORBABLE, SIZE 8/0, 6.5 MM, 3/8 CIRCLE, TUNGSTEN-RHENIUM ALLOY, TAPER POINT DOUBLE ARM NEEDLE, 45-50 CM, BLUE, STERILE | GENERAL CONSUMABLES FOR: SURGICAL SUTURES, LAPRASCOPIC AND ROBOTIC SURGEONS SUPPLEMENTARY
8396 | 4229290004900 | SUTURE, POLYPROPYLENE, MONOFILAMENT, NON-ABSORBABLE, SIZE 6/0, 11-12 MM, 3/8 CIRCLE, REVERSE CUTTING NEEDLE, 45-50 CM, BLUE, STERILE | GENERAL CONSUMABLES FOR: SURGICAL SUTURES, LAPRASCOPIC AND ROBOTIC SURGEONS SUPPLEMENTARY
8397 | 4229290004800 | SUTURE, POLYPROPYLENE, MONOFILAMENT, NON-ABSORBABLE, SIZE 5/0, 15-16 MM, 3/8 CIRCLE, REVERSE CUTTING NEEDLE, 45-50 CM, BLUE, STERILE | GENERAL CONSUMABLES FOR: SURGICAL SUTURES, LAPRASCOPIC AND ROBOTIC SURGEONS SUPPLEMENTARY
8398 | 4229290004700 | SUTURE, POLYPROPYLENE, MONOFILAMENT, NON-ABSORBABLE, SIZE 4/0, 19-20 MM, 3/8 CIRCLE, PRIME CUTTING NEEDLE, 45-50 CM, BLUE, STERILE | GENERAL CONSUMABLES FOR: SURGICAL SUTURES, LAPRASCOPIC AND ROBOTIC SURGEONS SUPPLEMENTARY
8399 | 4229290004600 | SUTURE, POLYPROPYLENE, MONOFILAMENT, NON-ABSORBABLE, SIZE 3/0, 25-26 MM, 1/2 CIRCLE, TAPER POINT DOUBLE ARM NEEDLE, 90-95 CM, BLUE, STERILE | GENERAL CONSUMABLES FOR: SURGICAL SUTURES, LAPRASCOPIC AND ROBOTIC SURGEONS SUPPLEMENTARY
8400 | 4229290004500 | SUTURE, KNOTLESS, SPIRAL, UNIDIRECTIONAL, WITH FLEXIBLE LOOP, POLIGLECAPRONE 25, ANTIBACTERIAL (COATED TRICLOSAN), MONOFILAMENT, ABS ORBABLE, SIZE 4/0, 19-20 MM, 3/8 CIRCLE, REVERSE CUTTING NEEDLE, 45-50 CM, UNDYED, STERILE | GENERAL CONSUMABLES FOR: SURGICAL SUTURES, LAPRASCOPIC AND ROBOTIC SURGEONS SUPPLEMENTARY
8401 | 4229290004400 | SUTURE, POLYGLACTIN 910, MULTIFILAMENT, ABSORBABLE, SIZE 3/0, 31 MM ( +/- 1 MM), 1/2 CIRCLE, ROUND BODY NEEDLE, 70-75 CM, VIOLET, STERILE | GENERAL CONSUMABLES FOR: SURGICAL SUTURES, LAPRASCOPIC AND ROBOTIC SURGEONS SUPPLEMENTARY
8402 | 4229290003800 | SUTURE, POLYGLACTIN 910, ANTIBACTERIAL (COATED TRICLOSAN), MULTIFILAMENT, ABSORBABLE, SIZE 3/0, 25-26 MM, 1/2 CIRCLE, ROUND BODY NEEDLE, 70-75 CM, VIOLET, STERILE | GENERAL CONSUMABLES FOR: SURGICAL SUTURES, LAPRASCOPIC AND ROBOTIC SURGEONS SUPPLEMENTARY
8403 | 4229290003500 | SUTURE, POLYGLACTIN 910, ANTIBACTERIAL (COATED TRICLOSAN), MULTIFILAMENT, ABSORBABLE, SIZE 2/0, 60 MM ( +/- 1 MM), STRAIGHT REVERSE CUTTING NEEDLE, 70-75 CM, UNDYED, STERILE | GENERAL CONSUMABLES FOR: SURGICAL SUTURES, LAPRASCOPIC AND ROBOTIC SURGEONS SUPPLEMENTARY
8404 | 4229290003400 | SUTURE, POLYGLACTIN 910, ANTIBACTERIAL (COATED TRICLOSAN), MULTIFILAMENT, ABSORBABLE, SIZE 2, 45 MM ( +/- 1 MM), 1/2 CIRCLE, TAPER CUT NEEDLE, 70-75 CM, VIOLET, STERILE | GENERAL CONSUMABLES FOR: SURGICAL SUTURES, LAPRASCOPIC AND ROBOTIC SURGEONS SUPPLEMENTARY
8405 | 4229290002800 | SUTURE, POLYGLACTIN 910, ANTIBACTERIAL (COATED TRICLOSAN), MULTIFILAMENT, ABSORBABLE, SIZE 0, 48 MM ( +/- 1 MM ), 1/2 CIRCLE, ROUND BODY NEEDLE, 70-75 CM, VIOLET, STERILE | GENERAL CONSUMABLES FOR: SURGICAL SUTURES, LAPRASCOPIC AND ROBOTIC SURGEONS SUPPLEMENTARY
8406 | 4229290002700 | SUTURE, POLYGLACTIN 910, ANTIBACTERIAL (COATED TRICLOSAN), MULTIFILAMENT, ABSORBABLE, SIZE 0, 36 MM ( +/- 1 MM), J-NEEDLE, TAPER POINT NEEDLE, 70-75 CM, VIOLET, STERILE | GENERAL CONSUMABLES FOR: SURGICAL SUTURES, LAPRASCOPIC AND ROBOTIC SURGEONS SUPPLEMENTARY
8407 | 4229290002600 | SUTURE, POLYGLACTIN 910, ANTIBACTERIAL (COATED TRICLOSAN), MULTIFILAMENT, ABSORBABLE, SIZE 3/0, 25-26 MM, 1/2 CIRCLE, TAPER POINT BLACK NEEDLE, 70-75 CM, VIOLET, STERILE | GENERAL CONSUMABLES FOR: SURGICAL SUTURES, LAPRASCOPIC AND ROBOTIC SURGEONS SUPPLEMENTARY
8408 | 4229290002500 | SUTURE, POLYGLACTIN 910, ANTIBACTERIAL (COATED TRICLOSAN), MULTIFILAMENT, ABSORBABLE, SIZE 3/0, 60 MM ( +/- 1 MM ), STRAIGHT, REVERSE CUTTING NEEDLE, 70-75 CM, UNDYED, STERILE | GENERAL CONSUMABLES FOR: SURGICAL SUTURES, LAPRASCOPIC AND ROBOTIC SURGEONS SUPPLEMENTARY
8409 | 4229290405900 | SUTURE, POLYGLACTIN 910, ANTIBACTERIAL (COATED TRICLOSAN), MULTIFILAMENT, ABSORBABLE, SIZE 3/0, 25-26 MM, 1/2 CIRCLE, ROUND BODY NEEDLE, 90-95 CM, VIOLET, STERILE | GENERAL CONSUMABLES FOR: SURGICAL SUTURES, LAPRASCOPIC AND ROBOTIC SURGEONS SUPPLEMENTARY
8410 | 4229290406300 | SUTURE, POLYGLACTIN 910, ANTIBACTERIAL (COATED TRICLOSAN), MULTIFILAMENT, ABSORBABLE, SIZE 4/0, 17-18 MM, 1/2 CIRCLE, ROUND BODY NEEDLE, 70-75 CM, VIOLET, STERILE | GENERAL CONSUMABLES FOR: SURGICAL SUTURES, LAPRASCOPIC AND ROBOTIC SURGEONS SUPPLEMENTARY
8411 | 4229290406400 | SUTURE, POLYGLACTIN 910, ANTIBACTERIAL (COATED TRICLOSAN), MULTIFILAMENT, ABSORBABLE, SIZE 4/0, 19-20 MM, 3/8 CIRCLE, MULTIPASS REVERSE CUTTING NEEDLE, 45-50 CM, UNDYED, STERILE | GENERAL CONSUMABLES FOR: SURGICAL SUTURES, LAPRASCOPIC AND ROBOTIC SURGEONS SUPPLEMENTARY
8412 | 4229290406600 | SUTURE, POLYGLACTIN 910, ANTIBACTERIAL (COATED TRICLOSAN), MULTIFILAMENT, ABSORBABLE, SIZE 5/0, 13-14 MM, 3/8 CIRCLE, PRIME REVERSE CUTTING NEEDLE, 45-50 CM, UNDYED, STERILE | GENERAL CONSUMABLES FOR: SURGICAL SUTURES, LAPRASCOPIC AND ROBOTIC SURGEONS SUPPLEMENTARY
8413 | 4229290413000 | SUTURE, POLYGLACTIN 910, MULTIFILAMENT, RAPID ABSORPTION, SIZE 6/0, 10 MM, 3/8 CIRCLE, REVERSE CUTTING NEEDLE, 45-50 CM, UNDYED, STERILE | GENERAL CONSUMABLES FOR: SURGICAL SUTURES, LAPRASCOPIC AND ROBOTIC SURGEONS SUPPLEMENTARY
8414 | 4229290412700 | SUTURE, POLYGLACTIN 910, MULTIFILAMENT, RAPID ABSORPTION, SIZE 4/0, 19-20 MM, 3/8 CIRCLE, PRIME REVERSE CUTTING NEEDLE, 70-75 CM, UNDYED, STERILE | GENERAL CONSUMABLES FOR: SURGICAL SUTURES, LAPRASCOPIC AND ROBOTIC SURGEONS SUPPLEMENTARY
8415 | 4229290412600 | SUTURE, POLYGLACTIN 910, MULTIFILAMENT, RAPID ABSORPTION, SIZE 4/0, 15-16 MM, 1/2 CIRCLE, ROUND BODY NEEDLE, 70-75 CM, UNDYED, STERILE | GENERAL CONSUMABLES FOR: SURGICAL SUTURES, LAPRASCOPIC AND ROBOTIC SURGEONS SUPPLEMENTARY
8416 | 4229290412500 | SUTURE, POLYGLACTIN 910, MULTIFILAMENT, RAPID ABSORPTION, SIZE 3/0, 21-22 MM, 1/2 CIRCLE, TAPER POINT PLUS NEEDLE, 70-75 CM, UNDYED, STERILE | GENERAL CONSUMABLES FOR: SURGICAL SUTURES, LAPRASCOPIC AND ROBOTIC SURGEONS SUPPLEMENTARY
8417 | 4229290412300 | SUTURE, POLYGLACTIN 910, MULTIFILAMENT, RAPID ABSORPTION, SIZE 3/0, 19-20 MM, 3/8 CIRCLE, PRIME REVERSE CUTTING NEEDLE, 70-75 CM, UNDYED, STERILE | GENERAL CONSUMABLES FOR: SURGICAL SUTURES, LAPRASCOPIC AND ROBOTIC SURGEONS SUPPLEMENTARY
8418 | 4229290411900 | SUTURE, POLYGLACTIN 910, MULTIFILAMENT, ABSORBABLE, SIZE 10/0, 9.3 MM, 3/8 CIRCLE, ROUND BODY NEEDLE, 15 CM, VIOLET, STERILE | GENERAL CONSUMABLES FOR: SURGICAL SUTURES, LAPRASCOPIC AND ROBOTIC SURGEONS SUPPLEMENTARY
8419 | 4229290413100 | SUTURE, POLIGLECAPRONE 25, ANTIBACTERIAL (COATED TRICLOSAN), MONOFILAMENT, ABSORBABLE, SIZE 3/0, 23-24 MM, 3/8 CIRCLE, REVERSE CUTTI NG NEEDLE, 70-75 CM, UNDYED, STERILE | GENERAL CONSUMABLES FOR: SURGICAL SUTURES, LAPRASCOPIC AND ROBOTIC SURGEONS SUPPLEMENTARY
8420 | 4229290411800 | SUTURE, POLYGLACTIN 910, MULTIFILAMENT, ABSORBABLE, SIZE 8/0, 6.5 MM, 3/8 CIRCLE, REVERSE SPATULATED DOUBLE ARM NEEDLE, 30 CM, VIOLET, STERILE | GENERAL CONSUMABLES FOR: SURGICAL SUTURES, LAPRASCOPIC AND ROBOTIC SURGEONS SUPPLEMENTARY
8421 | 4229290411500 | SUTURE, POLYGLACTIN 910, MULTIFILAMENT, ABSORBABLE, SIZE 6/0, 8 MM, 3/8 CIRCLE, ROUND BODY NEEDLE, 30 CM, VIOLET, STERILE | GENERAL CONSUMABLES FOR: SURGICAL SUTURES, LAPRASCOPIC AND ROBOTIC SURGEONS SUPPLEMENTARY
8422 | 4229290411400 | SUTURE, POLYGLACTIN 910, MULTIFILAMENT, ABSORBABLE, SIZE 6/0, 8 MM, 1/4 CIRCLE, SPATULATED DOUBLE ARM NEEDLE, 45-50 CM, VIOLET, STERILE | GENERAL CONSUMABLES FOR: SURGICAL SUTURES, LAPRASCOPIC AND ROBOTIC SURGEONS SUPPLEMENTARY
8423 | 4229290411300 | SUTURE, POLYGLACTIN 910, MULTIFILAMENT, ABSORBABLE, SIZE 6/0, 8 MM, 1/4 CIRCLE, REVERSE SPATULATED DOUBLE ARM NEEDLE, 45-50 CM, VIOLET, STERILE | GENERAL CONSUMABLES FOR: SURGICAL SUTURES, LAPRASCOPIC AND ROBOTIC SURGEONS SUPPLEMENTARY
8424 | 4229290411200 | SUTURE, POLYGLACTIN 910, MULTIFILAMENT, ABSORBABLE, SIZE 6/0, 8 MM, 1/2 CIRCLE, REVERSE CUTTING DOUBLE ARM NEEDLE, 45-50 CM, VIOLET, STERILE | GENERAL CONSUMABLES FOR: SURGICAL SUTURES, LAPRASCOPIC AND ROBOTIC SURGEONS SUPPLEMENTARY
8425 | 4229290411100 | SUTURE, POLYGLACTIN 910, MULTIFILAMENT, ABSORBABLE, SIZE 6/0, 13-14 MM, 1/2 CIRCLE, ROUND BODY NEEDLE, 45-50 CM, VIOLET, STERILE | GENERAL CONSUMABLES FOR: SURGICAL SUTURES, LAPRASCOPIC AND ROBOTIC SURGEONS SUPPLEMENTARY
8426 | 4229290411000 | SUTURE, POLYGLACTIN 910, MULTIFILAMENT, ABSORBABLE, SIZE 6/0, 11-12 MM, 3/8 CIRCLE, CUTTING NEEDLE, 45-50 CM, UNDYED, STERILE | GENERAL CONSUMABLES FOR: SURGICAL SUTURES, LAPRASCOPIC AND ROBOTIC SURGEONS SUPPLEMENTARY
8427 | 4229290411700 | SUTURE, POLYGLACTIN 910, MULTIFILAMENT, ABSORBABLE, SIZE 7/0, 7 MM, 1/2 CIRCLE, SPATULATED DOUBLE ARM NEEDLE, 45-50 CM, VIOLET, STERILE | GENERAL CONSUMABLES FOR: SURGICAL SUTURES, LAPRASCOPIC AND ROBOTIC SURGEONS SUPPLEMENTARY
8428 | 4229290413200 | SUTURE, POLIGLECAPRONE 25, MONOFILAMENT, ABSORBABLE, SIZE 2/0, 25-26 MM, 3/8 CIRCLE, REVERSE CUTTING NEEDLE, 70-75 CM, UNDYED, STERILE | GENERAL CONSUMABLES FOR: SURGICAL SUTURES, LAPRASCOPIC AND ROBOTIC SURGEONS SUPPLEMENTARY
8429 | 4229290413300 | SUTURE, POLIGLECAPRONE 25, MONOFILAMENT, ABSORBABLE, SIZE 2/0, 30 MM ( +/- 1 MM ), 1/2 CIRCLE, ROUND BODY NEEDLE, 70-75 CM, VIOLET, STERILE | GENERAL CONSUMABLES FOR: SURGICAL SUTURES, LAPRASCOPIC AND ROBOTIC SURGEONS SUPPLEMENTARY
8430 | 4229290413400 | SUTURE, POLIGLECAPRONE 25, MONOFILAMENT, ABSORBABLE, SIZE 2/0, 36 MM ( +/-1 MM ), 1/2 CIRCLE, ROUND BODY NEEDLE, 90-95 CM, UNDYED, STERILE | GENERAL CONSUMABLES FOR: SURGICAL SUTURES, LAPRASCOPIC AND ROBOTIC SURGEONS SUPPLEMENTARY
8431 | 4229290415100 | SUTURE, POLYDIOXANONE, MONOFILAMENT, ABSORBABLE, SIZE 0, 36 MM ( +/- 1 MM ), 1/2 CIRCLE, ROUND BODY NEEDLE, 90-95 CM, VIOLET, STERILE | GENERAL CONSUMABLES FOR: SURGICAL SUTURES, LAPRASCOPIC AND ROBOTIC SURGEONS SUPPLEMENTARY
8432 | 4229290415000 | SUTURE, POLYDIOXANONE, MONOFILAMENT, ABSORBABLE, LOOP, SIZE 1, 70 MM ( +/- 1 MM), 1/2 CIRCLE, ROUND BODY NEEDLE, 125 CM ( +/- 5 CM), VIOLET, STERILE | GENERAL CONSUMABLES FOR: SURGICAL SUTURES, LAPRASCOPIC AND ROBOTIC SURGEONS SUPPLEMENTARY
8433 | 4229290414800 | SUTURE, POLYDIOXANONE, MONOFILAMENT, ABSORBABLE, LOOP, SIZE 0, 65 MM ( +/- 2 MM), 1/2 CIRCLE, ROUND BODY TAPERED NEEDLE, 150 CM ( +/- 20 CM ), VIOLET, STERILE | GENERAL CONSUMABLES FOR: SURGICAL SUTURES, LAPRASCOPIC AND ROBOTIC SURGEONS SUPPLEMENTARY
8434 | 4229290414600 | SUTURE, POLYDIOXANONE, ANTIBACTERIAL (COATED TRICLOSAN), MONOFILAMENT, ABSORBABLE, SIZE 4/0, 17-18 MM, 1/2 CIRCLE, ROUND BODY NEEDLE, 70-75 CM, STERILE | GENERAL CONSUMABLES FOR: SURGICAL SUTURES, LAPRASCOPIC AND ROBOTIC SURGEONS SUPPLEMENTARY
8435 | 4229290414500 | SUTURE, POLYDIOXANONE, ANTIBACTERIAL (COATED TRICLOSAN), MONOFILAMENT, ABSORBABLE, SIZE 4/0, 17-18 MM, 1/2 CIRCLE, ROUND BODY DOUBLE ARM NEEDLE, 90-95 CM, STERILE | GENERAL CONSUMABLES FOR: SURGICAL SUTURES, LAPRASCOPIC AND ROBOTIC SURGEONS SUPPLEMENTARY
8436 | 4229290414400 | SUTURE, POLYDIOXANONE, ANTIBACTERIAL (COATED TRICLOSAN), MONOFILAMENT, ABSORBABLE, SIZE 0, 25-26 MM, 1/2 CIRCLE, ROUND BODY NEEDLE, 70-75 CM, VIOLET, STERILE | GENERAL CONSUMABLES FOR: SURGICAL SUTURES, LAPRASCOPIC AND ROBOTIC SURGEONS SUPPLEMENTARY
8437 | 4229290414300 | SUTURE, POLYDIOXANONE, ANTIBACTERIAL (COATED TRICLOSAN), MONOFILAMENT, ABSORBABLE, LOOP, SIZE 1, 65 MM ( +/- 2 MM), 1/2 CIRCLE, ROUND BODY NEEDLE, 150 CM ( +/- 20 CM ), VIOLET, STERILE | GENERAL CONSUMABLES FOR: SURGICAL SUTURES, LAPRASCOPIC AND ROBOTIC SURGEONS SUPPLEMENTARY
8438 | 4229290414200 | SUTURE, POLYDIOXANONE, ANTIBACTERIAL (COATED TRICLOSAN), MONOFILAMENT, ABSORBABLE, LOOP, SIZE 0, 40 MM ( +/- 1 MM ), 1/2 CIRCLE, ROUND BODY NEEDLE, 150 CM ( +/- 20 CM ), VIOLET, STERILE | GENERAL CONSUMABLES FOR: SURGICAL SUTURES, LAPRASCOPIC AND ROBOTIC SURGEONS SUPPLEMENTARY
8439 | 4229290414100 | SUTURE, POLIGLECAPRONE 25, MONOFILAMENT, ABSORBABLE, SIZE 5/0, 13-14 MM, 3/8 CIRCLE, REVERSE CUTTING, 70-75 CM, UNDYED, STERILE | GENERAL CONSUMABLES FOR: SURGICAL SUTURES, LAPRASCOPIC AND ROBOTIC SURGEONS SUPPLEMENTARY
8440 | 4229290414000 | SUTURE, POLIGLECAPRONE 25, MONOFILAMENT, ABSORBABLE, SIZE 4/0, 19-20 MM, 3/8 CIRCLE, REVERSE CUTTING NEEDLE, 45-50 CM, UNDYED, STERILE | GENERAL CONSUMABLES FOR: SURGICAL SUTURES, LAPRASCOPIC AND ROBOTIC SURGEONS SUPPLEMENTARY
8441 | 4229290413900 | SUTURE, POLIGLECAPRONE 25, MONOFILAMENT, ABSORBABLE, SIZE 4/0, 15-16 MM, 1/2 CIRCLE, ROUND BODY NEEDLE, 70-75 CM, VIOLET, STERILE | GENERAL CONSUMABLES FOR: SURGICAL SUTURES, LAPRASCOPIC AND ROBOTIC SURGEONS SUPPLEMENTARY
8442 | 4229290413800 | SUTURE, POLIGLECAPRONE 25, MONOFILAMENT, ABSORBABLE, SIZE 3/0, 21-22 MM, 1/2 CIRCLE, ROUND BODY NEEDLE, 70-75 CM, VIOLET, STERILE | GENERAL CONSUMABLES FOR: SURGICAL SUTURES, LAPRASCOPIC AND ROBOTIC SURGEONS SUPPLEMENTARY
8443 | 4229290413700 | SUTURE, POLIGLECAPRONE 25, MONOFILAMENT, ABSORBABLE, SIZE 3/0, 19-20 MM, 3/8 CIRCLE, REVERSE CUTTING NEEDLE, 45-50 CM, UNDYED, STERILE | GENERAL CONSUMABLES FOR: SURGICAL SUTURES, LAPRASCOPIC AND ROBOTIC SURGEONS SUPPLEMENTARY
8444 | 4229290413600 | SUTURE, POLIGLECAPRONE 25, MONOFILAMENT, ABSORBABLE, SIZE 2/0, NEEDLE FREE, 150 CM ( +/- 20 CM ), VIOLET, STERILE | GENERAL CONSUMABLES FOR: SURGICAL SUTURES, LAPRASCOPIC AND ROBOTIC SURGEONS SUPPLEMENTARY
8445 | 4229290413500 | SUTURE, POLIGLECAPRONE 25, MONOFILAMENT, ABSORBABLE, SIZE 2/0, 60 MM ( +/- 2 MM ), STRAIGHT, CUTTING NEEDLE, 70-75 CM, UNDYED, STERILE | GENERAL CONSUMABLES FOR: SURGICAL SUTURES, LAPRASCOPIC AND ROBOTIC SURGEONS SUPPLEMENTARY
8446 | 4229290410900 | SUTURE, POLYGLACTIN 910, MULTIFILAMENT, ABSORBABLE, SIZE 6/0, 11-12 MM, 3/8 CIRCLE, REVERSE CUTTING PRIME NEEDLE, 45-50 CM, UNDYED, STERILE | GENERAL CONSUMABLES FOR: SURGICAL SUTURES, LAPRASCOPIC AND ROBOTIC SURGEONS SUPPLEMENTARY
8447 | 4229290000200 | SUTURE, POLYGLYTONE, MONOFILAMENT, ABSORBABLE, SIZE 4/0, 19-20 MM, 3/8 CIRCLE, REVERSE CUTTING NEEDLE, 45-50 CM, UNDYED, STERILE | GENERAL CONSUMABLES FOR: SURGICAL SUTURES, LAPRASCOPIC AND ROBOTIC SURGEONS SUPPLEMENTARY
8448 | 4229290410800 | SUTURE, POLYGLACTIN 910, MULTIFILAMENT, ABSORBABLE, SIZE 5/0, 8 MM, 1/4 CIRCLE, SPATULATED DOUBLE ARM NEEDLE, 45-50 CM, UNDYED, STERILE | GENERAL CONSUMABLES FOR: SURGICAL SUTURES, LAPRASCOPIC AND ROBOTIC SURGEONS SUPPLEMENTARY
8449 | 4229290410600 | SUTURE, POLYGLACTIN 910, MULTIFILAMENT, ABSORBABLE, SIZE 4/0, 8 MM, 1/2 CIRCLE, REVERSE CUTTING PRIME NEEDLE, 45-50 CM, UNDYED, STERILE | GENERAL CONSUMABLES FOR: SURGICAL SUTURES, LAPRASCOPIC AND ROBOTIC SURGEONS SUPPLEMENTARY
8450 | 4229290408500 | SUTURE, POLYGLACTIN 910, MULTIFILAMENT, ABSORBABLE, SIZE 2, 45 MM ( +/- 1 MM), 1/2 CIRCLE, ROUND BODY NEEDLE, 70-75 CM, VIOLET, STERILE | GENERAL CONSUMABLES FOR: SURGICAL SUTURES, LAPRASCOPIC AND ROBOTIC SURGEONS SUPPLEMENTARY
8451 | 4229290408300 | SUTURE, POLYGLACTIN 910, MULTIFILAMENT, ABSORBABLE, SIZE 1, 65 MM ( +/- 2 MM ), 3/8 CIRCLE, BLUNT POINT NEEDLE, 100 CM, VIOLET, STERILE | GENERAL CONSUMABLES FOR: SURGICAL SUTURES, LAPRASCOPIC AND ROBOTIC SURGEONS SUPPLEMENTARY
8452 | 4229290408200 | SUTURE, POLYGLACTIN 910, MULTIFILAMENT, ABSORBABLE, SIZE 1, 65 MM ( +/- 2 MM ), 1/2 CIRCLE, ROUND BODY BLUNT HEAVY NEEDLE, 70-75 CM, VIOLET, STERILE | GENERAL CONSUMABLES FOR: SURGICAL SUTURES, LAPRASCOPIC AND ROBOTIC SURGEONS SUPPLEMENTARY
8453 | 4229290408100 | SUTURE, POLYGLACTIN 910, MULTIFILAMENT, ABSORBABLE, SIZE 1, 50 MM ( +/- 1 MM ), 1/2 CIRCLE, ROUND BODY NEEDLE, 70-75 CM, VIOLET, STERILE | GENERAL CONSUMABLES FOR: SURGICAL SUTURES, LAPRASCOPIC AND ROBOTIC SURGEONS SUPPLEMENTARY
8454 | 4229290408000 | SUTURE, POLYGLACTIN 910, MULTIFILAMENT, ABSORBABLE, SIZE 1, 48 MM ( +/- 1 MM ), 1/2 CIRCLE, TAPER POINT NEEDLE, 90-95 CM, UNDYED, STERILE | GENERAL CONSUMABLES FOR: SURGICAL SUTURES, LAPRASCOPIC AND ROBOTIC SURGEONS SUPPLEMENTARY
8455 | 4229290407900 | SUTURE, POLYGLACTIN 910, MULTIFILAMENT, ABSORBABLE, SIZE 1, 45 MM ( +/- 1 MM ), 1/2 CIRCLE, ROUND BODY NEEDLE, 70-75 CM, VIOLET, STERILE | GENERAL CONSUMABLES FOR: SURGICAL SUTURES, LAPRASCOPIC AND ROBOTIC SURGEONS SUPPLEMENTARY
8456 | 4229290408600 | SUTURE, POLYGLACTIN 910, MULTIFILAMENT, ABSORBABLE, SIZE 2, 65 MM ( +/- 2 MM ), 3/8 CIRCLE, ROUND BODY NEEDLE, 70-75 CM, VIOLET, STERILE | GENERAL CONSUMABLES FOR: SURGICAL SUTURES, LAPRASCOPIC AND ROBOTIC SURGEONS SUPPLEMENTARY
8457 | 4229290407800 | SUTURE, POLYGLACTIN 910, MULTIFILAMENT, ABSORBABLE, SIZE 1, 35 MM ( +/- 1 MM ), 1/2 CIRCLE, TAPER CUT HEAVY NEEDLE, 70-75 CM, VIOLET, STERILE | GENERAL CONSUMABLES FOR: SURGICAL SUTURES, LAPRASCOPIC AND ROBOTIC SURGEONS SUPPLEMENTARY
8458 | 4229290407600 | SUTURE, POLYGLACTIN 910, MULTIFILAMENT, ABSORBABLE, SIZE 0, 50 MM ( +/- 1 MM ), 1/2 CIRCLE, ROUND BODY NEEDLE, 70-75 CM, VIOLET, STERILE | GENERAL CONSUMABLES FOR: SURGICAL SUTURES, LAPRASCOPIC AND ROBOTIC SURGEONS SUPPLEMENTARY
8459 | 4229290407500 | SUTURE, POLYGLACTIN 910, MULTIFILAMENT, ABSORBABLE, SIZE 0, 40 MM ( +/- 1 MM ), 1/2 CIRCLE, ROUND BODY HEAVY NEEDLE, 90-95, VIOLET, STERILE | GENERAL CONSUMABLES FOR: SURGICAL SUTURES, LAPRASCOPIC AND ROBOTIC SURGEONS SUPPLEMENTARY
8460 | 4229290407400 | SUTURE, POLYGLACTIN 910, MULTIFILAMENT, ABSORBABLE, SIZE 0, 36 MM ( +/- 1 MM), J-NEEDLE, TAPER POINT NEEDLE, 70-75 CM, VIOLET, STERILE | GENERAL CONSUMABLES FOR: SURGICAL SUTURES, LAPRASCOPIC AND ROBOTIC SURGEONS SUPPLEMENTARY
8461 | 4229290407300 | SUTURE, POLYGLACTIN 910, MULTIFILAMENT, ABSORBABLE, SIZE 0, 30 MM ( +/- 1 MM), 3/8 CIRCLE, ROUND BODY NEEDLE, 70-75 CM, VIOLET, STERILE | GENERAL CONSUMABLES FOR: SURGICAL SUTURES, LAPRASCOPIC AND ROBOTIC SURGEONS SUPPLEMENTARY
8462 | 4229290407200 | SUTURE, POLYGLACTIN 910, MULTIFILAMENT, ABSORBABLE, SIZE 0, 30 MM ( +/- 1 MM), 1/2 CIRCLE, ROUND BODY NEEDLE, 70-75 CM, VIOLET, STERILE | GENERAL CONSUMABLES FOR: SURGICAL SUTURES, LAPRASCOPIC AND ROBOTIC SURGEONS SUPPLEMENTARY
8463 | 4229290406900 | SUTURE, POLYGLACTIN 910, MONOFILAMENT, ABSORBABLE, SIZE 10/0, 5.5 MM, 1/2 CIRCLE, SPATULATED DOUBLE ARM NEEDLE, 30 CM, VIOLET, STERILE | GENERAL CONSUMABLES FOR: SURGICAL SUTURES, LAPRASCOPIC AND ROBOTIC SURGEONS SUPPLEMENTARY
8464 | 4229290407700 | SUTURE, POLYGLACTIN 910, MULTIFILAMENT, ABSORBABLE, SIZE 0, 65 MM ( +/- 2 MM ), 3/8 CIRCLE, ROUND BODY NEEDLE, 70-75 CM, VIOLET, STERILE | GENERAL CONSUMABLES FOR: SURGICAL SUTURES, LAPRASCOPIC AND ROBOTIC SURGEONS SUPPLEMENTARY
8465 | 4229290408700 | SUTURE, POLYGLACTIN 910, MULTIFILAMENT, ABSORBABLE, SIZE 2, 75 MM ( +/- 2 MM ), 1/2 CIRCLE, ROUND BODY HEAVY NEEDLE, 70-75 CM, VIOLET, STERILE | GENERAL CONSUMABLES FOR: SURGICAL SUTURES, LAPRASCOPIC AND ROBOTIC SURGEONS SUPPLEMENTARY
8466 | 4229290408800 | SUTURE, POLYGLACTIN 910, MULTIFILAMENT, ABSORBABLE, SIZE 2/0, 25-26 MM, 1/2 CIRCLE, TAPER CUT HEAVY NEEDLE, 70-75 CM, VIOLET, STERILE | GENERAL CONSUMABLES FOR: SURGICAL SUTURES, LAPRASCOPIC AND ROBOTIC SURGEONS SUPPLEMENTARY
8467 | 4229290408900 | SUTURE, POLYGLACTIN 910, MULTIFILAMENT, ABSORBABLE, SIZE 2/0, 25-26 MM, 1/2 CIRCLE, TAPER CUT NEEDLE, 70-75 CM, VIOLET, STERILE | GENERAL CONSUMABLES FOR: SURGICAL SUTURES, LAPRASCOPIC AND ROBOTIC SURGEONS SUPPLEMENTARY
8468 | 4229290410500 | SUTURE, POLYGLACTIN 910, MULTIFILAMENT, ABSORBABLE, SIZE 4/0, 19-20 MM, 1/2 CIRCLE, ROUND BODY NEEDLE, 70-75 CM, VIOLET, STERILE | GENERAL CONSUMABLES FOR: SURGICAL SUTURES, LAPRASCOPIC AND ROBOTIC SURGEONS SUPPLEMENTARY
8469 | 4229290410400 | SUTURE, POLYGLACTIN 910, MULTIFILAMENT, ABSORBABLE, SIZE 4/0, 17-18 MM, 1/2 CIRCLE, TAPER POINT NEEDLE, 70-75 CM, VIOLET, STERILE | GENERAL CONSUMABLES FOR: SURGICAL SUTURES, LAPRASCOPIC AND ROBOTIC SURGEONS SUPPLEMENTARY
8470 | 4229290410300 | SUTURE, POLYGLACTIN 910, MULTIFILAMENT, ABSORBABLE, SIZE 4/0, 13-14 MM, 3/8 CIRCLE, ROUND BODY NEEDLE, 45-50 CM, VIOLET, STERILE | GENERAL CONSUMABLES FOR: SURGICAL SUTURES, LAPRASCOPIC AND ROBOTIC SURGEONS SUPPLEMENTARY
8471 | 4229290410200 | SUTURE, POLYGLACTIN 910, MULTIFILAMENT, ABSORBABLE, SIZE 3/0, 40 MM ( +/- 1 MM ), 1/2 CIRCLE, ROUND BODY NEEDLE, 90-95 CM, VIOLET, STERILE | GENERAL CONSUMABLES FOR: SURGICAL SUTURES, LAPRASCOPIC AND ROBOTIC SURGEONS SUPPLEMENTARY
8472 | 4229290410100 | SUTURE, POLYGLACTIN 910, MULTIFILAMENT, ABSORBABLE, SIZE 3/0, 36 MM ( +/- 1 MM ), 1/2 CIRCLE, ROUND BODY NEEDLE, 70-75 CM, VIOLET, STERILE | GENERAL CONSUMABLES FOR: SURGICAL SUTURES, LAPRASCOPIC AND ROBOTIC SURGEONS SUPPLEMENTARY
8473 | 4229290410000 | SUTURE, POLYGLACTIN 910, MULTIFILAMENT, ABSORBABLE, SIZE 3/0, 25-26 MM, 1/2 CIRCLE, ROUND BODY NEEDLE, 70-75 CM, VIOLET, STERILE | GENERAL CONSUMABLES FOR: SURGICAL SUTURES, LAPRASCOPIC AND ROBOTIC SURGEONS SUPPLEMENTARY
8474 | 4229290409900 | SUTURE, POLYGLACTIN 910, MULTIFILAMENT, ABSORBABLE, SIZE 3/0, 19-20 MM, 1/2 CIRCLE, ROUND BODY NEEDLE, 70-75 CM, VIOLET, STERILE | GENERAL CONSUMABLES FOR: SURGICAL SUTURES, LAPRASCOPIC AND ROBOTIC SURGEONS SUPPLEMENTARY
8475 | 4229290409800 | SUTURE, POLYGLACTIN 910, MULTIFILAMENT, ABSORBABLE, SIZE 3/0, 19-20 MM, 1/2 CIRCLE, ROUND BODY NEEDLE, 70-75 CM, UNDYED, STERILE | GENERAL CONSUMABLES FOR: SURGICAL SUTURES, LAPRASCOPIC AND ROBOTIC SURGEONS SUPPLEMENTARY
8476 | 4229290409700 | SUTURE, POLYGLACTIN 910, MULTIFILAMENT, ABSORBABLE, SIZE 3/0, 15-16 MM, 3/8 CIRCLE, CUTTING NEEDLE, 70-75 CM, VIOLET, STERILE | GENERAL CONSUMABLES FOR: SURGICAL SUTURES, LAPRASCOPIC AND ROBOTIC SURGEONS SUPPLEMENTARY
8477 | 4229290409600 | SUTURE, POLYGLACTIN 910, MULTIFILAMENT, ABSORBABLE, SIZE 3/0, 13-14 MM, 3/8 CIRCLE, ROUND BODY NEEDLE, 45-50 CM, VIOLET, STERILE | GENERAL CONSUMABLES FOR: SURGICAL SUTURES, LAPRASCOPIC AND ROBOTIC SURGEONS SUPPLEMENTARY
8478 | 4229290409500 | SUTURE, POLYGLACTIN 910, MULTIFILAMENT, ABSORBABLE, SIZE 2/0, 60 MM ( +/- 2 MM), STRAIGHT, CUTTING NEEDLE, 70-75 CM, VIOLET, STERILE | GENERAL CONSUMABLES FOR: SURGICAL SUTURES, LAPRASCOPIC AND ROBOTIC SURGEONS SUPPLEMENTARY
8479 | 4229290409400 | SUTURE, POLYGLACTIN 910, MULTIFILAMENT, ABSORBABLE, SIZE 2/0, 37 MM ( +/- 1 MM ), 1/2 CIRCLE, TAPER POINT NEEDLE, 90-95 CM, UNDYED, STERILE | GENERAL CONSUMABLES FOR: SURGICAL SUTURES, LAPRASCOPIC AND ROBOTIC SURGEONS SUPPLEMENTARY
8480 | 4229290409300 | SUTURE, POLYGLACTIN 910, MULTIFILAMENT, ABSORBABLE, SIZE 2/0, 30 MM ( +/- 1 MM ), 1/2 CIRCLE, ROUND BODY NEEDLE, 70-75 CM, VIOLET, STERILE | GENERAL CONSUMABLES FOR: SURGICAL SUTURES, LAPRASCOPIC AND ROBOTIC SURGEONS SUPPLEMENTARY
8481 | 4229290409200 | SUTURE, POLYGLACTIN 910, MULTIFILAMENT, ABSORBABLE, SIZE 2/0, 30 MM ( +/- 1 MM ), 1/2 CIRCLE, ROUND BODY DOUBLE ARM NEEDLE, 70-75 CM, VIOLET, STERILE | GENERAL CONSUMABLES FOR: SURGICAL SUTURES, LAPRASCOPIC AND ROBOTIC SURGEONS SUPPLEMENTARY
8482 | 4229290409100 | SUTURE, POLYGLACTIN 910, MULTIFILAMENT, ABSORBABLE, SIZE 2/0, 25-26 MM, 3/8 CIRCLE, PRIME REVERSE CUTTING NEEDLE, 70-75 CM, UNDYED, STERILE | GENERAL CONSUMABLES FOR: SURGICAL SUTURES, LAPRASCOPIC AND ROBOTIC SURGEONS SUPPLEMENTARY
8483 | 4229290410700 | SUTURE, POLYGLACTIN 910, MULTIFILAMENT, ABSORBABLE, SIZE 5/0, 8 MM, 1/4 CIRCLE, SPATULATED DOUBLE ARM NEEDLE, 20-23 CM, VIOLET, STERILE | GENERAL CONSUMABLES FOR: SURGICAL SUTURES, LAPRASCOPIC AND ROBOTIC SURGEONS SUPPLEMENTARY
8484 | 4229290000100 | SUTURE, POLYDIOXANONE, ANTIBACTERIAL (COATED TRICLOSAN), MONOFILAMENT, ABSORBABLE, SIZE 6/0, 13-14 MM, 3/8 CIRCLE, ROUND BODY, DOUBLE ARMED NEEDLE, 70-75 CM, VIOLET, STERILE | GENERAL CONSUMABLES FOR: SURGICAL SUTURES, LAPRASCOPIC AND ROBOTIC SURGEONS SUPPLEMENTARY
8485 | 4229270100000 | SYSTEM, DISSECTOR, COMBINATION OF A DISSECTOR AND AN ACCESS DEVICE (STRUCTURAL BALLOON TROCAR) INTEGRATED INTO A SINGLE, MODULAR DEVICE FOR TEP LAPAROSCOPIC INGUINAL HERNIA REPAIR, ELASTIC AND ROUND DISSECTION BALLOON, INTEGRATED FLIP TOP REDUCER, 5 MM INSTRUMENTS, SEALED ACCESS FOR 5, 10, AND 12 MM INSTRUMENTS, ADJUSTABLE FOAM LOCKING COLLAR, VACUUM AND MARKED INFLATION PORT SITES, LUBRICANT INCLUDED FOR EASY BALLOON AND PORT INSERTION, DISPOSABLE, STERILE | GENERAL CONSUMABLES FOR: SURGICAL SUTURES, LAPRASCOPIC AND ROBOTIC SURGEONS SUPPLEMENTARY
8486 | 4229290425500 | SUTURE, POLYBUTESTER, UNIDIRECTIONAL, DUAL ANGLE CUT, LOOP LOCK, MONOFILAMENT, NON-ABSORBABLE, SIZE 3/0, 25-26 MM, 1/2 CIRCLE, TAPER POINT NEEDLE, 15 CM, BLUE, STERILE | GENERAL CONSUMABLES FOR: SURGICAL SUTURES, LAPRASCOPIC AND ROBOTIC SURGEONS SUPPLEMENTARY
8487 | 4229163502600 | TROCAR, BLADELESS, ADVANCED FIXATION CANNULA, WITH 5 CC BALLOON AND SYRINGE IN THE VISCERA AND RETENTION RING ON THE SKIN, 5 X 100 MM, DISPOSABLE, STERILE | GENERAL CONSUMABLES FOR: SURGICAL SUTURES, LAPRASCOPIC AND ROBOTIC SURGEONS SUPPLEMENTARY
8488 | 4229163502500 | TROCAR, BLADELESS, ADVANCED FIXATION CANNULA, WITH 5 CC BALLOON AND SYRINGE IN THE VISCERA AND RETENTION RING ON THE SKIN, 11 X 100 MM, DISPOSABLE, STERILE | GENERAL CONSUMABLES FOR: SURGICAL SUTURES, LAPRASCOPIC AND ROBOTIC SURGEONS SUPPLEMENTARY
8489 | 4229163502300 | TROCAR, BLADELESS, STABILITY SLEEVE, WITH SMUDGE REDUCTION ABSORBENT MATERIAL, 12 MM X 100 MM, MITIGATES INADVERTENT VALVE OPENING/CLOSING, DISPOSABLE, STERILE | GENERAL CONSUMABLES FOR: SURGICAL SUTURES, LAPRASCOPIC AND ROBOTIC SURGEONS SUPPLEMENTARY
8490 | 4229553800000 | REFLUX MANAGEMENT SYSTEM, 17 BEAD | GENERAL CONSUMABLES FOR: SURGICAL SUTURES, LAPRASCOPIC AND ROBOTIC SURGEONS SUPPLEMENTARY
8491 | 4229554402800 | PLEDGET PTFE OVAL SHAPE SIZE 3 X 6 MM SOFT DISPOSABLE STERILE | GENERAL CONSUMABLES FOR: SURGICAL SUTURES, LAPRASCOPIC AND ROBOTIC SURGEONS SUPPLEMENTARY
8492 | 4229554404200 | PLEDGET, POLYMER, PTFE, SOFT, NON ABSORBABLE, SIZE 3 X 3 MM, PREPUNCHED, DISPOSABLE, STERILE | GENERAL CONSUMABLES FOR: SURGICAL SUTURES, LAPRASCOPIC AND ROBOTIC SURGEONS SUPPLEMENTARY
8493 | 4229163502800 | TROCAR, BLADELESS, OPTICAL, 3 X 60-65 MM, WITH OBTURATOR AND STABILITY SLEEVE, TRANSPARENT, DISPOSABLE, STERILE | GENERAL CONSUMABLES FOR: SURGICAL SUTURES, LAPRASCOPIC AND ROBOTIC SURGEONS SUPPLEMENTARY
8494 | 4229554404300 | PLEDGET, POLYMER, PTFE, SOFT, NON ABSORBABLE, SIZE 3 X 7 MM, PREPUNCHED, DISPOSABLE, STERILE | GENERAL CONSUMABLES FOR: SURGICAL SUTURES, LAPRASCOPIC AND ROBOTIC SURGEONS SUPPLEMENTARY
8495 | 4229554404600 | PLEDGET, PTFE, SOFT, NON-ABSORBABLE, RECTANGULAR SHPAE, SIZE 4.8 X 6 MM, DISPOSABLE, STERILE | GENERAL CONSUMABLES FOR: SURGICAL SUTURES, LAPRASCOPIC AND ROBOTIC SURGEONS SUPPLEMENTARY
8496 | 4229554404700 | PLEDGET, POLYMER, PTFE, SOFT, NON ABSORBABLE, SIZE 16 X 7 MM, STERILE | GENERAL CONSUMABLES FOR: SURGICAL SUTURES, LAPRASCOPIC AND ROBOTIC SURGEONS SUPPLEMENTARY
8497 | 4229310700200 | RETRACTOR, WOUND, PROTECTING THE WOUND MARGIN, FROM CONTACT CONTAMINATION, FOR LAPAROSCOPIC SURGERY, WITH GEL CAP, FOR INSTRUMENT OR HAND ACCESS, MEDIUM, DISPOSABLE, STERILE | GENERAL CONSUMABLES FOR: SURGICAL SUTURES, LAPRASCOPIC AND ROBOTIC SURGEONS SUPPLEMENTARY
8498 | 4229554404800 | PLEDGET, PTFE, OVAL SHAPE, SIZE 4.5 X 6 MM FIRM, DISPOSABLE, STERILE | GENERAL CONSUMABLES FOR: SURGICAL SUTURES, LAPRASCOPIC AND ROBOTIC SURGEONS SUPPLEMENTARY
8499 | 4229161415200 | SEALANT, ABSORBABLE, FOR AIR LEAK, CONTAINS ALBUMIN AND POLYETHYLENE GLYCOL, KIT, 4 ML, STERILE | GENERAL CONSUMABLES FOR: SURGICAL SUTURES, LAPRASCOPIC AND ROBOTIC SURGEONS SUPPLEMENTARY
8500 | 4229340000000 | CUP, EFFICIENT TO GUIDE COLPOTOMY DURING TOTAL LAPAROSCOPIC HYSTERECTOMY , AND PREVENT LOSS OF PNEUMOPERITONEUM DURING AND AFTER COLPOTOMY, WITH FREE HANDLE, ASSORTED SIZES , STERILE, DISPOSABLE | GENERAL CONSUMABLES FOR: SURGICAL SUTURES, LAPRASCOPIC AND ROBOTIC SURGEONS SUPPLEMENTARY
8501 | 4229554404500 | PLEDGET, PTFE, SOFT, NON ABSORBABLE, OVAL, SIZE 4.8 MM, DISPOSABLE, STERILE | GENERAL CONSUMABLES FOR: SURGICAL SUTURES, LAPRASCOPIC AND ROBOTIC SURGEONS SUPPLEMENTARY
8502 | 4229163502900 | TROCAR, BLADELESS, NON-OPTICAL, 3 X 45-50 MM, WITH OBTURATOR AND STABILITY SLEEVE, WITH SILICONE SUTURE FIXATION DEVICE, TRANSPARENT, DISPOSABLE, STERILE | GENERAL CONSUMABLES FOR: SURGICAL SUTURES, LAPRASCOPIC AND ROBOTIC SURGEONS SUPPLEMENTARY
8503 | 4229163503000 | TROCAR, BLADELESS, NON-OPTICAL, 3 X 60-65 MM, WITH OBTURATOR AND STABILITY SLEEVE, WITH SILICONE SUTURE FIXATION DEVICE, TRANSPARENT, DISPOSABLE, STERILE | GENERAL CONSUMABLES FOR: SURGICAL SUTURES, LAPRASCOPIC AND ROBOTIC SURGEONS SUPPLEMENTARY
8504 | 4229163503100 | TROCAR, BLADELESS, NON-OPTICAL, 3 X 70-75 MM, WITH OBTURATOR AND STABILITY SLEEVE, TRANSPARENT, DISPOSABLE, STERILE. | GENERAL CONSUMABLES FOR: SURGICAL SUTURES, LAPRASCOPIC AND ROBOTIC SURGEONS SUPPLEMENTARY
8505 | 4229163601000 | TROCAR, KIT, ONE OPTICAL BLADELESS OBTURATOR, WITH TWO STABILITY SLEEVES, 11 MM X 100 MM, DISPOSABLE, STERILE | GENERAL CONSUMABLES FOR: SURGICAL SUTURES, LAPRASCOPIC AND ROBOTIC SURGEONS SUPPLEMENTARY
8506 | 4229163600800 | TROCAR, BLADELESS, ADVANCED FIXATION CANNULA, WITH 5 CC BALLOON AND SYRINGE IN THE VISCERA AND RETENTION RING ON THE SKIN, 12 X 150 MM, DISPOSABLE, STERILE | GENERAL CONSUMABLES FOR: SURGICAL SUTURES, LAPRASCOPIC AND ROBOTIC SURGEONS SUPPLEMENTARY
8507 | 4229163600700 | TROCAR, BLADELESS, OPTICAL, 5 X 50-60 MM, WITH OBTURATOR AND STABILITY SLEEVE, TRANSPARENT, DISPOSABLE, STERILE | GENERAL CONSUMABLES FOR: SURGICAL SUTURES, LAPRASCOPIC AND ROBOTIC SURGEONS SUPPLEMENTARY
8508 | 4229163600600 | TROCAR, BLADELESS, OPTICAL, 15 X 150 MM, WITH OBTURATOR AND STABILITY SLEEVE, TRANSPARENT, DISPOSABLE, STERILE | GENERAL CONSUMABLES FOR: SURGICAL SUTURES, LAPRASCOPIC AND ROBOTIC SURGEONS SUPPLEMENTARY
8509 | 4229163600500 | TROCAR, BLADELESS, OPTICAL, 12 X 50-60 MM, WITH OBTURATOR AND STABILITY SLEEVE, TRANSPARENT, DISPOSABLE, STERILE | GENERAL CONSUMABLES FOR: SURGICAL SUTURES, LAPRASCOPIC AND ROBOTIC SURGEONS SUPPLEMENTARY
8510 | 4229163600300 | TROCAR, BLADED, DILATING TIP, WITH STABILITY SLEEVE, 10 MM X 100 MM, REDUCED PENETRATION FORCE, WITH FAST BLADE SAFETY SHIELD, DISPOSABLE, STERILE | GENERAL CONSUMABLES FOR: SURGICAL SUTURES, LAPRASCOPIC AND ROBOTIC SURGEONS SUPPLEMENTARY
8511 | 4229163600200 | TROCAR, BLADED, DILATING TIP, WITH STABILITY SLEEVE, 5 MM X 50-75 MM, REDUCED PENETRATION FORCE, WITH FAST BLADE SAFETY SHIELD, DISPOSABLE, STERILE | GENERAL CONSUMABLES FOR: SURGICAL SUTURES, LAPRASCOPIC AND ROBOTIC SURGEONS SUPPLEMENTARY
8512 | 4229163600000 | TROCAR, ADVANCED ACCESS SYSTEM, WITH HOLE IN THE TIP, DIRECT INSUFFLATION UNDER VISION, 5MM X75MM, STERILE | GENERAL CONSUMABLES FOR: SURGICAL SUTURES, LAPRASCOPIC AND ROBOTIC SURGEONS SUPPLEMENTARY
8513 | 4229163503800 | TROCAR, BLADELESS, NON-OPTICAL, 15 X 150 MM, WITH OBTURATOR AND STABILITY SLEEVE, TRANSPARENT, DISPOSABLE, STERILE | GENERAL CONSUMABLES FOR: SURGICAL SUTURES, LAPRASCOPIC AND ROBOTIC SURGEONS SUPPLEMENTARY
8514 | 4229163503700 | TROCAR, BLADELESS, NON-OPTICAL, 15 X 100 MM, WITH OBTURATOR AND STABILITY SLEEVE, TRANSPARENT, DISPOSABLE, STERILE | GENERAL CONSUMABLES FOR: SURGICAL SUTURES, LAPRASCOPIC AND ROBOTIC SURGEONS SUPPLEMENTARY
8515 | 4229163503600 | TROCAR, BLADELESS, NON-OPTICAL, 12 X 150 MM, WITH OBTURATOR AND STABILITY SLEEVE, TRANSPARENT, DISPOSABLE, STERILE | GENERAL CONSUMABLES FOR: SURGICAL SUTURES, LAPRASCOPIC AND ROBOTIC SURGEONS SUPPLEMENTARY
8516 | 4229163503500 | TROCAR, BLADELESS, NON-OPTICAL, 12 X 100 MM, WITH OBTURATOR AND STABILITY SLEEVE, TRANSPARENT, DISPOSABLE, STERILE | GENERAL CONSUMABLES FOR: SURGICAL SUTURES, LAPRASCOPIC AND ROBOTIC SURGEONS SUPPLEMENTARY
8517 | 4229163503400 | TROCAR, BLADELESS, NON-OPTICAL, 11 X 100 MM, WITH OBTURATOR AND STABILITY SLEEVE, TRANSPARENT, DISPOSABLE, STERILE | GENERAL CONSUMABLES FOR: SURGICAL SUTURES, LAPRASCOPIC AND ROBOTIC SURGEONS SUPPLEMENTARY
8518 | 4229163503300 | TROCAR, BLADELESS, NON-OPTICAL, 5 X 150 MM, WITH OBTURATOR AND STABILITY SLEEVE, TRANSPARENT, DISPOSABLE, STERILE. | GENERAL CONSUMABLES FOR: SURGICAL SUTURES, LAPRASCOPIC AND ROBOTIC SURGEONS SUPPLEMENTARY
8519 | 4229163503200 | TROCAR, BLADELESS, NON-OPTICAL, 5 X 100 MM, WITH OBTURATOR AND STABILITY SLEEVE, TRANSPARENT, DISPOSABLE, STERILE. | GENERAL CONSUMABLES FOR: SURGICAL SUTURES, LAPRASCOPIC AND ROBOTIC SURGEONS SUPPLEMENTARY
8520 | 4229290415700 | SUTURE, POLYDIOXANONE, MONOFILAMENT, ABSORBABLE, SIZE 3/0, 25-26 MM, 1/2 CIRCLE, ROUND BODY NEEDLE, 70-75 CM, VIOLET, STERILE | GENERAL CONSUMABLES FOR: SURGICAL SUTURES, LAPRASCOPIC AND ROBOTIC SURGEONS SUPPLEMENTARY
8521 | 4229163601100 | TROCAR, KIT, ONE OPTICAL BLADELESS OBTURATOR, WITH TWO STABILITY SLEEVES, 12 MM X 100 MM, DISPOSABLE, STERILE | GENERAL CONSUMABLES FOR: SURGICAL SUTURES, LAPRASCOPIC AND ROBOTIC SURGEONS SUPPLEMENTARY
8522 | 4228200400100 | COVER, SHEATH, FOR ENDOSCOPIC, ZERO DEGREE, 5MM,ROUND LOCKING SYSTEM, FOR SCOPE PIXELS PROTECTION, ANTI FOG AND ANTI BLURB, DISPOSABLE, STERILE | GENERAL CONSUMABLES FOR: SURGICAL SUTURES, LAPRASCOPIC AND ROBOTIC SURGEONS SUPPLEMENTARY
8523 | 4229290415800 | SUTURE, POLYDIOXANONE, MONOFILAMENT, ABSORBABLE, SIZE 3/0, 30 MM ( +/- 1 MM), 1/2 CIRCLE, ROUND BODY NEEDLE, 70-75 CM, VIOLET, STERILE | GENERAL CONSUMABLES FOR: SURGICAL SUTURES, LAPRASCOPIC AND ROBOTIC SURGEONS SUPPLEMENTARY
8524 | 4229290417200 | SUTURE, POLYPROPYLENE, MONOFILAMENT, NON-ABSORBABLE, SIZE 3/0, 25-26 MM, 1/2 CIRCLE, ROUND BODY NEEDLE, 70-75 CM, BLUE, STERILE | GENERAL CONSUMABLES FOR: SURGICAL SUTURES, LAPRASCOPIC AND ROBOTIC SURGEONS SUPPLEMENTARY
8525 | 4229290417300 | SUTURE, POLYPROPYLENE, MONOFILAMENT, NON-ABSORBABLE, SIZE 3/0, 25-26 MM, 3/8 CIRCLE, CUTTING NEEDLE, 70-75 CM, BLUE, STERILE | GENERAL CONSUMABLES FOR: SURGICAL SUTURES, LAPRASCOPIC AND ROBOTIC SURGEONS SUPPLEMENTARY
8526 | 4229290417500 | SUTURE, POLYPROPYLENE, MONOFILAMENT, NON-ABSORBABLE, SIZE 3/0, 25-26 MM, 3/8 CIRCLE, PRIME CUTTING NEEDLE, 45-50 CM, BLUE, STERILE | GENERAL CONSUMABLES FOR: SURGICAL SUTURES, LAPRASCOPIC AND ROBOTIC SURGEONS SUPPLEMENTARY
8527 | 4229290417600 | SUTURE, POLYPROPYLENE, MONOFILAMENT, NON-ABSORBABLE, SIZE 4/0, 15-16 MM, 3/8 CIRCLE, ROUND BODY NEEDLE, 70-75 CM, BLUE, STERILE | GENERAL CONSUMABLES FOR: SURGICAL SUTURES, LAPRASCOPIC AND ROBOTIC SURGEONS SUPPLEMENTARY
8528 | 4229290417700 | SUTURE, POLYPROPYLENE, MONOFILAMENT, NON-ABSORBABLE, SIZE 5/0, 13-14 MM, 1/2 CIRCLE, TAPER POINT BLACK NEEDLE, 70-75 CM, BLUE, STERILE | GENERAL CONSUMABLES FOR: SURGICAL SUTURES, LAPRASCOPIC AND ROBOTIC SURGEONS SUPPLEMENTARY
8529 | 4229620100600 | SMALL CLIP APPLIER, COMPATIBLE WITH DA VINCI XI | GENERAL CONSUMABLES FOR: SURGICAL SUTURES, LAPRASCOPIC AND ROBOTIC SURGEONS SUPPLEMENTARY
8530 | 4214311500900 | MANIPULATOR, TIP, UTERINE WITH INJECTOR, (IF REUSABLE PIECE THERE TO BE FREE OF CHARGE), ASSORTED SIZES , STERILE, DISPOSABLE | GENERAL CONSUMABLES FOR: SURGICAL SUTURES, LAPRASCOPIC AND ROBOTIC SURGEONS SUPPLEMENTARY
8531 | 4229620101000 | LARGE CLIP APPLIER, COMPATIBLE WITH DA VINCI XI | GENERAL CONSUMABLES FOR: SURGICAL SUTURES, LAPRASCOPIC AND ROBOTIC SURGEONS SUPPLEMENTARY
8532 | 4229620200300 | CURVED BIPOLAR DISSECTOR, COMPATIBLE WITH DA VINCI XI | GENERAL CONSUMABLES FOR: SURGICAL SUTURES, LAPRASCOPIC AND ROBOTIC SURGEONS SUPPLEMENTARY
8533 | 4229620300500 | PERMANENT CAUTERY HOOK, COMPATIBLE WITH DA VINCI XI | GENERAL CONSUMABLES FOR: SURGICAL SUTURES, LAPRASCOPIC AND ROBOTIC SURGEONS SUPPLEMENTARY
8534 | 4229620300600 | MARYLAND BIPOLAR FORCEPS, COMPATIBLE WITH DA VINCI XI | GENERAL CONSUMABLES FOR: SURGICAL SUTURES, LAPRASCOPIC AND ROBOTIC SURGEONS SUPPLEMENTARY
8535 | 4229620300700 | PERMANENT CAUTERY SPATULA, COMPATIBLE WITH DA VINCI XI | GENERAL CONSUMABLES FOR: SURGICAL SUTURES, LAPRASCOPIC AND ROBOTIC SURGEONS SUPPLEMENTARY
8536 | 4229620300800 | FENESTRATED BIPOLAR FORCEPS, COMPATIBLE WITH DA VINCI XI | GENERAL CONSUMABLES FOR: SURGICAL SUTURES, LAPRASCOPIC AND ROBOTIC SURGEONS SUPPLEMENTARY
8537 | 4229620300900 | MICRO BIPOLAR FORCEPS, COMPATIBLE WITH DA VINCI XI | GENERAL CONSUMABLES FOR: SURGICAL SUTURES, LAPRASCOPIC AND ROBOTIC SURGEONS SUPPLEMENTARY
8538 | 4229620101100 | MEDIUM-LARGE CLIP APPLIER, COMPATIBLE WITH DA VINCI XI | GENERAL CONSUMABLES FOR: SURGICAL SUTURES, LAPRASCOPIC AND ROBOTIC SURGEONS SUPPLEMENTARY
8539 | 4229290417100 | SUTURE, POLYPROPYLENE, MONOFILAMENT, NON-ABSORBABLE, SIZE 2/0, 25-26 MM, 1/2 CIRCLE, TAPER POINT DOUBLE ARM NEEDLE, 120 CM ( +/- 5 CM ), BLUE, STERILE | GENERAL CONSUMABLES FOR: SURGICAL SUTURES, LAPRASCOPIC AND ROBOTIC SURGEONS SUPPLEMENTARY
8540 | 4214310200400 | ARCH CUP APPARATUS TO GUIDE COLPOTOMY DURING TOTAL LAPAROSCOPIC HYSTERECTOMY AND PREVENT LOSS OF PNEUMOPERITONEUM DURING AND AFTER C OLPOTOMY, AND USED AS RESERVOIR, WITH FREE HANDLE, ASSORTED SIZES, STERILE, DISPOSABLE | GENERAL CONSUMABLES FOR: SURGICAL SUTURES, LAPRASCOPIC AND ROBOTIC SURGEONS SUPPLEMENTARY
8541 | 4229290416900 | SUTURE, POLYPROPYLENE, MONOFILAMENT, NON-ABSORBABLE, SIZE 1, 48 MM ( +/- 1 MM ), 1/2 CIRCLE, ROUND BODY NEEDLE, 70-75 CM, BLUE, STERILE | GENERAL CONSUMABLES FOR: SURGICAL SUTURES, LAPRASCOPIC AND ROBOTIC SURGEONS SUPPLEMENTARY
8542 | 4229351400800 | LOADING UNIT, STAPLER, LINEAR, CUTTER, FOR LAPAROSCOPIC, 45 MM, 4.2-4.3 MM, FOR VERY THICK TISSUE, DISPOSABLE, STERILE | GENERAL CONSUMABLES FOR: SURGICAL SUTURES, LAPRASCOPIC AND ROBOTIC SURGEONS SUPPLEMENTARY
8543 | 4229560108600 | SIZER, FOR REFLUX MANAGEMENT SYSTEM, FOR LAPAROSCOPIC, DISPOSABLE, STERILE | GENERAL CONSUMABLES FOR: SURGICAL SUTURES, LAPRASCOPIC AND ROBOTIC SURGEONS SUPPLEMENTARY
8544 | 4229351401000 | LOADING UNIT, RETICULATING, WITH TRI-STAPLER TECHNOLOGY, 30 / 2-2.5-3 MM, INTEGRATED KNIFE, DISPOSABLE, STERILE | GENERAL CONSUMABLES FOR: SURGICAL SUTURES, LAPRASCOPIC AND ROBOTIC SURGEONS SUPPLEMENTARY
8545 | 4214240301200 | INSTRUMENT, TIP, BABCOCK, DOUBLE ACTION, 5 MM, FOR DELICATE GRASPING, DISPOSABLE, STERILE | GENERAL CONSUMABLES FOR: SURGICAL SUTURES, LAPRASCOPIC AND ROBOTIC SURGEONS SUPPLEMENTARY
8546 | 4214240301300 | INSTRUMENT, CLAMP, ENDO BABCOCK, RATCHET, 10 MM, 30-37 CM LENGTH, DISPOSABLE, STERILE | GENERAL CONSUMABLES FOR: SURGICAL SUTURES, LAPRASCOPIC AND ROBOTIC SURGEONS SUPPLEMENTARY
8547 | 4229290415900 | SUTURE, POLYDIOXANONE, MONOFILAMENT, ABSORBABLE, SIZE 4/0, 25-26 MM, 1/2 CIRCLE, ROUND BODY NEEDLE, 70-75 CM, VIOLET, STERILE | GENERAL CONSUMABLES FOR: SURGICAL SUTURES, LAPRASCOPIC AND ROBOTIC SURGEONS SUPPLEMENTARY
8548 | 4229290416000 | SUTURE, POLYDIOXANONE, MONOFILAMENT, ABSORBABLE, SIZE 5/0, 13-14 MM, 1/2 CIRCLE, ROUND BODY DOUBLE ARM NEEDLE, 70-75 CM, VIOLET, STERILE | GENERAL CONSUMABLES FOR: SURGICAL SUTURES, LAPRASCOPIC AND ROBOTIC SURGEONS SUPPLEMENTARY
8549 | 4229290416100 | SUTURE, POLYDIOXANONE, MONOFILAMENT, ABSORBABLE, SIZE 5/0, 13-14 MM, 3/8 CIRCLE, ROUND BODY DOUBLE ARM NEEDLE, 70-75 CM, VIOLET, STERILE | GENERAL CONSUMABLES FOR: SURGICAL SUTURES, LAPRASCOPIC AND ROBOTIC SURGEONS SUPPLEMENTARY
8550 | 4229290416200 | SUTURE, POLYDIOXANONE, MONOFILAMENT, ABSORBABLE, SIZE 5/0, 15-16 MM, 1/2 CIRCLE, ROUND BODY NEEDLE, 70-75 CM, VIOLET, STERILE | GENERAL CONSUMABLES FOR: SURGICAL SUTURES, LAPRASCOPIC AND ROBOTIC SURGEONS SUPPLEMENTARY
8551 | 4229290416300 | SUTURE, POLYDIOXANONE, MONOFILAMENT, ABSORBABLE, SIZE 5/0, 17-18 MM, 1/2 CIRCLE, TAPER POINT DOUBLE ARM NEEDLE, 90-95 CM, VIOLET, STERILE | GENERAL CONSUMABLES FOR: SURGICAL SUTURES, LAPRASCOPIC AND ROBOTIC SURGEONS SUPPLEMENTARY
8552 | 4229290416400 | SUTURE, POLYDIOXANONE, MONOFILAMENT, ABSORBABLE, SIZE 5/0, 19-20 MM, 3/8 CIRCLE, REVERSE CUTTING NEEDLE, 45-50 CM, VIOLET, STERILE | GENERAL CONSUMABLES FOR: SURGICAL SUTURES, LAPRASCOPIC AND ROBOTIC SURGEONS SUPPLEMENTARY
8553 | 4229290416500 | SUTURE, POLYDIOXANONE, MONOFILAMENT, ABSORBABLE, SIZE 5/0, 25-26 MM, 1/2 CIRCLE, ROUND BODY NEEDLE, 70-75 CM, VIOLET, STERILE | GENERAL CONSUMABLES FOR: SURGICAL SUTURES, LAPRASCOPIC AND ROBOTIC SURGEONS SUPPLEMENTARY
8554 | 4229290416600 | SUTURE, POLYDIOXANONE, MONOFILAMENT, ABSORBABLE, SIZE 6/0, 19-20 MM, 3/8 CIRCLE, REVERSE CUTTING NEEDLE, 45-50 CM, VIOLET, STERILE | GENERAL CONSUMABLES FOR: SURGICAL SUTURES, LAPRASCOPIC AND ROBOTIC SURGEONS SUPPLEMENTARY
8555 | 4229290416700 | SUTURE, POLYPROPYLENE, MONOFILAMENT, NON-ABSORBABLE, SIZE 0, 25-26 MM, 1/2 CIRCLE, TAPER POINT NEEDLE, 70-75 CM, BLUE, STERILE | GENERAL CONSUMABLES FOR: SURGICAL SUTURES, LAPRASCOPIC AND ROBOTIC SURGEONS SUPPLEMENTARY
8556 | 4229290416800 | SUTURE, POLYPROPYLENE, MONOFILAMENT, NON-ABSORBABLE, SIZE 0, 40 MM ( +/- 1 MM ), 1/2 CIRCLE, CUTTING NEEDLE, 100 CM, BLUE, STERILE | GENERAL CONSUMABLES FOR: SURGICAL SUTURES, LAPRASCOPIC AND ROBOTIC SURGEONS SUPPLEMENTARY
8557 | 4228200400000 | COVER, SHEATH, FOR ENDOSCOPIC, 30 DEGREE, 5MM,ROUND LOCKING SYSTEM, FOR SCOPE PIXELS PROTECTION, ANTI FOG AND ANTI BLURB, DISPOSABLE, STERILE | GENERAL CONSUMABLES FOR: SURGICAL SUTURES, LAPRASCOPIC AND ROBOTIC SURGEONS SUPPLEMENTARY
8558 | 4229620403000 | PROGRASP FORCEPS, COMPATIBLE WITH DA VINCI XI | GENERAL CONSUMABLES FOR: SURGICAL SUTURES, LAPRASCOPIC AND ROBOTIC SURGEONS SUPPLEMENTARY
8559 | 4229163601200 | TROCAR, KIT, ONE OPTICAL BLADELESS OBTURATOR, WITH TWO STABILITY SLEEVES, 5 MM X 100 MM, DISPOSABLE, STERILE | GENERAL CONSUMABLES FOR: SURGICAL SUTURES, LAPRASCOPIC AND ROBOTIC SURGEONS SUPPLEMENTARY
8560 | 4229163601400 | STAPLER, CIRCULAR, SIZE 28-29 MM, EXTRA LONG LENGTH, CURVED END TO END ANASTOMOSIS STAPLER, APPLIES TWO ROWS OF CIRCULAR STAGGERED STAPLER WITH A KNIFE IN BETWEEN,AIRTIGHT FOR BOTH OPEN AND LAPAROSCOPIC PROCEDURE, SHAFT MARKED AND ALONE PIN TROCAR, SLIM ANVIL, DISPOSABLE, STERILE | GENERAL CONSUMABLES FOR: SURGICAL SUTURES, LAPRASCOPIC AND ROBOTIC SURGEONS SUPPLEMENTARY
8561 | 4229290427200 | SUTURE, POLYPROPYLENE, MONOFILAMENT, NON-ABSORBABLE, NO MEMORY THREAD, SIZE 6/0, 10 MM, 3/8 CIRCLE, ROUND BODY DOUBLE ARM NEEDLE, 70-75 CM, BLUE, STERILE | GENERAL CONSUMABLES FOR: SURGICAL SUTURES, LAPRASCOPIC AND ROBOTIC SURGEONS SUPPLEMENTARY
8562 | 4229290427300 | SUTURE, POLYPROPYLENE, MONOFILAMENT, NON-ABSORBABLE, NO MEMORY THREAD, SIZE 6/0, 10 MM, 3/8 CIRCLE, TAPER CUT DOUBLE ARM NEEDLE, 60-65 CM, BLUE, STERILE | GENERAL CONSUMABLES FOR: SURGICAL SUTURES, LAPRASCOPIC AND ROBOTIC SURGEONS SUPPLEMENTARY
8563 | 4229290427400 | SUTURE, POLYPROPYLENE, MONOFILAMENT, NON-ABSORBABLE, NO MEMORY THREAD, SIZE 6/0, 13-14 MM, 1/2 CIRCLE, ROUND BODY DOUBLE ARM NEEDLE, 70-75 CM, BLUE, STERILE | GENERAL CONSUMABLES FOR: SURGICAL SUTURES, LAPRASCOPIC AND ROBOTIC SURGEONS SUPPLEMENTARY
8564 | 4229290427500 | SUTURE, POLYPROPYLENE, MONOFILAMENT, NON-ABSORBABLE, NO MEMORY THREAD, SIZE 6/0, 13-14 MM, 3/8 CIRCLE, ROUND BODY DOUBLE ARM NEEDLE, 60-65 CM, BLUE, STERILE | GENERAL CONSUMABLES FOR: SURGICAL SUTURES, LAPRASCOPIC AND ROBOTIC SURGEONS SUPPLEMENTARY
8565 | 4229290427600 | SUTURE, POLYPROPYLENE, MONOFILAMENT, NON-ABSORBABLE, NO MEMORY THREAD, SIZE 6/0, 13-14 MM, 3/8 CIRCLE, ROUND BODY DOUBLE ARM NEEDLE, 70-75 CM, BLUE, STERILE | GENERAL CONSUMABLES FOR: SURGICAL SUTURES, LAPRASCOPIC AND ROBOTIC SURGEONS SUPPLEMENTARY
8566 | 4229290427700 | SUTURE, POLYPROPYLENE, MONOFILAMENT, NON-ABSORBABLE, NO MEMORY THREAD, SIZE 6/0, 8 MM, 3/8 CIRCLE, ROUND BODY DOUBLE ARM NEEDLE, 70-75 CM, BLUE, STERILE | GENERAL CONSUMABLES FOR: SURGICAL SUTURES, LAPRASCOPIC AND ROBOTIC SURGEONS SUPPLEMENTARY
8567 | 4229290427100 | SUTURE, POLYPROPYLENE, MONOFILAMENT, NON-ABSORBABLE, NO MEMORY THREAD, SIZE 6/0, 10 MM, 3/8 CIRCLE, ROUND BODY DOUBLE ARM NEEDLE, 60-65 CM, BLUE, STERILE | GENERAL CONSUMABLES FOR: SURGICAL SUTURES, LAPRASCOPIC AND ROBOTIC SURGEONS SUPPLEMENTARY
8568 | 4229290427800 | SUTURE, POLYPROPYLENE, MONOFILAMENT, NON-ABSORBABLE, NO MEMORY THREAD, SIZE 6/0, 8 MM, 3/8 CIRCLE, TAPER CUT DOUBLE ARM NEEDLE, 70-75 CM, BLUE, STERILE | GENERAL CONSUMABLES FOR: SURGICAL SUTURES, LAPRASCOPIC AND ROBOTIC SURGEONS SUPPLEMENTARY
8569 | 4229290428000 | SUTURE, POLYPROPYLENE, MONOFILAMENT, NON-ABSORBABLE, NO MEMORY THREAD, SIZE 7/0, 10 MM, 3/8 CIRCLE, ROUND BODY DOUBLE ARM BLACK NEEDLE, 60-65 CM, BLUE, STERILE | GENERAL CONSUMABLES FOR: SURGICAL SUTURES, LAPRASCOPIC AND ROBOTIC SURGEONS SUPPLEMENTARY
8570 | 4229290428100 | SUTURE, POLYPROPYLENE, MONOFILAMENT, NON-ABSORBABLE, NO MEMORY THREAD, SIZE 7/0, 10 MM, 3/8 CIRCLE, TAPER CUT DOUBLE ARM NEEDLE, 70-75 CM, BLUE, STERILE | GENERAL CONSUMABLES FOR: SURGICAL SUTURES, LAPRASCOPIC AND ROBOTIC SURGEONS SUPPLEMENTARY
8571 | 4229290428200 | SUTURE, POLYPROPYLENE, MONOFILAMENT, NON-ABSORBABLE, NO MEMORY THREAD, SIZE 7/0, 8 MM, 3/8 CIRCLE, ROUND BODY DOUBLE ARM BLACK NEEDLE, 60-65 CM, BLUE, STERILE | GENERAL CONSUMABLES FOR: SURGICAL SUTURES, LAPRASCOPIC AND ROBOTIC SURGEONS SUPPLEMENTARY
8572 | 4229290428300 | SUTURE, POLYPROPYLENE, MONOFILAMENT, NON-ABSORBABLE, NO MEMORY THREAD, SIZE 8/0, 6.4 MM, 3/8 CIRCLE, ROUND BODY DOUBLE ARM NEEDLE, 45-50 CM, BLUE, STERILE | GENERAL CONSUMABLES FOR: SURGICAL SUTURES, LAPRASCOPIC AND ROBOTIC SURGEONS SUPPLEMENTARY
8573 | 4229290428400 | SUTURE, POLYPROPYLENE, MONOFILAMENT, NON-ABSORBABLE, NO MEMORY THREAD, SIZE 8/0, 6.4 MM, 3/8 CIRCLE, TAPER CUT DOUBLE ARM NEEDLE, 60-65 CM, BLUE, STERILE | GENERAL CONSUMABLES FOR: SURGICAL SUTURES, LAPRASCOPIC AND ROBOTIC SURGEONS SUPPLEMENTARY
8574 | 4229290428500 | SUTURE, POLYPROPYLENE, MONOFILAMENT, NON-ABSORBABLE, NO MEMORY THREAD, SIZE 8/0, 8 MM, 3/8 CIRCLE, ROUND BODY DOUBLE ARM NEEDLE, 60-65 CM, BLUE, STERILE | GENERAL CONSUMABLES FOR: SURGICAL SUTURES, LAPRASCOPIC AND ROBOTIC SURGEONS SUPPLEMENTARY
8575 | 4229290427900 | SUTURE, POLYPROPYLENE, MONOFILAMENT, NON-ABSORBABLE, NO MEMORY THREAD, SIZE 7/0, 10 MM, 1/2 CIRCLE, ROUND BODY DOUBLE ARM NEEDLE, 60-65 CM, BLUE, STERILE | GENERAL CONSUMABLES FOR: SURGICAL SUTURES, LAPRASCOPIC AND ROBOTIC SURGEONS SUPPLEMENTARY
8576 | 4229290427000 | SUTURE, POLYPROPYLENE, MONOFILAMENT, NON-ABSORBABLE, NO MEMORY THREAD, SIZE 5/0, 17-18 MM, 3/8 CIRCLE, ROUND BODY DOUBLE ARM NEEDLE, 70-75 CM, BLUE, STERILE | GENERAL CONSUMABLES FOR: SURGICAL SUTURES, LAPRASCOPIC AND ROBOTIC SURGEONS SUPPLEMENTARY
8577 | 4229290426900 | SUTURE, POLYPROPYLENE, MONOFILAMENT, NON-ABSORBABLE, NO MEMORY THREAD, SIZE 5/0, 17-18 MM, 3/8 CIRCLE, TAPER CUT DOUBLE ARM NEEDLE, 90-95 CM, BLUE, STERILE | GENERAL CONSUMABLES FOR: SURGICAL SUTURES, LAPRASCOPIC AND ROBOTIC SURGEONS SUPPLEMENTARY
8578 | 4229290426800 | SUTURE, POLYPROPYLENE, MONOFILAMENT, NON-ABSORBABLE, NO MEMORY THREAD, SIZE 5/0, 13-14 MM, 3/8 CIRCLE, TAPER CUT DOUBLE ARM NEEDLE, 70-75 CM, BLUE, STERILE | GENERAL CONSUMABLES FOR: SURGICAL SUTURES, LAPRASCOPIC AND ROBOTIC SURGEONS SUPPLEMENTARY
8579 | 4229290425600 | SUTURE, POLIGLECAPRONE 25, UNIDIRECTIONAL, DUAL ANGLE CUT, LOOP LOCK, MONOFILAMENT, ABSORBABLE, SIZE 2/0, 27-28 MM, 1/2 CIRCLE, TAPER POINT NEEDLE, 15 CM, VIOLET, STERILE | GENERAL CONSUMABLES FOR: SURGICAL SUTURES, LAPRASCOPIC AND ROBOTIC SURGEONS SUPPLEMENTARY
8580 | 4229290425700 | SUTURE, POLIGLECAPRONE 25, UNIDIRECTIONAL, DUAL ANGLE CUT, LOOP LOCK, MONOFILAMENT, ABSORBABLE, SIZE 3/0, 19-20 MM, 3/8 CIRCLE, REVERSE CUTTING NEEDLE, 55-60 CM, UNDYED, STERILE | GENERAL CONSUMABLES FOR: SURGICAL SUTURES, LAPRASCOPIC AND ROBOTIC SURGEONS SUPPLEMENTARY
8581 | 4229290415400 | SUTURE, POLYDIOXANONE, MONOFILAMENT, ABSORBABLE, SIZE 2/0, 25-26 MM, 1/2 CIRCLE, TAPER POINT BLACK NEEDLE, 90-95 CM, VIOLET, STERILE | GENERAL CONSUMABLES FOR: SURGICAL SUTURES, LAPRASCOPIC AND ROBOTIC SURGEONS SUPPLEMENTARY
8582 | 4229290425800 | SUTURE, POLIGLECAPRONE 25, UNIDIRECTIONAL, DUAL ANGLE CUT, LOOP LOCK, MONOFILAMENT, ABSORBABLE, SIZE 3/0, 25-26 MM, 1/2 CIRCLE, TAPER POINT NEEDLE, 15 CM, UNDYED, STERILE | GENERAL CONSUMABLES FOR: SURGICAL SUTURES, LAPRASCOPIC AND ROBOTIC SURGEONS SUPPLEMENTARY
8583 | 4229250201000 | HANDPIECE, GREY, FOR USE WITH LAPAROSCOPIC ULTRASONIC DEVICES | GENERAL CONSUMABLES FOR: SURGICAL SUTURES, LAPRASCOPIC AND ROBOTIC SURGEONS SUPPLEMENTARY
8584 | 4229290425900 | SUTURE, PTFE, MONOFILAMENT, NON-ABSORBABLE, SIZE 7/0, 9 MM, 3/8 CIRCLE, TAPER POINT DOUBLE ARM NEEDLE, 60-65 CM, WHITE, STERILE | GENERAL CONSUMABLES FOR: SURGICAL SUTURES, LAPRASCOPIC AND ROBOTIC SURGEONS SUPPLEMENTARY
8585 | 4229290426000 | SUTURE, POLYPROPYLENE, MONOFILAMENT, NON-ABSORBABLE, NO MEMORY THREAD, SIZE 4/0, 18-19 MM, 1/2 CIRCLE, TAPER CUT DOUBLE ARM NEEDLE, 90-95 CM, BLUE, STERILE | GENERAL CONSUMABLES FOR: SURGICAL SUTURES, LAPRASCOPIC AND ROBOTIC SURGEONS SUPPLEMENTARY
8586 | 4229250200700 | HANDLE, HAND CONTROLLED, PENCIL GRIP, MULTI FUNCTIONAL ELECTROSURGERY SYSTEM, DISPOSABLE, STERILE | GENERAL CONSUMABLES FOR: SURGICAL SUTURES, LAPRASCOPIC AND ROBOTIC SURGEONS SUPPLEMENTARY
8587 | 4229290426100 | SUTURE, POLYPROPYLENE, MONOFILAMENT, NON-ABSORBABLE, NO MEMORY THREAD, SIZE 4/0, 18-19 MM, 3/8 CIRCLE, ROUND BODY DOUBLE ARM NEEDLE, 90-95 CM, BLUE, STERILE | GENERAL CONSUMABLES FOR: SURGICAL SUTURES, LAPRASCOPIC AND ROBOTIC SURGEONS SUPPLEMENTARY
8588 | 4229290426200 | SUTURE, POLYPROPYLENE, MONOFILAMENT, NON-ABSORBABLE, NO MEMORY THREAD, SIZE 4/0, 19-20 MM, 1/2 CIRCLE, ROUND BODY DOUBLE ARM NEEDLE, 90-95 CM, BLUE, STERILE | GENERAL CONSUMABLES FOR: SURGICAL SUTURES, LAPRASCOPIC AND ROBOTIC SURGEONS SUPPLEMENTARY
8589 | 4229290426300 | SUTURE, POLYPROPYLENE, MONOFILAMENT, NON-ABSORBABLE, NO MEMORY THREAD, SIZE 4/0, 25-26 MM, 1/2 CIRCLE, ROUND BODY DOUBLE ARM NEEDLE, 70-75 CM, BLUE, STERILE | GENERAL CONSUMABLES FOR: SURGICAL SUTURES, LAPRASCOPIC AND ROBOTIC SURGEONS SUPPLEMENTARY
8590 | 4229290426400 | SUTURE, POLYPROPYLENE, MONOFILAMENT, NON-ABSORBABLE, NO MEMORY THREAD, SIZE 4/0, 25-26 MM, 3/8 CIRCLE, TAPER CUT DOUBLE ARM NEEDLE, 90-95 CM, BLUE, STERILE | GENERAL CONSUMABLES FOR: SURGICAL SUTURES, LAPRASCOPIC AND ROBOTIC SURGEONS SUPPLEMENTARY
8591 | 4229290426500 | SUTURE, POLYPROPYLENE, MONOFILAMENT, NON-ABSORBABLE, NO MEMORY THREAD, SIZE 5/0, 10 MM, 1/2 CIRCLE, ROUND BODY DOUBLE ARM NEEDLE, 70-75 CM, BLUE, STERILE | GENERAL CONSUMABLES FOR: SURGICAL SUTURES, LAPRASCOPIC AND ROBOTIC SURGEONS SUPPLEMENTARY
8592 | 4229290426600 | SUTURE, POLYPROPYLENE, MONOFILAMENT, NON-ABSORBABLE, NO MEMORY THREAD, SIZE 5/0, 13-14 MM, 1/2 CIRCLE, ROUND BODY DOUBLE ARM NEEDLE, 70-75 CM, BLUE, STERILE | GENERAL CONSUMABLES FOR: SURGICAL SUTURES, LAPRASCOPIC AND ROBOTIC SURGEONS SUPPLEMENTARY
8593 | 4229290426700 | SUTURE, POLYPROPYLENE, MONOFILAMENT, NON-ABSORBABLE, NO MEMORY THREAD, SIZE 5/0, 13-14 MM, 3/8 CIRCLE, ROUND BODY DOUBLE ARM NEEDLE, 70-75 CM, BLUE, STERILE | GENERAL CONSUMABLES FOR: SURGICAL SUTURES, LAPRASCOPIC AND ROBOTIC SURGEONS SUPPLEMENTARY
8594 | 4229290428600 | SUTURE, POLYPROPYLENE, MONOFILAMENT, NON-ABSORBABLE, NO MEMORY THREAD, SIZE 8/0, 8 MM, 3/8 CIRCLE, ROUND BODY DOUBLE ARM NEEDLE, 70-75 CM, BLUE, STERILE | GENERAL CONSUMABLES FOR: SURGICAL SUTURES, LAPRASCOPIC AND ROBOTIC SURGEONS SUPPLEMENTARY
8595 | 4229163601300 | TROCAR, KIT, ONE OPTICAL BLADELESS OBTURATOR, WITH TWO STABILITY SLEEVES, 5 MM X 75 MM, DISPOSABLE, STERILE | GENERAL CONSUMABLES FOR: SURGICAL SUTURES, LAPRASCOPIC AND ROBOTIC SURGEONS SUPPLEMENTARY
8596 | 4229290428700 | SUTURE, POLYVINYLIDENE FLUORIDE, MONOFILAMENT, NON-ABSORBABLE, SIZE 5/0, 10 MM, 1/2 CIRCLE, ROUND BODY DOUBLE ARM NEEDLE, 70-75 CM, BLUE, STERILE | GENERAL CONSUMABLES FOR: SURGICAL SUTURES, LAPRASCOPIC AND ROBOTIC SURGEONS SUPPLEMENTARY
8597 | 4229290428900 | SUTURE, POLYVINYLIDENE FLUORIDE, MONOFILAMENT, NON-ABSORBABLE, SIZE 6/0, 8 MM, 3/8 CIRCLE, ROUND BODY DOUBLE ARM FINE NEEDLE, 70-75 CM, BLUE, STERILE | GENERAL CONSUMABLES FOR: SURGICAL SUTURES, LAPRASCOPIC AND ROBOTIC SURGEONS SUPPLEMENTARY
8598 | 4229290437300 | SUTURE, POLYGLACTIN 910, MULTIFILAMENT, RAPID ABSORPTION, SIZE 5/0, 11-12 MM, 3/8 CIRCLE, MULTIPASS PRIME REVERSE CUTTING NEEDLE, 45-50 CM, UNDYED, STERILE | GENERAL CONSUMABLES FOR: SURGICAL SUTURES, LAPRASCOPIC AND ROBOTIC SURGEONS SUPPLEMENTARY
8599 | 4229290437400 | SUTURE, POLYGLACTIN 910, MULTIFILAMENT, RAPID ABSORPTION, SIZE 6/0, 11-12 MM, 3/8 CIRCLE, MULTIPASS PRIME REVERSE CUTTING NEEDLE, 45-50 CM, UNDYED, STERILE | GENERAL CONSUMABLES FOR: SURGICAL SUTURES, LAPRASCOPIC AND ROBOTIC SURGEONS SUPPLEMENTARY
8600 | 4229290437500 | SUTURE, POLIGLECAPRONE 25, ANTIBACTERIAL, MONOFILAMENT, ABSORBABLE, SIZE 4/0, 15-16 MM, 3/8 CIRCLE, PRIME REVERSE CUTTING NEEDLE, 70 CM, UNDYED, STERILE | GENERAL CONSUMABLES FOR: SURGICAL SUTURES, LAPRASCOPIC AND ROBOTIC SURGEONS SUPPLEMENTARY
8601 | 4229290437600 | SUTURE, POLYPROPYLENE, MONOFILAMENT, NON-ABSORBABLE, SIZE 3/0, 25-26 MM, 1/2 CIRCLE, ROUND BODY DOUBLE ARM NEEDLE, 120 CM ( +/- 5 CM ), BLUE, STERILE | GENERAL CONSUMABLES FOR: SURGICAL SUTURES, LAPRASCOPIC AND ROBOTIC SURGEONS SUPPLEMENTARY
8602 | 4229290437700 | SUTURE, POLYPROPYLENE, MONOFILAMENT, NON-ABSORBABLE, SIZE 4/0, 19-20 MM, 3/8 CIRCLE, MULTIPASS PRIME REVERSE CUTTING NEEDLE, 45-50 CM, BLUE, STERILE | GENERAL CONSUMABLES FOR: SURGICAL SUTURES, LAPRASCOPIC AND ROBOTIC SURGEONS SUPPLEMENTARY
8603 | 4229290437800 | SUTURE, POLYPROPYLENE, MONOFILAMENT, NON-ABSORBABLE, SIZE 8/0, 6.5 MM, 3/8 CIRCLE, TUNGSTEN-RHENIUM ALLOY, TAPER POINT DOUBLE ARM NEEDLE, 60-65 CM, BLUE, STERILE | GENERAL CONSUMABLES FOR: SURGICAL SUTURES, LAPRASCOPIC AND ROBOTIC SURGEONS SUPPLEMENTARY
8604 | 4229290437200 | SUTURE, POLYGLACTIN 910, ANTIBACTERIAL (COATED TRICLOSAN), MULTIFILAMENT, ABSORBABLE, SIZE 2/0, 48 MM ( +/- 1 MM ), 1/2 CIRCLE, ROUND BODY NEEDLE, 70-75 CM, VIOLET, STERILE | GENERAL CONSUMABLES FOR: SURGICAL SUTURES, LAPRASCOPIC AND ROBOTIC SURGEONS SUPPLEMENTARY
8605 | 4229290437900 | SUTURE, POLYESTER, MULTIFILAMENT, NON-ABSORBABLE, SIZE 3/0, 25-26 MM, 1/2 CIRCLE, ROUND BODY NEEDLE, 70-75 CM, BLUE OR GREEN, STERILE | GENERAL CONSUMABLES FOR: SURGICAL SUTURES, LAPRASCOPIC AND ROBOTIC SURGEONS SUPPLEMENTARY
8606 | 4229290438100 | SUTURE, POLYESTER, COATED SILICON OR POLYBUTILATE, MULTIFILAMENT, NON-ABSORBABLE, SIZE 2/0, 17-18 MM, 1/2 CIRCLE, TAPER CUT DOUBLE ARM NEEDLE, WITH 7 X 3 MM FIRM PLEDGET, 8 X 70-75 CM, 4 BLUE OR GREEN AND 4 WHITE, STERILE | GENERAL CONSUMABLES FOR: SURGICAL SUTURES, LAPRASCOPIC AND ROBOTIC SURGEONS SUPPLEMENTARY
8607 | 4229290438200 | SUTURE, POLYESTER, COATED SILICON OR POLYBUTILATE, MULTIFILAMENT, NON-ABSORBABLE, SIZE 2/0, 19-20 MM, 1/2 CIRCLE, TAPER POINT DOUBLE ARM NEEDLE, WITH 3 X 7 MM FIRM PLEDGET, 70-75 CM, BLUE, STERILE | GENERAL CONSUMABLES FOR: SURGICAL SUTURES, LAPRASCOPIC AND ROBOTIC SURGEONS SUPPLEMENTARY
8608 | 4229290438300 | SUTURE, POLYBUTESTER, UNIDIRECTIONAL, DUAL ANGLE CUT, LOOP LOCK, MONOFILAMENT, NON-ABSORBABLE, SIZE 2/0, 37 MM ( +/- 1 MM ), 1/2 CIRCLE, TAPER POINT NEEDLE, 15 CM, BLUE, STERILE | GENERAL CONSUMABLES FOR: SURGICAL SUTURES, LAPRASCOPIC AND ROBOTIC SURGEONS SUPPLEMENTARY
8609 | 4229290438400 | SUTURE, POLYBUTESTER, UNIDIRECTIONAL, DUAL ANGLE CUT, LOOP LOCK, MONOFILAMENT, NON-ABSORBABLE, SIZE 3/0, 25-26 MM, 1/2 CIRCLE, TAPER POINT NEEDLE, 20-23 CM, BLUE, STERILE | GENERAL CONSUMABLES FOR: SURGICAL SUTURES, LAPRASCOPIC AND ROBOTIC SURGEONS SUPPLEMENTARY
8610 | 4229290415500 | SUTURE, POLYDIOXANONE, MONOFILAMENT, ABSORBABLE, SIZE 2/0, 30 MM ( +/- 1 MM), 1/2 CIRCLE, ROUND BODY NEEDLE, 70-75 CM, VIOLET, STERILE | GENERAL CONSUMABLES FOR: SURGICAL SUTURES, LAPRASCOPIC AND ROBOTIC SURGEONS SUPPLEMENTARY
8611 | 4229163601500 | STAPLER, CIRCULAR, SIZE 32-34 MM, EXTRA LONG LENGTH, CURVED END TO END ANASTOMOSIS STAPLER, APPLIES TWO ROWS OF CIRCULAR STAGGERED STAPLER WITH A KNIFE IN BETWEEN,AIRTIGHT FOR BOTH OPEN AND LAPAROSCOPIC PROCEDURE, SHAFT MARKED AND ALONE PIN TROCAR, SLIM ANVIL, DISPOSABLE, STERILE | GENERAL CONSUMABLES FOR: SURGICAL SUTURES, LAPRASCOPIC AND ROBOTIC SURGEONS SUPPLEMENTARY
8612 | 4229290438000 | SUTURE, POLYESTER, COATED SILICON OR POLYBUTILATE, MULTIFILAMENT, NON-ABSORBABLE, SIZE 5, 48 MM ( +/- 1 MM ), 1/2 CIRCLE, TAPER CUT NEEDLE, 4 X 70-75 CM, BLUE OR GREEN, STERILE | GENERAL CONSUMABLES FOR: SURGICAL SUTURES, LAPRASCOPIC AND ROBOTIC SURGEONS SUPPLEMENTARY
8613 | 4229290437100 | SUTURE, POLYGLACTIN 910, ANTIBACTERIAL (COATED TRICLOSAN), MULTIFILAMENT, ABSORBABLE, SIZE 0, 40 MM ( +/- 1 MM ), 1/2 CIRCLE, REVERSE CUTTING NEEDLE, 90-95 CM, VIOLET, STERILE | GENERAL CONSUMABLES FOR: SURGICAL SUTURES, LAPRASCOPIC AND ROBOTIC SURGEONS SUPPLEMENTARY
8614 | 4229290431100 | SUTURE, POLYGLYCONATE, UNIDIRECTIONAL, DUAL ANGLE CUT, LOOP LOCK, MONOFILAMENT, ABSORBABLE, SIZE 0, 48 MM ( +/- 1 MM ), 1/2 CIRCLE, TAPER POINT NEEDLE, 60-65 CM, GREEN, STERILE | GENERAL CONSUMABLES FOR: SURGICAL SUTURES, LAPRASCOPIC AND ROBOTIC SURGEONS SUPPLEMENTARY
8615 | 4229290431000 | SUTURE, POLYGLYCONATE, UNIDIRECTIONAL, DUAL ANGLE CUT, LOOP LOCK, MONOFILAMENT, ABSORBABLE, SIZE 0, 37 MM ( +/- 1 MM ), 1/2 CIRCLE, TAPER POINT NEEDLE, 30 CM, GREEN, STERILE | GENERAL CONSUMABLES FOR: SURGICAL SUTURES, LAPRASCOPIC AND ROBOTIC SURGEONS SUPPLEMENTARY
8616 | 4229290429000 | SUTURE, POLYVINYLIDENE FLUORIDE, MONOFILAMENT, NON-ABSORBABLE, SIZE 6/0, 10 MM, 3/8 CIRCLE, ROUND BODY FINE DOUBLE ARM NEEDLE, WITH 2 X 3.5 MM PLEDGET+ 1 EXTRA, 70-75 CM, BLUE, STERILE | GENERAL CONSUMABLES FOR: SURGICAL SUTURES, LAPRASCOPIC AND ROBOTIC SURGEONS SUPPLEMENTARY
8617 | 4229290429100 | SUTURE, POLYVINYLIDENE FLUORIDE, MONOFILAMENT, NON-ABSORBABLE, SIZE 7/0, 10 MM, 3/8 CIRCLE, ROUND BODY DOUBLE ARM FINE NEEDLE, 60-65 CM, BLUE, STERILE | GENERAL CONSUMABLES FOR: SURGICAL SUTURES, LAPRASCOPIC AND ROBOTIC SURGEONS SUPPLEMENTARY
8618 | 4229290429400 | SUTURE, STERNAL WIRES, STAINLESS STEEL, MONOFILAMENT, NON-ABSORBABLE, SIZE 5, 55 MM ( +/- 1 MM ), 1/2 CIRCLE, REVERSE CUTTING ROTATING NEEDLE, 4 X 45-50 CM, STERILE | GENERAL CONSUMABLES FOR: SURGICAL SUTURES, LAPRASCOPIC AND ROBOTIC SURGEONS SUPPLEMENTARY
8619 | 4229290429700 | SUTURE, STERNAL WIRES, STAINLESS STEEL, MONOFILAMENT, NON-ABSORBABLE, SIZE 6, 48 MM ( +/- 1 MM ), 1/2 CIRCLE, TAPER CUT NEEDLE, 4 X 45-50 CM, STERILE | GENERAL CONSUMABLES FOR: SURGICAL SUTURES, LAPRASCOPIC AND ROBOTIC SURGEONS SUPPLEMENTARY
8620 | 4229290429800 | SUTURE, STERNAL WIRES, STAINLESS STEEL, MONOFILAMENT, NON-ABSORBABLE, SIZE 7, 48 MM ( +/- 1 MM ), 1/2 CIRCLE, REVERSE CUTTING NEEDLE, 4 X 45-50 CM, STERILE | GENERAL CONSUMABLES FOR: SURGICAL SUTURES, LAPRASCOPIC AND ROBOTIC SURGEONS SUPPLEMENTARY
8621 | 4229290430000 | INSTRUMENT, TIP, SHORT MARYLAND DISSECTOR, 5 MM, LIMITED USE | GENERAL CONSUMABLES FOR: SURGICAL SUTURES, LAPRASCOPIC AND ROBOTIC SURGEONS SUPPLEMENTARY
8622 | 4229290430100 | SUTURE, POLYGLACTIN 910, MONOFILAMENT, ABSORBABLE, SIZE 9/0, 5 MM, 3/8 CIRCLE, REVERSE CUTTING NEEDLE, 13-15 CM, VIOLET, STERILE | GENERAL CONSUMABLES FOR: SURGICAL SUTURES, LAPRASCOPIC AND ROBOTIC SURGEONS SUPPLEMENTARY
8623 | 4229290430200 | SUTURE, POLYGLACTIN 910, MONOFILAMENT, ABSORBABLE, SIZE 10/0, 3.8 MM, 3/8 CIRCLE, TAPER POINT NEEDLE, 13-15 CM, VIOLET, STERILE | GENERAL CONSUMABLES FOR: SURGICAL SUTURES, LAPRASCOPIC AND ROBOTIC SURGEONS SUPPLEMENTARY
8624 | 4229290430400 | SUTURE, POLYPROPYLENE, MONOFILAMENT, NON-ABSORBABLE, SIZE 10/0, 15-16 MM, STRAIGHT, REVERSE CUTTING DOUBLE ARM NEEDLE, 20-23 CM, BLUE, STERILE | GENERAL CONSUMABLES FOR: SURGICAL SUTURES, LAPRASCOPIC AND ROBOTIC SURGEONS SUPPLEMENTARY
8625 | 4229290430500 | SUTURE, POLYAMIDE, MONOFILAMENT, NON-ABSORBABLE, SIZE 5/0, 13-14 MM, 3/8 CIRCLE, MULTIPASS REVERSE CUTTING NEEDLE, 40-45 CM, BLACK, STERILE | GENERAL CONSUMABLES FOR: SURGICAL SUTURES, LAPRASCOPIC AND ROBOTIC SURGEONS SUPPLEMENTARY
8626 | 4229180100300 | PORT, SITE CLOSURE WITH SUTURE PASSER, FOR LAPAROSCOPIC, WITH SUTURE GUIDE 10/12MM, DISPOSABLE, STERILE | GENERAL CONSUMABLES FOR: SURGICAL SUTURES, LAPRASCOPIC AND ROBOTIC SURGEONS SUPPLEMENTARY
8627 | 4229290430600 | SUTURE, POLYAMIDE, MONOFILAMENT, NON-ABSORBABLE, SIZE 6/0, 11-12 MM, 3/8 CIRCLE, PRIME REVERSE CUTTING NEEDLE, 40-45 CM, BLACK, STERILE | GENERAL CONSUMABLES FOR: SURGICAL SUTURES, LAPRASCOPIC AND ROBOTIC SURGEONS SUPPLEMENTARY
8628 | 4229290430700 | SUTURE, POLYAMIDE, MONOFILAMENT, NON-ABSORBABLE, SIZE 10/0, 5.5 MM, 1/2 CIRCLE, SIDE CUTTING SPATULATED DOUBLE ARM NEEDLE, 15 CM, BLACK, STERILE | GENERAL CONSUMABLES FOR: SURGICAL SUTURES, LAPRASCOPIC AND ROBOTIC SURGEONS SUPPLEMENTARY
8629 | 4229290430800 | SUTURE ORGANIZER USED TO ORGANIZE AND SECURE SUTURES DURING HEART VALVE SURGERY CURVED NOT LESS THAN 8 ORGANIZER STERILE / | GENERAL CONSUMABLES FOR: SURGICAL SUTURES, LAPRASCOPIC AND ROBOTIC SURGEONS SUPPLEMENTARY
8630 | 4229290430900 | SUTURE, POLYESTER, UNIDIRECTIONAL, DUAL ANGLE CUT, LOOP LOCK, MONOFILAMENT, ABSORBABLE, SIZE 2/0, 23-24 MM, 3/8 CIRCLE, REVERSE CUTT ING NEEDLE, 55-60 CM, UNDYED, STERILE | GENERAL CONSUMABLES FOR: SURGICAL SUTURES, LAPRASCOPIC AND ROBOTIC SURGEONS SUPPLEMENTARY
8631 | 4229290428800 | SUTURE, POLYVINYLIDENE FLUORIDE, MONOFILAMENT, NON-ABSORBABLE, SIZE 5/0, 13-14 MM, 3/8 CIRCLE, ROUND BODY DOUBLE ARM NEEDLE, WITH 3 X 5 MM PLEDGET, 70-75 CM, BLUE, STERILE | GENERAL CONSUMABLES FOR: SURGICAL SUTURES, LAPRASCOPIC AND ROBOTIC SURGEONS SUPPLEMENTARY
8632 | 4231220104800 | SUTURE, POLYAMIDE, MONOFILAMENT, NON-ABSORBABLE, SIZE 9/0, 6 MM, 3/8 CIRCLE, SPATULATED DOUBLE ARM NEEDLE, 30 CM, BLACK, STERILE | GENERAL CONSUMABLES FOR: SURGICAL SUTURES, LAPRASCOPIC AND ROBOTIC SURGEONS SUPPLEMENTARY
8633 | 4231220102000 | SUTURE, SILK, MULTIFILAMENT, NON-ABSORBABLE, SIZE 4/0, 15-16 MM, 3/8 CIRCLE, ROUND BODY NEEDLE, 70-75 CM, BLACK, STERILE | GENERAL CONSUMABLES FOR: SURGICAL SUTURES, LAPRASCOPIC AND ROBOTIC SURGEONS SUPPLEMENTARY
8634 | 4231220105000 | SUTURE, POLYDIOXANONE, MONOFILAMENT, ABSORBABLE, SIZE 3/0, 25-26 MM, 1/2 CIRCLE, ROUND BODY BLACK NEEDLE, 70-75 CM, VIOLET, STERILE | GENERAL CONSUMABLES FOR: SURGICAL SUTURES, LAPRASCOPIC AND ROBOTIC SURGEONS SUPPLEMENTARY
8635 | 4229490825000 | INSTRUMENT, SEALER, BIPOLAR, ADVANCED, 5 MM X 23-27 CM, STRAIGHT JAW, 360 DEGREE, ROTATABLE WITH SILICONE PAD, WITH ADAPTIVE TISSUE TECHNOLOGY OR EQUIVALENT, DISPOSABLE, STERILE | GENERAL CONSUMABLES FOR: SURGICAL SUTURES, LAPRASCOPIC AND ROBOTIC SURGEONS SUPPLEMENTARY
8636 | 4229490824900 | INSTRUMENT, CLAMP, ENDO BABCOCK, RATCHET, 5 MM, 30-37 CM LENGTH, DISPOSABLE, STERILE | GENERAL CONSUMABLES FOR: SURGICAL SUTURES, LAPRASCOPIC AND ROBOTIC SURGEONS SUPPLEMENTARY
8637 | 4229290422500 | SUTURE, SILK, MULTIFILAMENT, NON-ABSORBABLE, SIZE 2/0, NEEDLE FREE, 17 X 45-50 CM, BLACK, STERILE | GENERAL CONSUMABLES FOR: SURGICAL SUTURES, LAPRASCOPIC AND ROBOTIC SURGEONS SUPPLEMENTARY
8638 | 4214253607500 | TROCAR, KIT, ONE BLADED OBTURATOR, WITH TWO STABILITY SLEEVES, DOUBLE GASKET, 5 MM X 75 MM, DISPOSABLE, STERILE | GENERAL CONSUMABLES FOR: SURGICAL SUTURES, LAPRASCOPIC AND ROBOTIC SURGEONS SUPPLEMENTARY
8639 | 4214253607400 | TROCAR, KIT, ONE BLADED OBTURATOR, WITH TWO STABILITY SLEEVES, DOUBLE GASKET, 5 MM X 100 MM, DISPOSABLE, STERILE | GENERAL CONSUMABLES FOR: SURGICAL SUTURES, LAPRASCOPIC AND ROBOTIC SURGEONS SUPPLEMENTARY
8640 | 4214253607300 | TROCAR, KIT, ONE BLADED OBTURATOR, WITH TWO STABILITY SLEEVES, DOUBLE GASKET, 12 MM X 100 MM, DISPOSABLE, STERILE | GENERAL CONSUMABLES FOR: SURGICAL SUTURES, LAPRASCOPIC AND ROBOTIC SURGEONS SUPPLEMENTARY
8641 | 4231221101300 | SUTURE, POLYPROPYLENE, MONOFILAMENT, NON-ABSORBABLE, SIZE 4/0, 19-20 MM, 1/2 CIRCLE, ROUND BODY NEEDLE, 70-75 CM, BLUE, STERILE | GENERAL CONSUMABLES FOR: SURGICAL SUTURES, LAPRASCOPIC AND ROBOTIC SURGEONS SUPPLEMENTARY
8642 | 4231221100500 | SUTURE, POLYPROPYLENE, MONOFILAMENT, NON-ABSORBABLE, 1 TO 1 RATIO, SIZE 3/0, 25-26 MM, 1/2 CIRCLE, TAPER POINT DOUBLE ARM NEEDLE, 90-95 CM, BLUE, STERILE | GENERAL CONSUMABLES FOR: SURGICAL SUTURES, LAPRASCOPIC AND ROBOTIC SURGEONS SUPPLEMENTARY
8643 | 4214253607200 | TROCAR, KIT, ONE BLADED OBTURATOR, WITH TWO STABILITY SLEEVES, DOUBLE GASKET, 11 MM X 100 MM, DISPOSABLE, STERILE | GENERAL CONSUMABLES FOR: SURGICAL SUTURES, LAPRASCOPIC AND ROBOTIC SURGEONS SUPPLEMENTARY
8644 | 4231220701100 | SUTURE, PTFE, MONOFILAMENT, NON-ABSORBABLE, SIZE 4/0, 13-14 MM, 1/2 CIRCLE, TAPER POINT DOUBLE ARM NEEDLE, 60-65 CM, WHITE, STERILE | GENERAL CONSUMABLES FOR: SURGICAL SUTURES, LAPRASCOPIC AND ROBOTIC SURGEONS SUPPLEMENTARY
8645 | 4229290422400 | SUTURE, SILK, MULTIFILAMENT, NON-ABSORBABLE, SIZE 1, NEEDLE FREE, 17 X 45-50 CM, BLACK, STERILE | GENERAL CONSUMABLES FOR: SURGICAL SUTURES, LAPRASCOPIC AND ROBOTIC SURGEONS SUPPLEMENTARY
8646 | 4231220600700 | SUTURE, POLYGLACTIN 910, MULTIFILAMENT, ABSORBABLE, SIZE 5/0, 8 MM, 1/4 CIRCLE, SPATULATED DOUBLE ARM NEEDLE, 45-50 CM, VIOLET, STERILE | GENERAL CONSUMABLES FOR: SURGICAL SUTURES, LAPRASCOPIC AND ROBOTIC SURGEONS SUPPLEMENTARY
8647 | 4231220317900 | SUTURE, KNOTLESS, SPIRAL, UNIDIRECTIONAL, WITH FLEXIBLE LOOP, POLIGLECAPRONE 25, ANTIBACTERIAL (COATED TRICLOSAN), MONOFILAMENT, ABS ORBABLE, SIZE 3/0, 23-24 MM, 3/8 CIRCLE, REVERSE CUTTING NEEDLE, 45-50 CM, UNDYED, STERILE | GENERAL CONSUMABLES FOR: SURGICAL SUTURES, LAPRASCOPIC AND ROBOTIC SURGEONS SUPPLEMENTARY
8648 | 4231220317800 | SUTURE, POLYGLACTIN 910, MULTIFILAMENT, ABSORBABLE, SIZE 4/0, 19-20 MM, 3/8 CIRCLE, REVERSE CUTTING NEEDLE, 45-50 CM, UNDYED, STERILE | GENERAL CONSUMABLES FOR: SURGICAL SUTURES, LAPRASCOPIC AND ROBOTIC SURGEONS SUPPLEMENTARY
8649 | 4231220317700 | SUTURE, KNOTLESS, SPIRAL, UNIDIRECTIONAL, WITH FLEXIBLE LOOP, POLIGLECAPRONE 25, ANTIBACTERIAL (COATED TRICLOSAN), MONOFILAMENT, ABS ORBABLE, SIZE 3/0, 25-26 MM, 3/8 CIRCLE, REVERSE CUTTING NEEDLE, 45-50 CM, UNDYED, STERILE | GENERAL CONSUMABLES FOR: SURGICAL SUTURES, LAPRASCOPIC AND ROBOTIC SURGEONS SUPPLEMENTARY
8650 | 4231220317600 | SUTURE, POLYGLACTIN 910, MULTIFILAMENT, ABSORBABLE, SIZE 0, 37 MM ( +/- 1 MM ), 1/2 CIRCLE, TAPER POINT NEEDLE, 70-75 CM, UNDYED, STERILE | GENERAL CONSUMABLES FOR: SURGICAL SUTURES, LAPRASCOPIC AND ROBOTIC SURGEONS SUPPLEMENTARY
8651 | 4231220317200 | SUTURE, STERNAL WIRES, STAINLESS STEEL, MONOFILAMENT, NON-ABSORBABLE, SIZE 2, 48 MM ( +/- 1 MM ), 1/2 CIRCLE, REVERSE CUTTING NEEDLE, 2 X 45-50 CM, STERILE | GENERAL CONSUMABLES FOR: SURGICAL SUTURES, LAPRASCOPIC AND ROBOTIC SURGEONS SUPPLEMENTARY
8652 | 4231220315500 | SUTURE, SILK, MULTIFILAMENT, NON-ABSORBABLE, SIZE 3/0, 36 MM ( +/- 1 MM ), 3/8 CIRCLE, REVERSE CUTTING NEEDLE, 70-75 CM, BLACK, STERILE | GENERAL CONSUMABLES FOR: SURGICAL SUTURES, LAPRASCOPIC AND ROBOTIC SURGEONS SUPPLEMENTARY
8653 | 4231220315600 | SUTURE, SILK, MULTIFILAMENT, NON-ABSORBABLE, SIZE 4/0, 19-20 MM, 3/8 CIRCLE, REVERSE CUTTING NEEDLE, 45-50 CM, BLACK, STERILE | GENERAL CONSUMABLES FOR: SURGICAL SUTURES, LAPRASCOPIC AND ROBOTIC SURGEONS SUPPLEMENTARY
8654 | 4231220315700 | SUTURE, SILK, MULTIFILAMENT, NON-ABSORBABLE, SIZE 4/0, 25-26 MM, 1/2 CIRCLE, TAPER POINT DETACH NEEDLE, 5 X 45-50 CM, BLACK, STERILE | GENERAL CONSUMABLES FOR: SURGICAL SUTURES, LAPRASCOPIC AND ROBOTIC SURGEONS SUPPLEMENTARY
8655 | 4231220315800 | SUTURE, SILK, MULTIFILAMENT, NON-ABSORBABLE, SIZE 5/0, 11-12 MM, 3/8 CIRCLE, TAPER POINT NEEDLE, 70-75 CM, BLACK, STERILE | GENERAL CONSUMABLES FOR: SURGICAL SUTURES, LAPRASCOPIC AND ROBOTIC SURGEONS SUPPLEMENTARY
8656 | 4231220315900 | SUTURE, SILK, MULTIFILAMENT, NON-ABSORBABLE, SIZE 6/0, 8 MM, 1/4 CIRCLE, SPATULATED DOUBLE ARM NEEDLE, 45-50 CM, BLACK, STERILE | GENERAL CONSUMABLES FOR: SURGICAL SUTURES, LAPRASCOPIC AND ROBOTIC SURGEONS SUPPLEMENTARY
8657 | 4231220316100 | SUTURE, POLYESTER, COATED SILICON OR POLYBUTILATE, MULTIFILAMENT, NON-ABSORBABLE, SIZE 3/0, 23-24 MM, 3/8 CIRCLE, REVERSE CUTTING NEEDLE, 45-50 CM, GREEN, STERILE | GENERAL CONSUMABLES FOR: SURGICAL SUTURES, LAPRASCOPIC AND ROBOTIC SURGEONS SUPPLEMENTARY
8658 | 4229490825100 | INSTRUMENT, TIP, ENDOCUT SCISSOR, DOUBLE ACTION, 5 MM, DISPOSABLE, STERILE | GENERAL CONSUMABLES FOR: SURGICAL SUTURES, LAPRASCOPIC AND ROBOTIC SURGEONS SUPPLEMENTARY
8659 | 4231220316200 | SUTURE, POLYESTER, COATED SILICON OR POLYBUTILATE, MULTIFILAMENT, NON-ABSORBABLE, SIZE 3/0, 60 MM ( +/- 2 MM ), STRAIGHT CUTTING NEEDLE, 70-75 CM, GREEN, STERILE | GENERAL CONSUMABLES FOR: SURGICAL SUTURES, LAPRASCOPIC AND ROBOTIC SURGEONS SUPPLEMENTARY
8660 | 4231220316500 | SUTURE, POLYESTER, COATED SILICON OR POLYBUTILATE, MULTIFILAMENT, NON-ABSORBABLE, SIZE 2, 27-28 MM, 1/2 CIRCLE, ROUND BODY NEEDLE, 4 X 70-75 CM, 2 GREEN OR BLUE, 2 WHITE, STERILE | GENERAL CONSUMABLES FOR: SURGICAL SUTURES, LAPRASCOPIC AND ROBOTIC SURGEONS SUPPLEMENTARY
8661 | 4231220316600 | SUTURE, PTFE, MONOFILAMENT, NON-ABSORBABLE, SIZE 2/0, 25-26 MM, 1/2 CIRCLE, TAPER POINT DOUBLE ARM NEEDLE, 90-95 CM, WHITE, STERILE | GENERAL CONSUMABLES FOR: SURGICAL SUTURES, LAPRASCOPIC AND ROBOTIC SURGEONS SUPPLEMENTARY
8662 | 4231220316700 | SUTURE, POLYPROPYLENE, MONOFILAMENT, NON-ABSORBABLE, SIZE 9/0, 6.5 MM, 3/8 CIRCLE, REVERSE SPATULATED NEEDLE, 20-23 CM, BLUE, STERILE | GENERAL CONSUMABLES FOR: SURGICAL SUTURES, LAPRASCOPIC AND ROBOTIC SURGEONS SUPPLEMENTARY
8663 | 4231220316800 | SUTURE, PTFE, MONOFILAMENT, NON-ABSORBABLE, SIZE 3/0, 25-26 MM, 1/2 CIRCLE, TAPER POINT DOUBLE ARM NEEDLE, 90-95 CM, WHITE, STERILE | GENERAL CONSUMABLES FOR: SURGICAL SUTURES, LAPRASCOPIC AND ROBOTIC SURGEONS SUPPLEMENTARY
8664 | 4231220316900 | SUTURE, PTFE, MONOFILAMENT, NON-ABSORBABLE, SIZE 4/0, 13-14 MM, 3/8 CIRCLE, TAPER POINT DOUBLE ARM NEEDLE, 60-65 CM, WHITE, STERILE | GENERAL CONSUMABLES FOR: SURGICAL SUTURES, LAPRASCOPIC AND ROBOTIC SURGEONS SUPPLEMENTARY
8665 | 4231220317100 | SUTURE, POLYGLYCONATE OR POLYGLECAPRONE, UNIDIRECTIONAL, LOOP LOCK, MONOFILAMENT, ABSORBABLE, SIZE 2/0, 23-24 MM, 3/8 CIRCLE, REVERSE CUTTING NEEDLE, 30 CM, UNDYED, STERILE | GENERAL CONSUMABLES FOR: SURGICAL SUTURES, LAPRASCOPIC AND ROBOTIC SURGEONS SUPPLEMENTARY
8666 | 4231220316300 | SUTURE, POLYESTER, COATED SILICON OR POLYBUTILATE, MULTIFILAMENT, NON-ABSORBABLE, SIZE 5, 55 MM ( +/- 2 MM ), 1/2 CIRCLE, TAPER CUT HEAVY NEEDLE, 4 X 70-75 CM, GREEN, STERILE | GENERAL CONSUMABLES FOR: SURGICAL SUTURES, LAPRASCOPIC AND ROBOTIC SURGEONS SUPPLEMENTARY
8667 | 4229490825200 | INSTRUMENT, TIP, BABCOCK GRASPER, DOUBLE ACTION, 5 MM, LIMITED USE | GENERAL CONSUMABLES FOR: SURGICAL SUTURES, LAPRASCOPIC AND ROBOTIC SURGEONS SUPPLEMENTARY
8668 | 4229490825300 | INSTRUMENT, TIP, RIGHT ANGLE DISSECTOR, DOUBLE ACTION, 5 MM, LIMITED USE | GENERAL CONSUMABLES FOR: SURGICAL SUTURES, LAPRASCOPIC AND ROBOTIC SURGEONS SUPPLEMENTARY
8669 | 4229490825400 | INSTRUMENT, TIP, ALLIS GRASPER, DOUBLE ACTION, 5 MM, LIMITED USE | GENERAL CONSUMABLES FOR: SURGICAL SUTURES, LAPRASCOPIC AND ROBOTIC SURGEONS SUPPLEMENTARY
8670 | 4229551315200 | SYSTEM, FOR LAPAROSCOPIC MESH FIXATION, ABSORBABLE, CONTAINS 15-20 TACKERS, WITH ATRAUMATIC BLUNT TIP, DISPOSABLE, STERILE | GENERAL CONSUMABLES FOR: SURGICAL SUTURES, LAPRASCOPIC AND ROBOTIC SURGEONS SUPPLEMENTARY
8671 | 4229551315100 | SYSTEM, FOR LAPAROSCOPIC MESH FIXATION, ABSORBABLE, CONTAINS 15-20 TACKERS, WITH SMOOTH HOLLOW CORE ANGLED TIP, DISPOSABLE, STERILE | GENERAL CONSUMABLES FOR: SURGICAL SUTURES, LAPRASCOPIC AND ROBOTIC SURGEONS SUPPLEMENTARY
8672 | 4229491401100 | CLIP, ENDOCLIP, APPLIER, 12 MM, LARGE CLIPS, DISPOSABLE, STERILE | GENERAL CONSUMABLES FOR: SURGICAL SUTURES, LAPRASCOPIC AND ROBOTIC SURGEONS SUPPLEMENTARY
8673 | 4232160802700 | TROCAR, BLADED, DILATING TIP, WITH STABILITY SLEEVE, 5 MM X 100 MM, REDUCED PENETRATION FORCE, WITH FAST BLADE SAFETY SHIELD, DISPOSABLE, STERILE | GENERAL CONSUMABLES FOR: SURGICAL SUTURES, LAPRASCOPIC AND ROBOTIC SURGEONS SUPPLEMENTARY
8674 | 4232160802800 | TROCAR, BLADED, DILATING TIP, WITH STABILITY SLEEVE, 11 MM X 100 MM, REDUCED PENETRATION FORCE, WITH FAST BLADE SAFETY SHIELD, DISPOSABLE, STERILE | GENERAL CONSUMABLES FOR: SURGICAL SUTURES, LAPRASCOPIC AND ROBOTIC SURGEONS SUPPLEMENTARY
8675 | 4232160803300 | TROCAR, BLADED, DILATING TIP, WITH STABILITY SLEEVE, 12 MM X 150 MM, REDUCED PENETRATION FORCE, WITH FAST BLADE SAFETY SHIELD, DISPOSABLE, STERILE | GENERAL CONSUMABLES FOR: SURGICAL SUTURES, LAPRASCOPIC AND ROBOTIC SURGEONS SUPPLEMENTARY
8676 | 4229551315300 | SYSTEM, FOR LAPAROSCOPIC MESH FIXATION, PERMANENT, CONTAINS 15-20 TACKERS, MADE FROM STAINLESS STEEL COIL, WITH SMOOTH PEEK HEADCOVER, DISPOSABLE, STERILE | GENERAL CONSUMABLES FOR: SURGICAL SUTURES, LAPRASCOPIC AND ROBOTIC SURGEONS SUPPLEMENTARY
8677 | 4232160803400 | TROCAR, BLADELESS, OPTICAL, 12 X 150 MM, WITH OBTURATOR AND STABILITY SLEEVE, TRANSPARENT, DISPOSABLE, STERILE | GENERAL CONSUMABLES FOR: SURGICAL SUTURES, LAPRASCOPIC AND ROBOTIC SURGEONS SUPPLEMENTARY
8678 | 4229491401300 | DEVICE, SUCTION/ IRRIGATION, PISTOL GRIP WITH YANKAUER TIP, SIZE: 5MM, 42-45 CM, DISPOSABLE, STERILE | GENERAL CONSUMABLES FOR: SURGICAL SUTURES, LAPRASCOPIC AND ROBOTIC SURGEONS SUPPLEMENTARY
8679 | 4229491401400 | DEVICE, SUCTION/ IRRIGATION, SIZE: 5MM, 43-45 CM, DISPOSABLE, STERILE | GENERAL CONSUMABLES FOR: SURGICAL SUTURES, LAPRASCOPIC AND ROBOTIC SURGEONS SUPPLEMENTARY
8680 | 4229491401500 | HANDLE, HAND CONTROLLED, PISTOL GRIP, MULTI FUNCTIONAL ELECTROSURGERY SYSTEM, DISPOSABLE, STERILE | GENERAL CONSUMABLES FOR: SURGICAL SUTURES, LAPRASCOPIC AND ROBOTIC SURGEONS SUPPLEMENTARY
8681 | 4229491401600 | ELECTRODE, CURVED DISSECTOR, 5 MM X 34 CM, SHAFT HOLLOW TIP, TO USE WITH MULTIFUNCTIONAL PISTOL OR PENCIL GRIP, ELECTROSURGERY SYSTEM, DISPOSABLE, STERILE | GENERAL CONSUMABLES FOR: SURGICAL SUTURES, LAPRASCOPIC AND ROBOTIC SURGEONS SUPPLEMENTARY
8682 | 4229491401700 | ELECTRODE, L- SHAPED, 5 MM X 29 CM, SHAFT HOLLOW TIP, TO USE WITH MULTIFUNCTIONAL PISTOL OR PENCIL GRIP, ELECTROSURGERY SYSTEM, DISP OSABLE, STERILE | GENERAL CONSUMABLES FOR: SURGICAL SUTURES, LAPRASCOPIC AND ROBOTIC SURGEONS SUPPLEMENTARY
8683 | 4229491401800 | ELECTRODE, SPATULA, 5 MM X 34 CM, SHAFT HOLLOW TIP, TO USE WITH MULTIFUNCTIONAL PISTOL OR PENCIL GRIP, ELECTROSURGERY SYSTEM, DISPOS ABLE, STERILE | GENERAL CONSUMABLES FOR: SURGICAL SUTURES, LAPRASCOPIC AND ROBOTIC SURGEONS SUPPLEMENTARY
8684 | 4229491401200 | DEVICE, SUCTION/ IRRIGATION, PISTOL GRIP WITH YANKAUER TIP, SIZE: 5MM, 32-35 CM, DISPOSABLE, STERILE | GENERAL CONSUMABLES FOR: SURGICAL SUTURES, LAPRASCOPIC AND ROBOTIC SURGEONS SUPPLEMENTARY
8685 | 4231220315400 | SUTURE, SILK, MULTIFILAMENT, NON-ABSORBABLE, SIZE 4/0, 13-14 MM, 1/2 CIRCLE, TAPER POINT DETACH NEEDLE, 5 X 45-50 CM, BLACK, STERILE | GENERAL CONSUMABLES FOR: SURGICAL SUTURES, LAPRASCOPIC AND ROBOTIC SURGEONS SUPPLEMENTARY
8686 | 4232150102400 | SUTURE, STERNAL WIRES, STAINLESS STEEL, MONOFILAMENT, NON-ABSORBABLE, SIZE 1, 40 MM ( +/- 1 MM ), 1/2 CIRCLE, TAPER CUT NEEDLE, 4 X 45-50 CM, STERILE | GENERAL CONSUMABLES FOR: SURGICAL SUTURES, LAPRASCOPIC AND ROBOTIC SURGEONS SUPPLEMENTARY
8687 | 4229290423000 | SUTURE, SILK, VIRGIN, MULTIFILAMENT, NON-ABSORBABLE, SIZE 8/0, 8 MM, 3/8 CIRCLE, CUTTING DOUBLE ARM NEEDLE, 45-50 CM, BLUE, STERILE | GENERAL CONSUMABLES FOR: SURGICAL SUTURES, LAPRASCOPIC AND ROBOTIC SURGEONS SUPPLEMENTARY
8688 | 4229490825500 | INSTRUMENT, TIP, DOLPHIN NOSE DISSECTOR, WITH MICRO-SERRATIONS AT THE TIP, DOUBLE ACTION, 5 MM, LIMITED USE | GENERAL CONSUMABLES FOR: SURGICAL SUTURES, LAPRASCOPIC AND ROBOTIC SURGEONS SUPPLEMENTARY
8689 | 4229490825600 | INSTRUMENT, TIP, FENESTRATED GRASPER, 5 MM, LIMITED USE | GENERAL CONSUMABLES FOR: SURGICAL SUTURES, LAPRASCOPIC AND ROBOTIC SURGEONS SUPPLEMENTARY
8690 | 4229490825700 | INSTRUMENT, TIP, HUNTER GRASPER, DEBAKEY-STYLE, ATRAUMATIC, 5 MM, LIMITED USE | GENERAL CONSUMABLES FOR: SURGICAL SUTURES, LAPRASCOPIC AND ROBOTIC SURGEONS SUPPLEMENTARY
8691 | 4229490825800 | INSTRUMENT, TIP, ENDO CLINCH, GRASPER, 5 MM, LARGER SERRATION, LIMITED USE | GENERAL CONSUMABLES FOR: SURGICAL SUTURES, LAPRASCOPIC AND ROBOTIC SURGEONS SUPPLEMENTARY
8692 | 4229490825900 | INSTRUMENT, TIP, LONG FENESTRATED GRASPER, 5 MM, LIMITED USE | GENERAL CONSUMABLES FOR: SURGICAL SUTURES, LAPRASCOPIC AND ROBOTIC SURGEONS SUPPLEMENTARY
8693 | 4229490826000 | INSTRUMENT, TIP, MICRO FENESTRATED GRASPER, 5 MM, LIMITED USE | GENERAL CONSUMABLES FOR: SURGICAL SUTURES, LAPRASCOPIC AND ROBOTIC SURGEONS SUPPLEMENTARY
8694 | 4232150100500 | SUTURE, STERNAL WIRES, STAINLESS STEEL, MONOFILAMENT, NON-ABSORBABLE, SIZE 1, 25-26 MM ( +/- 1 MM ), 1/2 CIRCLE, REVERSE OR TAPER CUT NEEDLE, 4 X 45-50 CM, STERILE | GENERAL CONSUMABLES FOR: SURGICAL SUTURES, LAPRASCOPIC AND ROBOTIC SURGEONS SUPPLEMENTARY
8695 | 4229490826100 | INSTRUMENT, TIP, LONG MARYLAND DISSECTOR, 5 MM, LIMITED USE | GENERAL CONSUMABLES FOR: SURGICAL SUTURES, LAPRASCOPIC AND ROBOTIC SURGEONS SUPPLEMENTARY
8696 | 4229490826300 | INSTRUMENT, TIP, GRASPER, FOR BULKY TISSUE, 5 MM, LIMITED USE | GENERAL CONSUMABLES FOR: SURGICAL SUTURES, LAPRASCOPIC AND ROBOTIC SURGEONS SUPPLEMENTARY
8697 | 4229490826400 | INSTRUMENT, TIP, RAPTOR GRASPER, ATRAUMATIC, 5 MM, LIMITED USE | GENERAL CONSUMABLES FOR: SURGICAL SUTURES, LAPRASCOPIC AND ROBOTIC SURGEONS SUPPLEMENTARY
8698 | 4229490826500 | INSTRUMENT, TIP, SHORT GRASPER, FOR BULKY TISSUE, 5 MM, LIMITED USE | GENERAL CONSUMABLES FOR: SURGICAL SUTURES, LAPRASCOPIC AND ROBOTIC SURGEONS SUPPLEMENTARY
8699 | 4229290422600 | SUTURE, SILK, MULTIFILAMENT, NON-ABSORBABLE, SIZE 3/0, 25-26 MM, 3/8 CIRCLE, PRIME REVERSE CUTTING NEEDLE, 45-50 CM, BLACK, STERILE | GENERAL CONSUMABLES FOR: SURGICAL SUTURES, LAPRASCOPIC AND ROBOTIC SURGEONS SUPPLEMENTARY
8700 | 4229290422700 | SUTURE, SILK, MULTIFILAMENT, NON-ABSORBABLE, SIZE 3/0, NEEDLE FREE, 17 X 45-50 CM, BLACK, STERILE | GENERAL CONSUMABLES FOR: SURGICAL SUTURES, LAPRASCOPIC AND ROBOTIC SURGEONS SUPPLEMENTARY
8701 | 4229290422900 | SUTURE, SILK, MULTIFILAMENT, NON-ABSORBABLE, SIZE 4/0, 25-26 MM, 3/8 CIRCLE, PRIME REVERSE CUTTING NEEDLE, 45-50 CM, BLACK, STERILE | GENERAL CONSUMABLES FOR: SURGICAL SUTURES, LAPRASCOPIC AND ROBOTIC SURGEONS SUPPLEMENTARY
8702 | 4229490826200 | INSTRUMENT, TIP, BABCOCK GRASPER, 5 MM, LIMITED USE | GENERAL CONSUMABLES FOR: SURGICAL SUTURES, LAPRASCOPIC AND ROBOTIC SURGEONS SUPPLEMENTARY
8703 | 4229491402000 | POWER SHELL, USED WITH SMART STAPLER WITH ADAPTIVE FIRING TECHNOLOGY AND REAL TIME FEEDBACK, DISPOSABLE, SINGLE USED, EACH 300-POWER SHELL SOLD WILL OFFER THE FOLLOWING FULL POWER STAPLER COMPONENT AS A FREE OF CHARGE ( 1-POWER HANDLE, 6-SIGNIA ADAPTOR, 6-INSERTION GUIDE, 1-MANUAL RETRACTION TOOL, 1-CHARGER) | GENERAL CONSUMABLES FOR: SURGICAL SUTURES, LAPRASCOPIC AND ROBOTIC SURGEONS SUPPLEMENTARY
8704 | 4231220315300 | SUTURE, SILK, MULTIFILAMENT, NON-ABSORBABLE, SIZE 3/0, NEEDLE FREE, 10 X 70-75 CM, BLACK, STERILE | GENERAL CONSUMABLES FOR: SURGICAL SUTURES, LAPRASCOPIC AND ROBOTIC SURGEONS SUPPLEMENTARY
8705 | 4231220315100 | SUTURE, SILK, MULTIFILAMENT, NON-ABSORBABLE, SIZE 2/0, 19-20 MM, 1/2 CIRCLE, TAPER POINT NEEDLE, 70-75 CM, BLACK, STERILE | GENERAL CONSUMABLES FOR: SURGICAL SUTURES, LAPRASCOPIC AND ROBOTIC SURGEONS SUPPLEMENTARY
8706 | 4231220104900 | SUTURE, POLYDIOXANONE, ANTIBACTERIAL (COATED TRICLOSAN), MONOFILAMENT, ABSORBABLE, SIZE 2/0, 30 MM ( +/- 1 MM), 1/2 CIRCLE, ROUND BODY, 70-75 CM, VIOLET, STERILE | GENERAL CONSUMABLES FOR: SURGICAL SUTURES, LAPRASCOPIC AND ROBOTIC SURGEONS SUPPLEMENTARY
8707 | 4231220310200 | SUTURE, POLYAMIDE, MONOFILAMENT, NON-ABSORBABLE, SIZE 5/0, 13-14 MM, 3/8 CIRCLE, CUTTING NEEDLE, 45-50 CM, BLACK, STERILE | GENERAL CONSUMABLES FOR: SURGICAL SUTURES, LAPRASCOPIC AND ROBOTIC SURGEONS SUPPLEMENTARY
8708 | 4231220309900 | SUTURE, SILK, MULTIFILAMENT, NON-ABSORBABLE, SIZE 4/0, NEEDLE FREE, 10 X 70-75 CM, BLACK, STERILE | GENERAL CONSUMABLES FOR: SURGICAL SUTURES, LAPRASCOPIC AND ROBOTIC SURGEONS SUPPLEMENTARY
8709 | 4231220309800 | SUTURE, KNOTLESS, SPIRAL, UNIDIRECTIONAL, WITH FLEXIBLE LOOP, POLYDIOXANONE, ANTIBACTERIAL (COATED TRICLOSAN), MONOFILAMENT, ABSORBA BLE, SIZE 3/0, 25-26 MM, 1/2 CIRCLE, TAPER POINT NEEDLE, 15-17 CM, VIOLET, STERILE | GENERAL CONSUMABLES FOR: SURGICAL SUTURES, LAPRASCOPIC AND ROBOTIC SURGEONS SUPPLEMENTARY
8710 | 4231220309700 | SUTURE, KNOTLESS, SYMMETRIC, UNIDIRECTIONAL, WITH FIXATION TAP, POLYDIOXANONE, ANTIBACTERIAL (COATED TRICLOSAN), MONOFILAMENT, ABSOR BABLE, SIZE 2/0, 36 MM ( +/- 1 MM ), 1/2 CIRCLE, TAPER POINT NEEDLE, 45-50 CM, VIOLET, STERILE | GENERAL CONSUMABLES FOR: SURGICAL SUTURES, LAPRASCOPIC AND ROBOTIC SURGEONS SUPPLEMENTARY
8711 | 4231220309600 | SUTURE, KNOTLESS, SPIRAL, UNIDIRECTIONAL, WITH FLEXIBLE LOOP, POLYDIOXANONE, ANTIBACTERIAL (COATED TRICLOSAN), MONOFILAMENT, ABSORBA BLE, SIZE 2/0, 25-26 MM, 1/2 CIRCLE, TAPER POINT NEEDLE, 15-17 CM, VIOLET, STERILE | GENERAL CONSUMABLES FOR: SURGICAL SUTURES, LAPRASCOPIC AND ROBOTIC SURGEONS SUPPLEMENTARY
8712 | 4231220309500 | SUTURE, KNOTLESS, SYMMETRIC, UNIDIRECTIONAL, WITH FIXATION TAP, POLYDIOXANONE, ANTIBACTERIAL (COATED TRICLOSAN), MONOFILAMENT, ABSOR BABLE, SIZE 1, 48 MM ( +/- 1 MM ), 1/2 CIRCLE, TAPER POINT NEEDLE, 45-50 CM, VIOLET, STERILE | GENERAL CONSUMABLES FOR: SURGICAL SUTURES, LAPRASCOPIC AND ROBOTIC SURGEONS SUPPLEMENTARY
8713 | 4231220309400 | SUTURE, KNOTLESS, SYMMETRIC, UNIDIRECTIONAL, WITH FIXATION TAP, POLYDIOXANONE, ANTIBACTERIAL (COATED TRICLOSAN), MONOFILAMENT, ABSOR BABLE, SIZE 1, 40 MM ( +/- 1 MM ), 1/2 CIRCLE, TAPER POINT NEEDLE, 45-50 CM, VIOLET, STERILE | GENERAL CONSUMABLES FOR: SURGICAL SUTURES, LAPRASCOPIC AND ROBOTIC SURGEONS SUPPLEMENTARY
8714 | 4231220309300 | SUTURE, KNOTLESS, SYMMETRIC, UNIDIRECTIONAL, WITH FIXATION TAP, POLYDIOXANONE, ANTIBACTERIAL (COATED TRICLOSAN), MONOFILAMENT, ABSOR BABLE, SIZE 1, 36 MM ( +/- 1 MM ), 1/2 CIRCLE, TAPER POINT NEEDLE, 45-50 CM, VIOLET, STERILE | GENERAL CONSUMABLES FOR: SURGICAL SUTURES, LAPRASCOPIC AND ROBOTIC SURGEONS SUPPLEMENTARY
8715 | 4231220309200 | SUTURE, KNOTLESS, SYMMETRIC, UNIDIRECTIONAL, WITH FIXATION TAP, POLYDIOXANONE, ANTIBACTERIAL (COATED TRICLOSAN), MONOFILAMENT, ABSOR BABLE, SIZE 0, 36 MM ( +/- 1 MM ), 1/2 CIRCLE, TAPER POINT NEEDLE, 60-65 CM, VIOLET, STERILE | GENERAL CONSUMABLES FOR: SURGICAL SUTURES, LAPRASCOPIC AND ROBOTIC SURGEONS SUPPLEMENTARY
8716 | 4231220309100 | SUTURE, KNOTLESS, SPIRAL, UNIDIRECTIONAL, WITH FLEXIBLE LOOP, POLIGLECAPRONE 25, ANTIBACTERIAL (COATED TRICLOSAN), MONOFILAMENT, ABS ORBABLE, SIZE 4/0, 19-20 MM, 3/8 CIRCLE, REVERSE CUTTING NEEDLE, 70-75 CM, UNDYED, STERILE | GENERAL CONSUMABLES FOR: SURGICAL SUTURES, LAPRASCOPIC AND ROBOTIC SURGEONS SUPPLEMENTARY
8717 | 4231220309000 | SUTURE, KNOTLESS, SPIRAL, UNIDIRECTIONAL, WITH FLEXIBLE LOOP, POLIGLECAPRONE 25, ANTIBACTERIAL (COATED TRICLOSAN), MONOFILAMENT, ABS ORBABLE, SIZE 2/0, 25-26 MM, 1/2 CIRCLE, TAPER POINT NEEDLE, 20-23 CM, UNDYED, STERILE | GENERAL CONSUMABLES FOR: SURGICAL SUTURES, LAPRASCOPIC AND ROBOTIC SURGEONS SUPPLEMENTARY
8718 | 4231220308900 | SUTURE, KNOTLESS, SYMMETRIC, UNIDIRECTIONAL, WITH FIXATION TAP, POLYDIOXANONE, ANTIBACTERIAL (COATED TRICLOSAN), MONOFILAMENT, ABSOR BABLE, SIZE 0, 36 MM ( +/- 1 MM ), 1/2 CIRCLE, TAPER POINT NEEDLE, 45-50 CM, VIOLET, STERILE | GENERAL CONSUMABLES FOR: SURGICAL SUTURES, LAPRASCOPIC AND ROBOTIC SURGEONS SUPPLEMENTARY
8719 | 4231220308800 | SUTURE, KNOTLESS, SYMMETRIC, UNIDIRECTIONAL, WITH FIXATION TAP, POLYDIOXANONE, ANTIBACTERIAL (COATED TRICLOSAN), MONOFILAMENT, ABSOR BABLE, SIZE 0, 36 MM ( +/- 1 MM ), 1/2 CIRCLE, TAPER POINT NEEDLE, 20-23 CM, VIOLET, STERILE | GENERAL CONSUMABLES FOR: SURGICAL SUTURES, LAPRASCOPIC AND ROBOTIC SURGEONS SUPPLEMENTARY
8720 | 4231220308700 | SUTURE, KNOTLESS, SYMMETRIC, UNIDIRECTIONAL, WITH FIXATION TAP, POLYDIOXANONE, ANTIBACTERIAL (COATED TRICLOSAN), MONOFILAMENT, ABSOR BABLE, SIZE 1, 48 MM ( +/- 1 MM ), 1/2 CIRCLE, TAPER POINT NEEDLE, 30 CM, VIOLET, STERILE | GENERAL CONSUMABLES FOR: SURGICAL SUTURES, LAPRASCOPIC AND ROBOTIC SURGEONS SUPPLEMENTARY
8721 | 4231220308600 | SUTURE, KNOTLESS, SYMMETRIC, UNIDIRECTIONAL, WITH FIXATION TAP, POLYDIOXANONE, ANTIBACTERIAL (COATED TRICLOSAN), MONOFILAMENT, ABSOR BABLE, SIZE 2/0, 25-26 MM, 1/2 CIRCLE, TAPER POINT ROUND BODY NEEDLE, 20-23 CM, VIOLET, STERILE | GENERAL CONSUMABLES FOR: SURGICAL SUTURES, LAPRASCOPIC AND ROBOTIC SURGEONS SUPPLEMENTARY
8722 | 4231220308500 | SUTURE, KNOTLESS, SYMMETRIC, UNIDIRECTIONAL, WITH FIXATION TAP, POLYDIOXANONE, ANTIBACTERIAL (COATED TRICLOSAN), MONOFILAMENT, ABSOR BABLE, SIZE 1, 48 MM ( +/- 1 MM ), 1/2 CIRCLE, TAPER POINT NEEDLE, 60-65 CM, VIOLET, STERILE | GENERAL CONSUMABLES FOR: SURGICAL SUTURES, LAPRASCOPIC AND ROBOTIC SURGEONS SUPPLEMENTARY
8723 | 4231220306900 | SUTURE, POLYGLACTIN 910, ANTIBACTERIAL (COATED TRICLOSAN), MULTIFILAMENT, ABSORBABLE, SIZE 1, 40 MM ( +/- 1 MM ), 1/2 CIRCLE, TAPER CUT NEEDLE, 70-75 CM, VIOLET, STERILE | GENERAL CONSUMABLES FOR: SURGICAL SUTURES, LAPRASCOPIC AND ROBOTIC SURGEONS SUPPLEMENTARY
8724 | 4231220307000 | SUTURE, POLYGLACTIN 910, ANTIBACTERIAL (COATED TRICLOSAN), MULTIFILAMENT, ABSORBABLE, SIZE 1, 40 MM ( +/- 1 MM ), 1/2 CIRCLE, REVERSE CUTTING NEEDLE, 90-95 CM, VIOLET, STERILE | GENERAL CONSUMABLES FOR: SURGICAL SUTURES, LAPRASCOPIC AND ROBOTIC SURGEONS SUPPLEMENTARY
8725 | 4231220307100 | SUTURE, POLYGLACTIN 910, ANTIBACTERIAL (COATED TRICLOSAN), MULTIFILAMENT, ABSORBABLE, SIZE 2, 48 MM ( +/- 1 MM), 1/2 CIRCLE, TAPER POINT NEEDLE, 90-95 CM, VIOLET, STERILE | GENERAL CONSUMABLES FOR: SURGICAL SUTURES, LAPRASCOPIC AND ROBOTIC SURGEONS SUPPLEMENTARY
8726 | 4231220307300 | SUTURE, POLYGLACTIN 910, ANTIBACTERIAL (COATED TRICLOSAN), MULTIFILAMENT, ABSORBABLE, SIZE 3/0, 23-24 MM, 3/8 CIRCLE, REVERSE CUTTING NEEDLE, 70-75 CM, VIOLET, STERILE | GENERAL CONSUMABLES FOR: SURGICAL SUTURES, LAPRASCOPIC AND ROBOTIC SURGEONS SUPPLEMENTARY
8727 | 4231220307400 | SUTURE, POLYGLACTIN 910, ANTIBACTERIAL (COATED TRICLOSAN), MULTIFILAMENT, ABSORBABLE, SIZE 3/0, 31 MM ( +/- 1 MM ), 1/2 CIRCLE, TAPER POINT NEEDLE, 70-75 CM, VIOLET, STERILE | GENERAL CONSUMABLES FOR: SURGICAL SUTURES, LAPRASCOPIC AND ROBOTIC SURGEONS SUPPLEMENTARY
8728 | 4229290422000 | SUTURE, POLYESTER, COATED SILICON OR POLYBUTILATE, MULTIFILAMENT, NON-ABSORBABLE, SIZE 2/0, 45 MM ( +/- 1 MM ), 1/2 CIRCLE, TAPER CUT NEEDLE, 70-75 CM, GREEN, STERILE | GENERAL CONSUMABLES FOR: SURGICAL SUTURES, LAPRASCOPIC AND ROBOTIC SURGEONS SUPPLEMENTARY
8729 | 4231220310400 | SUTURE, POLYAMIDE, MONOFILAMENT, NON-ABSORBABLE, SIZE 1, 48 MM ( +/- 1 MM ), 1/2 CIRCLE, REVERSE CUTTING NEEDLE, 100 CM, BLACK, STERILE | GENERAL CONSUMABLES FOR: SURGICAL SUTURES, LAPRASCOPIC AND ROBOTIC SURGEONS SUPPLEMENTARY
8730 | 4229290422100 | SUTURE, POLYESTER, COATED SILICON OR POLYBUTILATE, MULTIFILAMENT, NON-ABSORBABLE, SIZE 4/0, 13-14 MM, 3/8 CIRCLE, TAPER POINT DOUBLE ARM NEEDLE, WITH 7 X 3 MM FIRM PLEDGET, 70-75 CM, GREEN, STERILE | GENERAL CONSUMABLES FOR: SURGICAL SUTURES, LAPRASCOPIC AND ROBOTIC SURGEONS SUPPLEMENTARY
8731 | 4214253606500 | TROCAR, THORACOSCOPIC, WITH SHREDDED SLEEVES AND BLUNT OBTURATOR, SIZE: 10 - 10.5 MM, DISPOSABLE, STERILE | GENERAL CONSUMABLES FOR: SURGICAL SUTURES, LAPRASCOPIC AND ROBOTIC SURGEONS SUPPLEMENTARY
8732 | 4231220307500 | SUTURE, POLYGLACTIN 910, MULTIFILAMENT, ABSORBABLE, SIZE 9/0, 6.5 MM, 3/8 CIRCLE, REVERSE SPATULATED DOUBLE ARM NEEDLE, 30 CM, VIOLET, STERILE | GENERAL CONSUMABLES FOR: SURGICAL SUTURES, LAPRASCOPIC AND ROBOTIC SURGEONS SUPPLEMENTARY
8733 | 4231220307800 | SUTURE, POLYGLACTIN 910, MULTIFILAMENT, RAPID ABSORPTION, SIZE 3/0, 19-20 MM, 3/8 CIRCLE, REVERSE CUTTING NEEDLE, 70-75 CM, UNDYED, STERILE | GENERAL CONSUMABLES FOR: SURGICAL SUTURES, LAPRASCOPIC AND ROBOTIC SURGEONS SUPPLEMENTARY
8734 | 4231220308200 | SUTURE, KNOTLESS, SPIRAL, UNIDIRECTIONAL, WITH FLEXIBLE LOOP, POLIGLECAPRONE 25, ANTIBACTERIAL (COATED TRICLOSAN), MONOFILAMENT, ABS ORBABLE, SIZE 3/0, 19-20 MM, 3/8 CIRCLE, REVERSE CUTTING NEEDLE, 45-50 CM, UNDYED, STERILE | GENERAL CONSUMABLES FOR: SURGICAL SUTURES, LAPRASCOPIC AND ROBOTIC SURGEONS SUPPLEMENTARY
8735 | 4231220308300 | SUTURE, KNOTLESS, SPIRAL, UNIDIRECTIONAL, WITH FLEXIBLE LOOP, POLYDIOXANONE, ANTIBACTERIAL (COATED TRICLOSAN), MONOFILAMENT, ABSORBA BLE, SIZE 1, 48 MM ( +/- 1 MM ), 1/2 CIRCLE, TAPER POINT ROUND BODY NEEDLE, 70-75 CM, VIOLET, STERILE | GENERAL CONSUMABLES FOR: SURGICAL SUTURES, LAPRASCOPIC AND ROBOTIC SURGEONS SUPPLEMENTARY
8736 | 4231220308400 | SUTURE, KNOTLESS, SYMMETRIC, UNIDIRECTIONAL, WITH FIXATION TAP, POLYDIOXANONE, ANTIBACTERIAL (COATED TRICLOSAN), MONOFILAMENT, ABSOR BABLE, SIZE 1, 40 MM ( +/- 1 MM ), 1/2 CIRCLE, TAPER POINT ROUND BODY NEEDLE, 60-65 CM, VIOLET, STERILE | GENERAL CONSUMABLES FOR: SURGICAL SUTURES, LAPRASCOPIC AND ROBOTIC SURGEONS SUPPLEMENTARY
8737 | 4229290422300 | SUTURE, POLYESTER, COATED SILICON OR POLYBUTILATE, MULTIFILAMENT, NON-ABSORBABLE, SIZE 5/0, 17-18 MM, 1/2 CIRCLE, TAPER POINT DOUBLE ARM NEEDLE, 60-65 CM, GREEN, STERILE | GENERAL CONSUMABLES FOR: SURGICAL SUTURES, LAPRASCOPIC AND ROBOTIC SURGEONS SUPPLEMENTARY
8738 | 4231220310500 | SUTURE, POLYAMIDE, MONOFILAMENT, NON-ABSORBABLE, SIZE 10/0, 5 MM, 1/2 CIRCLE, ROUND BODY NEEDLE, 13 CM, BLACK, STERILE | GENERAL CONSUMABLES FOR: SURGICAL SUTURES, LAPRASCOPIC AND ROBOTIC SURGEONS SUPPLEMENTARY
8739 | 4231220310600 | SUTURE, POLYAMIDE, MONOFILAMENT, NON-ABSORBABLE, SIZE 10/0, 5 MM, 1/2 CIRCLE, CUTTING EDGE SPATULA DOUBLE ARM NEEDLE, 30 CM, BLACK, STERILE | GENERAL CONSUMABLES FOR: SURGICAL SUTURES, LAPRASCOPIC AND ROBOTIC SURGEONS SUPPLEMENTARY
8740 | 4231220310700 | SUTURE, POLYAMIDE, MONOFILAMENT, NON-ABSORBABLE, SIZE 2/0, 45 MM ( +/- 1 MM ), 3/8 CIRCLE, CUTTING NEEDLE, 100 CM, BLACK, STERILE | GENERAL CONSUMABLES FOR: SURGICAL SUTURES, LAPRASCOPIC AND ROBOTIC SURGEONS SUPPLEMENTARY
8741 | 4231220313400 | SUTURE, POLYPROPYLENE, MONOFILAMENT, NON-ABSORBABLE, SIZE 5/0, 9.3 MM, 3/8 CIRCLE, TUNGSTEN-RHENIUM ALLOY, TAPER POINT DOUBLE ARM NEEDLE, 60-65 CM, BLUE, STERILE | GENERAL CONSUMABLES FOR: SURGICAL SUTURES, LAPRASCOPIC AND ROBOTIC SURGEONS SUPPLEMENTARY
8742 | 4231220313700 | SUTURE, SILK, MULTIFILAMENT, NON-ABSORBABLE, SIZE 4/0, 25-26 MM, 3/8 CIRCLE, REVERSE CUTTING NEEDLE, 45-50 CM, BLACK, STERILE | GENERAL CONSUMABLES FOR: SURGICAL SUTURES, LAPRASCOPIC AND ROBOTIC SURGEONS SUPPLEMENTARY
8743 | 4231220313800 | SUTURE, SILK, MULTIFILAMENT, NON-ABSORBABLE, SIZE 0, 45 MM ( +/- 1 MM ), 3/8 CIRCLE, REVERSE CUTTING NEEDLE, 70-75 CM, BLACK, STERILE | GENERAL CONSUMABLES FOR: SURGICAL SUTURES, LAPRASCOPIC AND ROBOTIC SURGEONS SUPPLEMENTARY
8744 | 4231220313900 | SUTURE, SILK, MULTIFILAMENT, NON-ABSORBABLE, SIZE 0, 48 MM ( +/- 1 MM ), 1/2 CIRCLE, CUTTING NEEDLE, 70-75 CM, BLACK, STERILE | GENERAL CONSUMABLES FOR: SURGICAL SUTURES, LAPRASCOPIC AND ROBOTIC SURGEONS SUPPLEMENTARY
8745 | 4231220314000 | SUTURE, SILK, MULTIFILAMENT, NON-ABSORBABLE, SIZE 0, 25-26 MM, 1/2 CIRCLE, TAPER POINT NEEDLE, 70-75 CM, BLACK, STERILE | GENERAL CONSUMABLES FOR: SURGICAL SUTURES, LAPRASCOPIC AND ROBOTIC SURGEONS SUPPLEMENTARY
8746 | 4231220314100 | SUTURE, SILK, MULTIFILAMENT, NON-ABSORBABLE, SIZE 0, NEEDLE FREE, 10 X 70-75 CM, BLACK, STERILE | GENERAL CONSUMABLES FOR: SURGICAL SUTURES, LAPRASCOPIC AND ROBOTIC SURGEONS SUPPLEMENTARY
8747 | 4231220313200 | SUTURE, POLYPROPYLENE, MONOFILAMENT, NON-ABSORBABLE, SIZE 8/0, 6 MM, 3/8 CIRCLE, TAPER POINT DOUBLE ARM NEEDLE, 60-65 CM, BLUE, STERILE | GENERAL CONSUMABLES FOR: SURGICAL SUTURES, LAPRASCOPIC AND ROBOTIC SURGEONS SUPPLEMENTARY
8748 | 4231220314200 | SUTURE, SILK, MULTIFILAMENT, NON-ABSORBABLE, SIZE 1, 25-26 MM, 1/2 CIRCLE, ROUND BODY NEEDLE, 70-75 CM, BLACK, STERILE | GENERAL CONSUMABLES FOR: SURGICAL SUTURES, LAPRASCOPIC AND ROBOTIC SURGEONS SUPPLEMENTARY
8749 | 4231220314400 | SUTURE, SILK, MULTIFILAMENT, NON-ABSORBABLE, SIZE 1, NEEDLE FREE, 10 X 70-75 CM, BLACK, STERILE | GENERAL CONSUMABLES FOR: SURGICAL SUTURES, LAPRASCOPIC AND ROBOTIC SURGEONS SUPPLEMENTARY
8750 | 4231220314600 | SUTURE, SILK, MULTIFILAMENT, NON-ABSORBABLE, SIZE 2/0, 37 MM ( +/- 1 MM ), 1/2 CIRCLE, TAPER POINT NEEDLE, 70-75 CM, BLACK, STERILE | GENERAL CONSUMABLES FOR: SURGICAL SUTURES, LAPRASCOPIC AND ROBOTIC SURGEONS SUPPLEMENTARY
8751 | 4231220314700 | SUTURE, SILK, MULTIFILAMENT, NON-ABSORBABLE, SIZE 2/0, 21-22 MM, 1/2 CIRCLE, CUTTING NEEDLE, 45-50 CM, BLACK, STERILE | GENERAL CONSUMABLES FOR: SURGICAL SUTURES, LAPRASCOPIC AND ROBOTIC SURGEONS SUPPLEMENTARY
8752 | 4231220314800 | SUTURE, SILK, MULTIFILAMENT, NON-ABSORBABLE, SIZE 2/0, 30 MM ( +/- 1 MM ), 1/2 CIRCLE, ROUND BODY NEEDLE, 70-75 CM, BLACK, STERILE | GENERAL CONSUMABLES FOR: SURGICAL SUTURES, LAPRASCOPIC AND ROBOTIC SURGEONS SUPPLEMENTARY
8753 | 4231220314900 | SUTURE, SILK, MULTIFILAMENT, NON-ABSORBABLE, SIZE 2/0, NEEDLE FREE, 13 X 60-65 CM, BLACK, STERILE | GENERAL CONSUMABLES FOR: SURGICAL SUTURES, LAPRASCOPIC AND ROBOTIC SURGEONS SUPPLEMENTARY
8754 | 4231220315000 | SUTURE, SILK, MULTIFILAMENT, NON-ABSORBABLE, SIZE 2/0, NEEDLE FREE, 10 X 70-75 CM, BLACK, STERILE | GENERAL CONSUMABLES FOR: SURGICAL SUTURES, LAPRASCOPIC AND ROBOTIC SURGEONS SUPPLEMENTARY
8755 | 4231220314300 | SUTURE, SILK, MULTIFILAMENT, NON-ABSORBABLE, SIZE 1, 60 MM ( +/- 2 MM ), 3/8 CIRCLE, CUTTING NEEDLE, 70-75 CM, BLACK, STERILE | GENERAL CONSUMABLES FOR: SURGICAL SUTURES, LAPRASCOPIC AND ROBOTIC SURGEONS SUPPLEMENTARY
8756 | 4231220315200 | SUTURE, SILK, MULTIFILAMENT, NON-ABSORBABLE, SIZE 3/0, 19-20 MM, 3/8 CIRCLE, ROUND BODY NEEDLE, 70-75 CM, BLACK, STERILE | GENERAL CONSUMABLES FOR: SURGICAL SUTURES, LAPRASCOPIC AND ROBOTIC SURGEONS SUPPLEMENTARY
8757 | 4231220313100 | SUTURE, POLYPROPYLENE, MONOFILAMENT, NON-ABSORBABLE, SIZE 6/0, 13-14 MM, 1/2 CIRCLE, TUNGSTEN-RHENIUM ALLOY, TAPER POINT DOUBLE ARM NEEDLE, 70-75 CM, BLUE, STERILE | GENERAL CONSUMABLES FOR: SURGICAL SUTURES, LAPRASCOPIC AND ROBOTIC SURGEONS SUPPLEMENTARY
8758 | 4231220312900 | SUTURE, POLYPROPYLENE, MONOFILAMENT, NON-ABSORBABLE, SIZE 5/0, 10 MM, 1/2 CIRCLE, ROUND BODY NEEDLE, 60-65 CM, BLUE, STERILE | GENERAL CONSUMABLES FOR: SURGICAL SUTURES, LAPRASCOPIC AND ROBOTIC SURGEONS SUPPLEMENTARY
8759 | 4231220310800 | SUTURE, POLYAMIDE, MONOFILAMENT, NON-ABSORBABLE, SIZE 5/0, 8 MM, 1/4 CIRCLE, SPATULATED DOUBLE ARM NEEDLE, 45-50 CM, BLACK, STERILE | GENERAL CONSUMABLES FOR: SURGICAL SUTURES, LAPRASCOPIC AND ROBOTIC SURGEONS SUPPLEMENTARY
8760 | 4231220310900 | SUTURE, POLYAMIDE, MONOFILAMENT, NON-ABSORBABLE, SIZE 9/0, 3.8 MM, 3/8 CIRCLE, ROUND BODY NEEDLE, 13 CM, BLACK, STERILE | GENERAL CONSUMABLES FOR: SURGICAL SUTURES, LAPRASCOPIC AND ROBOTIC SURGEONS SUPPLEMENTARY
8761 | 4231220311100 | SUTURE, POLYAMIDE, MONOFILAMENT, NON-ABSORBABLE, SIZE 0, 90 MM ( +/- 2 MM ), 3/8 CIRCLE, CUTTING NEEDLE, 100 CM, BLUE, STERILE | GENERAL CONSUMABLES FOR: SURGICAL SUTURES, LAPRASCOPIC AND ROBOTIC SURGEONS SUPPLEMENTARY
8762 | 4231220311200 | SUTURE, POLYAMIDE, MONOFILAMENT, NON-ABSORBABLE, SIZE 11/0, 3.8 MM, 3/8 CIRCLE, TAPER POINT NEEDLE, 13 CM, BLACK, STERILE | GENERAL CONSUMABLES FOR: SURGICAL SUTURES, LAPRASCOPIC AND ROBOTIC SURGEONS SUPPLEMENTARY
8763 | 4231220311400 | SUTURE, POLYAMIDE, MONOFILAMENT, NON-ABSORBABLE, SIZE 2/0, 31 MM ( +/- 1 MM ), 1/2 CIRCLE, ROUND BODY, 100 CM, BLACK, STERILE | GENERAL CONSUMABLES FOR: SURGICAL SUTURES, LAPRASCOPIC AND ROBOTIC SURGEONS SUPPLEMENTARY
8764 | 4231220311500 | SUTURE, POLYAMIDE, MONOFILAMENT, NON-ABSORBABLE, SIZE 6/0, 13-14 MM, 3/8 CIRCLE, REVERSE CUTTING NEEDLE, 45-50 CM, BLUE, STERILE | GENERAL CONSUMABLES FOR: SURGICAL SUTURES, LAPRASCOPIC AND ROBOTIC SURGEONS SUPPLEMENTARY
8765 | 4231220313000 | SUTURE, POLYPROPYLENE, MONOFILAMENT, NON-ABSORBABLE, SIZE 6/0, 13-14 MM, 3/8 CIRCLE, CUTTING NEEDLE, 45-50 CM, BLUE, STERILE | GENERAL CONSUMABLES FOR: SURGICAL SUTURES, LAPRASCOPIC AND ROBOTIC SURGEONS SUPPLEMENTARY
8766 | 4231220311600 | SUTURE, POLYAMIDE, MONOFILAMENT, NON-ABSORBABLE, SIZE 8/0, 5 MM, 3/8 CIRCLE, TAPER POINT NEEDLE, 13 CM, BLACK, STERILE | GENERAL CONSUMABLES FOR: SURGICAL SUTURES, LAPRASCOPIC AND ROBOTIC SURGEONS SUPPLEMENTARY
8767 | 4231220311800 | SUTURE, POLYAMIDE, MONOFILAMENT, NON-ABSORBABLE, LOOP, SIZE 0, 30 MM ( +/- 1 MM ), 1/2 CIRCLE, ROUND BODY NEEDLE, 150 CM ( +/- 20 CM ), BLACK, STERILE | GENERAL CONSUMABLES FOR: SURGICAL SUTURES, LAPRASCOPIC AND ROBOTIC SURGEONS SUPPLEMENTARY
8768 | 4231220312100 | SUTURE, POLYESTER, MULTIFILAMENT, NON-ABSORBABLE, SIZE 4/0, 8 MM, 1/4 CIRCLE, SPATULATED DOUBLE ARM NEEDLE, 45-50 CM, WHITE, STERILE | GENERAL CONSUMABLES FOR: SURGICAL SUTURES, LAPRASCOPIC AND ROBOTIC SURGEONS SUPPLEMENTARY
8769 | 4231220312200 | SUTURE, POLYPROPYLENE, MONOFILAMENT, NON-ABSORBABLE, SIZE 0, 35 MM ( +/- 1 MM ), 1/2 CIRCLE, TAPER CUT NEEDLE, 100 CM, BLUE, STERILE | GENERAL CONSUMABLES FOR: SURGICAL SUTURES, LAPRASCOPIC AND ROBOTIC SURGEONS SUPPLEMENTARY
8770 | 4231220312500 | SUTURE, POLYPROPYLENE, MONOFILAMENT, NON-ABSORBABLE, SIZE 10/0, 15-16 MM, STRAIGHT ROUND BODY DOUBLE ARM NEEDLE, 20-23 CM, BLUE, STERILE | GENERAL CONSUMABLES FOR: SURGICAL SUTURES, LAPRASCOPIC AND ROBOTIC SURGEONS SUPPLEMENTARY
8771 | 4231220312700 | SUTURE, POLYPROPYLENE, MONOFILAMENT, NON-ABSORBABLE, SIZE 10/0, 5.5 MM 1/2 CIRCLE, AND 13 MM 1/4 CIRCLE, SPATULATED DOUBLE ARM NEEDLE, 10 CM, BLUE, STERILE | GENERAL CONSUMABLES FOR: SURGICAL SUTURES, LAPRASCOPIC AND ROBOTIC SURGEONS SUPPLEMENTARY
8772 | 4231220312800 | SUTURE, POLYPROPYLENE, MONOFILAMENT, NON-ABSORBABLE, SIZE 5/0, 17-18 MM, 1/2 CIRCLE, TAPER POINT DOUBLE ARM NEEDLE, 90-95 CM, BLUE, STERILE | GENERAL CONSUMABLES FOR: SURGICAL SUTURES, LAPRASCOPIC AND ROBOTIC SURGEONS SUPPLEMENTARY
8773 | 4231220311700 | SUTURE, POLYAMIDE, MONOFILAMENT, NON-ABSORBABLE, SIZE 10/0, 6.5 MM, 3/8 CIRCLE, SPATULATED DOUBLE ARM NEEDLE, 30 CM, BLACK, STERILE | GENERAL CONSUMABLES FOR: SURGICAL SUTURES, LAPRASCOPIC AND ROBOTIC SURGEONS SUPPLEMENTARY
8774 | 4229491402100 | SEAL, SCOPE WARMER SEAL RETAINS HEAT THROUGHOUT LENGTHY PROCEDURES, DISPOSABLE, INDIVIDUALLY PACKED IN STERILE POUCHES. | GENERAL CONSUMABLES FOR: SURGICAL SUTURES, LAPRASCOPIC AND ROBOTIC SURGEONS SUPPLEMENTARY
8775 | 4229290423100 | SUTURE, POLYGLYTONE, MONOFILAMENT, ABSORBABLE, SIZE 0, 40 MM ( +/- 1 MM), 1/2 CIRCLE, ROUND BODY NEEDLE, 70-75 CM, UNDYED, STERILE | GENERAL CONSUMABLES FOR: SURGICAL SUTURES, LAPRASCOPIC AND ROBOTIC SURGEONS SUPPLEMENTARY
8776 | 4412161500000 | STAPLER LINE REINFORCEMENT, SYNTHETIC, BIOABSORBABLE, FOR LAPAROSCOPIC STAPLERS, 45 MM, CONSTRUCTED FROM POLYGLYCOLIC ACID, TRIMETHYLENE CARBONATE, COMPATIBLE FOR ECHELON 60, REDUCE LEAK, AND PREVENT BLEEDING ON STAPLE LINE | GENERAL CONSUMABLES FOR: SURGICAL SUTURES, LAPRASCOPIC AND ROBOTIC SURGEONS SUPPLEMENTARY
8777 | 4229501300000 | COVER, SHEATH, FOR ENDOSCOPIC, ZERO DEGREE, 10 MM, ROUND LOCKING SYSTEM, FOR SCOPE PIXELS PROTECTION, ANTI FOG AND ANTI BLURB, DISPOSABLE, STERILE | GENERAL CONSUMABLES FOR: SURGICAL SUTURES, LAPRASCOPIC AND ROBOTIC SURGEONS SUPPLEMENTARY
8778 | 4229498100100 | LOOP, BIPOLAR, FOR LAPAROSCOPIC, FOR SECTIONING OF THE UTERUS AND MYOMAS, DISPOSABLE, STERILE | GENERAL CONSUMABLES FOR: SURGICAL SUTURES, LAPRASCOPIC AND ROBOTIC SURGEONS SUPPLEMENTARY
8779 | 4229497810500 | TROCAR, BLADED, DILATING TIP, WITH STABILITY SLEEVE, 12 MM X 100 MM, REDUCED PENETRATION FORCE, WITH FAST BLADE SAFETY SHIELD, DISPOSABLE, STERILE | GENERAL CONSUMABLES FOR: SURGICAL SUTURES, LAPRASCOPIC AND ROBOTIC SURGEONS SUPPLEMENTARY
8780 | 4229497810100 | TROCAR, BLADELESS, ADVANCED FIXATION CANNULA, WITH 5 CC BALLOON AND SYRINGE IN THE VISCERA AND RETENTION RING ON THE SKIN, 5 X 150 MM, DISPOSABLE, STERILE | GENERAL CONSUMABLES FOR: SURGICAL SUTURES, LAPRASCOPIC AND ROBOTIC SURGEONS SUPPLEMENTARY
8781 | 4229497809800 | TROCAR, BLADELESS, NON-OPTICAL, 12 X 70-75 MM, WITH OBTURATOR AND STABILITY SLEEVE, TRANSPARENT, DISPOSABLE, STERILE | GENERAL CONSUMABLES FOR: SURGICAL SUTURES, LAPRASCOPIC AND ROBOTIC SURGEONS SUPPLEMENTARY
8782 | 4229497809700 | TROCAR, BLUNT, SHORT / 70-75 MM, 12 MM DILATOR AND CANNULA WITH RADIALLY EXPANDABLE SLEEVE, DISPOSABLE, STERILE | GENERAL CONSUMABLES FOR: SURGICAL SUTURES, LAPRASCOPIC AND ROBOTIC SURGEONS SUPPLEMENTARY
8783 | 4229497809400 | TROCAR, BLADELESS, OPTICAL, 5 X 150 MM, WITH OBTURATOR AND STABILITY SLEEVE, TRANSPARENT, DISPOSABLE, STERILE | GENERAL CONSUMABLES FOR: SURGICAL SUTURES, LAPRASCOPIC AND ROBOTIC SURGEONS SUPPLEMENTARY
8784 | 4229497809300 | TROCAR, INTELLIGENT FLOW SYSTEM-5MM ACCESS PORT BLADELESS OPTICAL TIP OBTURATOR, 75MM, RELATED TO SECTOR MACHINE | GENERAL CONSUMABLES FOR: SURGICAL SUTURES, LAPRASCOPIC AND ROBOTIC SURGEONS SUPPLEMENTARY
8785 | 4229497808900 | TROCAR, INTELLIGENT FLOW SYSTEM-12MM ACCESS PORT BLADELESS OPTICAL TIP OBTURATOR, 100MM, RELATED TO SECTOR MACHINE | GENERAL CONSUMABLES FOR: SURGICAL SUTURES, LAPRASCOPIC AND ROBOTIC SURGEONS SUPPLEMENTARY
8786 | 4229497808800 | TROCAR, BLADELESS, OPTICAL, 5 X 70-75 MM, WITH OBTURATOR AND STABILITY SLEEVE, TRANSPARENT, DISPOSABLE, STERILE | GENERAL CONSUMABLES FOR: SURGICAL SUTURES, LAPRASCOPIC AND ROBOTIC SURGEONS SUPPLEMENTARY
8787 | 4229497806200 | TROCAR, BLADELESS, ADVANCED FIXATION CANNULA, WITH 5 CC BALLOON AND SYRINGE IN THE VISCERA AND RETENTION RING ON THE SKIN, 12 X 100 MM, DISPOSABLE, STERILE | GENERAL CONSUMABLES FOR: SURGICAL SUTURES, LAPRASCOPIC AND ROBOTIC SURGEONS SUPPLEMENTARY
8788 | 4229497806100 | TROCAR, ADVANCED ACCESS SYSTEM, WITH HOLE IN THE TIP, DIRECT INSUFFLATION UNDER VISION, 11MM X100MM, STERILE | GENERAL CONSUMABLES FOR: SURGICAL SUTURES, LAPRASCOPIC AND ROBOTIC SURGEONS SUPPLEMENTARY
8789 | 4229497806000 | TROCAR, ADVANCED ACCESS SYSTEM, WITH HOLE IN THE TIP, DIRECT INSUFFLATION UNDER VISION, 5MM X100MM, STERILE | GENERAL CONSUMABLES FOR: SURGICAL SUTURES, LAPRASCOPIC AND ROBOTIC SURGEONS SUPPLEMENTARY
8790 | 4229497802300 | TROCAR, BLADELESS, OPTICAL, 15 X 100 MM, WITH OBTURATOR AND STABILITY SLEEVE, TRANSPARENT, DISPOSABLE, STERILE | GENERAL CONSUMABLES FOR: SURGICAL SUTURES, LAPRASCOPIC AND ROBOTIC SURGEONS SUPPLEMENTARY
8791 | 4229497800300 | TROCAR, BLADELESS, OPTICAL, 5 X 100 MM, WITH OBTURATOR AND STABILITY SLEEVE, TRANSPARENT, DISPOSABLE, STERILE | GENERAL CONSUMABLES FOR: SURGICAL SUTURES, LAPRASCOPIC AND ROBOTIC SURGEONS SUPPLEMENTARY
8792 | 4229497800100 | TROCAR, BLADELESS, OPTICAL, 11 X 100 MM, WITH OBTURATOR AND STABILITY SLEEVE, TRANSPARENT, DISPOSABLE, STERILE | GENERAL CONSUMABLES FOR: SURGICAL SUTURES, LAPRASCOPIC AND ROBOTIC SURGEONS SUPPLEMENTARY
8793 | 4229496700100 | INSTRUMENT, ELECTROSURGICAL, FOR LAPAROSCOPIC, SEALER / DIVIDER AND GRASPER, PERMANENTLY FUSES TISSUE BUNDLES AND VESSELS, WITH INTEGRATED KNIFE, 5 MM ROTATION SHAFT, CURVED JAW, LENGTH 35-37CM, DISPOSABLE, STERILE | GENERAL CONSUMABLES FOR: SURGICAL SUTURES, LAPRASCOPIC AND ROBOTIC SURGEONS SUPPLEMENTARY
8794 | 4220341040200 | SUTURE, POLYPROPYLENE, MONOFILAMENT, NON-ABSORBABLE, SIZE 4/0, 21-22 MM, 1/2 CIRCLE, ROUND BODY DOUBLE ARM NEEDLE, 90-95 CM, BLUE, STERILE | GENERAL CONSUMABLES FOR: SURGICAL SUTURES, LAPRASCOPIC AND ROBOTIC SURGEONS SUPPLEMENTARY
8795 | 4220341040400 | SUTURE, POLYPROPYLENE, MONOFILAMENT, NON-ABSORBABLE, SIZE 3/0, 36 MM ( +/- 1 MM ), 3/8 CIRCLE, ROUND BODY DOUBLE ARM NEEDLE, 90-95 CM, BLUE, STERILE | GENERAL CONSUMABLES FOR: SURGICAL SUTURES, LAPRASCOPIC AND ROBOTIC SURGEONS SUPPLEMENTARY
8796 | 4220341040500 | SUTURE, POLYPROPYLENE, MONOFILAMENT, NON-ABSORBABLE, SIZE 2/0, 17-18 MM, 1/2 CIRCLE, TAPER POINT DOUBLE ARM NEEDLE, 90-95 CM, BLUE, STERILE | GENERAL CONSUMABLES FOR: SURGICAL SUTURES, LAPRASCOPIC AND ROBOTIC SURGEONS SUPPLEMENTARY
8797 | 4220341040800 | SUTURE, PTFE, MONOFILAMENT, NON-ABSORBABLE, SIZE 4/0, 13-14 MM, 1/2 CIRCLE, TAPER POINT DOUBLE ARM NEEDLE, 75 CM ( +/- 5 CM ), WHITE, STERILE | GENERAL CONSUMABLES FOR: SURGICAL SUTURES, LAPRASCOPIC AND ROBOTIC SURGEONS SUPPLEMENTARY
8798 | 4220341042600 | SUTURE, KNOTLESS, SYMMETRIC, UNIDIRECTIONAL, WITH FIXATION TAP, POLYDIOXANONE, ANTIBACTERIAL (COATED TRICLOSAN), MONOFILAMENT, ABSOR BABLE, SIZE 2/0, 25-26 MM, 1/2 CIRCLE, TAPER POINT ROUND BODY NEEDLE, 30 CM, VIOLET, STERILE | GENERAL CONSUMABLES FOR: SURGICAL SUTURES, LAPRASCOPIC AND ROBOTIC SURGEONS SUPPLEMENTARY
8799 | 4220341042900 | SUTURE, STERNAL WIRES, STAINLESS STEEL, MONOFILAMENT, NON-ABSORBABLE, SIZE 2, 40 MM ( +/- 1 MM ), 1/2 CIRCLE, REVERSE CUTTING NEEDLE, 5 X 45-50 CM, STERILE | GENERAL CONSUMABLES FOR: SURGICAL SUTURES, LAPRASCOPIC AND ROBOTIC SURGEONS SUPPLEMENTARY
8800 | 4229501300100 | COVER, SHEATH, FOR ENDOSCOPIC, 30 DEGREE, 10 MM, ROUND LOCKING SYSTEM, FOR SCOPE PIXELS PROTECTION, ANTI FOG AND ANTI BLURB, DISPOSABLE, STERILE | GENERAL CONSUMABLES FOR: SURGICAL SUTURES, LAPRASCOPIC AND ROBOTIC SURGEONS SUPPLEMENTARY
8801 | 4220341043600 | SUTURE, POLYPROPYLENE, MONOFILAMENT, NON-ABSORBABLE, SIZE 5/0, 10 MM, 1/2 CIRCLE, TAPER POINT DOUBLE ARM NEEDLE, 70-75 CM, BLUE, STERILE | GENERAL CONSUMABLES FOR: SURGICAL SUTURES, LAPRASCOPIC AND ROBOTIC SURGEONS SUPPLEMENTARY
8802 | 4229290423900 | SUTURE, POLYGLYTONE, MONOFILAMENT, ABSORBABLE, SIZE 4/0, 21-22 MM, 1/2 CIRCLE, ROUND BODY NEEDLE, 70-75 CM, UNDYED, STERILE | GENERAL CONSUMABLES FOR: SURGICAL SUTURES, LAPRASCOPIC AND ROBOTIC SURGEONS SUPPLEMENTARY
8803 | 4220341044000 | SUTURE, POLYESTER, COATED SILICON OR POLYBUTILATE, MULTIFILAMENT, NON-ABSORBABLE, SIZE 3/0, 17-18 MM, 1/2 CIRCLE, TAPER CUT DOUBLE ARM NEEDLE, 90-95 CM, GREEN, STERILE | GENERAL CONSUMABLES FOR: SURGICAL SUTURES, LAPRASCOPIC AND ROBOTIC SURGEONS SUPPLEMENTARY
8804 | 4220341044800 | PLEDGET, PTFE, OVAL SHAPE, SIZE 3 X 6 MM FIRM, DISPOSABLE, STERILE | GENERAL CONSUMABLES FOR: SURGICAL SUTURES, LAPRASCOPIC AND ROBOTIC SURGEONS SUPPLEMENTARY
8805 | 4229290424000 | SUTURE, POLYGLYTONE, MONOFILAMENT, ABSORBABLE, SIZE 5/0, 19-20 MM, 3/8 CIRCLE, REVERSE CUTTING NEEDLE, 45-50 CM, UNDYED, STERILE | GENERAL CONSUMABLES FOR: SURGICAL SUTURES, LAPRASCOPIC AND ROBOTIC SURGEONS SUPPLEMENTARY
8806 | 4229290424100 | SUTURE, POLYHYDROXY BUTYRATE, MONOFILAMENT, ABSORBABLE, ELASTIC, SIZE 0, 40 MM ( +/- 1 MM ), 1/2 CIRCLE, ROUND BODY NEEDLE, 70-75 CM, VIOLET, STERILE | GENERAL CONSUMABLES FOR: SURGICAL SUTURES, LAPRASCOPIC AND ROBOTIC SURGEONS SUPPLEMENTARY
8807 | 4229496700000 | INSTRUMENT, ELECTROSURGICAL, FOR LAPAROSCOPIC, SEALER / DIVIDER PERMANENTLY FUSES TISSUE BUNDLES AND VESSELS, 10 MM ROTATION SHAFT, LENGTH 35-37 CM, DISPOSABLE, STERILE | GENERAL CONSUMABLES FOR: SURGICAL SUTURES, LAPRASCOPIC AND ROBOTIC SURGEONS SUPPLEMENTARY
8808 | 4220341043800 | SUTURE, POLYESTER, COATED SILICON OR POLYBUTILATE, MULTIFILAMENT, NON-ABSORBABLE, SIZE 2/0, 17-18 MM, 1/2 CIRCLE, TAPER POINT DOUBLE ARM NEEDLE, 90-95 CM, GREEN, STERILE | GENERAL CONSUMABLES FOR: SURGICAL SUTURES, LAPRASCOPIC AND ROBOTIC SURGEONS SUPPLEMENTARY
8809 | 4229512300500 | DEVICE, SUCTION/ IRRIGATION, SIZE: 5MM, 33-38 CM, DISPOSABLE, STERILE | GENERAL CONSUMABLES FOR: SURGICAL SUTURES, LAPRASCOPIC AND ROBOTIC SURGEONS SUPPLEMENTARY
8810 | 4229290424200 | SUTURE, POLYHYDROXY BUTYRATE, MONOFILAMENT, ABSORBABLE, ELASTIC, LOOP, SIZE 0, 40 MM ( +/- 1 MM ), 1/2 CIRCLE, ROUND BODY NEEDLE, 150 CM ( +/- 20 CM ), VIOLET, STERILE | GENERAL CONSUMABLES FOR: SURGICAL SUTURES, LAPRASCOPIC AND ROBOTIC SURGEONS SUPPLEMENTARY
8811 | 4229290424300 | SUTURE, POLYHYDROXY BUTYRATE, MONOFILAMENT, ABSORBABLE, ELASTIC, LOOP, SIZE 0, 48 MM ( +/- 1 MM ), 1/2 CIRCLE, ROUND BODY NEEDLE, 150 CM ( +/- 20 CM ), VIOLET, STERILE | GENERAL CONSUMABLES FOR: SURGICAL SUTURES, LAPRASCOPIC AND ROBOTIC SURGEONS SUPPLEMENTARY
8812 | 4220341122100 | SUTURE, POLYPROPYLENE, MONOFILAMENT, NON-ABSORBABLE, SIZE 4/0, 17-18 MM, 1/2 CIRCLE, TAPER POINT DOUBLE ARM NEEDLE, 90-95 CM, BLUE, STERILE | GENERAL CONSUMABLES FOR: SURGICAL SUTURES, LAPRASCOPIC AND ROBOTIC SURGEONS SUPPLEMENTARY
8813 | 4220341122200 | SUTURE, POLYPROPYLENE, MONOFILAMENT, NON-ABSORBABLE, SIZE 4/0, 25-26 MM, 1/2 CIRCLE, TAPER POINT DOUBLE ARM NEEDLE, 90-95 CM, BLUE, STERILE | GENERAL CONSUMABLES FOR: SURGICAL SUTURES, LAPRASCOPIC AND ROBOTIC SURGEONS SUPPLEMENTARY
8814 | 4220341122300 | SUTURE, POLYPROPYLENE, MONOFILAMENT, NON-ABSORBABLE, SIZE 6/0, 9.3 MM, 3/8 CIRCLE, TUNGSTEN-RHENIUM ALLOY, ROUND BODY NEEDLE, 60-65 CM, BLUE, STERILE | GENERAL CONSUMABLES FOR: SURGICAL SUTURES, LAPRASCOPIC AND ROBOTIC SURGEONS SUPPLEMENTARY
8815 | 4220341122400 | SUTURE, POLYESTER, COATED SILICON OR POLYBUTILATE, MULTIFILAMENT, NON-ABSORBABLE, SIZE 2/0, 17-18 MM, 1/2 CIRCLE, TAPER CUT DOUBLE ARM NEEDLE, WITH 3 X 6 MM FIRM PLEDGET, 10 X 70-75 CM, 5 GREEN OR BLUE, 5 WHITE, STERILE | GENERAL CONSUMABLES FOR: SURGICAL SUTURES, LAPRASCOPIC AND ROBOTIC SURGEONS SUPPLEMENTARY
8816 | 4220341122500 | SUTURE, POLYESTER, COATED SILICON OR POLYBUTILATE, MULTIFILAMENT, NON-ABSORBABLE, SIZE 2/0, 25-26 MM, 1/2 CIRCLE, TAPER CUT DOUBLE ARM NEEDLE, 70-75 CM, GREEN, STERILE | GENERAL CONSUMABLES FOR: SURGICAL SUTURES, LAPRASCOPIC AND ROBOTIC SURGEONS SUPPLEMENTARY
8817 | 4220341122600 | SUTURE, POLYESTER, COATED SILICON OR POLYBUTILATE, MULTIFILAMENT, NON-ABSORBABLE, SIZE 2/0, 25-26 MM, 1/2 CIRCLE, TAPER CUT DOUBLE ARM NEEDLE, WITH 3 X 6-7 MM FIRM PLEDGET, 8-10 X 70-75 CM, 5 GREEN OR BLUE, 5 WHITE, STERILE | GENERAL CONSUMABLES FOR: SURGICAL SUTURES, LAPRASCOPIC AND ROBOTIC SURGEONS SUPPLEMENTARY
8818 | 4220341121100 | SUTURE, POLYPROPYLENE, MONOFILAMENT, NON-ABSORBABLE, SIZE 2/0, 25-26 MM, 1/2 CIRCLE, ROUND BODY NEEDLE, 70-75 CM, BLUE, STERILE | GENERAL CONSUMABLES FOR: SURGICAL SUTURES, LAPRASCOPIC AND ROBOTIC SURGEONS SUPPLEMENTARY
8819 | 4220341122700 | SUTURE, POLYESTER, COATED SILICON OR POLYBUTILATE, MULTIFILAMENT, NON-ABSORBABLE, SIZE 4/0, 13-14 MM, 3/8 CIRCLE, TAPER POINT DOUBLE ARM NEEDLE, 70-75 CM, GREEN, STERILE | GENERAL CONSUMABLES FOR: SURGICAL SUTURES, LAPRASCOPIC AND ROBOTIC SURGEONS SUPPLEMENTARY
8820 | 4220341122900 | SUTURE, STERNAL WIRES, STAINLESS STEEL, MONOFILAMENT, NON-ABSORBABLE, SIZE 5, 48 MM ( +/- 1 MM ), 1/2 CIRCLE, TAPER CUT HEAVY NEEDLE, 4 X 45-50 CM, STERILE | GENERAL CONSUMABLES FOR: SURGICAL SUTURES, LAPRASCOPIC AND ROBOTIC SURGEONS SUPPLEMENTARY
8821 | 4111620004700 | SUTURE, POLYDIOXANONE, ANTIBACTERIAL (COATED TRICLOSAN), MONOFILAMENT, ABSORBABLE, SIZE 2/0, 21-22 MM, 1/2 CIRCLE, ROUND BODY NEEDLE, 70-75 CM, VIOLET, STERILE | GENERAL CONSUMABLES FOR: SURGICAL SUTURES, LAPRASCOPIC AND ROBOTIC SURGEONS SUPPLEMENTARY
8822 | 4111620004800 | SUTURE, POLYBUTESTER, UNIDIRECTIONAL, DUAL ANGLE CUT, LOOP LOCK, MONOFILAMENT, NON-ABSORBABLE, SIZE 0, 27-28 MM, 1/2 CIRCLE, TAPER POINT NEEDLE, 45-50 CM, BLUE, STERILE | GENERAL CONSUMABLES FOR: SURGICAL SUTURES, LAPRASCOPIC AND ROBOTIC SURGEONS SUPPLEMENTARY
8823 | 4229290424600 | SUTURE, KNOTLESS, SPIRAL, UNIDIRECTIONAL, WITH FLEXIBLE LOOP, POLIGLECAPRONE 25, ANTIBACTERIAL (COATED TRICLOSAN), MONOFILAMENT, ABS ORBABLE, SIZE 2/0, 25-26 MM, 1/2 CIRCLE, REVERSE CUTTING NEEDLE, 30 CM, UNDYED, STERILE | GENERAL CONSUMABLES FOR: SURGICAL SUTURES, LAPRASCOPIC AND ROBOTIC SURGEONS SUPPLEMENTARY
8824 | 4220342400300 | CLOSURE DEVICE, SUTURE GRASPER, DISPOSABLE, STERILE | GENERAL CONSUMABLES FOR: SURGICAL SUTURES, LAPRASCOPIC AND ROBOTIC SURGEONS SUPPLEMENTARY
8825 | 4220342405700 | TROCAR, BLADELESS, OPTICAL, 12 X 100 MM, WITH OBTURATOR AND STABILITY SLEEVE, TRANSPARENT, DISPOSABLE, STERILE | GENERAL CONSUMABLES FOR: SURGICAL SUTURES, LAPRASCOPIC AND ROBOTIC SURGEONS SUPPLEMENTARY
8826 | 4220341122800 | SUTURE, POLYESTER, COATED SILICON OR POLYBUTILATE, MULTIFILAMENT, NON-ABSORBABLE, SIZE 5/0, 13-14 MM, 3/8 CIRCLE, TAPER POINT DOUBLE ARM NEEDLE, 70-75 CM, GREEN, STERILE | GENERAL CONSUMABLES FOR: SURGICAL SUTURES, LAPRASCOPIC AND ROBOTIC SURGEONS SUPPLEMENTARY
8827 | 4220341040000 | SUTURE, POLYPROPYLENE, MONOFILAMENT, NON-ABSORBABLE, SIZE 5/0, 10 MM, 1/2 CIRCLE, ROUND BODY DOUBLE ARM NEEDLE, 60-65 CM, BLUE, STERILE | GENERAL CONSUMABLES FOR: SURGICAL SUTURES, LAPRASCOPIC AND ROBOTIC SURGEONS SUPPLEMENTARY
8828 | 4220341120700 | SUTURE, POLYPROPYLENE, MONOFILAMENT, NON-ABSORBABLE, SIZE 2/0, 37 MM ( +/- 1 MM ), 3/8 CIRCLE, REVERSE CUTTING NEEDLE, 70-75 CM, BLUE, STERILE | GENERAL CONSUMABLES FOR: SURGICAL SUTURES, LAPRASCOPIC AND ROBOTIC SURGEONS SUPPLEMENTARY
8829 | 4220341120500 | SUTURE, POLYPROPYLENE, MONOFILAMENT, NON-ABSORBABLE, SIZE 2/0, 31 MM ( +/- 1 MM ), 1/2 CIRCLE, TAPER POINT NEEDLE, 70-75 CM, BLUE, STERILE | GENERAL CONSUMABLES FOR: SURGICAL SUTURES, LAPRASCOPIC AND ROBOTIC SURGEONS SUPPLEMENTARY
8830 | 4229290424400 | SUTURE, POLYHYDROXY BUTYRATE, MONOFILAMENT, ABSORBABLE, ELASTIC, LOOP, SIZE 1, 40 MM ( +/- 1 MM ), 1/2 CIRCLE, ROUND BODY NEEDLE, 150 CM ( +/- 20 CM ), VIOLET, STERILE | GENERAL CONSUMABLES FOR: SURGICAL SUTURES, LAPRASCOPIC AND ROBOTIC SURGEONS SUPPLEMENTARY
8831 | 4229514319000 | ELECTRODE, RIGHT ANGLE, 5 MM X 29 CM, SHAFT HOLLOW TIP, TO USE WITH MULTIFUNCTIONAL PISTOL OR PENCIL GRIP, ELECTROSURGERY SYSTEM, DI SPOSABLE, STERILE | GENERAL CONSUMABLES FOR: SURGICAL SUTURES, LAPRASCOPIC AND ROBOTIC SURGEONS SUPPLEMENTARY
8832 | 4229514319100 | ELECTRODE, RIGHT ANGLE, 5 MM X 34 CM, SHAFT HOLLOW TIP, TO USE WITH MULTIFUNCTIONAL PISTOL OR PENCIL GRIP, ELECTROSURGERY SYSTEM, DI SPOSABLE, STERILE | GENERAL CONSUMABLES FOR: SURGICAL SUTURES, LAPRASCOPIC AND ROBOTIC SURGEONS SUPPLEMENTARY
8833 | 4229514319900 | TIP, EXTENDED, FOR SPRAY, FOR LAPAROSCOPIC CASES, 29 CM ( +/- 1 CM ), DISPOSABLE, STERILE | GENERAL CONSUMABLES FOR: SURGICAL SUTURES, LAPRASCOPIC AND ROBOTIC SURGEONS SUPPLEMENTARY
8834 | 4229514320100 | TISSUE SEALER, BIPOLAR, FOR LAPAROSCOPIC, 5 MM, WITH FENESTRATED STRAIGHT JAWS, USED FOR GRASPING, COAGULATION, DISSECTION AND CUTTING, 33-37 CM LONG, PROVIDED WITH NECESSARY CABLE AND UNIVERSAL ADAPTOR, DISPOSABLE, STERILE | GENERAL CONSUMABLES FOR: SURGICAL SUTURES, LAPRASCOPIC AND ROBOTIC SURGEONS SUPPLEMENTARY
8835 | 4229290424500 | SUTURE, POLYHYDROXY BUTYRATE, MONOFILAMENT, ABSORBABLE, ELASTIC, LOOP, SIZE 1, 48 MM ( +/- 1 MM ), 1/2 CIRCLE, ROUND BODY NEEDLE, 150 CM ( +/- 20 CM ), VIOLET, STERILE | GENERAL CONSUMABLES FOR: SURGICAL SUTURES, LAPRASCOPIC AND ROBOTIC SURGEONS SUPPLEMENTARY
8836 | 4220341120600 | SUTURE, POLYPROPYLENE, MONOFILAMENT, NON-ABSORBABLE, SIZE 2/0, 36 MM ( +/- 1 MM ), 1/2 CIRCLE, TAPER POINT DOUBLE ARM NEEDLE, 120 CM ( +/- 5 CM ), BLUE, STERILE | GENERAL CONSUMABLES FOR: SURGICAL SUTURES, LAPRASCOPIC AND ROBOTIC SURGEONS SUPPLEMENTARY
8837 | 4220341103600 | SUTURE, POLYPROPYLENE, MONOFILAMENT, NON-ABSORBABLE, SIZE 8/0, 8 MM, 3/8 CIRCLE, ROUND BODY DOUBLE ARM BLACK NEEDLE, 70-75 CM, BLUE, STERILE | GENERAL CONSUMABLES FOR: SURGICAL SUTURES, LAPRASCOPIC AND ROBOTIC SURGEONS SUPPLEMENTARY
8838 | 4220341104100 | SUTURE, POLYPROPYLENE, MONOFILAMENT, NON-ABSORBABLE, SIZE 5/0, 13-14 MM, 3/8 CIRCLE, ROUND BODY DOUBLE ARM NEEDLE, 60-65 CM, BLUE, STERILE | GENERAL CONSUMABLES FOR: SURGICAL SUTURES, LAPRASCOPIC AND ROBOTIC SURGEONS SUPPLEMENTARY
8839 | 4220341104400 | SUTURE, POLYPROPYLENE, MONOFILAMENT, NON-ABSORBABLE, SIZE 2/0, 25-26 MM, 1/2 CIRCLE, TAPER CUT DOUBLE ARM NEEDLE, 90-95 CM, BLUE, STERILE | GENERAL CONSUMABLES FOR: SURGICAL SUTURES, LAPRASCOPIC AND ROBOTIC SURGEONS SUPPLEMENTARY
8840 | 4220341104500 | SUTURE, POLYPROPYLENE, MONOFILAMENT, NON-ABSORBABLE, SIZE 2/0, 17-18 MM, 3/8 CIRCLE, TAPER POINT DOUBLE ARM NEEDLE, 90-95 CM, BLUE, STERILE | GENERAL CONSUMABLES FOR: SURGICAL SUTURES, LAPRASCOPIC AND ROBOTIC SURGEONS SUPPLEMENTARY
8841 | 4229517105300 | POUCH, FOR LAPAROSCOPIC, FOR SPECIMEN, RETRIEVAL, POLYURETHANE TRANSPARENT POUCH, WITH ROUND METAL FLEXIBLE SUPPORT TO HELP SPECIMEN EXTRACTION, NON REFLEX SHAFT, ERGONOMIC DOUBLE RING HANDLE, SHAFT SIZE 5 MM DIAMETER, BAG VOLUME 100-300 ML, SHAFT CAN BE REMOVED SEPARATELY FROM THE POUCH, DISPOSABLE, STERILE | GENERAL CONSUMABLES FOR: SURGICAL SUTURES, LAPRASCOPIC AND ROBOTIC SURGEONS SUPPLEMENTARY
8842 | 4220341120200 | SUTURE, POLYESTER, COATED SILICON OR POLYBUTILATE, MULTIFILAMENT, NON-ABSORBABLE, SIZE 4/0, 17-18 MM, 3/8 CIRCLE, TAPER POINT DOUBLE ARM NEEDLE, 70-75 CM, GREEN, STERILE | GENERAL CONSUMABLES FOR: SURGICAL SUTURES, LAPRASCOPIC AND ROBOTIC SURGEONS SUPPLEMENTARY
8843 | 4220341120300 | SUTURE, POLYESTER, COATED SILICON OR POLYBUTILATE, MULTIFILAMENT, NON-ABSORBABLE, SIZE 4/0, 19-20 MM, 3/8 CIRCLE, REVERSE CUTTING NEEDLE, 45-50 CM, GREEN, STERILE | GENERAL CONSUMABLES FOR: SURGICAL SUTURES, LAPRASCOPIC AND ROBOTIC SURGEONS SUPPLEMENTARY
8844 | 4220341103700 | SUTURE, POLYPROPYLENE, MONOFILAMENT, NON-ABSORBABLE, SIZE 7/0, 13-14 MM, 3/8 CIRCLE, ROUND BODY DOUBLE ARM NEEDLE, 60-65 CM, BLUE, STERILE | GENERAL CONSUMABLES FOR: SURGICAL SUTURES, LAPRASCOPIC AND ROBOTIC SURGEONS SUPPLEMENTARY
8845 | 4220341039800 | SUTURE, POLYPROPYLENE, MONOFILAMENT, NON-ABSORBABLE, SIZE 6/0, 8 MM, 3/8 CIRCLE, ROUND BODY DOUBLE ARM BLACK NEEDLE, 70-75 CM, BLUE, STERILE | GENERAL CONSUMABLES FOR: SURGICAL SUTURES, LAPRASCOPIC AND ROBOTIC SURGEONS SUPPLEMENTARY
8846 | 4220341039600 | SUTURE, POLYPROPYLENE, MONOFILAMENT, NON-ABSORBABLE, SIZE 6/0, 13-14 MM, 3/8 CIRCLE, ROUND BODY DOUBLE ARM BLACK NEEDLE, 70-75 CM, BLUE, STERILE | GENERAL CONSUMABLES FOR: SURGICAL SUTURES, LAPRASCOPIC AND ROBOTIC SURGEONS SUPPLEMENTARY
8847 | 4220341039500 | SUTURE, POLYPROPYLENE, MONOFILAMENT, NON-ABSORBABLE, SIZE 7/0, 9 MM, 3/8 CIRCLE, ROUND BODY DOUBLE ARM NEEDLE, 60-65 CM, BLUE, STERILE | GENERAL CONSUMABLES FOR: SURGICAL SUTURES, LAPRASCOPIC AND ROBOTIC SURGEONS SUPPLEMENTARY
8848 | 4412161502800 | STAPLER, OPEN SURGERY LINEAR STAPLER, SIZE 70-80 MM, 4.5-4.8 MM RELOADABLE : APPLIES TWO DOUBLE ROWS OF TITANIUM STAGGERED STAPLES WITH A KNIFE IN BETWEEN TISSUE GAP CONTROL FOR ALWAYS B SHAPED FORMATION, SAFETY INTERLOCK SYSTEM, DISPOSABLE, STERILE | GENERAL CONSUMABLES FOR: SURGICAL SUTURES, LAPRASCOPIC AND ROBOTIC SURGEONS SUPPLEMENTARY
8849 | 4412161502900 | STAPLER, OPEN LINEAR, 60 MM, 3-3.5-4 MM, MEDIUM THICK, RELOADABLE, WITH TRI-STAPLE TECHNOLOGY, THREE DOUBLE ROWS OF TITANIUM STAGGERED DIFFERENT HEIGHT STAPLES, WITH SAFETY INTERLOCK SYSTEM AND TISSUE GAP CONTROL, DISPOSABLE, STERILE | GENERAL CONSUMABLES FOR: SURGICAL SUTURES, LAPRASCOPIC AND ROBOTIC SURGEONS SUPPLEMENTARY
8850 | 4412161503000 | STAPLER, OPEN LINEAR, 60 MM, 4-4.5-5 MM, EXTRA THICK, RELOADABLE, WITH TRI-STAPLE TECHNOLOGY, THREE DOUBLE ROWS OF TITANIUM STAGGERED DIFFERENT HEIGHT STAPLES, WITH SAFETY INTERLOCK SYSTEM AND TISSUE GAP CONTROL, DISPOSABLE, STERILE | GENERAL CONSUMABLES FOR: SURGICAL SUTURES, LAPRASCOPIC AND ROBOTIC SURGEONS SUPPLEMENTARY
8851 | 4412161503100 | STAPLER, OPEN LINEAR, 80 MM, 3-3.5-4 MM, MEDIUM THICK, RELOADABLE, WITH TRI-STAPLE TECHNOLOGY, THREE DOUBLE ROWS OF TITANIUM STAGGERED DIFFERENT HEIGHT STAPLES, WITH SAFETY INTERLOCK SYSTEM AND TISSUE GAP CONTROL, DISPOSABLE, STERILE | GENERAL CONSUMABLES FOR: SURGICAL SUTURES, LAPRASCOPIC AND ROBOTIC SURGEONS SUPPLEMENTARY
8852 | 4412161503200 | STAPLER, OPEN LINEAR, 80 MM, 4-4.5-5 MM, EXTRA THICK, RELOADABLE, WITH TRI-STAPLE TECHNOLOGY, THREE DOUBLE ROWS OF TITANIUM STAGGERED DIFFERENT HEIGHT STAPLES, WITH SAFETY INTERLOCK SYSTEM AND TISSUE GAP CONTROL, DISPOSABLE, STERILE | GENERAL CONSUMABLES FOR: SURGICAL SUTURES, LAPRASCOPIC AND ROBOTIC SURGEONS SUPPLEMENTARY
8853 | 4412161503300 | STAPLER, LINEAR CUTTER, 45 MM, COMPACT ARTICULATING, SURFACE GRIPING TECHNOLOGY TO PREVENT TISSUE SLIPPAGE FOR IMPROVED HEMOSTASIS, 3 POINT GAP CONTROL FOR STRONG COMPRESSION, 260-300 MM, DISPOSABLE, STERILE | GENERAL CONSUMABLES FOR: SURGICAL SUTURES, LAPRASCOPIC AND ROBOTIC SURGEONS SUPPLEMENTARY
8854 | 4412161502600 | STAPLER, OPEN SURGERY LINEAR STAPLER, SIZE 55-60 MM, 2.5-2.6 MM RELOADABLE : APPLIES TWO DOUBLE ROWS OF TITANIUM STAGGERED STAPLES WITH A KNIFE IN BETWEEN TISSUE GAP CONTROL FOR ALWAYS B SHAPED FORMATION, SAFETY INTERLOCK SYSTEM, DISPOSABLE, STERILE | GENERAL CONSUMABLES FOR: SURGICAL SUTURES, LAPRASCOPIC AND ROBOTIC SURGEONS SUPPLEMENTARY
8855 | 4412161503400 | STAPLER, LINEAR CUTTER, 45 MM, ARTICULATING, SURFACE GRIPING TECHNOLOGY TO PREVENT TISSUE SLIPPAGE FOR IMPROVED HEMOSTASIS, 3 POINT GAP CONTROL FOR STRONG COMPRESSION, 320-360 MM, DISPOSABLE, STERILE | GENERAL CONSUMABLES FOR: SURGICAL SUTURES, LAPRASCOPIC AND ROBOTIC SURGEONS SUPPLEMENTARY
8856 | 4412161503600 | LOADING UNIT, STAPLER, LINEAR, CUTTER, FOR LAPAROSCOPIC, 45 MM, 3.5-3.7 MM, FOR REGULAR TISSUE, DISPOSABLE, STERILE | GENERAL CONSUMABLES FOR: SURGICAL SUTURES, LAPRASCOPIC AND ROBOTIC SURGEONS SUPPLEMENTARY
8857 | 4412161503700 | LOADING UNIT, STAPLER, LINEAR, CUTTER, FOR LAPAROSCOPIC, 45 MM, 4.0-4.1 MM, FOR THICK TISSUE, DISPOSABLE, STERILE | GENERAL CONSUMABLES FOR: SURGICAL SUTURES, LAPRASCOPIC AND ROBOTIC SURGEONS SUPPLEMENTARY
8858 | 4412161503800 | STAPLER LINEAR CUTTER 60 MM COMPACT ARTICULATING SURFACE GRIPING TECHNOLOGY TO PREVENT TISSUE SLIPPAGE FOR IMPROVED HEMOSTASIS 3 POINT GAP CONTROL FOR STRONG COMPRESSION 260-300 MM DISPOSABLE STERILE | GENERAL CONSUMABLES FOR: SURGICAL SUTURES, LAPRASCOPIC AND ROBOTIC SURGEONS SUPPLEMENTARY
8859 | 4412161503900 | STAPLER, LINEAR CUTTER, 60 MM, LONG ARTICULATING, SURFACE GRIPING TECHNOLOGY TO PREVENT TISSUE SLIPPAGE FOR IMPROVED HEMOSTASIS, 3 POINT GAP CONTROL FOR STRONG COMPRESSION, 420-460 MM, DISPOSABLE, STERILE | GENERAL CONSUMABLES FOR: SURGICAL SUTURES, LAPRASCOPIC AND ROBOTIC SURGEONS SUPPLEMENTARY
8860 | 4229290423200 | SUTURE, POLYGLYTONE, MONOFILAMENT, ABSORBABLE, SIZE 1, 40 MM ( +/- 1 MM), 1/2 CIRCLE, ROUND BODY NEEDLE, 70-75 CM, UNDYED, STERILE | GENERAL CONSUMABLES FOR: SURGICAL SUTURES, LAPRASCOPIC AND ROBOTIC SURGEONS SUPPLEMENTARY
8861 | 4229290423500 | SUTURE, POLYGLYTONE, MONOFILAMENT, ABSORBABLE, SIZE 2/0, 27-28 MM, 1/2 CIRCLE, ROUND BODY NEEDLE, 70-75 CM, UNDYED, STERILE | GENERAL CONSUMABLES FOR: SURGICAL SUTURES, LAPRASCOPIC AND ROBOTIC SURGEONS SUPPLEMENTARY
8862 | 4412161503500 | STAPLER LINEAR CUTTER 45 MM LONG ARTICULATING SURFACE GRIPING TECHNOLOGY TO PREVENT TISSUE SLIPPAGE FOR IMPROVED HEMOSTASIS 3 POINT GAP CONTROL FOR STRONG COMPRESSION 420-460 MM DISPOSABLE STERILE | GENERAL CONSUMABLES FOR: SURGICAL SUTURES, LAPRASCOPIC AND ROBOTIC SURGEONS SUPPLEMENTARY
8863 | 4229492900100 | PROTECTOR/RETRACTOR, FOR LAPAROSCOPIC SYSTEM, FEATURING A LAPAROSCOPIC CAP AND TROCAR TO FACILITATE SPECIMEN EXTRACTION, SIZE: SMALL 2.5 - 6 CM, DISPOSABLE, STERILE | GENERAL CONSUMABLES FOR: SURGICAL SUTURES, LAPRASCOPIC AND ROBOTIC SURGEONS SUPPLEMENTARY
8864 | 4412161502500 | STAPLER, OPEN SURGERY LINEAR, SIZE 90 MM, 4.5-4.8 MM, RELOADABLE WHICH APPLIES TWO ROLLS OF TITANIUM STAGGERED STAPLES, TWO STEP CLOSURE WITH SAFETY INTERLOCK SYSTEM, AUTOMATIC AND MANUAL PIN PLACEMENT, SLIM ANVIL, SLIPPERY RESISTANT AND ONE HANDED INSTRUMENT, WITH UPGRADED STAPLE AND ANVIL, DISPOSABLE, STERILE | GENERAL CONSUMABLES FOR: SURGICAL SUTURES, LAPRASCOPIC AND ROBOTIC SURGEONS SUPPLEMENTARY
8865 | 4412161502300 | STAPLER, OPEN SURGERY LINEAR, SIZE 45 MM, 4.5-4.8 MM, RELOADABLE WHICH APPLIES TWO ROLLS OF TITANIUM STAGGERED STAPLES, TWO STEP CLOSURE WITH SAFETY INTERLOCK SYSTEM, AUTOMATIC AND MANUAL PIN PLACEMENT, SLIM ANVIL, SLIPPERY RESISTANT AND ONE HANDED INSTRUMENT, WITH UPGRADED STAPLE AND ANVIL, DISPOSABLE, STERILE | GENERAL CONSUMABLES FOR: SURGICAL SUTURES, LAPRASCOPIC AND ROBOTIC SURGEONS SUPPLEMENTARY
8866 | 4412161500100 | STAPLER, CIRCULAR, SIZE 25-26 MM, EXTRA LONG LENGTH, CURVED END TO END ANASTOMOSIS STAPLER, APPLIES TWO ROWS OF CIRCULAR STAGGERED STAPLER WITH A KNIFE IN BETWEEN, AIRTIGHT FOR BOTH OPEN AND LAPAROSCOPIC PROCEDURE, SHAFT MARKED AND ALONE PIN TROCAR, SLIM ANVIL, DISPOSABLE, STERILE | GENERAL CONSUMABLES FOR: SURGICAL SUTURES, LAPRASCOPIC AND ROBOTIC SURGEONS SUPPLEMENTARY
8867 | 4412161501000 | STAPLER, CIRCULAR, SIZE 28-29 MM, CURVED END TO END ANASTOMOSIS STAPLER, WITH TRI-STAPLE, 3-3.5-4 MM, MEDIUM/THICK, AIRTIGHT FOR BOTH OPEN AND LAPAROSCOPIC PROCEDURE, SHAFT MARKED AND ALONE PIN TROCAR, SLIM ANVIL, DISPOSABLE, STERILE | GENERAL CONSUMABLES FOR: SURGICAL SUTURES, LAPRASCOPIC AND ROBOTIC SURGEONS SUPPLEMENTARY
8868 | 4412161501100 | STAPLER, CIRCULAR, SIZE 28-29 MM, CURVED END TO END ANASTOMOSIS STAPLER, WITH TRI-STAPLE, 4-4.5-5 MM, EXTRA THICK, AIRTIGHT FOR BOTH OPEN AND LAPAROSCOPIC PROCEDURE, SHAFT MARKED AND ALONE PIN TROCAR, SLIM ANVIL, DISPOSABLE, STERILE | GENERAL CONSUMABLES FOR: SURGICAL SUTURES, LAPRASCOPIC AND ROBOTIC SURGEONS SUPPLEMENTARY
8869 | 4412161501200 | STAPLER, CIRCULAR, SIZE 28-29 MM, EXTRA LONG, CURVED END TO END ANASTOMOSIS STAPLER, WITH TRI-STAPLE, 3-3.5-4 MM, MEDIUM/THICK, AIRTIGHT FOR BOTH OPEN AND LAPAROSCOPIC PROCEDURE, SHAFT MARKED AND ALONE PIN TROCAR, SLIM ANVIL, DISPOSABLE, STERILE | GENERAL CONSUMABLES FOR: SURGICAL SUTURES, LAPRASCOPIC AND ROBOTIC SURGEONS SUPPLEMENTARY
8870 | 4412161501300 | STAPLER, CIRCULAR, SIZE 28-29 MM, EXTRA LONG, CURVED END TO END ANASTOMOSIS STAPLER, WITH TRI-STAPLE, 4-4.5-5 MM, EXTRA THICK, AIRTIGHT FOR BOTH OPEN AND LAPAROSCOPIC PROCEDURE, SHAFT MARKED AND ALONE PIN TROCAR, SLIM ANVIL, DISPOSABLE, STERILE | GENERAL CONSUMABLES FOR: SURGICAL SUTURES, LAPRASCOPIC AND ROBOTIC SURGEONS SUPPLEMENTARY
8871 | 4412161501400 | STAPLER, CIRCULAR, SIZE 31-32 MM, CURVED END TO END ANASTOMOSIS STAPLER, WITH TRI-STAPLE, 3-3.5-4 MM, MEDIUM/THICK, AIRTIGHT FOR BOTH OPEN AND LAPAROSCOPIC PROCEDURE, SHAFT MARKED AND ALONE PIN TROCAR, SLIM ANVIL, DISPOSABLE, STERILE | GENERAL CONSUMABLES FOR: SURGICAL SUTURES, LAPRASCOPIC AND ROBOTIC SURGEONS SUPPLEMENTARY
8872 | 4412161502400 | STAPLER, OPEN SURGERY LINEAR, SIZE 90 MM, 3.5-3.6 MM, RELOADABLE WHICH APPLIES TWO ROLLS OF TITANIUM STAGGERED STAPLES, TWO STEP CLOSURE WITH SAFETY INTERLOCK SYSTEM, AUTOMATIC AND MANUAL PIN PLACEMENT, SLIM ANVIL, SLIPPERY RESISTANT AND ONE HANDED INSTRUMENT, WITH UPGRADED STAPLE AND ANVIL, DISPOSABLE, STERILE | GENERAL CONSUMABLES FOR: SURGICAL SUTURES, LAPRASCOPIC AND ROBOTIC SURGEONS SUPPLEMENTARY
8873 | 4412161501500 | STAPLER, CIRCULAR, SIZE 31-32 MM, CURVED END TO END ANASTOMOSIS STAPLER, WITH TRI-STAPLE, 4-4.5-5 MM, EXTRA THICK, AIRTIGHT FOR BOTH OPEN AND LAPAROSCOPIC PROCEDURE, SHAFT MARKED AND ALONE PIN TROCAR, SLIM ANVIL, DISPOSABLE, STERILE | GENERAL CONSUMABLES FOR: SURGICAL SUTURES, LAPRASCOPIC AND ROBOTIC SURGEONS SUPPLEMENTARY
8874 | 4412161501700 | STAPLER, CIRCULAR, SIZE 31-32 MM, EXTRA LONG, CURVED END TO END ANASTOMOSIS STAPLER, WITH TRI-STAPLE, 4-4.5-5 MM, EXTRA THICK, AIRTIGHT FOR BOTH OPEN AND LAPAROSCOPIC PROCEDURE, SHAFT MARKED AND ALONE PIN TROCAR, SLIM ANVIL, DISPOSABLE, STERILE | GENERAL CONSUMABLES FOR: SURGICAL SUTURES, LAPRASCOPIC AND ROBOTIC SURGEONS SUPPLEMENTARY
8875 | 4412161501800 | STAPLER, CIRCULAR, SIZE 33-34 MM, CURVED END TO END ANASTOMOSIS STAPLER, WITH TRI-STAPLE, 3-3.5-4 MM, MEDIUM/THICK, AIRTIGHT FOR BOTH OPEN AND LAPAROSCOPIC PROCEDURE, SHAFT MARKED AND ALONE PIN TROCAR, SLIM ANVIL, DISPOSABLE, STERILE | GENERAL CONSUMABLES FOR: SURGICAL SUTURES, LAPRASCOPIC AND ROBOTIC SURGEONS SUPPLEMENTARY
8876 | 4412161501900 | STAPLER, CIRCULAR, SIZE 33-34 MM, CURVED END TO END ANASTOMOSIS STAPLER, WITH TRI-STAPLE, 4-4.5-5 MM, EXTRA THICK, AIRTIGHT FOR BOTH OPEN AND LAPAROSCOPIC PROCEDURE, SHAFT MARKED AND ALONE PIN TROCAR, SLIM ANVIL, DISPOSABLE, STERILE | GENERAL CONSUMABLES FOR: SURGICAL SUTURES, LAPRASCOPIC AND ROBOTIC SURGEONS SUPPLEMENTARY
8877 | 4412161502000 | STAPLER, CIRCULAR, SIZE 33-34 MM, EXTRA LONG, CURVED END TO END ANASTOMOSIS STAPLER, WITH TRI-STAPLE, 3-3.5-4 MM, MEDIUM/THICK, AIRTIGHT FOR BOTH OPEN AND LAPAROSCOPIC PROCEDURE, SHAFT MARKED AND ALONE PIN TROCAR, SLIM ANVIL, DISPOSABLE, STERILE | GENERAL CONSUMABLES FOR: SURGICAL SUTURES, LAPRASCOPIC AND ROBOTIC SURGEONS SUPPLEMENTARY
8878 | 4412161502100 | STAPLER, CIRCULAR, SIZE 33-34 MM, EXTRA LONG, CURVED END TO END ANASTOMOSIS STAPLER, WITH TRI-STAPLE, 4-4.5-5 MM, EXTRA THICK, AIRTIGHT FOR BOTH OPEN AND LAPAROSCOPIC PROCEDURE, SHAFT MARKED AND ALONE PIN TROCAR, SLIM ANVIL, DISPOSABLE, STERILE | GENERAL CONSUMABLES FOR: SURGICAL SUTURES, LAPRASCOPIC AND ROBOTIC SURGEONS SUPPLEMENTARY
8879 | 4412161502200 | STAPLER, OPEN SURGERY LINEAR, SIZE 30 MM, 4.5-4.8 MM, RELOADABLE WHICH APPLIES TWO ROLLS OF TITANIUM STAGGERED STAPLES, TWO STEP CLOSURE WITH SAFETY INTERLOCK SYSTEM, AUTOMATIC AND MANUAL PIN PLACEMENT, SLIM ANVIL, SLIPPERY RESISTANT AND ONE HANDED INSTRUMENT, WITH UPGRADED STAPLE AND ANVIL, DISPOSABLE, STERILE | GENERAL CONSUMABLES FOR: SURGICAL SUTURES, LAPRASCOPIC AND ROBOTIC SURGEONS SUPPLEMENTARY
8880 | 4412161501600 | STAPLER, CIRCULAR, SIZE 31-32 MM, EXTRA LONG, CURVED END TO END ANASTOMOSIS STAPLER, WITH TRI-STAPLE, 3-3.5-4 MM, MEDIUM/THICK, AIRTIGHT FOR BOTH OPEN AND LAPAROSCOPIC PROCEDURE, SHAFT MARKED AND ALONE PIN TROCAR, SLIM ANVIL, DISPOSABLE, STERILE | GENERAL CONSUMABLES FOR: SURGICAL SUTURES, LAPRASCOPIC AND ROBOTIC SURGEONS SUPPLEMENTARY
8881 | 4231220306800 | SUTURE, POLYGLACTIN 910, ANTIBACTERIAL (COATED TRICLOSAN), MULTIFILAMENT, ABSORBABLE, SIZE 0, 48 MM ( +/- 1 MM ), 1/2 CIRCLE, TAPER POINT NEEDLE, 90-95 CM, VIOLET, STERILE | GENERAL CONSUMABLES FOR: SURGICAL SUTURES, LAPRASCOPIC AND ROBOTIC SURGEONS SUPPLEMENTARY
8882 | 4229290423600 | SUTURE, POLYGLYTONE, MONOFILAMENT, ABSORBABLE, SIZE 2/0, 37 MM ( +/- 1 MM), 1/2 CIRCLE, ROUND BODY NEEDLE, 70-75 CM, UNDYED, STERILE | GENERAL CONSUMABLES FOR: SURGICAL SUTURES, LAPRASCOPIC AND ROBOTIC SURGEONS SUPPLEMENTARY
8883 | 4229493400700 | LOADING UNITS, SINGLE - STITCH, NON - ABSORBABLE, POLYESTER SUTURES, SIZE: 0, WITH ONE NEEDLE, DISPOSABLE, STERILE | GENERAL CONSUMABLES FOR: SURGICAL SUTURES, LAPRASCOPIC AND ROBOTIC SURGEONS SUPPLEMENTARY
8884 | 4229290423800 | SUTURE, POLYGLYTONE, MONOFILAMENT, ABSORBABLE, SIZE 4/0, 15-16 MM, 3/8 CIRCLE, REVERSE CUTTING NEEDLE, 45-50 CM, UNDYED, STERILE | GENERAL CONSUMABLES FOR: SURGICAL SUTURES, LAPRASCOPIC AND ROBOTIC SURGEONS SUPPLEMENTARY
8885 | 4220341036000 | SUTURE, PTFE, MONOFILAMENT, NON-ABSORBABLE, SIZE 3/0, 17-18 MM, 1/2 CIRCLE, TAPER POINT DOUBLE ARM NEEDLE, 90-95 CM, WHITE, STERILE | GENERAL CONSUMABLES FOR: SURGICAL SUTURES, LAPRASCOPIC AND ROBOTIC SURGEONS SUPPLEMENTARY
8886 | 4220341036100 | SUTURE, PTFE, MONOFILAMENT, NON-ABSORBABLE, SIZE 2/0, 17-18 MM, 3/8 CIRCLE, TAPER POINT DOUBLE ARM NEEDLE, 90-95 CM, WHITE, STERILE | GENERAL CONSUMABLES FOR: SURGICAL SUTURES, LAPRASCOPIC AND ROBOTIC SURGEONS SUPPLEMENTARY
8887 | 4220341037000 | SUTURE, SILK, MULTIFILAMENT, NON-ABSORBABLE, SIZE 4/0, 17-18 MM, 3/8 CIRCLE, TAPER POINT NEEDLE, 70-75 CM, BLACK, STERILE | GENERAL CONSUMABLES FOR: SURGICAL SUTURES, LAPRASCOPIC AND ROBOTIC SURGEONS SUPPLEMENTARY
8888 | 4220341037800 | SUTURE, POLYDIOXANONE, MONOFILAMENT, ABSORBABLE, SIZE 6/0, 13-14 MM, 3/8 CIRCLE, ROUND BODY DOUBLE ARM NEEDLE, 70-75 CM, VIOLET, STERILE | GENERAL CONSUMABLES FOR: SURGICAL SUTURES, LAPRASCOPIC AND ROBOTIC SURGEONS SUPPLEMENTARY
8889 | 4220341038300 | SUTURE, POLYPROPYLENE, MONOFILAMENT, NON-ABSORBABLE, SIZE 6/0, 13-14 MM, 3/8 CIRCLE, TUNGSTEN-RHENIUM ALLOY, TAPER POINT DOUBLE ARM NEEDLE, 60-65 CM, BLUE, STERILE | GENERAL CONSUMABLES FOR: SURGICAL SUTURES, LAPRASCOPIC AND ROBOTIC SURGEONS SUPPLEMENTARY
8890 | 4229495803500 | STAPLER, CONTOUR, CURVED CUTTER, WITH 1.5 MM CLOSED STAPLE HEIGHT , REGULAR, STERILE | GENERAL CONSUMABLES FOR: SURGICAL SUTURES, LAPRASCOPIC AND ROBOTIC SURGEONS SUPPLEMENTARY
8891 | 4220341038600 | SUTURE, POLYESTER, COATED SILICON OR POLYBUTILATE, MULTIFILAMENT, NON-ABSORBABLE, SIZE 5/0, 10 MM, 1/2 CIRCLE, ROUND BODY DOUBLE ARM NEEDLE, WITH 3 X 3 MM FIRM PLEDGET, 70-75 CM, GREEN, STERILE | GENERAL CONSUMABLES FOR: SURGICAL SUTURES, LAPRASCOPIC AND ROBOTIC SURGEONS SUPPLEMENTARY
8892 | 4220341038800 | SUTURE, POLYESTER, COATED SILICON OR POLYBUTILATE, MULTIFILAMENT, NON-ABSORBABLE, SIZE 3/0, 25-26 MM, 1/2 CIRCLE, TAPER POINT DOUBLE ARM NEEDLE, 90-95 CM, GREEN, STERILE | GENERAL CONSUMABLES FOR: SURGICAL SUTURES, LAPRASCOPIC AND ROBOTIC SURGEONS SUPPLEMENTARY
8893 | 4220341039000 | SUTURE, POLYESTER, COATED SILICON OR POLYBUTILATE, MULTIFILAMENT, NON-ABSORBABLE, SIZE 2/0, 25-26 MM, 1/2 CIRCLE, TAPER CUT NEEDLE, 90-95 CM, GREEN, STERILE | GENERAL CONSUMABLES FOR: SURGICAL SUTURES, LAPRASCOPIC AND ROBOTIC SURGEONS SUPPLEMENTARY
8894 | 4220341039100 | SUTURE, POLYESTER, COATED SILICON OR POLYBUTILATE, MULTIFILAMENT, NON-ABSORBABLE, SIZE 2/0, 25-26 MM, 1/2 CIRCLE, TAPER CUT DOUBLE ARM NEEDLE, 10 X 70-75 CM, 5 GREEN OR BLUE, 5 WHITE, STERILE | GENERAL CONSUMABLES FOR: SURGICAL SUTURES, LAPRASCOPIC AND ROBOTIC SURGEONS SUPPLEMENTARY
8895 | 4220341039200 | SUTURE POLYESTER COATED SILICON OR POLYBUTILATE MULTIFILAMENT NON-ABSORBABLE SIZE 2/0 19-20 MM 1/2 CIRCLE TAPER POINT DOUBLE ARM NEEDLE 10 X 70-75 CM 5 BLUE OR GREEN 5 WHITE STERILE | GENERAL CONSUMABLES FOR: SURGICAL SUTURES, LAPRASCOPIC AND ROBOTIC SURGEONS SUPPLEMENTARY
8896 | 4220341039300 | SUTURE, POLYPROPYLENE, MONOFILAMENT, NON-ABSORBABLE, SIZE 8/0, 6 MM, 3/8 CIRCLE, TAPER POINT DOUBLE ARM NEEDLE, 45-50 CM, BLUE, STERILE | GENERAL CONSUMABLES FOR: SURGICAL SUTURES, LAPRASCOPIC AND ROBOTIC SURGEONS SUPPLEMENTARY
8897 | 4220341039400 | SUTURE, POLYPROPYLENE, MONOFILAMENT, NON-ABSORBABLE, SIZE 7/0, 9 MM, 3/8 CIRCLE, TAPER POINT NEEDLE, 60-65 CM, BLUE, STERILE | GENERAL CONSUMABLES FOR: SURGICAL SUTURES, LAPRASCOPIC AND ROBOTIC SURGEONS SUPPLEMENTARY
8898 | 4220341038700 | SUTURE, POLYESTER, COATED SILICON OR POLYBUTILATE, MULTIFILAMENT, NON-ABSORBABLE, SIZE 4/0, 17-18 MM, 1/2 CIRCLE, TAPER POINT DOUBLE ARM NEEDLE, 90-95 CM, GREEN, STERILE | GENERAL CONSUMABLES FOR: SURGICAL SUTURES, LAPRASCOPIC AND ROBOTIC SURGEONS SUPPLEMENTARY
8899 | 4229493400600 | LOADING UNITS, SINGLE - STITCH, ABSORBABLE, GLYCOLIDE/LACTIDE, COPOLYMER, SIZE: 2/0, WITH ONE NEEDLE, DISPOSABLE, STERILE | GENERAL CONSUMABLES FOR: SURGICAL SUTURES, LAPRASCOPIC AND ROBOTIC SURGEONS SUPPLEMENTARY
8900 | 4229495802900 | ELECTRODE, SPATULA, 5 MM X 29 CM, SHAFT HOLLOW TIP, TO USE WITH MULTIFUNCTIONAL PISTOL OR PENCIL GRIP, ELECTROSURGERY SYSTEM, DISPOS ABLE, STERILE | GENERAL CONSUMABLES FOR: SURGICAL SUTURES, LAPRASCOPIC AND ROBOTIC SURGEONS SUPPLEMENTARY
8901 | 4229495802600 | INSTRUMENT, END RETRACT, FOR LAPAROSCOPIC, 10 MM, 3-5 FINGER ARTICULATING, 30-35 CM, DISPOSABLE, STERILE | GENERAL CONSUMABLES FOR: SURGICAL SUTURES, LAPRASCOPIC AND ROBOTIC SURGEONS SUPPLEMENTARY
8902 | 4229493401200 | SUTURE, POLYDIOXANONE, ANTIBACTERIAL (COATED TRICLOSAN), MONOFILAMENT, ABSORBABLE, SIZE 4/0, 17-18 MM, 1/2 CIRCLE, ROUND BODY DOUBLE ARM NEEDLE, 70-75 CM, STERILE | GENERAL CONSUMABLES FOR: SURGICAL SUTURES, LAPRASCOPIC AND ROBOTIC SURGEONS SUPPLEMENTARY
8903 | 4229493401500 | SUTURE, LAPAROSCOPIC LOOP, POLYGLACTIN 910, MULTIFILAMENT, ABSORBABLE, SIZE: 0, 50 CM ( +/- 5 CM ), WITH DELIVERY SYSTEM, STERILE | GENERAL CONSUMABLES FOR: SURGICAL SUTURES, LAPRASCOPIC AND ROBOTIC SURGEONS SUPPLEMENTARY
8904 | 4229493700200 | DEFOG, MULTIFUNCTIONAL, ALL IN ONE HEATED ENDOSCOPIC LENS, PROTECTOR WHITE - BALANCING VISUALIZATION SYSTEM, TROCAR WIPE FOR 3 - 7 MM, AND 7 - 12 MM TROCAR, MICRO PAD, WARMING HUB, DISPOSABLE, STERILE | GENERAL CONSUMABLES FOR: SURGICAL SUTURES, LAPRASCOPIC AND ROBOTIC SURGEONS SUPPLEMENTARY
8905 | 4229290424900 | SUTURE, KNOTLESS, SPIRAL, UNIDIRECTIONAL, WITH FLEXIBLE LOOP, POLYDIOXANONE, ANTIBACTERIAL (COATED TRICLOSAN), MONOFILAMENT, ABSORBA BLE, SIZE 0, 36 MM ( +/- 1 MM ), 1/2 CIRCLE, TAPER POINT NEEDLE, 15 CM, VIOLET, STERILE | GENERAL CONSUMABLES FOR: SURGICAL SUTURES, LAPRASCOPIC AND ROBOTIC SURGEONS SUPPLEMENTARY
8906 | 4229495400700 | POUCH, FOR LAPAROSCOPIC, FOR SPECIMEN, RETRIEVAL, POLYURETHANE TRANSPARENT POUCH, WITH ROUND METAL FLEXIBLE SUPPORT TO HELP SPECIMEN EXTRACTION, NON REFLEX SHAFT, ERGONOMIC DOUBLE RING HANDLE, SHAFT SIZE 10 MM DIAMETER, BAG VOLUME 200-500 ML, SHAFT CAN BE REMOVED SEPARATELY FROM THE POUCH, DISPOSABLE, STERILE | GENERAL CONSUMABLES FOR: SURGICAL SUTURES, LAPRASCOPIC AND ROBOTIC SURGEONS SUPPLEMENTARY
8907 | 4229495400800 | POUCH, FOR LAPAROSCOPIC, FOR SPECIMEN, RETRIEVAL, POLYURETHANE TRANSPARENT POUCH, WITH ROUND METAL FLEXIBLE SUPPORT TO HELP SPECIMEN EXTRACTION, NON REFLEX SHAFT, ERGONOMIC DOUBLE RING HANDLE, SHAFT SIZE 12-15 MM DIAMETER, BAG VOLUME 1200-1600 ML, SHAFT CAN BE REMOVED SEPARATELY FROM THE POUCH, DISPOSABLE, STERILE | GENERAL CONSUMABLES FOR: SURGICAL SUTURES, LAPRASCOPIC AND ROBOTIC SURGEONS SUPPLEMENTARY
8908 | 4229495802800 | ENDOSCOPIC APPLICATOR, FOR GELATIN MATRIX HEMOSTASIS, FOR LAPAROSCOPIC, 39 CM ( +/- 5 CM ), STERILE | GENERAL CONSUMABLES FOR: SURGICAL SUTURES, LAPRASCOPIC AND ROBOTIC SURGEONS SUPPLEMENTARY
8909 | 4229495500000 | INSTRUMENT, HOOK, L-SHAPE TIP, FOR LAPAROSCOPIC, WITH MONOPOLAR CAUTERY 5 MM, 36-38 CM, DISPOSABLE, STERILE | GENERAL CONSUMABLES FOR: SURGICAL SUTURES, LAPRASCOPIC AND ROBOTIC SURGEONS SUPPLEMENTARY
8910 | 4229290423700 | SUTURE, POLYGLYTONE, MONOFILAMENT, ABSORBABLE, SIZE 3/0, 21-22 MM, 1/2 CIRCLE, ROUND BODY NEEDLE, 70-75 CM, UNDYED, STERILE | GENERAL CONSUMABLES FOR: SURGICAL SUTURES, LAPRASCOPIC AND ROBOTIC SURGEONS SUPPLEMENTARY
8911 | 4229551306300 | SYSTEM, FOR LAPAROSCOPIC MESH FIXATION, TITANIUM, 12 MM, ARTICULATING TIP, WITH 10-15 STAPLES, DISPOSABLE, STERILE | GENERAL CONSUMABLES FOR: SURGICAL SUTURES, LAPRASCOPIC AND ROBOTIC SURGEONS SUPPLEMENTARY
8912 | 4229551300400 | SYSTEM, FOR LAPAROSCOPIC MESH FIXATION, ABSORBABLE, 5 MM, 12-15 TACKS, DISPOSABLE, STERILE | GENERAL CONSUMABLES FOR: SURGICAL SUTURES, LAPRASCOPIC AND ROBOTIC SURGEONS SUPPLEMENTARY
8913 | 4229495801200 | ELECTRODE, L- SHAPED, 5 MM X 34 CM, SHAFT HOLLOW TIP, TO USE WITH MULTIFUNCTIONAL PISTOL OR PENCIL GRIP, ELECTROSURGERY SYSTEM, DISP OSABLE, STERILE | GENERAL CONSUMABLES FOR: SURGICAL SUTURES, LAPRASCOPIC AND ROBOTIC SURGEONS SUPPLEMENTARY
8914 | 4229495802400 | INSTRUMENT, ELECTROSURGICAL, FOR LAPAROSCOPIC, SEALER / DIVIDER AND GRASPER, PERMANENTLY FUSES TISSUE BUNDLES AND VESSELS, 5 MM ROTATION SHAFT, LENGTH 35-37, STRAIGHT JAW, HAND OR FOOTSWITCH, DISPOSABLE, STERILE | GENERAL CONSUMABLES FOR: SURGICAL SUTURES, LAPRASCOPIC AND ROBOTIC SURGEONS SUPPLEMENTARY
8915 | 4229495802500 | INSTRUMENT, ELECTROSURGICAL, FOR LAPAROSCOPIC, SEALER / DIVIDER AND GRASPER, PERMANENTLY FUSES TISSUE BUNDLES AND VESSELS, 5 MM ROTATION SHAFT, LENGTH 23-25 CM, STRAIGHT JAW, HAND OR FOOTSWITCH, DISPOSABLE, STERILE | GENERAL CONSUMABLES FOR: SURGICAL SUTURES, LAPRASCOPIC AND ROBOTIC SURGEONS SUPPLEMENTARY
8916 | 4229495500400 | INSTRUMENT, HOOK, L-SHAPE TIP, FOR LAPAROSCOPIC, 5MM, SIZE 30-35 CM LENGTH, TO BE PROVIDED WITH ITS HANDLE, CABLE AND GENERATOR ADAPTOR, DISPOSABLE, STERILE | GENERAL CONSUMABLES FOR: SURGICAL SUTURES, LAPRASCOPIC AND ROBOTIC SURGEONS SUPPLEMENTARY
8917 | 4231220306500 | SUTURE, POLYGLACTIN 910, MULTIFILAMENT, ABSORBABLE, SIZE 7/0, 6.5 MM, 3/8 CIRCLE, SPATULATED NEEDLE, 30 CM, VIOLET, STERILE | GENERAL CONSUMABLES FOR: SURGICAL SUTURES, LAPRASCOPIC AND ROBOTIC SURGEONS SUPPLEMENTARY
8918 | 4231220310300 | SUTURE, POLYAMIDE, MONOFILAMENT, NON-ABSORBABLE, LOOP, SIZE 0, 40 MM ( +/- 1 MM ), 1/2 CIRCLE, TAPER POINT HEAVY NEEDLE, 150 CM ( +/- 20 CM ), STERILE | GENERAL CONSUMABLES FOR: SURGICAL SUTURES, LAPRASCOPIC AND ROBOTIC SURGEONS SUPPLEMENTARY
8919 | 4231220305900 | SUTURE, POLYGLACTIN 910, ANTIBACTERIAL (COATED TRICLOSAN), MULTIFILAMENT, ABSORBABLE, SIZE 2/0, 23-24 MM, 3/8 CIRCLE, REVERSE CUTTING NEEDLE, 45-50 CM, UNDYED, STERILE | GENERAL CONSUMABLES FOR: SURGICAL SUTURES, LAPRASCOPIC AND ROBOTIC SURGEONS SUPPLEMENTARY
8920 | 4231220204000 | SUTURE, POLYDIOXANONE, ANTIBACTERIAL (COATED TRICLOSAN), MONOFILAMENT, ABSORBABLE, SIZE 2/0, 25-26 MM, 1/2 CIRCLE, ROUND BODY NEEDLE, 70-75 CM, VIOLET, STERILE | GENERAL CONSUMABLES FOR: SURGICAL SUTURES, LAPRASCOPIC AND ROBOTIC SURGEONS SUPPLEMENTARY
8921 | 4231220210300 | SUTURE, POLYGLACTIN 910, MULTIFILAMENT, ABSORBABLE, SIZE 1, 30 MM ( +/- 1 MM ), 1/2 CIRCLE, TAPER POINT NEEDLE, 70-75 CM, VIOLET, STERILE | GENERAL CONSUMABLES FOR: SURGICAL SUTURES, LAPRASCOPIC AND ROBOTIC SURGEONS SUPPLEMENTARY
8922 | 4231220210400 | SUTURE, POLIGLECAPRONE 25, ANTIBACTERIAL (COATED TRICLOSAN), MONOFILAMENT, ABSORBABLE, SIZE 3/0, 19-20 MM, 3/8 CIRCLE, PRIME REVERSE CUTTING NEEDLE, 70-75 CM, UNDYED, STERILE | GENERAL CONSUMABLES FOR: SURGICAL SUTURES, LAPRASCOPIC AND ROBOTIC SURGEONS SUPPLEMENTARY
8923 | 4231220210700 | SUTURE, POLYDIOXANONE, ANTIBACTERIAL (COATED TRICLOSAN), MONOFILAMENT, ABSORBABLE, SIZE 1, 31 MM ( +/- 1 MM ), 1/2 CIRCLE, ROUND BODY, 70 CM, VIOLET, STERILE | GENERAL CONSUMABLES FOR: SURGICAL SUTURES, LAPRASCOPIC AND ROBOTIC SURGEONS SUPPLEMENTARY
8924 | 4231220210800 | SUTURE, POLYDIOXANONE, ANTIBACTERIAL (COATED TRICLOSAN), MONOFILAMENT, ABSORBABLE, LOOP, SIZE 1, 40 MM ( +/- 1 MM ), 1/2 CIRCLE, TAPER CUT HEAVY NEEDLE, 240-250 CM, VIOLET, STERILE | GENERAL CONSUMABLES FOR: SURGICAL SUTURES, LAPRASCOPIC AND ROBOTIC SURGEONS SUPPLEMENTARY
8925 | 4231220210900 | SUTURE, POLYDIOXANONE, ANTIBACTERIAL (COATED TRICLOSAN), MONOFILAMENT, ABSORBABLE, SIZE 5/0, 15-16 MM, 3/8 CIRCLE, ROUND BODY, 70 CM, VIOLET, STERILE | GENERAL CONSUMABLES FOR: SURGICAL SUTURES, LAPRASCOPIC AND ROBOTIC SURGEONS SUPPLEMENTARY
8926 | 4231220211100 | SUTURE, POLYDIOXANONE, ANTIBACTERIAL (COATED TRICLOSAN), MONOFILAMENT, ABSORBABLE, SIZE 5/0, 13-14 MM, 3/8 CIRCLE, PRIME CUTTING NEEDLE, 45-50 CM, UNDYED, STERILE | GENERAL CONSUMABLES FOR: SURGICAL SUTURES, LAPRASCOPIC AND ROBOTIC SURGEONS SUPPLEMENTARY
8927 | 4231220211200 | SUTURE, POLYDIOXANONE, ANTIBACTERIAL (COATED TRICLOSAN), MONOFILAMENT, ABSORBABLE, SIZE 0, 48 MM ( +/- 1 MM), 1/2 CIRCLE, TAPER POINT NEEDLE, 90 CM, VIOLET, STERILE | GENERAL CONSUMABLES FOR: SURGICAL SUTURES, LAPRASCOPIC AND ROBOTIC SURGEONS SUPPLEMENTARY
8928 | 4231220211300 | SUTURE, POLYDIOXANONE, ANTIBACTERIAL (COATED TRICLOSAN), MONOFILAMENT, ABSORBABLE, SIZE 3/0, 31 MM ( +/- 1 MM), 1/2 CIRCLE, ROUND BODY NEEDLE, 70 CM, VIOLET, STERILE | GENERAL CONSUMABLES FOR: SURGICAL SUTURES, LAPRASCOPIC AND ROBOTIC SURGEONS SUPPLEMENTARY
8929 | 4231220211400 | SUTURE, POLYDIOXANONE, ANTIBACTERIAL (COATED TRICLOSAN), MONOFILAMENT, ABSORBABLE, SIZE 5/0, 13-14 MM, 1/2 CIRCLE, TAPER POINT DOUBLE ARM NEEDLE, 70-75 CM, VIOLET, STERILE | GENERAL CONSUMABLES FOR: SURGICAL SUTURES, LAPRASCOPIC AND ROBOTIC SURGEONS SUPPLEMENTARY
8930 | 4231220211500 | SUTURE, KNOTLESS, SPIRAL, BIDIRECTIONAL, POLYDIOXANONE, MONOFILAMENT, ABSORBABLE, SIZE 0, 36 MM ( +/- 1 MM ), 1/2 CIRCLE, ROUND BODY DOUBLE ARM NEEDLE, 24 X 24 CM ( +/- 2 CM ), VIOLET, STERILE | GENERAL CONSUMABLES FOR: SURGICAL SUTURES, LAPRASCOPIC AND ROBOTIC SURGEONS SUPPLEMENTARY
8931 | 4231220211600 | SUTURE, POLYDIOXANONE, MONOFILAMENT, ABSORBABLE, SIZE 7/0, 9.3 MM, 3/8 CIRCLE, TAPER POINT, DOUBLE ARMED NEEDLE, 70 CM, VIOLET, STERILE | GENERAL CONSUMABLES FOR: SURGICAL SUTURES, LAPRASCOPIC AND ROBOTIC SURGEONS SUPPLEMENTARY
8932 | 4231220211700 | SUTURE, POLYGLACTIN 910, ANTIBACTERIAL (COATED TRICLOSAN), MULTIFILAMENT, ABSORBABLE, SIZE 3/0, 21-22 MM, 1/2 CIRCLE, ROUND BODY NEEDLE, 70-75 CM, UNDYED, STERILE | GENERAL CONSUMABLES FOR: SURGICAL SUTURES, LAPRASCOPIC AND ROBOTIC SURGEONS SUPPLEMENTARY
8933 | 4229290421700 | SUTURE, POLYESTER, COATED SILICON OR POLYBUTILATE, MULTIFILAMENT, NON-ABSORBABLE, SIZE 2/0, 25-26 MM, 1/2 CIRCLE, TAPER CUT DOUBLE ARM NEEDLE, 90-95 CM, GREEN, STERILE | GENERAL CONSUMABLES FOR: SURGICAL SUTURES, LAPRASCOPIC AND ROBOTIC SURGEONS SUPPLEMENTARY
8934 | 4231220211800 | SUTURE, POLYGLACTIN 910, ANTIBACTERIAL (COATED TRICLOSAN), MULTIFILAMENT, ABSORBABLE, SIZE 2/0, 25-26 MM, 1/2 CIRCLE, TAPER POINT DETACHABLE NEEDLE, 8 X 45-50 CM, VIOLET, STERILE | GENERAL CONSUMABLES FOR: SURGICAL SUTURES, LAPRASCOPIC AND ROBOTIC SURGEONS SUPPLEMENTARY
8935 | 4231220203800 | SUTURE, POLYPROPYLENE, MONOFILAMENT, NON-ABSORBABLE, SIZE 4/0, 17-18 MM, 1/2 CIRCLE, TAPER CUTTING DOUBLE ARM NEEDLE, 90-95 CM, BLUE, STERILE | GENERAL CONSUMABLES FOR: SURGICAL SUTURES, LAPRASCOPIC AND ROBOTIC SURGEONS SUPPLEMENTARY
8936 | 4229290421800 | SUTURE, POLYESTER, COATED SILICON OR POLYBUTILATE, MULTIFILAMENT, NON-ABSORBABLE, SIZE 2/0, 25-26 MM, 1/2 CIRCLE, TAPER POINT DOUBLE ARM NEEDLE, 10 X 70-75 CM, 5 GREEN OR BLUE, 5 WHITE, STERILE | GENERAL CONSUMABLES FOR: SURGICAL SUTURES, LAPRASCOPIC AND ROBOTIC SURGEONS SUPPLEMENTARY
8937 | 4231220203700 | SUTURE, POLYGLACTIN 910, ANTIBACTERIAL (COATED TRICLOSAN), MULTIFILAMENT, ABSORBABLE, SIZE 1, 48 MM ( +/- 1 MM), 1/2 CIRCLE, ROUND BODY NEEDLE, 90-95 CM, VIOLET, STERILE | GENERAL CONSUMABLES FOR: SURGICAL SUTURES, LAPRASCOPIC AND ROBOTIC SURGEONS SUPPLEMENTARY
8938 | 4231220168300 | SUTURE, POLYDIOXANONE, MONOFILAMENT, ABSORBABLE, SIZE 6/0, 13-14 MM, 3/8 CIRCLE, TAPER CUT DOUBLE ARM NEEDLE, 70-75 CM, GREEN, STERILE | GENERAL CONSUMABLES FOR: SURGICAL SUTURES, LAPRASCOPIC AND ROBOTIC SURGEONS SUPPLEMENTARY
8939 | 4231220119100 | SUTURE, POLYPROPYLENE, MONOFILAMENT, NON-ABSORBABLE, SIZE 1, 75 MM ( +/- 2 MM ), 3/8 CIRCLE, REVERSE CUTTING NEEDLE, 45-50 CM, BLUE, STERILE | GENERAL CONSUMABLES FOR: SURGICAL SUTURES, LAPRASCOPIC AND ROBOTIC SURGEONS SUPPLEMENTARY
8940 | 4231220119200 | SUTURE, POLYPROPYLENE, MONOFILAMENT, NON-ABSORBABLE, SIZE 1, 48 MM ( +/- 1 MM ), 3/8 CIRCLE, CUTTING NEEDLE, 70-75 CM, BLUE, STERILE | GENERAL CONSUMABLES FOR: SURGICAL SUTURES, LAPRASCOPIC AND ROBOTIC SURGEONS SUPPLEMENTARY
8941 | 4231220119300 | SUTURE, POLYPROPYLENE, MONOFILAMENT, NON-ABSORBABLE, SIZE 2, 75 MM ( +/- 1 MM ), 3/8 CIRCLE, REVERSE CUTTING NEEDLE, 45-50 CM, BLUE, STERILE | GENERAL CONSUMABLES FOR: SURGICAL SUTURES, LAPRASCOPIC AND ROBOTIC SURGEONS SUPPLEMENTARY
8942 | 4231220119400 | SUTURE, POLYDIOXANONE, MONOFILAMENT, ABSORBABLE, SIZE 6/0, 13-14 MM, 3/8 CIRCLE, PRIME REVERSE CUTTING NEEDLE, 45-50 CM, VIOLET, STERILE | GENERAL CONSUMABLES FOR: SURGICAL SUTURES, LAPRASCOPIC AND ROBOTIC SURGEONS SUPPLEMENTARY
8943 | 4229290421500 | SUTURE, POLYAMIDE, MONOFILAMENT, NON-ABSORBABLE, SIZE 10/0, 6 MM, 3/8 CIRCLE, SPATULATED DOUBLE ARM NEEDLE, 30 CM, BLACK, STERILE | GENERAL CONSUMABLES FOR: SURGICAL SUTURES, LAPRASCOPIC AND ROBOTIC SURGEONS SUPPLEMENTARY
8944 | 4231220119500 | SUTURE, POLYESTER, COATED SILICON OR POLYBUTILATE, MULTIFILAMENT, NON-ABSORBABLE, SIZE 5/0, 8 MM, 1/4 CIRCLE, SPATULATED DOUBLE ARM NEEDLE, 45-50 CM, GREEN, STERILE | GENERAL CONSUMABLES FOR: SURGICAL SUTURES, LAPRASCOPIC AND ROBOTIC SURGEONS SUPPLEMENTARY
8945 | 4229290421600 | SUTURE, POLYESTER, COATED SILICON OR POLYBUTILATE, MULTIFILAMENT, NON-ABSORBABLE, SIZE 2/0, 17-18 MM, 1/2 CIRCLE, TAPER CUT DOUBLE ARM NEEDLE, 90-95 CM, GREEN, STERILE | GENERAL CONSUMABLES FOR: SURGICAL SUTURES, LAPRASCOPIC AND ROBOTIC SURGEONS SUPPLEMENTARY
8946 | 4231220125600 | SUTURE, POLYGLYCONATE, MONOFILAMENT, ABSORBABLE, LOOP, SIZE 0, 48 MM ( +/- 1 MM ), 1/2 CIRCLE, TAPER POINT NEEDLE, 150 CM ( +/- 20 CM ), GREEN, STERILE | GENERAL CONSUMABLES FOR: SURGICAL SUTURES, LAPRASCOPIC AND ROBOTIC SURGEONS SUPPLEMENTARY
8947 | 4231220128200 | SUTURE, SILK, MULTIFILAMENT, NON-ABSORBABLE, SIZE 0, 31 MM ( +/- 1 MM ), 1/2 CIRCLE, CUTTING NEEDLE, 70-75 CM, STERILE | GENERAL CONSUMABLES FOR: SURGICAL SUTURES, LAPRASCOPIC AND ROBOTIC SURGEONS SUPPLEMENTARY
8948 | 4231220149400 | SUTURE, POLYDIOXANONE, ANTIBACTERIAL (COATED TRICLOSAN), MONOFILAMENT, ABSORBABLE, SIZE 5/0, 13-14 MM, 1/2 CIRCLE, ROUND BODY NEEDLE, 70-75 CM, VIOLET, STERILE | GENERAL CONSUMABLES FOR: SURGICAL SUTURES, LAPRASCOPIC AND ROBOTIC SURGEONS SUPPLEMENTARY
8949 | 4231220157600 | SUTURE, POLYGLACTIN 910, ANTIBACTERIAL (COATED TRICLOSAN), MULTIFILAMENT, ABSORBABLE, SIZE 2/0, 21-22 MM, 1/2 CIRCLE, TAPER CUT NEEDLE, 70-75 CM, VIOLET, STERILE | GENERAL CONSUMABLES FOR: SURGICAL SUTURES, LAPRASCOPIC AND ROBOTIC SURGEONS SUPPLEMENTARY
8950 | 4231220164400 | SUTURE, POLYESTER, COATED SILICON OR POLYBUTILATE, MULTIFILAMENT, NON-ABSORBABLE, SIZE 3/0, 17-18 MM, 1/2 CIRCLE, ROUND BODY DOUBLE ARM NEEDLE, 90-95 CM, GREEN, STERILE | GENERAL CONSUMABLES FOR: SURGICAL SUTURES, LAPRASCOPIC AND ROBOTIC SURGEONS SUPPLEMENTARY
8951 | 4231220165600 | SUTURE, STERNAL WIRES, STAINLESS STEEL, MONOFILAMENT, NON-ABSORBABLE, SIZE 3, 48 MM ( +/- 1 MM ), 1/2 CIRCLE, TAPER CUT NEEDLE, 4-5 X 45-50 CM, STERILE | GENERAL CONSUMABLES FOR: SURGICAL SUTURES, LAPRASCOPIC AND ROBOTIC SURGEONS SUPPLEMENTARY
8952 | 4231220166600 | SUTURE, POLYGLYCONATE, UNIDIRECTIONAL, DUAL ANGLE CUT, LOOP LOCK, MONOFILAMENT, ABSORBABLE, SIZE 3/0, 25-26 MM, 1/2 CIRCLE, TAPER POINT NEEDLE, 15 CM, GREEN, STERILE | GENERAL CONSUMABLES FOR: SURGICAL SUTURES, LAPRASCOPIC AND ROBOTIC SURGEONS SUPPLEMENTARY
8953 | 4231220168200 | SUTURE, POLYDIOXANONE, MONOFILAMENT, ABSORBABLE, SIZE 5/0, 13-14 MM, 3/8 CIRCLE, ROUND BODY NEEDLE, 70-75 CM, GREEN, STERILE | GENERAL CONSUMABLES FOR: SURGICAL SUTURES, LAPRASCOPIC AND ROBOTIC SURGEONS SUPPLEMENTARY
8954 | 4231220201200 | SUTURE, POLYDIOXANONE, ANTIBACTERIAL (COATED TRICLOSAN), MONOFILAMENT, ABSORBABLE, SIZE 6/0, 9.3 MM, 3/8 CIRCLE, ROUND BODY DOUBLE ARM NEEDLE, 70-75 CM, VIOLET, STERILE | GENERAL CONSUMABLES FOR: SURGICAL SUTURES, LAPRASCOPIC AND ROBOTIC SURGEONS SUPPLEMENTARY
8955 | 4231220119000 | SUTURE, POLYPROPYLENE, MONOFILAMENT, NON-ABSORBABLE, SIZE 0, 48 MM ( +/- 1 MM ), 3/8 CIRCLE, CUTTING NEEDLE, 70-75 CM, BLUE, STERILE | GENERAL CONSUMABLES FOR: SURGICAL SUTURES, LAPRASCOPIC AND ROBOTIC SURGEONS SUPPLEMENTARY
8956 | 4229290421900 | SUTURE, POLYESTER, COATED SILICON OR POLYBUTILATE, MULTIFILAMENT, NON-ABSORBABLE, SIZE 2/0, 31 MM ( +/- 1 MM ), 1/2 CIRCLE, TAPER CUT NEEDLE, 70-75 CM, GREEN, STERILE | GENERAL CONSUMABLES FOR: SURGICAL SUTURES, LAPRASCOPIC AND ROBOTIC SURGEONS SUPPLEMENTARY
8957 | 4229490601300 | INSTRUMENT, FOR LAPAROSCOPIC ULTRASONIC CUTTING AND COAGULATING, 5-6 MM X 34-37 CM SHAFT, WITH ADAPTIVE TISSUE TECHNOLOGY OR EQUIVALENT, ONE CABLE FOC PER/100 PIECE, DISPOSABLE, STERILE | GENERAL CONSUMABLES FOR: SURGICAL SUTURES, LAPRASCOPIC AND ROBOTIC SURGEONS SUPPLEMENTARY
8958 | 4229490806800 | INSTRUMENT, FOR LAPAROSCOPIC, 5 MM, WITH PEEK INSULATED TO BE USED WITH GRASPER, BABCOCK, SCISSOR OR DISSECTOR, WITH MONOPOLAR, 32-35 CM LONG, NON-RATCHET, LIMITED USE | GENERAL CONSUMABLES FOR: SURGICAL SUTURES, LAPRASCOPIC AND ROBOTIC SURGEONS SUPPLEMENTARY
8959 | 4229490806900 | INSTRUMENT, FOR LAPAROSCOPIC, 5 MM, WITH PEEK INSULATED TO BE USED WITH GRASPER, BABCOCK, SCISSOR OR DISSECTOR, WITH MONOPOLAR, 23-25 CM LONG, NON-RATCHET, LIMITED USE | GENERAL CONSUMABLES FOR: SURGICAL SUTURES, LAPRASCOPIC AND ROBOTIC SURGEONS SUPPLEMENTARY
8960 | 4229490807300 | INSTRUMENT, GRASPER, FOR LAPAROSCOPIC, WITH LATIS SOFT, 5MM, 35CM ( +/- 2 CM ), DISPOSABLE, STERILE | GENERAL CONSUMABLES FOR: SURGICAL SUTURES, LAPRASCOPIC AND ROBOTIC SURGEONS SUPPLEMENTARY
8961 | 4229490807600 | INSTRUMENT, TIP, GRASPER, ATRAUMATIC, LATEX FREE PADDED, AGGRESSIVE JAW, DOUBLE ACTION, 5 MM, DISPOSABLE, STERILE | GENERAL CONSUMABLES FOR: SURGICAL SUTURES, LAPRASCOPIC AND ROBOTIC SURGEONS SUPPLEMENTARY
8962 | 4229490807700 | INSTRUMENT, TIP, GRASPER, ATRAUMATIC, LATEX FREE PADDED, FENESTRATED JAW, DOUBLE ACTION, 5 MM, DISPOSABLE, STERILE | GENERAL CONSUMABLES FOR: SURGICAL SUTURES, LAPRASCOPIC AND ROBOTIC SURGEONS SUPPLEMENTARY
8963 | 4229490807800 | INSTRUMENT, TIP, GRASPER, ATRAUMATIC, UNFENESTRATED, DOUBLE ACTION, 5 MM, DISPOSABLE, STERILE | GENERAL CONSUMABLES FOR: SURGICAL SUTURES, LAPRASCOPIC AND ROBOTIC SURGEONS SUPPLEMENTARY
8964 | 4229490808000 | INSTRUMENT, INTEGRATED HANDPIECE, FOR LAPAROSCOPIC ULTRASONIC, 5 MM X 34-37 CM SHAFT, 16-18 MM CURVED BLADE WITH ADVANCED HEMOSTASIS AND ADAPTIVE TISSUE TECHNOLOGY OR EQUIVALENT, DISPOSABLE, STERILE | GENERAL CONSUMABLES FOR: SURGICAL SUTURES, LAPRASCOPIC AND ROBOTIC SURGEONS SUPPLEMENTARY
8965 | 4229490808100 | INSTRUMENT, FOR LAPAROSCOPIC, 5 MM, WITH PEEK INSULATED TO BE USED WITH GRASPER, BABCOCK, SCISSOR OR DISSECTOR, WITH MONOPOLAR, 42-45 CM LONG, RATCHET, LIMITED USE | GENERAL CONSUMABLES FOR: SURGICAL SUTURES, LAPRASCOPIC AND ROBOTIC SURGEONS SUPPLEMENTARY
8966 | 4229490808200 | INSTRUMENT, FOR LAPAROSCOPIC, 5 MM, WITH PEEK INSULATED TO BE USED WITH GRASPER, BABCOCK, SCISSOR OR DISSECTOR, WITH MONOPOLAR, 32-35 CM LONG, RATCHET, LIMITED USE | GENERAL CONSUMABLES FOR: SURGICAL SUTURES, LAPRASCOPIC AND ROBOTIC SURGEONS SUPPLEMENTARY
8967 | 4229490808300 | INSTRUMENT, LAPAROSCOPIC, PADDLE, RETRACT, 10-12 MM, 40-46CM, STERILE | GENERAL CONSUMABLES FOR: SURGICAL SUTURES, LAPRASCOPIC AND ROBOTIC SURGEONS SUPPLEMENTARY
8968 | 4229490808400 | INSTRUMENT, LOOP, MONOPOLAR, FOR LAPAROSCOPIC, FOR SECTIONING OF THE UTERUS AND MYOMAS, 3-5MM, LOOP ASSORTED SIZES, DISPOSABLE, STERILE | GENERAL CONSUMABLES FOR: SURGICAL SUTURES, LAPRASCOPIC AND ROBOTIC SURGEONS SUPPLEMENTARY
8969 | 4229490808700 | INSTRUMENT, TORSIONAL ULTRASONIC, FOR LAPAROSCOPIC, ADVANCED, THAT VIBRATES TRANSFERRING ENERGY FOR A FAST HEMOSTATIC CUTTING FOR TISSUE BUNDLES AND ARTERIES, 18-20 CM LONG, SPRING HANDLE, DISPOSABLE, STERILE | GENERAL CONSUMABLES FOR: SURGICAL SUTURES, LAPRASCOPIC AND ROBOTIC SURGEONS SUPPLEMENTARY
8970 | 4229490808800 | INSTRUMENT, TORSIONAL ULTRASONIC, FOR LAPAROSCOPIC, ADVANCED, THAT VIBRATES TRANSFERRING ENERGY FOR A FAST HEMOSTATIC CUTTING FOR TISSUE BUNDLES AND ARTERIES, 35-37 CM LONG, SPRING HANDLE, DISPOSABLE, STERILE | GENERAL CONSUMABLES FOR: SURGICAL SUTURES, LAPRASCOPIC AND ROBOTIC SURGEONS SUPPLEMENTARY
8971 | 4229490808900 | INSTRUMENT, FOR LAPAROSCOPIC, 5 MM, WITH PEEK INSULATED TO BE USED WITH GRASPER, BABCOCK, SCISSOR OR DISSECTOR, WITH MONOPOLAR, 23-25 CM LONG, RATCHET, LIMITED USE | GENERAL CONSUMABLES FOR: SURGICAL SUTURES, LAPRASCOPIC AND ROBOTIC SURGEONS SUPPLEMENTARY
8972 | 4231220211900 | SUTURE, KNOTLESS, SPIRAL, UNIDIRECTIONAL, WITH FLEXIBLE LOOP, POLYDIOXANONE, ANTIBACTERIAL (COATED TRICLOSAN), MONOFILAMENT, ABSORBA BLE, SIZE 2/0, 25-26 MM, 1/2 CIRCLE, TAPER POINT NEEDLE, 20-23 CM, VIOLET, STERILE | GENERAL CONSUMABLES FOR: SURGICAL SUTURES, LAPRASCOPIC AND ROBOTIC SURGEONS SUPPLEMENTARY
8973 | 4229490806700 | INSTRUMENT, FOR LAPAROSCOPIC ULTRASONIC CUTTING AND COAGULATING, 5-6 MM X 42-45 CM SHAFT, WITH ADAPTIVE TISSUE TECHNOLOGY OR EQUIVALENT, ONE CABLE FOC PER/100 PIECE, DISPOSABLE, STERILE | GENERAL CONSUMABLES FOR: SURGICAL SUTURES, LAPRASCOPIC AND ROBOTIC SURGEONS SUPPLEMENTARY
8974 | 4229490600000 | INSTRUMENT, SCISSOR, FOR LAPAROSCOPIC, CURVED WITH MONOPOLAR CAUTERY 5 MM, LENGTH 31-35 CM, DISPOSABLE, STERILE | GENERAL CONSUMABLES FOR: SURGICAL SUTURES, LAPRASCOPIC AND ROBOTIC SURGEONS SUPPLEMENTARY
8975 | 4229490806600 | INSTRUMENT, FOR LAPAROSCOPIC ULTRASONIC CUTTING AND COAGULATING, 5-6 MM X 20-25 CM SHAFT, WITH ADAPTIVE TISSUE TECHNOLOGY OR EQUIVALENT, ONE CABLE FOC PER/100 PIECE, DISPOSABLE, STERILE | GENERAL CONSUMABLES FOR: SURGICAL SUTURES, LAPRASCOPIC AND ROBOTIC SURGEONS SUPPLEMENTARY
8976 | 4229490805900 | INSTRUMENT, DISSECTOR, FOR LAPAROSCOPIC, CURVED, WITH MONOPOLAR CAUTERY, 5 MM X 19-21 CM LENGTH, DISPOSABLE., STERILE | GENERAL CONSUMABLES FOR: SURGICAL SUTURES, LAPRASCOPIC AND ROBOTIC SURGEONS SUPPLEMENTARY
8977 | 4229490603800 | INSTRUMENT, SEALER, BIPOLAR, ADVANCED, 5 MM X 23-27 CM, CURVED JAW, 360 DEGREE, ROTATABLE WITH SILICONE PAD, WITH ADAPTIVE TISSUE TECHNOLOGY OR EQUIVALENT, DISPOSABLE, STERILE | GENERAL CONSUMABLES FOR: SURGICAL SUTURES, LAPRASCOPIC AND ROBOTIC SURGEONS SUPPLEMENTARY
8978 | 4229490603900 | INSTRUMENT, SEALER, BIPOLAR, ADVANCED, 5 MM X 35-37 CM, CURVED JAW, 360 DEGREE, ROTATABLE WITH SILICONE PAD, WITH ADAPTIVE TISSUE TECHNOLOGY OR EQUIVALENT, DISPOSABLE, STERILE | GENERAL CONSUMABLES FOR: SURGICAL SUTURES, LAPRASCOPIC AND ROBOTIC SURGEONS SUPPLEMENTARY
8979 | 4229490604000 | INSTRUMENT, SEALER, BIPOLAR, ADVANCED, 5 MM X 43-47 CM, CURVED JAW, 360 DEGREE, ROTATABLE WITH SILICONE PAD, WITH ADAPTIVE TISSUE TECHNOLOGY OR EQUIVALENT, DISPOSABLE, STERILE | GENERAL CONSUMABLES FOR: SURGICAL SUTURES, LAPRASCOPIC AND ROBOTIC SURGEONS SUPPLEMENTARY
8980 | 4229490604100 | INSTRUMENT, ELECTROSURGICAL, FOR LAPAROSCOPIC, SEALER / DIVIDER AND GRASPER, PERMANENTLY FUSES TISSUE BUNDLES AND VESSELS, WITH INTEGRATED KNIFE, 5 MM ROTATION SHAFT, CURVED JAW, LENGTH 20-25CM, DISPOSABLE, STERILE | GENERAL CONSUMABLES FOR: SURGICAL SUTURES, LAPRASCOPIC AND ROBOTIC SURGEONS SUPPLEMENTARY
8981 | 4229490604600 | TISSUE SEALER, BIPOLAR, FOR LAPAROSCOPIC, 5 MM, WITH CURVED JAWS, USED FOR GRASPING, COAGULATION, DISSECTION AND CUTTING, 35 CM ( +/- 2 CM ) LONG, PROVIDED WITH NECESSARY CABLE AND UNIVERSAL ADAPTOR, COMPATIBLE WITH SECTOR MACHINE DISPOSABLE, STERILE | GENERAL CONSUMABLES FOR: SURGICAL SUTURES, LAPRASCOPIC AND ROBOTIC SURGEONS SUPPLEMENTARY
8982 | 4229490604800 | INSTRUMENT, ULTRASONIC, CORDLESS, DISSECTOR, CUTTING, COAGULATION, SEALING, FOR LAPAROSCOPIC, SHAFT 39 CM, THROUGH 5 MM TROCAR, DISPOSABLE, STERILE | GENERAL CONSUMABLES FOR: SURGICAL SUTURES, LAPRASCOPIC AND ROBOTIC SURGEONS SUPPLEMENTARY
8983 | 4229490605000 | INSTRUMENT, INTEGRATED HANDPIECE, FOR LAPAROSCOPIC ULTRASONIC, 5 MM X 20-25 CM SHAFT, 16-18 MM CURVED BLADE WITH ADVANCED HEMOSTASIS AND ADAPTIVE TISSUE TECHNOLOGY OR EQUIVALENT, DISPOSABLE, STERILE | GENERAL CONSUMABLES FOR: SURGICAL SUTURES, LAPRASCOPIC AND ROBOTIC SURGEONS SUPPLEMENTARY
8984 | 4229490800200 | INSTRUMENT, DISSECTOR, FOR LAPAROSCOPIC, CURVED, WITH MONOPOLAR CAUTERY, 5 MM, 30-37 CM, DISPOSABLE, STERILE | GENERAL CONSUMABLES FOR: SURGICAL SUTURES, LAPRASCOPIC AND ROBOTIC SURGEONS SUPPLEMENTARY
8985 | 4229490800300 | INSTRUMENT, DISSECTOR, FOR LAPAROSCOPIC, BLUNT, (PEANUT) FOR SAFE AND ATRAUMATIC MANIPULATION AND DISSECTION OF TISSUES, SOFT ABSORBENT, NON LINTING TIP, 5MM,40-45 CM, DISPOSABLE, STERILE | GENERAL CONSUMABLES FOR: SURGICAL SUTURES, LAPRASCOPIC AND ROBOTIC SURGEONS SUPPLEMENTARY
8986 | 4214253601700 | NEEDLE, VERESS, FOR PNEUMOPERITONEUM, WITH STYLET AND RED VISUAL INDICATOR AT THE HOLDER, ENABLE THE INSERTION IN SYRINGE AND A DART LIKE WAY, SIZE: 120 MM, DISPOSABLE, STERILE | GENERAL CONSUMABLES FOR: SURGICAL SUTURES, LAPRASCOPIC AND ROBOTIC SURGEONS SUPPLEMENTARY
8987 | 4229490801800 | INSTRUMENT, TIP, ENDO CLINCH, GRASPER, DOUBLE ACTION, 5 MM, LARGER SERRATION, DISPOSABLE, STERILE | GENERAL CONSUMABLES FOR: SURGICAL SUTURES, LAPRASCOPIC AND ROBOTIC SURGEONS SUPPLEMENTARY
8988 | 4229490801900 | INSTRUMENT, TIP, LONG FENESTRATED GRASPER, ATRAUMATIC, DOUBLE ACTION, 5 MM, DISPOSABLE, STERILE | GENERAL CONSUMABLES FOR: SURGICAL SUTURES, LAPRASCOPIC AND ROBOTIC SURGEONS SUPPLEMENTARY
8989 | 4229490802600 | INSTRUMENT, TORSIONAL ULTRASONIC, FOR LAPAROSCOPIC, ADVANCED, THAT VIBRATES TRANSFERRING ENERGY FOR A FAST HEMOSTATIC CUTTING FOR TISSUE BUNDLES AND ARTERIES, 42-45 CM LONG, SPRING HANDLE, DISPOSABLE, STERILE | GENERAL CONSUMABLES FOR: SURGICAL SUTURES, LAPRASCOPIC AND ROBOTIC SURGEONS SUPPLEMENTARY
8990 | 4229490803700 | INSTRUMENT, FOR LAPAROSCOPIC, 5 MM, WITH PEEK INSULATED TO BE USED WITH GRASPER, BABCOCK, SCISSOR OR DISSECTOR, WITH MONOPOLAR, 42-45 CM LONG, NON-RATCHET, LIMITED USE | GENERAL CONSUMABLES FOR: SURGICAL SUTURES, LAPRASCOPIC AND ROBOTIC SURGEONS SUPPLEMENTARY
8991 | 4231220306300 | SUTURE, POLYGLACTIN 910, ANTIBACTERIAL (COATED TRICLOSAN), MULTIFILAMENT, ABSORBABLE, SIZE 5/0, 13-14 MM, 1/2 CIRCLE, ROUND BODY NEEDLE, 45-50 CM, UNDYED, STERILE | GENERAL CONSUMABLES FOR: SURGICAL SUTURES, LAPRASCOPIC AND ROBOTIC SURGEONS SUPPLEMENTARY
8992 | 4229490806500 | INSTRUMENT, ELECTROSURGICAL, FOR LAPAROSCOPIC, SEALER / DIVIDER AND GRASPER, PERMANENTLY FUSES TISSUE BUNDLES AND VESSELS, 5 MM ROTATION SHAFT, LENGTH 42-45 CM, STRAIGHT JAW, HAND OR FOOTSWITCH, DISPOSABLE, STERILE | GENERAL CONSUMABLES FOR: SURGICAL SUTURES, LAPRASCOPIC AND ROBOTIC SURGEONS SUPPLEMENTARY
8993 | 4231220212000 | SUTURE, POLYGLACTIN 910, ANTIBACTERIAL (COATED TRICLOSAN), MULTIFILAMENT, ABSORBABLE, SIZE 1, 40 MM ( +/- 1 MM ), 1/2 CIRCLE, REVERSE CUTTING NEEDLE, 70-75 CM, VIOLET, STERILE | GENERAL CONSUMABLES FOR: SURGICAL SUTURES, LAPRASCOPIC AND ROBOTIC SURGEONS SUPPLEMENTARY
8994 | 4231220118900 | SUTURE, POLYPROPYLENE, MONOFILAMENT, NON-ABSORBABLE, SIZE 2/0, 31 MM ( +/- 1 MM ), 1/2 CIRCLE, TAPER CUT DOUBLE ARM NEEDLE, 90-95 CM, BLUE, STERILE | GENERAL CONSUMABLES FOR: SURGICAL SUTURES, LAPRASCOPIC AND ROBOTIC SURGEONS SUPPLEMENTARY
8995 | 4231220118700 | SUTURE, POLYGLACTIN 910, MULTIFILAMENT, RAPID ABSORPTION, SIZE 2/0, 36 MM ( +/- 1 MM ), 1/2 CIRCLE, ROUND BODY HEAVY NEEDLE, 90-95 CM, UNDYED, STERILE | GENERAL CONSUMABLES FOR: SURGICAL SUTURES, LAPRASCOPIC AND ROBOTIC SURGEONS SUPPLEMENTARY
8996 | 4231220109500 | SUTURE, POLYGLACTIN 910, MULTIFILAMENT, ABSORBABLE, SIZE 2/0, NEEDLE FREE, 150 CM ( +/- 20 CM), VIOLET, STERILE | GENERAL CONSUMABLES FOR: SURGICAL SUTURES, LAPRASCOPIC AND ROBOTIC SURGEONS SUPPLEMENTARY
8997 | 4231220109600 | SUTURE, POLYGLACTIN 910, MULTIFILAMENT, ABSORBABLE, SIZE 0, 25-26 MM, 5/8 CIRCLE, ROUND BODY HEAVY NEEDLE, 70-75 CM, VIOLET, STERILE | GENERAL CONSUMABLES FOR: SURGICAL SUTURES, LAPRASCOPIC AND ROBOTIC SURGEONS SUPPLEMENTARY
8998 | 4231220109800 | SUTURE, POLYGLACTIN 910, MULTIFILAMENT, ABSORBABLE, SIZE 5/0, 11-12 MM, 3/8 CIRCLE, REVERSE CUTTING NEEDLE, 70-75 CM, UNDYED, STERILE | GENERAL CONSUMABLES FOR: SURGICAL SUTURES, LAPRASCOPIC AND ROBOTIC SURGEONS SUPPLEMENTARY
8999 | 4231220110200 | SUTURE, POLYGLACTIN 910, ANTIBACTERIAL (COATED TRICLOSAN), MULTIFILAMENT, ABSORBABLE, SIZE 0, 30 MM ( +/- 1 MM), 1/2 CIRCLE, ROUND BODY NEEDLE, 70-75 CM, VIOLET, STERILE | GENERAL CONSUMABLES FOR: SURGICAL SUTURES, LAPRASCOPIC AND ROBOTIC SURGEONS SUPPLEMENTARY
9000 | 4231220110900 | SUTURE, POLYGLACTIN 910, MULTIFILAMENT, ABSORBABLE, SIZE 2/0, 30 MM ( +/- 1 MM ), 3/8 CIRCLE, ROUND BODY NEEDLE, 70-75 CM, VIOLET, STERILE | GENERAL CONSUMABLES FOR: SURGICAL SUTURES, LAPRASCOPIC AND ROBOTIC SURGEONS SUPPLEMENTARY
9001 | 4231220111100 | SUTURE, POLYGLACTIN 910, MULTIFILAMENT, ABSORBABLE, SIZE 2/0, 40 MM ( +/- 1 MM ), 3/8 CIRCLE, ROUND BODY NEEDLE, 70-75 CM, VIOLET, STERILE | GENERAL CONSUMABLES FOR: SURGICAL SUTURES, LAPRASCOPIC AND ROBOTIC SURGEONS SUPPLEMENTARY
9002 | 4231220111500 | SUTURE, POLYGLACTIN 910, MULTIFILAMENT, ABSORBABLE, SIZE 4/0, 15-16 MM, 3/8 CIRCLE, ROUND BODY NEEDLE, 70-75 CM, VIOLET, STERILE | GENERAL CONSUMABLES FOR: SURGICAL SUTURES, LAPRASCOPIC AND ROBOTIC SURGEONS SUPPLEMENTARY
9003 | 4231220111600 | SUTURE, POLYGLACTIN 910, MULTIFILAMENT, RAPID ABSORPTION, SIZE 2/0, 50 MM ( +/- 1 MM ), 1/2 CIRCLE, ROUND BODY HEAVY NEEDLE, 70-75 CM, UNDYED, STERILE | GENERAL CONSUMABLES FOR: SURGICAL SUTURES, LAPRASCOPIC AND ROBOTIC SURGEONS SUPPLEMENTARY
9004 | 4231220111800 | SUTURE, POLYGLACTIN 910, MULTIFILAMENT, RAPID ABSORPTION, SIZE 2/0, 25-26 MM, 1/2 CIRCLE, REVERSE CUTTING NEEDLE, 70-75 CM, UNDYED, STERILE | GENERAL CONSUMABLES FOR: SURGICAL SUTURES, LAPRASCOPIC AND ROBOTIC SURGEONS SUPPLEMENTARY
9005 | 4231220111900 | SUTURE, POLYGLACTIN 910, MULTIFILAMENT, RAPID ABSORPTION, SIZE 2/0, 30 MM ( +/- 1 MM ), 1/2 CIRCLE, ROUND BODY NEEDLE, 70-75 CM, UNDYED, STERILE | GENERAL CONSUMABLES FOR: SURGICAL SUTURES, LAPRASCOPIC AND ROBOTIC SURGEONS SUPPLEMENTARY
9006 | 4231220112200 | SUTURE, POLYGLACTIN 910, MULTIFILAMENT, RAPID ABSORPTION, SIZE 5/0, 13-14 MM, 3/8 CIRCLE, REVERSE CUTTING NEEDLE, 45-50 CM, UNDYED, STERILE | GENERAL CONSUMABLES FOR: SURGICAL SUTURES, LAPRASCOPIC AND ROBOTIC SURGEONS SUPPLEMENTARY
9007 | 4231220112400 | SUTURE, POLIGLECAPRONE 25, ANTIBACTERIAL (COATED TRICLOSAN), MONOFILAMENT, ABSORBABLE, SIZE 2/0, 60 MM ( +/- MM ), STRAIGHT, REVERSE CUTTING NEEDLE, 70-75 CM, UNDYED, STERILE | GENERAL CONSUMABLES FOR: SURGICAL SUTURES, LAPRASCOPIC AND ROBOTIC SURGEONS SUPPLEMENTARY
9008 | 4231220112900 | SUTURE, POLYPROPYLENE, MONOFILAMENT, NON-ABSORBABLE, SIZE 0, 36 MM ( +/- 1 MM ), 1/2 CIRCLE, ROUND BODY NEEDLE, 70-75 CM, BLUE, STERILE | GENERAL CONSUMABLES FOR: SURGICAL SUTURES, LAPRASCOPIC AND ROBOTIC SURGEONS SUPPLEMENTARY
9009 | 4231220113100 | SUTURE, POLIGLECAPRONE 25, MONOFILAMENT, ABSORBABLE, SIZE 2/0, 25-26 MM, 1/2 CIRCLE, ROUND BODY NEEDLE, 70-75 CM, VIOLET, STERILE | GENERAL CONSUMABLES FOR: SURGICAL SUTURES, LAPRASCOPIC AND ROBOTIC SURGEONS SUPPLEMENTARY
9010 | 4231220113200 | SUTURE, POLIGLECAPRONE 25, ANTIBACTERIAL (COATED TRICLOSAN), MONOFILAMENT, ABSORBABLE, SIZE 3/0, 21-22 MM, 1/2 CIRCLE, ROUND BODY NE EDLE, 70-75 CM, VIOLET, STERILE | GENERAL CONSUMABLES FOR: SURGICAL SUTURES, LAPRASCOPIC AND ROBOTIC SURGEONS SUPPLEMENTARY
9011 | 4231220109100 | SUTURE, POLYGLACTIN 910, MULTIFILAMENT, ABSORBABLE, SIZE 8/0, 8 MM, 3/8 CIRCLE, ROUND BODY NEEDLE, 30 CM, VIOLET, STERILE | GENERAL CONSUMABLES FOR: SURGICAL SUTURES, LAPRASCOPIC AND ROBOTIC SURGEONS SUPPLEMENTARY
9012 | 4231220113300 | SUTURE, POLIGLECAPRONE 25, ANTIBACTERIAL (COATED TRICLOSAN), MONOFILAMENT, ABSORBABLE, SIZE 4/0, 17-18 MM, 1/2 CIRCLE, ROUND BODY NE EDLE, 70-75 CM, VIOLET, STERILE | GENERAL CONSUMABLES FOR: SURGICAL SUTURES, LAPRASCOPIC AND ROBOTIC SURGEONS SUPPLEMENTARY
9013 | 4231220108900 | SUTURE, POLYGLACTIN 910, MULTIFILAMENT, ABSORBABLE, SIZE 5/0, 13-14 MM, 3/8 CIRCLE, ROUND BODY NEEDLE, 45-50 CM, VIOLET, STERILE | GENERAL CONSUMABLES FOR: SURGICAL SUTURES, LAPRASCOPIC AND ROBOTIC SURGEONS SUPPLEMENTARY
9014 | 4231220108500 | SUTURE, POLYGLACTIN 910, ANTIBACTERIAL (COATED TRICLOSAN), MULTIFILAMENT, ABSORBABLE, SIZE 1, 40 MM ( +/- 1 MM ), 1/2 CIRCLE, ROUND BODY NEEDLE, 70-75 CM, VIOLET, STERILE | GENERAL CONSUMABLES FOR: SURGICAL SUTURES, LAPRASCOPIC AND ROBOTIC SURGEONS SUPPLEMENTARY
9015 | 4231220105200 | SUTURE, POLYAMIDE, MONOFILAMENT, NON-ABSORBABLE, SIZE 8/0, 6.5 MM, 3/8 CIRCLE, TAPER POINT NEEDLE, 30 CM, BLACK, STERILE | GENERAL CONSUMABLES FOR: SURGICAL SUTURES, LAPRASCOPIC AND ROBOTIC SURGEONS SUPPLEMENTARY
9016 | 4231220105400 | SUTURE, POLYAMIDE, MONOFILAMENT, NON-ABSORBABLE, LOOP, SIZE 1, 48 MM ( +/- 1 MM ), 1/2 CIRCLE, ROUND BODY NEEDLE, 150 CM ( +/- 20 CM ), BLACK, STERILE | GENERAL CONSUMABLES FOR: SURGICAL SUTURES, LAPRASCOPIC AND ROBOTIC SURGEONS SUPPLEMENTARY
9017 | 4231220105500 | SUTURE, POLYAMIDE, MONOFILAMENT, NON-ABSORBABLE, SIZE 1, 90 MM ( +/- 2 MM ), 3/8 CIRCLE, CUTTING NEEDLE, 2 X 45-50 CM, WITH 40 MM RETENTION TUBE, BLACK, STERILE | GENERAL CONSUMABLES FOR: SURGICAL SUTURES, LAPRASCOPIC AND ROBOTIC SURGEONS SUPPLEMENTARY
9018 | 4231220105600 | SUTURE, POLYGLACTIN 910, MULTIFILAMENT, ABSORBABLE, SIZE 2/0, NEEDLE FREE, 10 X 45-50 CM, VIOLET, STERILE | GENERAL CONSUMABLES FOR: SURGICAL SUTURES, LAPRASCOPIC AND ROBOTIC SURGEONS SUPPLEMENTARY
9019 | 4231220105700 | SUTURE, POLYGLACTIN 910, MULTIFILAMENT, ABSORBABLE, SIZE 3/0, NEEDLE FREE, 10 X 45-50 CM, VIOLET, STERILE | GENERAL CONSUMABLES FOR: SURGICAL SUTURES, LAPRASCOPIC AND ROBOTIC SURGEONS SUPPLEMENTARY
9020 | 4231220105800 | SUTURE, POLYDIOXANONE, MONOFILAMENT, ABSORBABLE, SIZE 4/0, 16-17 MM, 1/2 CIRCLE, ROUND BODY NEEDLE, 70 CM, VIOLET, STERILE | GENERAL CONSUMABLES FOR: SURGICAL SUTURES, LAPRASCOPIC AND ROBOTIC SURGEONS SUPPLEMENTARY
9021 | 4231220106000 | SUTURE, POLYGLACTIN 910, MULTIFILAMENT, ABSORBABLE, SIZE 0, NEEDLE FREE, 10 X 45-50 CM, VIOLET, STERILE | GENERAL CONSUMABLES FOR: SURGICAL SUTURES, LAPRASCOPIC AND ROBOTIC SURGEONS SUPPLEMENTARY
9022 | 4231220106300 | SUTURE, POLYGLACTIN 910, MULTIFILAMENT, ABSORBABLE, SIZE 2/0, 25-26 MM, 1/2 CIRCLE, TAPER POINT BLACK NEEDLE, 70-75 CM, VIOLET, STERILE | GENERAL CONSUMABLES FOR: SURGICAL SUTURES, LAPRASCOPIC AND ROBOTIC SURGEONS SUPPLEMENTARY
9023 | 4231220106400 | SUTURE, POLYESTER, COATED SILICON OR POLYBUTILATE, MULTIFILAMENT, NON-ABSORBABLE, SIZE 2/0, 17-18 MM, 1/2 CIRCLE, TAPER CUT DOUBLE ARM NEEDLE, 70-75 CM, GREEN, STERILE | GENERAL CONSUMABLES FOR: SURGICAL SUTURES, LAPRASCOPIC AND ROBOTIC SURGEONS SUPPLEMENTARY
9024 | 4231220107200 | SUTURE, POLYGLACTIN 910, MULTIFILAMENT, ABSORBABLE, SIZE 6/0, 8 MM, 1/4 CIRCLE, SPATULATED DOUBLE ARM NEEDLE, 20-23 CM, VIOLET, STERILE | GENERAL CONSUMABLES FOR: SURGICAL SUTURES, LAPRASCOPIC AND ROBOTIC SURGEONS SUPPLEMENTARY
9025 | 4231220107400 | SUTURE, POLYGLACTIN 910, MULTIFILAMENT, ABSORBABLE, SIZE 8/0, 8 MM, 1/2 CIRCLE, REVERSE CUTTING DOUBLE ARM NEEDLE, 45-50 CM, VIOLET, STERILE | GENERAL CONSUMABLES FOR: SURGICAL SUTURES, LAPRASCOPIC AND ROBOTIC SURGEONS SUPPLEMENTARY
9026 | 4231220107500 | SUTURE, POLYGLACTIN 910, MULTIFILAMENT, ABSORBABLE, SIZE 7/0, 8 MM, 1/2 CIRCLE, REVERSE CUTTING DOUBLE ARM NEEDLE, 45-50 CM, VIOLET, STERILE | GENERAL CONSUMABLES FOR: SURGICAL SUTURES, LAPRASCOPIC AND ROBOTIC SURGEONS SUPPLEMENTARY
9027 | 4231220107600 | SUTURE, POLYGLACTIN 910, MULTIFILAMENT, ABSORBABLE, SIZE 2/0, 25-26 MM, 1/2 CIRCLE, TAPER POINT NEEDLE, 70-75 CM, VIOLET, STERILE | GENERAL CONSUMABLES FOR: SURGICAL SUTURES, LAPRASCOPIC AND ROBOTIC SURGEONS SUPPLEMENTARY
9028 | 4231220107900 | SUTURE, POLYGLACTIN 910, MULTIFILAMENT, ABSORBABLE, SIZE 4/0, 15-16 MM, 3/8 CIRCLE, CUTTING NEEDLE, 70-75 CM, VIOLET, STERILE | GENERAL CONSUMABLES FOR: SURGICAL SUTURES, LAPRASCOPIC AND ROBOTIC SURGEONS SUPPLEMENTARY
9029 | 4231220108200 | SUTURE, POLYGLACTIN 910, MULTIFILAMENT, ABSORBABLE, SIZE 0, 40 MM ( +/- 1 MM ), 1/2 CIRCLE, ROUND BODY NEEDLE, 70-75 CM, VIOLET, STERILE | GENERAL CONSUMABLES FOR: SURGICAL SUTURES, LAPRASCOPIC AND ROBOTIC SURGEONS SUPPLEMENTARY
9030 | 4231220108800 | SUTURE, POLYGLACTIN 910, MULTIFILAMENT, ABSORBABLE, SIZE 4/0, 13-14 MM, 1/2 CIRCLE, REVERSE CUTTING NEEDLE, 45-50 CM, UNDYED, STERILE | GENERAL CONSUMABLES FOR: SURGICAL SUTURES, LAPRASCOPIC AND ROBOTIC SURGEONS SUPPLEMENTARY
9031 | 4231220118800 | SUTURE, POLYGLACTIN 910, MULTIFILAMENT, RAPID ABSORPTION, SIZE 3/0, 36 MM ( +/- 1 MM ), 1/2 CIRCLE, ROUND BODY HEAVY NEEDLE, 90-95 CM, UNDYED, STERILE | GENERAL CONSUMABLES FOR: SURGICAL SUTURES, LAPRASCOPIC AND ROBOTIC SURGEONS SUPPLEMENTARY
9032 | 4231220113400 | SUTURE, POLYDIOXANONE, ANTIBACTERIAL (COATED TRICLOSAN), MONOFILAMENT, ABSORBABLE, SIZE 4/0, 25-26 MM, 1/2 CIRCLE, ROUND BODY NEEDLE, 70 CM, VIOLET, STERILE | GENERAL CONSUMABLES FOR: SURGICAL SUTURES, LAPRASCOPIC AND ROBOTIC SURGEONS SUPPLEMENTARY
9033 | 4229290421400 | SUTURE, POLYAMIDE, MONOFILAMENT, NON-ABSORBABLE, SIZE 10/0, 5.5 MM, 1/2 CIRCLE, SIDE CUTTING SPATULATED DOUBLE ARM NEEDLE, 30 CM, BLACK, STERILE | GENERAL CONSUMABLES FOR: SURGICAL SUTURES, LAPRASCOPIC AND ROBOTIC SURGEONS SUPPLEMENTARY
9034 | 4231220116200 | SUTURE, POLYPROPYLENE, MONOFILAMENT, NON-ABSORBABLE, SIZE 5/0, 13-14 MM, 3/8 CIRCLE, TUNGSTEN-RHENIUM ALLOY, TAPER POINT DOUBLE ARM NEEDLE, 70-75 CM, BLUE, STERILE | GENERAL CONSUMABLES FOR: SURGICAL SUTURES, LAPRASCOPIC AND ROBOTIC SURGEONS SUPPLEMENTARY
9035 | 4231220116500 | SUTURE, POLYPROPYLENE, MONOFILAMENT, NON-ABSORBABLE, SIZE 6/0, 13-14 MM, 3/8 CIRCLE, TUNGSTEN-RHENIUM ALLOY, TAPER POINT DOUBLE ARM NEEDLE, 70-75 CM, BLUE, STERILE | GENERAL CONSUMABLES FOR: SURGICAL SUTURES, LAPRASCOPIC AND ROBOTIC SURGEONS SUPPLEMENTARY
9036 | 4231220116700 | SUTURE, POLYPROPYLENE, MONOFILAMENT, NON-ABSORBABLE, SIZE 4/0, 15-16 MM, 3/8 CIRCLE, SLIM CUTTING NEEDLE, 45-50 CM, BLUE, STERILE | GENERAL CONSUMABLES FOR: SURGICAL SUTURES, LAPRASCOPIC AND ROBOTIC SURGEONS SUPPLEMENTARY
9037 | 4231220116800 | SUTURE, POLYPROPYLENE, MONOFILAMENT, NON-ABSORBABLE, SIZE 3/0, 15-16 MM, 3/8 CIRCLE, CUTTING NEEDLE, 70-75 CM, BLUE, STERILE | GENERAL CONSUMABLES FOR: SURGICAL SUTURES, LAPRASCOPIC AND ROBOTIC SURGEONS SUPPLEMENTARY
9038 | 4231220116900 | SUTURE, POLYPROPYLENE, MONOFILAMENT, NON-ABSORBABLE, SIZE 3/0, 25-26 MM, 3/8 CIRCLE, REVERSE CUTTING NEEDLE, 45-50 CM, BLUE, STERILE | GENERAL CONSUMABLES FOR: SURGICAL SUTURES, LAPRASCOPIC AND ROBOTIC SURGEONS SUPPLEMENTARY
9039 | 4231220117000 | SUTURE, POLYPROPYLENE, MONOFILAMENT, NON-ABSORBABLE, SIZE 2/0, 25-26 MM, 1/2 CIRCLE, TAPER CUT NEEDLE, 90-95 CM, BLUE, STERILE | GENERAL CONSUMABLES FOR: SURGICAL SUTURES, LAPRASCOPIC AND ROBOTIC SURGEONS SUPPLEMENTARY
9040 | 4231220117200 | SUTURE, POLYPROPYLENE, MONOFILAMENT, NON-ABSORBABLE, SIZE 0, 75 MM ( +/- 2 MM ), STRAIGHT CUTTING NEEDLE, 100 CM, BLUE, STERILE | GENERAL CONSUMABLES FOR: SURGICAL SUTURES, LAPRASCOPIC AND ROBOTIC SURGEONS SUPPLEMENTARY
9041 | 4231220117300 | SUTURE, POLYPROPYLENE, MONOFILAMENT, NON-ABSORBABLE, SIZE 1, 30 MM ( +/- 1 MM ), 1/2 CIRCLE, TROCAR POINT HEAVY NEEDLE, 100 CM, BLUE, STERILE | GENERAL CONSUMABLES FOR: SURGICAL SUTURES, LAPRASCOPIC AND ROBOTIC SURGEONS SUPPLEMENTARY
9042 | 4231220117400 | SUTURE, POLYPROPYLENE, MONOFILAMENT, NON-ABSORBABLE, SIZE 1, 40 MM ( +/- 1 MM ), 1/2 CIRCLE, TAPER POINT HEAVY NEEDLE, 100 CM, BLUE, STERILE | GENERAL CONSUMABLES FOR: SURGICAL SUTURES, LAPRASCOPIC AND ROBOTIC SURGEONS SUPPLEMENTARY
9043 | 4231220117500 | SUTURE, POLYAMIDE, MONOFILAMENT, NON-ABSORBABLE, SIZE 10/0, 3.8 MM, 3/8 CIRCLE, TAPER POINT NEEDLE, 13 CM, BLACK, STERILE | GENERAL CONSUMABLES FOR: SURGICAL SUTURES, LAPRASCOPIC AND ROBOTIC SURGEONS SUPPLEMENTARY
9044 | 4231220117600 | SUTURE, POLYESTER, COATED SILICON OR POLYBUTILATE, MULTIFILAMENT, NON-ABSORBABLE, SIZE 0, 36 MM ( +/- 1 MM ), 1/2 CIRCLE, TAPER POINT NEEDLE, 70-75 CM, GREEN, STERILE | GENERAL CONSUMABLES FOR: SURGICAL SUTURES, LAPRASCOPIC AND ROBOTIC SURGEONS SUPPLEMENTARY
9045 | 4231220117700 | SUTURE, POLYESTER, COATED SILICON OR POLYBUTILATE, MULTIFILAMENT, NON-ABSORBABLE, SIZE 1, 36 MM ( +/- 1 MM ), 1/2 CIRCLE, TAPER POINT NEEDLE, 70-75 CM, GREEN, STERILE | GENERAL CONSUMABLES FOR: SURGICAL SUTURES, LAPRASCOPIC AND ROBOTIC SURGEONS SUPPLEMENTARY
9046 | 4231220117900 | SUTURE, POLYESTER, COATED SILICON OR POLYBUTILATE, MULTIFILAMENT, NON-ABSORBABLE, SIZE 2/0, 25-26 MM, 1/2 CIRCLE, TAPER POINT NEEDLE, 70-75 CM, GREEN, STERILE | GENERAL CONSUMABLES FOR: SURGICAL SUTURES, LAPRASCOPIC AND ROBOTIC SURGEONS SUPPLEMENTARY
9047 | 4231220118100 | SUTURE, POLYDIOXANONE, ANTIBACTERIAL (COATED TRICLOSAN), MONOFILAMENT, ABSORBABLE, LOOP, SIZE 0, 65 MM ( +/- 2 MM), 1/2 CIRCLE, ROUND BODY NEEDLE, 150 CM ( +/- 20 CM ), VIOLET, STERILE | GENERAL CONSUMABLES FOR: SURGICAL SUTURES, LAPRASCOPIC AND ROBOTIC SURGEONS SUPPLEMENTARY
9048 | 4231220118400 | SUTURE, POLYDIOXANONE, MONOFILAMENT, ABSORBABLE, SIZE 1, 70 MM ( +/- 2 MM), 1/2 CIRCLE, ROUND BODY NEEDLE, 135 CM ( +/- 5 CM), VIOLET, STERILE | GENERAL CONSUMABLES FOR: SURGICAL SUTURES, LAPRASCOPIC AND ROBOTIC SURGEONS SUPPLEMENTARY
9049 | 4231220116100 | SUTURE, POLYPROPYLENE, MONOFILAMENT, NON-ABSORBABLE, SIZE 6/0, 15-16 MM, 3/8 CIRCLE, PRIME CUTTING NEEDLE, 45-50 CM, BLUE, STERILE | GENERAL CONSUMABLES FOR: SURGICAL SUTURES, LAPRASCOPIC AND ROBOTIC SURGEONS SUPPLEMENTARY
9050 | 4231220113500 | SUTURE, POLYDIOXANONE, ANTIBACTERIAL (COATED TRICLOSAN), MONOFILAMENT, ABSORBABLE, SIZE 5/0, 25-26 MM, 1/2 CIRCLE, ROUND BODY NEEDLE, 70-75 CM, VIOLET, STERILE | GENERAL CONSUMABLES FOR: SURGICAL SUTURES, LAPRASCOPIC AND ROBOTIC SURGEONS SUPPLEMENTARY
9051 | 4231220115900 | SUTURE, POLYPROPYLENE, MONOFILAMENT, NON-ABSORBABLE, SIZE 6/0, 8 MM, 3/8 CIRCLE, ROUND BODY DOUBLE ARM NEEDLE, 45-50 CM, BLUE, STERILE | GENERAL CONSUMABLES FOR: SURGICAL SUTURES, LAPRASCOPIC AND ROBOTIC SURGEONS SUPPLEMENTARY
9052 | 4231220115500 | SUTURE, POLYAMIDE, MONOFILAMENT, NON-ABSORBABLE, SIZE 0, 40 MM ( +/- 1 MM ), 1/2 CIRCLE, ROUND BODY NEEDLE, 100 CM, BLUE, STERILE | GENERAL CONSUMABLES FOR: SURGICAL SUTURES, LAPRASCOPIC AND ROBOTIC SURGEONS SUPPLEMENTARY
9053 | 4231220113600 | SUTURE, POLYESTER, COATED SILICON OR POLYBUTILATE, MULTIFILAMENT, NON-ABSORBABLE, SIZE 6/0, 10 MM, 3/8 CIRCLE, ROUND BODY DOUBLE ARM NEEDLE, 70-75 CM, GREEN, STERILE | GENERAL CONSUMABLES FOR: SURGICAL SUTURES, LAPRASCOPIC AND ROBOTIC SURGEONS SUPPLEMENTARY
9054 | 4231220113700 | SUTURE, POLYESTER, COATED SILICON OR POLYBUTILATE, MULTIFILAMENT, NON-ABSORBABLE, SIZE 0, 55 MM ( +/- 2 MM ), 1/2 CIRCLE, TAPER CUT NEEDLE, 70-75 CM, GREEN, STERILE | GENERAL CONSUMABLES FOR: SURGICAL SUTURES, LAPRASCOPIC AND ROBOTIC SURGEONS SUPPLEMENTARY
9055 | 4231220113800 | SUTURE, POLYESTER, COATED SILICON OR POLYBUTILATE, MULTIFILAMENT, NON-ABSORBABLE, SIZE 2, 45 MM ( +/- 1 MM ), 1/2 CIRCLE, TAPER CUT HEAVY NEEDLE, 4 X 70-75 CM, GREEN, STERILE | GENERAL CONSUMABLES FOR: SURGICAL SUTURES, LAPRASCOPIC AND ROBOTIC SURGEONS SUPPLEMENTARY
9056 | 4231220113900 | SUTURE, POLYESTER, COATED SILICON OR POLYBUTILATE, MULTIFILAMENT, NON-ABSORBABLE, SIZE 5/0, 17-18 MM, 1/2 CIRCLE, TAPER CUT DOUBLE ARM NEEDLE, 90-95 CM, GREEN, STERILE | GENERAL CONSUMABLES FOR: SURGICAL SUTURES, LAPRASCOPIC AND ROBOTIC SURGEONS SUPPLEMENTARY
9057 | 4231220114000 | SUTURE, POLYESTER, COATED SILICON OR POLYBUTILATE, MULTIFILAMENT, NON-ABSORBABLE, SIZE 4/0, 17-18 MM, 1/2 CIRCLE, TAPER CUT DOUBLE ARM NEEDLE, 90-95 CM, GREEN, STERILE | GENERAL CONSUMABLES FOR: SURGICAL SUTURES, LAPRASCOPIC AND ROBOTIC SURGEONS SUPPLEMENTARY
9058 | 4231220114100 | SUTURE, POLYESTER, COATED SILICON OR POLYBUTILATE, MULTIFILAMENT, NON-ABSORBABLE, SIZE 4/0, 8 MM, 1/2 CIRCLE, SPATULATED DOUBLE ARM NEEDLE, 45-50 CM, WHITE, STERILE | GENERAL CONSUMABLES FOR: SURGICAL SUTURES, LAPRASCOPIC AND ROBOTIC SURGEONS SUPPLEMENTARY
9059 | 4231220114200 | SUTURE, POLYAMIDE, MONOFILAMENT, NON-ABSORBABLE, SIZE 6/0, 15-16 MM, 3/8 CIRCLE, CUTTING NEEDLE, 35-40 CM, BLUE, STERILE | GENERAL CONSUMABLES FOR: SURGICAL SUTURES, LAPRASCOPIC AND ROBOTIC SURGEONS SUPPLEMENTARY
9060 | 4231220114300 | SUTURE, POLYAMIDE, MONOFILAMENT, NON-ABSORBABLE, SIZE 6/0, 25-26 MM, 3/8 CIRCLE, CUTTING NEEDLE, 35-40 CM, BLUE, STERILE | GENERAL CONSUMABLES FOR: SURGICAL SUTURES, LAPRASCOPIC AND ROBOTIC SURGEONS SUPPLEMENTARY
9061 | 4231220114400 | SUTURE, POLYAMIDE, MONOFILAMENT, NON-ABSORBABLE, SIZE 5/0, 15-16 MM, 3/8 CIRCLE, CUTTING NEEDLE, 45-50 CM, BLUE, STERILE | GENERAL CONSUMABLES FOR: SURGICAL SUTURES, LAPRASCOPIC AND ROBOTIC SURGEONS SUPPLEMENTARY
9062 | 4231220114600 | SUTURE, POLYAMIDE, MONOFILAMENT, NON-ABSORBABLE, SIZE 4/0, 19-20 MM, 3/8 CIRCLE, REVERSE CUTTING NEEDLE, 45-50 CM, BLUE, STERILE | GENERAL CONSUMABLES FOR: SURGICAL SUTURES, LAPRASCOPIC AND ROBOTIC SURGEONS SUPPLEMENTARY
9063 | 4231220114700 | SUTURE, POLYAMIDE, MONOFILAMENT, NON-ABSORBABLE, SIZE 3/0, 25-26 MM, 3/8 CIRCLE, REVERSE CUTTING NEEDLE, 45-50 CM, BLUE, STERILE | GENERAL CONSUMABLES FOR: SURGICAL SUTURES, LAPRASCOPIC AND ROBOTIC SURGEONS SUPPLEMENTARY
9064 | 4231220114800 | SUTURE, POLYAMIDE, MONOFILAMENT, NON-ABSORBABLE, SIZE 3/0, 60 MM ( +/- 2 MM ), STRAIGHT CUTTING NEEDLE, 70-75 CM, BLUE, STERILE | GENERAL CONSUMABLES FOR: SURGICAL SUTURES, LAPRASCOPIC AND ROBOTIC SURGEONS SUPPLEMENTARY
9065 | 4231220114900 | SUTURE, POLYAMIDE, MONOFILAMENT, NON-ABSORBABLE, SIZE 3/0, 25-26 MM, 3/8 CIRCLE, CUTTING NEEDLE, 100 CM, BLUE, STERILE | GENERAL CONSUMABLES FOR: SURGICAL SUTURES, LAPRASCOPIC AND ROBOTIC SURGEONS SUPPLEMENTARY
9066 | 4231220115200 | SUTURE, POLYAMIDE, MONOFILAMENT, NON-ABSORBABLE, SIZE 5/0, 25-26 MM, 3/8 CIRCLE, SLIM CUTTING NEEDLE, 45-50 CM, BLUE, STERILE | GENERAL CONSUMABLES FOR: SURGICAL SUTURES, LAPRASCOPIC AND ROBOTIC SURGEONS SUPPLEMENTARY
9067 | 4231220115400 | SUTURE, POLYAMIDE, MONOFILAMENT, NON-ABSORBABLE, SIZE 2/0, 55 MM ( +/- 2 MM ), STRAIGHT CUTTING NEEDLE, 100 CM, BLUE, STERILE | GENERAL CONSUMABLES FOR: SURGICAL SUTURES, LAPRASCOPIC AND ROBOTIC SURGEONS SUPPLEMENTARY
9068 | 4231220115600 | SUTURE, POLYAMIDE, MONOFILAMENT, NON-ABSORBABLE, SIZE 1, 40 MM ( +/- 1 MM ), 1/2 CIRCLE, ROUND BODY NEEDLE, 100 CM, BLACK, STERILE | GENERAL CONSUMABLES FOR: SURGICAL SUTURES, LAPRASCOPIC AND ROBOTIC SURGEONS SUPPLEMENTARY
9069 | 4231220212300 | SUTURE, POLYGLACTIN 910, ANTIBACTERIAL (COATED TRICLOSAN), MULTIFILAMENT, ABSORBABLE, SIZE 1, 40 MM ( +/- 1 MM ), 1/2 CIRCLE, TAPER CUT HEAVY NEEDLE, 70-75 CM, VIOLET, STERILE | GENERAL CONSUMABLES FOR: SURGICAL SUTURES, LAPRASCOPIC AND ROBOTIC SURGEONS SUPPLEMENTARY
9070 | 4229490804900 | INSTRUMENT, CLINCH, FOR LAPAROSCOPIC, 5 MM X 30-37 CM LENGTH, DISPOSABLE, STERILE | GENERAL CONSUMABLES FOR: SURGICAL SUTURES, LAPRASCOPIC AND ROBOTIC SURGEONS SUPPLEMENTARY
9071 | 4231220212500 | SUTURE, POLYGLACTIN 910, ANTIBACTERIAL (COATED TRICLOSAN), MULTIFILAMENT, ABSORBABLE, SIZE 1, 31 MM ( +/- 1 MM ), J-NEEDLE, TAPER CUT NEEDLE, 70-75 CM, VIOLET, STERILE | GENERAL CONSUMABLES FOR: SURGICAL SUTURES, LAPRASCOPIC AND ROBOTIC SURGEONS SUPPLEMENTARY
9072 | 4231220301600 | SUTURE, POLIGLECAPRONE 25, ANTIBACTERIAL (COATED TRICLOSAN), MONOFILAMENT, ABSORBABLE, SIZE 4/0, 25-26 MM, 3/8 CIRCLE, REVERSE CUTTI NG NEEDLE, 70-75 CM, UNDYED, STERILE | GENERAL CONSUMABLES FOR: SURGICAL SUTURES, LAPRASCOPIC AND ROBOTIC SURGEONS SUPPLEMENTARY
9073 | 4231220301500 | SUTURE, POLIGLECAPRONE 25, ANTIBACTERIAL (COATED TRICLOSAN), MONOFILAMENT, ABSORBABLE, SIZE 3/0, 25-26 MM, 3/8 CIRCLE, REVERSE CUTTI NG NEEDLE, 70-75 CM, UNDYED, STERILE | GENERAL CONSUMABLES FOR: SURGICAL SUTURES, LAPRASCOPIC AND ROBOTIC SURGEONS SUPPLEMENTARY
9074 | 4231220301400 | SUTURE, POLIGLECAPRONE 25, ANTIBACTERIAL (COATED TRICLOSAN), MONOFILAMENT, ABSORBABLE, SIZE 1, 40 MM ( +/- 1 MM ), 1/2 CIRCLE, ROUND BODY NEEDLE, 70-75 CM, VIOLET, STERILE | GENERAL CONSUMABLES FOR: SURGICAL SUTURES, LAPRASCOPIC AND ROBOTIC SURGEONS SUPPLEMENTARY
9075 | 4231220301200 | CLIP, SUTURE CLIPS, ABSORBABLE, MADE OF POLYDIOXANONE POLYMER, 6 CLIPS PER CARTRIDGE, THE APPLIER SHOULD BE PROVIDED FOC WITH EACH 100 CARTRIDGE, STERILE | GENERAL CONSUMABLES FOR: SURGICAL SUTURES, LAPRASCOPIC AND ROBOTIC SURGEONS SUPPLEMENTARY
9076 | 4231220301100 | SUTURE, POLYGLACTIN 910, MULTIFILAMENT, ABSORBABLE, SIZE 6/0, 13-14 MM, 1/2 CIRCLE, ROUND BODY NEEDLE, 45-50 CM, UNDYED, STERILE | GENERAL CONSUMABLES FOR: SURGICAL SUTURES, LAPRASCOPIC AND ROBOTIC SURGEONS SUPPLEMENTARY
9077 | 4231220228900 | SUTURE, POLYPROPYLENE, MONOFILAMENT, NON-ABSORBABLE, 1 TO 1 RATIO, SIZE 5/0, 13-14 MM, 1/2 CIRCLE, TUNGSTEN-RHENIUM ALLOY, TAPER POINT DOUBLE ARM NEEDLE, 70-75 CM, BLUE, STERILE | GENERAL CONSUMABLES FOR: SURGICAL SUTURES, LAPRASCOPIC AND ROBOTIC SURGEONS SUPPLEMENTARY
9078 | 4231220228700 | SUTURE, POLIGLECAPRONE 25, ANTIBACTERIAL (COATED TRICLOSAN), MONOFILAMENT, ABSORBABLE, SIZE 3/0, 19-20 MM, 3/8 CIRCLE, PRIME REVERSE CUTTING NEEDLE, 45-50 CM, UNDYED, STERILE | GENERAL CONSUMABLES FOR: SURGICAL SUTURES, LAPRASCOPIC AND ROBOTIC SURGEONS SUPPLEMENTARY
9079 | 4231220228200 | SUTURE, POLYAMIDE, MONOFILAMENT, NON-ABSORBABLE, SIZE 9/0, 5 MM, 3/8 CIRCLE, ROUND BODY NEEDLE, 13 CM, BLACK, STERILE | GENERAL CONSUMABLES FOR: SURGICAL SUTURES, LAPRASCOPIC AND ROBOTIC SURGEONS SUPPLEMENTARY
9080 | 4229490809000 | INSTRUMENT, FOR LAPAROSCOPIC, 4 X 5 MM, TIPS BOX OF SCISSOR, GRASPER, DISSECTOR AND BOWEL CLAMP, DISPOSABLE, STERILE | GENERAL CONSUMABLES FOR: SURGICAL SUTURES, LAPRASCOPIC AND ROBOTIC SURGEONS SUPPLEMENTARY
9081 | 4231220219600 | SUTURE, POLYPROPYLENE, MONOFILAMENT, NON-ABSORBABLE, SIZE 10/0, 6.5 MM, 3/8 CIRCLE, REVERSE SPATULATED DOUBLE ARM NEEDLE, 30 CM, BLUE, STERILE | GENERAL CONSUMABLES FOR: SURGICAL SUTURES, LAPRASCOPIC AND ROBOTIC SURGEONS SUPPLEMENTARY
9082 | 4231220218600 | SUTURE, TAPE, POLYESTER, MONOFILAMENT, NON-ABSORBABLE, TAPE WIDTH 5 MM, NEEDLE SIZE 65 MM ( +/- 2 MM ), 1/2 CIRCLE, ROUND BODY DOUBLE ARM HEAVY BLUNT NEEDLE, 30-35 CM, WHITE, STERILE | GENERAL CONSUMABLES FOR: SURGICAL SUTURES, LAPRASCOPIC AND ROBOTIC SURGEONS SUPPLEMENTARY
9083 | 4231220218400 | TAPE, NYLON, NON-ABSORBABLE, WOVEN, 6 MM X 70 CM, WHITE, STERILE | GENERAL CONSUMABLES FOR: SURGICAL SUTURES, LAPRASCOPIC AND ROBOTIC SURGEONS SUPPLEMENTARY
9084 | 4231220218100 | SUTURE, KNOTLESS, SPIRAL, UNIDIRECTIONAL, WITH FLEXIBLE LOOP, POLYDIOXANONE, ANTIBACTERIAL (COATED TRICLOSAN), MONOFILAMENT, ABSORBA BLE, SIZE 0, 36 MM ( +/- 1 MM ), 1/2 CIRCLE, TAPER POINT NEEDLE, 30 CM, VIOLET, STERILE | GENERAL CONSUMABLES FOR: SURGICAL SUTURES, LAPRASCOPIC AND ROBOTIC SURGEONS SUPPLEMENTARY
9085 | 4231220301700 | SUTURE, POLIGLECAPRONE 25, ANTIBACTERIAL (COATED TRICLOSAN), MONOFILAMENT, ABSORBABLE, SIZE 5/0, 13-14 MM, 3/8 CIRCLE, REVERSE CUTTI NG NEEDLE, 70-75 CM, UNDYED, STERILE | GENERAL CONSUMABLES FOR: SURGICAL SUTURES, LAPRASCOPIC AND ROBOTIC SURGEONS SUPPLEMENTARY
9086 | 4231220218000 | SUTURE, KNOTLESS, SPIRAL, UNIDIRECTIONAL, WITH FLEXIBLE LOOP, POLIGLECAPRONE 25, ANTIBACTERIAL (COATED TRICLOSAN), MONOFILAMENT, ABS ORBABLE, SIZE 3/0, 19-20 MM, 3/8 CIRCLE, REVERSE CUTTING NEEDLE, 30 CM, UNDYED, STERILE | GENERAL CONSUMABLES FOR: SURGICAL SUTURES, LAPRASCOPIC AND ROBOTIC SURGEONS SUPPLEMENTARY
9087 | 4231220217400 | SUTURE, POLYGLACTIN 910, MULTIFILAMENT, RAPID ABSORPTION, SIZE 4/0, 21-22 MM, 1/2 CIRCLE, ROUND BODY NEEDLE, 70-75 CM, UNDYED, STERILE | GENERAL CONSUMABLES FOR: SURGICAL SUTURES, LAPRASCOPIC AND ROBOTIC SURGEONS SUPPLEMENTARY
9088 | 4231220217300 | SUTURE, POLYPROPYLENE, MONOFILAMENT, NON-ABSORBABLE, SIZE 2/0, 60 MM ( +/- 2 MM ), STRAIGHT CUTTING NEEDLE, 70-75 CM, BLUE, STERILE | GENERAL CONSUMABLES FOR: SURGICAL SUTURES, LAPRASCOPIC AND ROBOTIC SURGEONS SUPPLEMENTARY
9089 | 4231220217200 | SUTURE, POLYESTER, COATED SILICON OR POLYBUTILATE, MULTIFILAMENT, NON-ABSORBABLE, SIZE 2/0, 31 MM ( +/- 1 MM ), 1/2 CIRCLE, ROUND BODY NEEDLE, 70-75 CM, GREEN, STERILE | GENERAL CONSUMABLES FOR: SURGICAL SUTURES, LAPRASCOPIC AND ROBOTIC SURGEONS SUPPLEMENTARY
9090 | 4231220217100 | SUTURE, POLYESTER, COATED SILICON OR POLYBUTILATE, MULTIFILAMENT, NON-ABSORBABLE, SIZE 1, 31 MM ( +/- 1 MM), J-NEEDLE, ROUND BODY NEEDLE, 70-75 CM, GREEN, STERILE | GENERAL CONSUMABLES FOR: SURGICAL SUTURES, LAPRASCOPIC AND ROBOTIC SURGEONS SUPPLEMENTARY
9091 | 4231220217000 | SUTURE, SILK, MULTIFILAMENT, NON-ABSORBABLE, SIZE 4/0, NEEDLE FREE, 13 X 60-65 CM, BLACK, STERILE | GENERAL CONSUMABLES FOR: SURGICAL SUTURES, LAPRASCOPIC AND ROBOTIC SURGEONS SUPPLEMENTARY
9092 | 4231220212400 | SUTURE, POLYGLACTIN 910, ANTIBACTERIAL (COATED TRICLOSAN), MULTIFILAMENT, ABSORBABLE, SIZE 1, NEEDLE FREE, 6 X 45-50 CM, VIOLET, STERILE | GENERAL CONSUMABLES FOR: SURGICAL SUTURES, LAPRASCOPIC AND ROBOTIC SURGEONS SUPPLEMENTARY
9093 | 4231220216800 | SUTURE, SILK, MULTIFILAMENT, NON-ABSORBABLE, SIZE 3/0, 25-26 MM, 1/2 CIRCLE, TAPER POINT DETACHABLE NEEDLE, 8 X 70-75 CM, BLACK, STERILE | GENERAL CONSUMABLES FOR: SURGICAL SUTURES, LAPRASCOPIC AND ROBOTIC SURGEONS SUPPLEMENTARY
9094 | 4231220216700 | SUTURE, SILK, MULTIFILAMENT, NON-ABSORBABLE, SIZE 2/0, 60 MM ( +/- 2 MM ), STRAIGHT CUTTING NEEDLE, 70-75 CM, BLACK, STERILE | GENERAL CONSUMABLES FOR: SURGICAL SUTURES, LAPRASCOPIC AND ROBOTIC SURGEONS SUPPLEMENTARY
9095 | 4231220216500 | SUTURE, SILK, MULTIFILAMENT, NON-ABSORBABLE, SIZE 2/0, 90 MM ( +/- 2 MM ), 3/8 CIRCLE, CUTTING NEEDLE, 100 CM, BLACK, STERILE | GENERAL CONSUMABLES FOR: SURGICAL SUTURES, LAPRASCOPIC AND ROBOTIC SURGEONS SUPPLEMENTARY
9096 | 4231220216400 | SUTURE, SILK, MULTIFILAMENT, NON-ABSORBABLE, SIZE 2, NEEDLE FREE, 180 CM ( +/- 10 CM ), BLACK, STERILE | GENERAL CONSUMABLES FOR: SURGICAL SUTURES, LAPRASCOPIC AND ROBOTIC SURGEONS SUPPLEMENTARY
9097 | 4231220216300 | SUTURE, SILK, MULTIFILAMENT, NON-ABSORBABLE, SIZE 0, 40 MM ( +/- 1 MM ), 1/2 CIRCLE, TAPER POINT NEEDLE, 70-75 CM, BLACK, STERILE | GENERAL CONSUMABLES FOR: SURGICAL SUTURES, LAPRASCOPIC AND ROBOTIC SURGEONS SUPPLEMENTARY
9098 | 4231220216200 | SUTURE, POLYPROPYLENE, MONOFILAMENT, NON-ABSORBABLE, SIZE 5/0, 13-14 MM, 1/2 CIRCLE, TAPER POINT NEEDLE, 70-75 CM, BLUE, STERILE | GENERAL CONSUMABLES FOR: SURGICAL SUTURES, LAPRASCOPIC AND ROBOTIC SURGEONS SUPPLEMENTARY
9099 | 4231220216100 | SUTURE, PTFE, MONOFILAMENT, NON-ABSORBABLE, SIZE 5/0, 13-14 MM, 3/8 CIRCLE, TAPER POINT DOUBLE ARM NEEDLE, 75-80 CM, WHITE, STERILE | GENERAL CONSUMABLES FOR: SURGICAL SUTURES, LAPRASCOPIC AND ROBOTIC SURGEONS SUPPLEMENTARY
9100 | 4231220217900 | SUTURE, POLYGLYCONATE, UNIDIRECTIONAL, DUAL ANGLE CUT, LOOP LOCK, MONOFILAMENT, ABSORBABLE, SIZE 2/0, 37 MM ( +/- 1 MM ), 1/2 CIRCLE, TAPER POINT NEEDLE, 45-50 CM, GREEN, STERILE | GENERAL CONSUMABLES FOR: SURGICAL SUTURES, LAPRASCOPIC AND ROBOTIC SURGEONS SUPPLEMENTARY
9101 | 4231220301800 | SUTURE, POLIGLECAPRONE 25, ANTIBACTERIAL (COATED TRICLOSAN), MONOFILAMENT, ABSORBABLE, SIZE 5/0, 15-16 MM, 3/8 CIRCLE, REVERSE CUTTI NG NEEDLE, 70-75 CM, UNDYED, STERILE | GENERAL CONSUMABLES FOR: SURGICAL SUTURES, LAPRASCOPIC AND ROBOTIC SURGEONS SUPPLEMENTARY
9102 | 4231220301900 | SUTURE, POLIGLECAPRONE 25, ANTIBACTERIAL (COATED TRICLOSAN), MONOFILAMENT, ABSORBABLE, SIZE 6/0, 11-12 MM, 3/8 CIRCLE, REVERSE CUTTI NG NEEDLE, 70-75 CM, UNDYED, STERILE | GENERAL CONSUMABLES FOR: SURGICAL SUTURES, LAPRASCOPIC AND ROBOTIC SURGEONS SUPPLEMENTARY
9103 | 4231220302000 | SUTURE, POLIGLECAPRONE 25, ANTIBACTERIAL (COATED TRICLOSAN), MONOFILAMENT, ABSORBABLE, SIZE 6/0, 13-14 MM, 3/8 CIRCLE, REVERSE CUTTI NG NEEDLE, 70-75 CM, UNDYED, STERILE | GENERAL CONSUMABLES FOR: SURGICAL SUTURES, LAPRASCOPIC AND ROBOTIC SURGEONS SUPPLEMENTARY
9104 | 4231220305800 | SUTURE, POLYGLACTIN 910, ANTIBACTERIAL (COATED TRICLOSAN), MULTIFILAMENT, ABSORBABLE, SIZE 2, 45 MM ( +/- 1 MM), 1/2 CIRCLE, ROUND BODY NEEDLE, 70-75 CM, VIOLET, STERILE | GENERAL CONSUMABLES FOR: SURGICAL SUTURES, LAPRASCOPIC AND ROBOTIC SURGEONS SUPPLEMENTARY
9105 | 4231220305600 | SUTURE, POLYGLACTIN 910, ANTIBACTERIAL (COATED TRICLOSAN), MULTIFILAMENT, ABSORBABLE, SIZE 0, 31 MM ( +/- 1 MM), 1/2 CIRCLE, ROUND BODY NEEDLE, HEAVY WIRE, 70-75 CM, VIOLET, STERILE | GENERAL CONSUMABLES FOR: SURGICAL SUTURES, LAPRASCOPIC AND ROBOTIC SURGEONS SUPPLEMENTARY
9106 | 4231220305300 | SUTURE, POLYGLACTIN 910, MULTIFILAMENT, ABSORBABLE, SIZE 5/0, 17-18 MM, 1/2 CIRCLE, TAPER POINT NEEDLE, 70-75 CM, VIOLET, STERILE | GENERAL CONSUMABLES FOR: SURGICAL SUTURES, LAPRASCOPIC AND ROBOTIC SURGEONS SUPPLEMENTARY
9107 | 4214253601800 | NEEDLE, VERESS, FOR PNEUMOPERITONEUM, WITH STYLET AND RED VISUAL INDICATOR AT THE HOLDER, ENABLE THE INSERTION IN SYRINGE AND A DART LIKE WAY, SIZE: 150 MM, DISPOSABLE, STERILE | GENERAL CONSUMABLES FOR: SURGICAL SUTURES, LAPRASCOPIC AND ROBOTIC SURGEONS SUPPLEMENTARY
9108 | 4231220305100 | SUTURE, POLYGLACTIN 910, MONOFILAMENT, ABSORBABLE, SIZE 9/0, 3.8 MM, 3/8 CIRCLE, TAPER POINT NEEDLE, 13 CM, VIOLET, STERILE | GENERAL CONSUMABLES FOR: SURGICAL SUTURES, LAPRASCOPIC AND ROBOTIC SURGEONS SUPPLEMENTARY
9109 | 4231220305000 | SUTURE, POLYGLACTIN 910, MULTIFILAMENT, ABSORBABLE, SIZE 5/0, 19-20 MM, 3/8 CIRCLE, REVERSE CUTTING NEEDLE, 45-50 CM, UNDYED, STERILE | GENERAL CONSUMABLES FOR: SURGICAL SUTURES, LAPRASCOPIC AND ROBOTIC SURGEONS SUPPLEMENTARY
9110 | 4231220304900 | SUTURE, POLYGLACTIN 910, ANTIBACTERIAL (COATED TRICLOSAN), MULTIFILAMENT, ABSORBABLE, SIZE 5/0, 17-18 MM, 1/2 CIRCLE, ROUND BODY NEEDLE, 70-75 CM, VIOLET, STERILE | GENERAL CONSUMABLES FOR: SURGICAL SUTURES, LAPRASCOPIC AND ROBOTIC SURGEONS SUPPLEMENTARY
9111 | 4231220304800 | SUTURE, POLYGLACTIN 910, ANTIBACTERIAL (COATED TRICLOSAN), MULTIFILAMENT, ABSORBABLE, SIZE 4/0, 13-14 MM, 3/8 CIRCLE, REVERSE CUTTING NEEDLE, 45-50 CM, UNDYED, STERILE | GENERAL CONSUMABLES FOR: SURGICAL SUTURES, LAPRASCOPIC AND ROBOTIC SURGEONS SUPPLEMENTARY
9112 | 4231220304700 | SUTURE, POLYGLACTIN 910, ANTIBACTERIAL (COATED TRICLOSAN), MULTIFILAMENT, ABSORBABLE, SIZE 2/0, 35 MM ( +/- 1 MM ), 1/2 CIRCLE, TAPER POINT NEEDLE, 90-95 CM, VIOLET, STERILE | GENERAL CONSUMABLES FOR: SURGICAL SUTURES, LAPRASCOPIC AND ROBOTIC SURGEONS SUPPLEMENTARY
9113 | 4231220304600 | SUTURE, POLYGLACTIN 910, ANTIBACTERIAL (COATED TRICLOSAN), MULTIFILAMENT, ABSORBABLE, SIZE 2/0, 27-28 MM, 5/8 CIRCLE, TAPER POINT NEEDLE, 70-75 CM, VIOLET, STERILE | GENERAL CONSUMABLES FOR: SURGICAL SUTURES, LAPRASCOPIC AND ROBOTIC SURGEONS SUPPLEMENTARY
9114 | 4231220304400 | SUTURE, POLYGLACTIN 910, ANTIBACTERIAL (COATED TRICLOSAN), MULTIFILAMENT, ABSORBABLE, SIZE 1, 48 MM ( +/- 1 MM ), 1/2 CIRCLE, REVERSE CUTTING NEEDLE, 90-95 CM, VIOLET, STERILE | GENERAL CONSUMABLES FOR: SURGICAL SUTURES, LAPRASCOPIC AND ROBOTIC SURGEONS SUPPLEMENTARY
9115 | 4231220304300 | SUTURE, POLYGLACTIN 910, ANTIBACTERIAL (COATED TRICLOSAN), MULTIFILAMENT, ABSORBABLE, SIZE 1, 25-26 MM, 1/2 CIRCLE, TAPER POINT NEEDLE, 90-95 CM, VIOLET, STERILE | GENERAL CONSUMABLES FOR: SURGICAL SUTURES, LAPRASCOPIC AND ROBOTIC SURGEONS SUPPLEMENTARY
9116 | 4231220304200 | SUTURE, POLYGLACTIN 910, ANTIBACTERIAL (COATED TRICLOSAN), MULTIFILAMENT, ABSORBABLE, SIZE 0, 37 MM ( +/- 1 MM ), 1/2 CIRCLE, TAPER POINT NEEDLE, 90-95 CM, VIOLET, STERILE | GENERAL CONSUMABLES FOR: SURGICAL SUTURES, LAPRASCOPIC AND ROBOTIC SURGEONS SUPPLEMENTARY
9117 | 4231220304100 | SUTURE, POLYGLACTIN 910, ANTIBACTERIAL (COATED TRICLOSAN), MULTIFILAMENT, ABSORBABLE, SIZE 4/0, 25-26 MM, 1/2 CIRCLE, TAPER POINT NEEDLE, 70-75 CM, VIOLET, STERILE | GENERAL CONSUMABLES FOR: SURGICAL SUTURES, LAPRASCOPIC AND ROBOTIC SURGEONS SUPPLEMENTARY
9118 | 4231220304000 | SUTURE, POLYGLACTIN 910, MULTIFILAMENT, ABSORBABLE, SIZE 3/0, 23-24 MM, 3/8 CIRCLE, REVERSE CUTTING NEEDLE, 70-75 CM, UNDYED, STERILE | GENERAL CONSUMABLES FOR: SURGICAL SUTURES, LAPRASCOPIC AND ROBOTIC SURGEONS SUPPLEMENTARY
9119 | 4231220303800 | SUTURE, POLYDIOXANONE, ANTIBACTERIAL (COATED TRICLOSAN), MONOFILAMENT, ABSORBABLE, SIZE 6/0, 13-14 MM, 3/8 CIRCLE, CUTTING NEEDLE, 45-50 CM, UNDYED, STERILE | GENERAL CONSUMABLES FOR: SURGICAL SUTURES, LAPRASCOPIC AND ROBOTIC SURGEONS SUPPLEMENTARY
9120 | 4231220303700 | SUTURE, POLYDIOXANONE, ANTIBACTERIAL (COATED TRICLOSAN), MONOFILAMENT, ABSORBABLE, SIZE 5/0, 13-14 MM, 3/8 CIRCLE, ROUND BODY NEEDLE, 70 CM, VIOLET, STERILE | GENERAL CONSUMABLES FOR: SURGICAL SUTURES, LAPRASCOPIC AND ROBOTIC SURGEONS SUPPLEMENTARY
9121 | 4231220303600 | SUTURE, POLYDIOXANONE, ANTIBACTERIAL (COATED TRICLOSAN), MONOFILAMENT, ABSORBABLE, SIZE 4/0, 19-20 MM, 3/8 CIRCLE, REVERSE CUTTING NEEDLE, 45-50 CM, UNDYED, STERILE | GENERAL CONSUMABLES FOR: SURGICAL SUTURES, LAPRASCOPIC AND ROBOTIC SURGEONS SUPPLEMENTARY
9122 | 4231220303400 | SUTURE, POLYDIOXANONE, ANTIBACTERIAL (COATED TRICLOSAN), MONOFILAMENT, ABSORBABLE, LOOP, SIZE 1, 48 MM ( +/- 1 MM ), 1/2 CIRCLE, ROUND BODY NEEDLE, 150 CM ( +/- 20 CM ), VIOLET, STERILE | GENERAL CONSUMABLES FOR: SURGICAL SUTURES, LAPRASCOPIC AND ROBOTIC SURGEONS SUPPLEMENTARY
9123 | 4231220303300 | SUTURE, POLYDIOXANONE, ANTIBACTERIAL (COATED TRICLOSAN), MONOFILAMENT, ABSORBABLE, SIZE 6/0, 11-12 MM, 3/8 CIRCLE, TAPER POINT NEEDLE, DOUBLE ARMED, 70 CM, VIOLET, STERILE | GENERAL CONSUMABLES FOR: SURGICAL SUTURES, LAPRASCOPIC AND ROBOTIC SURGEONS SUPPLEMENTARY
9124 | 4231220303100 | SUTURE, POLYDIOXANONE, ANTIBACTERIAL (COATED TRICLOSAN), MONOFILAMENT, ABSORBABLE, SIZE 5/0, 13-14 MM, 1/2 CIRCLE, TAPER POINT NEEDLE, 45-50 CM, VIOLET, STERILE | GENERAL CONSUMABLES FOR: SURGICAL SUTURES, LAPRASCOPIC AND ROBOTIC SURGEONS SUPPLEMENTARY
9125 | 4231220302900 | SUTURE, POLYDIOXANONE, ANTIBACTERIAL (COATED TRICLOSAN), MONOFILAMENT, ABSORBABLE, SIZE 4/0, 19-20 MM, 1/2 CIRCLE, TAPER POINT NEEDLE, 70 CM, VIOLET, STERILE | GENERAL CONSUMABLES FOR: SURGICAL SUTURES, LAPRASCOPIC AND ROBOTIC SURGEONS SUPPLEMENTARY
9126 | 4231220302700 | SUTURE, POLYDIOXANONE, ANTIBACTERIAL (COATED TRICLOSAN), MONOFILAMENT, ABSORBABLE, SIZE 0, 40 MM ( +/- 1 MM), 1/2 CIRCLE, TAPER POINT NEEDLE, 70 CM, VIOLET, STERILE | GENERAL CONSUMABLES FOR: SURGICAL SUTURES, LAPRASCOPIC AND ROBOTIC SURGEONS SUPPLEMENTARY
9127 | 4231220302600 | SUTURE, POLYDIOXANONE, ANTIBACTERIAL (COATED TRICLOSAN), MONOFILAMENT, ABSORBABLE, SIZE 5/0, 17-18 MM, 1/2 CIRCLE, TAPER POINT, 70 CM, VIOLET, STERILE | GENERAL CONSUMABLES FOR: SURGICAL SUTURES, LAPRASCOPIC AND ROBOTIC SURGEONS SUPPLEMENTARY
9128 | 4231220302500 | SUTURE, POLYDIOXANONE, ANTIBACTERIAL (COATED TRICLOSAN), MONOFILAMENT, ABSORBABLE, SIZE 3/0, 19-20 MM, 1/2 CIRCLE, ROUND BODY, 70 CM, VIOLET, STERILE | GENERAL CONSUMABLES FOR: SURGICAL SUTURES, LAPRASCOPIC AND ROBOTIC SURGEONS SUPPLEMENTARY
9129 | 4231220302400 | SUTURE, POLIGLECAPRONE 25, MONOFILAMENT, ABSORBABLE, SIZE 4/0, 25-26 MM, 3/8 CIRCLE, CUTTING NEEDLE, 70-75 CM, UNDYED, STERILE | GENERAL CONSUMABLES FOR: SURGICAL SUTURES, LAPRASCOPIC AND ROBOTIC SURGEONS SUPPLEMENTARY
9130 | 4231220302300 | SUTURE, POLIGLECAPRONE 25, ANTIBACTERIAL (COATED TRICLOSAN), MONOFILAMENT, ABSORBABLE, SIZE 3/0, 60 MM ( +/-2 MM ), STRAIGHT, REVERSE CUTTING NEEDLE, 70-75 CM, UNDYED, STERILE | GENERAL CONSUMABLES FOR: SURGICAL SUTURES, LAPRASCOPIC AND ROBOTIC SURGEONS SUPPLEMENTARY
9131 | 4231220302200 | SUTURE, POLIGLECAPRONE 25, ANTIBACTERIAL (COATED TRICLOSAN), MONOFILAMENT, ABSORBABLE, SIZE 2/0, 21-22 MM, 1/2 CIRCLE, ROUND BODY NE EDLE, 70-75 CM, VIOLET, STERILE | GENERAL CONSUMABLES FOR: SURGICAL SUTURES, LAPRASCOPIC AND ROBOTIC SURGEONS SUPPLEMENTARY
9132 | 4231220302100 | SUTURE, POLIGLECAPRONE 25, MONOFILAMENT, ABSORBABLE, SIZE 6/0, 13-14 MM, 3/8 CIRCLE, CUTTING NEEDLE, 45-50 CM, UNDYED, STERILE | GENERAL CONSUMABLES FOR: SURGICAL SUTURES, LAPRASCOPIC AND ROBOTIC SURGEONS SUPPLEMENTARY
9133 | 4231220216000 | SUTURE, POLYPROPYLENE, MONOFILAMENT, NON-ABSORBABLE, SIZE 2/0, 25-26 MM, 3/8 CIRCLE, REVERSE CUTTING NEEDLE, 45-50 CM, BLUE, STERILE | GENERAL CONSUMABLES FOR: SURGICAL SUTURES, LAPRASCOPIC AND ROBOTIC SURGEONS SUPPLEMENTARY
9134 | 4231220215900 | SUTURE, POLYPROPYLENE, MONOFILAMENT, NON-ABSORBABLE, SIZE 7/0, 13-14 MM, 3/8 CIRCLE, TUNGSTEN-RHENIUM ALLOY, TAPER POINT DOUBLE ARM NEEDLE, 60-65 CM, BLUE, STERILE | GENERAL CONSUMABLES FOR: SURGICAL SUTURES, LAPRASCOPIC AND ROBOTIC SURGEONS SUPPLEMENTARY
9135 | 4231220216900 | SUTURE, SILK, MULTIFILAMENT, NON-ABSORBABLE, SIZE 4/0, 17-18 MM, 1/2 CIRCLE, TAPER POINT DETACHABLE NEEDLE, 8 X 45-50 CM, BLACK, STERILE | GENERAL CONSUMABLES FOR: SURGICAL SUTURES, LAPRASCOPIC AND ROBOTIC SURGEONS SUPPLEMENTARY
9136 | 4231220214900 | SUTURE, POLYPROPYLENE, MONOFILAMENT, NON-ABSORBABLE, SIZE 0, 40 MM ( +/- 1 MM ), 1/2 CIRCLE, ROUND BODY NEEDLE, 70-75 CM, BLUE, STERILE | GENERAL CONSUMABLES FOR: SURGICAL SUTURES, LAPRASCOPIC AND ROBOTIC SURGEONS SUPPLEMENTARY
9137 | 4231220215300 | SUTURE, POLYPROPYLENE, MONOFILAMENT, NON-ABSORBABLE, SIZE 2/0, 40 MM ( +/- 1 MM ), 3/8 CIRCLE, ROUND BODY NEEDLE, 70-75 CM, BLUE, STERILE | GENERAL CONSUMABLES FOR: SURGICAL SUTURES, LAPRASCOPIC AND ROBOTIC SURGEONS SUPPLEMENTARY
9138 | 4231220215200 | SUTURE, POLYPROPYLENE, MONOFILAMENT, NON-ABSORBABLE, SIZE 2/0, 40 MM ( +/- 1 MM ), 3/8 CIRCLE, CUTTING NEEDLE, 100 CM, BLUE, STERILE | GENERAL CONSUMABLES FOR: SURGICAL SUTURES, LAPRASCOPIC AND ROBOTIC SURGEONS SUPPLEMENTARY
9139 | 4231220215000 | SUTURE, POLYPROPYLENE, MONOFILAMENT, NON-ABSORBABLE, SIZE 1, 50 MM ( +/- 1 MM ), 1/2 CIRCLE, REVERSE CUTTING NEEDLE, 100 CM, BLUE, STERILE | GENERAL CONSUMABLES FOR: SURGICAL SUTURES, LAPRASCOPIC AND ROBOTIC SURGEONS SUPPLEMENTARY
9140 | 4231220214800 | SUTURE, POLYPROPYLENE, MONOFILAMENT, NON-ABSORBABLE, SIZE 0, 31 MM ( +/- 1 MM ), 1/2 CIRCLE, TAPER POINT HEAVY NEEDLE, 100 CM, BLUE, STERILE | GENERAL CONSUMABLES FOR: SURGICAL SUTURES, LAPRASCOPIC AND ROBOTIC SURGEONS SUPPLEMENTARY
9141 | 4231220214500 | SUTURE, POLYAMIDE, MONOFILAMENT, NON-ABSORBABLE, SIZE 3/0, 19-20 MM, 3/8 CIRCLE, REVERSE CUTTING NEEDLE, 45-50 CM, BLUE, STERILE | GENERAL CONSUMABLES FOR: SURGICAL SUTURES, LAPRASCOPIC AND ROBOTIC SURGEONS SUPPLEMENTARY
9142 | 4231220214400 | SUTURE, POLYAMIDE, MONOFILAMENT, NON-ABSORBABLE, SIZE 5/0, 19-20 MM, 3/8 CIRCLE, CUTTING NEEDLE, 45-50 CM, STERILE | GENERAL CONSUMABLES FOR: SURGICAL SUTURES, LAPRASCOPIC AND ROBOTIC SURGEONS SUPPLEMENTARY
9143 | 4231220214300 | SUTURE, POLYAMIDE, MONOFILAMENT, NON-ABSORBABLE, SIZE 1, 48 MM ( +/- 1 MM ), 1/2 CIRCLE, TAPER POINT NEEDLE, 100 CM, BLACK, STERILE | GENERAL CONSUMABLES FOR: SURGICAL SUTURES, LAPRASCOPIC AND ROBOTIC SURGEONS SUPPLEMENTARY
9144 | 4231220214200 | SUTURE, POLYGLACTIN 910, MONOFILAMENT, ABSORBABLE, SIZE 10/0, 6.5 MM, 3/8 CIRCLE, SPATULATED NEEDLE, 10 CM, VIOLET, STERILE | GENERAL CONSUMABLES FOR: SURGICAL SUTURES, LAPRASCOPIC AND ROBOTIC SURGEONS SUPPLEMENTARY
9145 | 4231220214000 | SUTURE, POLYGLACTIN 910, MULTIFILAMENT, RAPID ABSORPTION, SIZE 6/0, 11-12 MM, 3/8 CIRCLE, REVERSE CUTTING NEEDLE, 45-50 CM, UNDYED, STERILE | GENERAL CONSUMABLES FOR: SURGICAL SUTURES, LAPRASCOPIC AND ROBOTIC SURGEONS SUPPLEMENTARY
9146 | 4231220213900 | SUTURE, POLYGLACTIN 910, MULTIFILAMENT, RAPID ABSORPTION, SIZE 5/0, 11-12 MM, 3/8 CIRCLE, REVERSE CUTTING NEEDLE, 45-50 CM, UNDYED, STERILE | GENERAL CONSUMABLES FOR: SURGICAL SUTURES, LAPRASCOPIC AND ROBOTIC SURGEONS SUPPLEMENTARY
9147 | 4231220213800 | SUTURE, POLYGLACTIN 910, MULTIFILAMENT, RAPID ABSORPTION, SIZE 4/0, 13-14 MM, 3/8 CIRCLE, CUTTING NEEDLE, 45-50 CM, UNDYED, STERILE | GENERAL CONSUMABLES FOR: SURGICAL SUTURES, LAPRASCOPIC AND ROBOTIC SURGEONS SUPPLEMENTARY
9148 | 4231220213700 | SUTURE, POLYGLACTIN 910, MULTIFILAMENT, RAPID ABSORPTION, SIZE 3/0, 15-16 MM, 3/8 CIRCLE, CUTTING NEEDLE, 70-75 CM, UNDYED, STERILE | GENERAL CONSUMABLES FOR: SURGICAL SUTURES, LAPRASCOPIC AND ROBOTIC SURGEONS SUPPLEMENTARY
9149 | 4231220213600 | SUTURE, POLYGLACTIN 910, MULTIFILAMENT, RAPID ABSORPTION, SIZE 2/0, 36 MM ( +/- 1 MM ), 1/2 CIRCLE, TAPER CUT NEEDLE, 90-95 CM, UNDYED, STERILE | GENERAL CONSUMABLES FOR: SURGICAL SUTURES, LAPRASCOPIC AND ROBOTIC SURGEONS SUPPLEMENTARY
9150 | 4231220213500 | SUTURE, POLYGLACTIN 910, MULTIFILAMENT, RAPID ABSORPTION, SIZE 4/0, 15-16 MM, 3/8 CIRCLE, REVERSE CUTTING NEEDLE, 70-75 CM, UNDYED, STERILE | GENERAL CONSUMABLES FOR: SURGICAL SUTURES, LAPRASCOPIC AND ROBOTIC SURGEONS SUPPLEMENTARY
9151 | 4231220213400 | SUTURE, POLYGLACTIN 910, MULTIFILAMENT, RAPID ABSORPTION, SIZE 0, 40 MM ( +/- 1 MM ), 1/2 CIRCLE, ROUND BODY NEEDLE, 70-75 CM, UNDYED, STERILE | GENERAL CONSUMABLES FOR: SURGICAL SUTURES, LAPRASCOPIC AND ROBOTIC SURGEONS SUPPLEMENTARY
9152 | 4231220213200 | SUTURE, POLYGLACTIN 910, ANTIBACTERIAL (COATED TRICLOSAN), MULTIFILAMENT, ABSORBABLE, SIZE 4/0, 23-24 MM, 3/8 CIRCLE, PRIME CUTTING NEEDLE, 70-75 CM, UNDYED, STERILE | GENERAL CONSUMABLES FOR: SURGICAL SUTURES, LAPRASCOPIC AND ROBOTIC SURGEONS SUPPLEMENTARY
9153 | 4231220213100 | SUTURE, POLYGLACTIN 910, ANTIBACTERIAL (COATED TRICLOSAN), MULTIFILAMENT, ABSORBABLE, SIZE 3/0, NEEDLE FREE, 6 X 45-50 CM, VIOLET, STERILE | GENERAL CONSUMABLES FOR: SURGICAL SUTURES, LAPRASCOPIC AND ROBOTIC SURGEONS SUPPLEMENTARY
9154 | 4231220212900 | SUTURE, POLYGLACTIN 910, ANTIBACTERIAL (COATED TRICLOSAN), MULTIFILAMENT, ABSORBABLE, SIZE 2/0, 25-26 MM, 1/2 CIRCLE, TAPER POINT BLACK NEEDLE, 70-75 CM, VIOLET, STERILE | GENERAL CONSUMABLES FOR: SURGICAL SUTURES, LAPRASCOPIC AND ROBOTIC SURGEONS SUPPLEMENTARY
9155 | 4231220212800 | SUTURE, POLYGLACTIN 910, ANTIBACTERIAL (COATED TRICLOSAN), MULTIFILAMENT, ABSORBABLE, SIZE 2/0, NEEDLE FREE, 6 X 45-50 CM, VIOLET, STERILE | GENERAL CONSUMABLES FOR: SURGICAL SUTURES, LAPRASCOPIC AND ROBOTIC SURGEONS SUPPLEMENTARY
9156 | 4231220212700 | SUTURE, POLYGLACTIN 910, ANTIBACTERIAL (COATED TRICLOSAN), MULTIFILAMENT, ABSORBABLE, SIZE 2/0, 40 MM ( +/- 1 MM), 1/2 CIRCLE, ROUND BODY NEEDLE, 70-75 CM, VIOLET, STERILE | GENERAL CONSUMABLES FOR: SURGICAL SUTURES, LAPRASCOPIC AND ROBOTIC SURGEONS SUPPLEMENTARY
9157 | 4231220212600 | SUTURE, POLYGLACTIN 910, ANTIBACTERIAL (COATED TRICLOSAN), MULTIFILAMENT, ABSORBABLE, SIZE 2/0, 31 MM ( +/- 1 MM), 1/2 CIRCLE, TAPER POINT NEEDLE, 70-75 CM, VIOLET, STERILE | GENERAL CONSUMABLES FOR: SURGICAL SUTURES, LAPRASCOPIC AND ROBOTIC SURGEONS SUPPLEMENTARY
9158 | 4231220215500 | SUTURE, POLYPROPYLENE, MONOFILAMENT, NON-ABSORBABLE, SIZE 3/0, 17-18 MM, 1/2 CIRCLE, TAPER POINT DOUBLE ARM NEEDLE, 90-95 CM, BLUE, STERILE | GENERAL CONSUMABLES FOR: SURGICAL SUTURES, LAPRASCOPIC AND ROBOTIC SURGEONS SUPPLEMENTARY
9159 | 4231220215600 | SUTURE, POLYPROPYLENE, MONOFILAMENT, NON-ABSORBABLE, SIZE 3/0, 21-22 MM, 1/2 CIRCLE, TAPER POINT NEEDLE, 70-75 CM, BLUE, STERILE | GENERAL CONSUMABLES FOR: SURGICAL SUTURES, LAPRASCOPIC AND ROBOTIC SURGEONS SUPPLEMENTARY
9160 | 4229290415300 | SUTURE, POLYDIOXANONE, MONOFILAMENT, ABSORBABLE, SIZE 1, 50 MM ( +/- 1 MM), 1/2 CIRCLE, TAPER POINT NEEDLE, 90-95 CM, VIOLET, STERILE | GENERAL CONSUMABLES FOR: SURGICAL SUTURES, LAPRASCOPIC AND ROBOTIC SURGEONS SUPPLEMENTARY
9161 | 4231220215800 | SUTURE, POLYPROPYLENE, MONOFILAMENT, NON-ABSORBABLE, SIZE 6/0, 10 MM, 3/8 CIRCLE, TAPER POINT DOUBLE ARM NEEDLE, 60-65 CM, BLUE, STERILE | GENERAL CONSUMABLES FOR: SURGICAL SUTURES, LAPRASCOPIC AND ROBOTIC SURGEONS SUPPLEMENTARY
9162 | 4227161600500 | FILTER DLCO, DISPOSABLE COMPATIBLE WITH PFT MACHINE EASY ONE PRO OR EQUIVALENT | ANESTHSIA AND RESPIRATORY SUPPLEMENTARY
9163 | 4227162100500 | ADAPTER STRAIGHT 22M (OD) -15F (ID) WITH ELBOW CO2 LUER LUCK PORT DISPOSABLE NON STERILE | ANESTHSIA AND RESPIRATORY SUPPLEMENTARY
9164 | 4227221301300 | MASK FULL FACE ORONASAL, PEDIATRIC (SILICONE/GEL), NON-VENTED, SIZE SMALL WITH STRAP AND SWIVEL, ADJUSTABLE FOREHEAD SUPPORT, DISPOSABLE FOR VENTILATOR | ANESTHSIA AND RESPIRATORY SUPPLEMENTARY
9165 | 4227162201600 | WRAP VEST, SIZE MEDIUM FOR CHEST SECRETION MOBILIZATION DEVICE DISPOSABLE, COMPATIBLE WITH CAREWAY OR EQUIVALENT | ANESTHSIA AND RESPIRATORY SUPPLEMENTARY
9166 | 4227250032300 | SET FOR PCA PUMP (SHOULD BE COMPATIBLE WITH B.BRAUN SYSTEM OR EQUIVALENT ) | ANESTHSIA AND RESPIRATORY SUPPLEMENTARY
9167 | 4227162202400 | WRAP VEST, SIZE XLARGE FOR CHEST SECRETION MOBILIZATION DEVICE DISPOSABLE, COMPATIBLE WITH CAREWAY OR EQUIVALENT | ANESTHSIA AND RESPIRATORY SUPPLEMENTARY
9168 | 4227250031400 | PRE FILLED SODA LIME CANISTER COLOR WHITE TO VIOLET DISPOSABLE (SHOULD BE COMPATIBLE WITH MINDRAY MACHINE OR EQUIVALENT ) | ANESTHSIA AND RESPIRATORY SUPPLEMENTARY
9169 | 4227250031200 | WATER TRAPS FOR USE WITH ANESTHESIA MACHINE FOR SAMPLING LINE, SHOULD BE COMPATIBLE WITH MAQUET MACHINE OR EQUIVALENT | ANESTHSIA AND RESPIRATORY SUPPLEMENTARY
9170 | 4227162203000 | WRAP VEST, SIZE LARGE FOR CHEST SECRETION MOBILIZATION DEVICE DISPOSABLE, COMPATIBLE WITH CAREWAY OR EQUIVALENT | ANESTHSIA AND RESPIRATORY SUPPLEMENTARY
9171 | 4227162203800 | WRAP VEST, SIZE SMALL FOR CHEST SECRETION MOBILIZATION DEVICE DISPOSABLE, COMPATIBLE WITH CAREWAY OR EQUIVALENT | ANESTHSIA AND RESPIRATORY SUPPLEMENTARY
9172 | 4227164000400 | MOUTH PIECE BREATHING TUBE, ERGONOMIC, DISPOSABLE, FOR INFECTION ISOLATION COMPATIBLE WITH NDD-EASYONE PRO OR EQUIVALENT | ANESTHSIA AND RESPIRATORY SUPPLEMENTARY
9173 | 4227161500100 | FLOW SENSOR FOR SCREEN PNEUMOTACH PEDIATRIC, COMPATIBLE WITH PFT MACHINE | ANESTHSIA AND RESPIRATORY SUPPLEMENTARY
9174 | 4227220905200 | VENTILATOR CIRCUIT KIT SIZE ADULT DUAL LIMB HEATED BOTH SIDES INSPIRATORY LIMB 1.6 M LONG EXTENSION TUBE 0.5 M LONG WITH MICROPORES LIMBS NO CONDENSATION TECHNOLOGY WITHOUT WATER TRAP WITH AUTOFILL HUMIDIFIER CHAMBER SINGLE USE INCLUDED BACTERIAL/VIRAL FILTER. | ANESTHSIA AND RESPIRATORY SUPPLEMENTARY
9175 | 4227191522200 | TRACHEOSTOMY PERCUTANEOUS KIT (ONE STAGE DILATOR, TRACHEOSTOMY TUBE WITH SUBGLOTTIC SUCTION, TWO INNER CANNULA, TRACHEOSTOMY HOLDER, GUIDEWIRE WITH PROXIMAL AND DISTAL MARKING, INTRODUCER CANNULA, SPLIT GAUZE, SAFETY SCALPEL, CANNULA, 10 CC SYRINGE), RADIOPAQUE MARKING, STERILE SIZE 6.0MM (ID). | ANESTHSIA AND RESPIRATORY SUPPLEMENTARY
9176 | 4227151506200 | VENTILATOR CIRCUIT ADAPTER SET, SIDE-STREAM, ADULT/ PEDIATRIC, FOR USE WITH INTUBATED PATIENT FOR CONTINUOUS CO2 MEASUREMENT, SINGLE PATIENT USE, UNIVERSAL COMPATIBILITY. | ANESTHSIA AND RESPIRATORY SUPPLEMENTARY
9177 | 4227151505500 | NASAL/ORAL CO2 CANNULA WITHOUT O2 CONNECTION, SET, USED IN HIGH HUMIDITY SETTING, SIZE ADULT, FOR CONTINUOUS MEASUREMENT, SINGLE PATIENT USE, COMPATIBLE WITH EACH HOSPITAL STANDARDS | ANESTHSIA AND RESPIRATORY SUPPLEMENTARY
9178 | 4227222009300 | MACHINE DUST FILTER, COMPATIBLE WITH PHILIPS VENTILATORS, MODEL TRILOGY 100 AND 200 OR EQUIVALENT | ANESTHSIA AND RESPIRATORY SUPPLEMENTARY
9179 | 4227220902100 | VENTILATOR CIRCUIT, SINGLE LUMEN, NON-HEATED, WITH EXPIRATORY VALVE, MEASUREMENT LINE, COMPATIBLE WITH CARINA OR EQUIVALENT, DISPOS ABLE., ONE (1) ITEM/PC = ONE (1) SET | ANESTHSIA AND RESPIRATORY SUPPLEMENTARY
9180 | 4227151502900 | NEONATE NITRIC OXIDE DELIVERY AND SAMPLING COMPLETED KIT, SHOULD BE COMPATIBLE WITH NOX-TEC FOR VENTILATOR OR EQUIVALENT | ANESTHSIA AND RESPIRATORY SUPPLEMENTARY
9181 | 4227250027400 | TUBE ENDOTRACHEAL, SILICON, SPECIALIST SOFT NASAL NORTH, PROFILE CUFF HIGH VOLUME LOW PRESSURE, ATRAUMATIC ROUNDED TIP, CURVED TOWARDS THE FOREHEAD, ATRAUMATIC MURPHY EYE, DISPOSABLE, STERILE, LATEX FREE, SIZE, 8.5MM (ID) | ANESTHSIA AND RESPIRATORY SUPPLEMENTARY
9182 | 4227191544100 | INNER CANNULA , WITH TWIST LOCK MECHANISM, USED WITH TRACHEOSTOMY XLT SIZE 5.0 SINGLE USE STERILE, DISPOSABLE | ANESTHSIA AND RESPIRATORY SUPPLEMENTARY
9183 | 4227191544200 | INNER CANNULA , WITH TWIST LOCK MECHANISM, USED WITH TRACHEOSTOMY XLT SIZE 8.0 SINGLE USE STERILE, DISPOSABLE | ANESTHSIA AND RESPIRATORY SUPPLEMENTARY
9184 | 4227191544600 | MASK NASAL PEDIATRIC (SILICONE/GEL), VENTED, SIZE EXTRA SMALL WITH STRAP AND SWIVEL, ADJUSTABLE FOREHEAD SUPPORT, ADJUSTABLE MOLD DISPOSABLE FOR CPAP/BIPAP MACHINE. | ANESTHSIA AND RESPIRATORY SUPPLEMENTARY
9185 | 4227190336300 | NASOPHARYNGEAL AIRWAY, LATEX FREE, SILICON , (ADJUSTABLE) WITH DISTAL - ROUNDED TIP + DEPTH FIXATION DEVICE + 15MM (ID) CONNECTOR STERILE, DISPOSABLE SIZE 4.0MM (ID) | ANESTHSIA AND RESPIRATORY SUPPLEMENTARY
9186 | 4214180300000 | NIBP NEONATAL MRI, COMPATIBILITY 6 M, COMPATIBLE WITH GE PATIENT MONITOR OR EQUIVALENT, LATEX FREE, REUSABLE | ANESTHSIA AND RESPIRATORY SUPPLEMENTARY
9187 | 4227150510900 | AIRWAY ADAPTER,SIZE ADULT, EXTENDABLE UP TO 7CM, 15MM(OD) 22MM(OD) DISPOSABLE. | ANESTHSIA AND RESPIRATORY SUPPLEMENTARY
9188 | 4227151521500 | OXYGEN CYLINDER REGULATOR, CGA 870, WITH PRESSURE GAUGE AND DIAL OR CLICK STYLE FLOWMETER 1-15 LPM WITH LOW FLOW INCREMENT OF 0.5 LPM, MUST BE MRI COMPATIBLE. | ANESTHSIA AND RESPIRATORY SUPPLEMENTARY
9189 | 4227190337000 | NASOPHARYNGEAL AIRWAY, LATEX FREE, IVORY, (ADJUSTABLE) WITH DISTAL - ROUNDED TIP + DEPTH FIXATION DEVICE + 15MM (ID) CONNECTOR STERILE, DISPOSABLE SIZE 7.5MM (ID) | ANESTHSIA AND RESPIRATORY SUPPLEMENTARY
9190 | 4227160010000 | CATHETER CENTRAL VENOUS COMPLETE SET RADIOPAQUE CONTAINS: - TRIPLE LUMEN PUR CATHETER. - GUIDE WIRE (UNKINKABLE) - NON LUER LOCK SY RANGE 5 ML - INTRODUCER NEEDLE SHORT BEVEL. - INTRODUCER CANNULA. - DILATOR. - SECONDARY FIXATION DEVICE. -SLIDING CLAMPS SIZE: 5 FR LENGTH 10-13 CM PEEL PACK DISPOSABLE STERILE | ANESTHSIA AND RESPIRATORY SUPPLEMENTARY
9191 | 4110623101500 | CASSETTE FOR RAPID INFUSER WITH 3-SPIKE DISPOSABLE SET, MEDICAL GRADE STAINLESS STEEL RINGS WITHIN THE STERILE FLUID PATH, HEAT EXCHANGER, PATIENT LINE WITH INJECTION PORT120 ML RESERVOIR WITH 250-MICRON COARSE BLOOD FILTER, ALUMINUM-FREE, COMPATIBLE WITH BELMONT OR EQUIVALENT | ANESTHSIA AND RESPIRATORY SUPPLEMENTARY
9192 | 4227151519200 | FACE SHIELD, TRANSPARENT, WITH FILTER FOR CPR WITH INSTRUCTIONS PRINTED ON IT | ANESTHSIA AND RESPIRATORY SUPPLEMENTARY
9193 | 4224180802800 | SACROILIAC JOINT ABLATION AND PULSED RADIOFREQUENCY PROBE WITH 3 ELECTRODES. COMPATIBLE WITH ABBOTT IONIC FR GENERATOR DISPOSABLE | ANESTHSIA AND RESPIRATORY SUPPLEMENTARY
9194 | 4227250040300 | SPINAL NEEDLE QUINCKE TYPE POINT, DISPOSABLE, STERILE, 22G X 7 INCH | ANESTHSIA AND RESPIRATORY SUPPLEMENTARY
9195 | 4227151521100 | VENTILATOR CIRCUIT 1.5M LONG 15MM Ø SIZE PEDIATRIC WITH EXPIRATION VALVE INCLUDES VALVE MEASUREMENT LINE PRESSURE MEASUREMENT LINE DISPOSABLE COMPATIBLE WITH VENTI LOGIC LS VENTILATOR OR EQUIVALENT | ANESTHSIA AND RESPIRATORY SUPPLEMENTARY
9196 | 4227151516300 | CALIBRATION SYRINGE, 3.0 L VOLUME, COMPATIBLE WITH HOSPITAL STANDARD PFT MACHINE, MEDGRAPHIC-PLATINUM OR EQUIVALENT | ANESTHSIA AND RESPIRATORY SUPPLEMENTARY
9197 | 4227151515200 | VENTILATOR CIRCUIT, SIZE NEONATE, DUAL LIMB, HEATED BOTH SIDES, WITH HUMIDIFIER CHAMBER, DISPOSABLE, COMPATIBLE WITH H900 HUMIDIFIER OR EQUIVALENT | ANESTHSIA AND RESPIRATORY SUPPLEMENTARY
9198 | 4227151515100 | VENTILATOR CIRCUIT, DUAL LIMB, HEATED BOTH SIDES, SIZE ADULT/PEDIATRIC, WITH HUMIDIFIER CHAMBER, DISPOSABLE, COMPATIBLE WITH H900 HUMIDIFIER OR EQUIVALENT | ANESTHSIA AND RESPIRATORY SUPPLEMENTARY
9199 | 4227151521200 | FINE FILTER COMPATIBLE WITH VENTI LOGIC LS OR EQUIVALENT | ANESTHSIA AND RESPIRATORY SUPPLEMENTARY
9200 | 4222170700100 | EPIDURAL YELLOW COLORED INFUSION SET, COMPATIBLE WITH CADD SYSTEM OR EQUIVALENT | ANESTHSIA AND RESPIRATORY SUPPLEMENTARY
9201 | 4227221400300 | AIRWAY ACCESS ADAPTER TO BE USED WITH VENTILATION MACHINE AND SUCTION MACHINE Y-SHAPED SIZE NEONATES COMPATIBLE WITH NEONATE ETT TUBE SIZE 2.5 AND 3.0 AND 3.5 DISPOSABLE STERILE. EACH PIECES=1 KIT | ANESTHSIA AND RESPIRATORY SUPPLEMENTARY
9202 | 4227151509800 | VENTILATOR CIRCUIT, DOUBLE LUMEN, PRESSURE LINE, NON-HEATED, WITH EXHALATION VALVE, SIZE ADULT, DISPOSABLE, OXYGEN SENSOR ADAPTER, C OMPATIBLE WITH VENTI LOGIC LS OR EQUIVALENT | ANESTHSIA AND RESPIRATORY SUPPLEMENTARY
9203 | 4227151509700 | VENTILATOR CIRCUIT, SINGLE LUMEN, NON-HEATED, MRI COMPATIBLE, 3.6 M LONG, SIZE NEONATE, WITH EXHALATION VALVE AND LINE, PRESSURE LINE, DISPOSABLE, COMPATIBLE WITH IMPACT EAGLE - ZOLL MACHINE OR EQUIVALENT | ANESTHSIA AND RESPIRATORY SUPPLEMENTARY
9204 | 4227221311120 | STRAP CHIN VELCRO ADULT SIZE COMPATIBLE WITH TCM OR EQUIVALENT | ANESTHSIA AND RESPIRATORY SUPPLEMENTARY
9205 | 4227151509600 | VENTILATOR CIRCUIT, SINGLE LUMEN, NON-HEATED, 1.8 M LONG, SIZE NEONATE, WITH EXHALATION VALVE AND LINE, PRESSURE LINE, DISPOSABLE, COMPATIBLE WITH IMPACT EAGLE - ZOLL MACHINE OR EQUIVALENT | ANESTHSIA AND RESPIRATORY SUPPLEMENTARY
9206 | 4227151509500 | VENTILATOR CIRCUIT, SINGLE LUMEN, NON-HEATED, MRI COMPATIBLE, 3.6 M LONG, SIZE ADULT/PEDIATRIC, WITH EXHALATION VALVE AND LINE, PRESSURE LINE, DISPOSABLE, COMPATIBLE WITH IMPACT EAGLE - ZOLL MACHINE OR EQUIVALENT | ANESTHSIA AND RESPIRATORY SUPPLEMENTARY
9207 | 4227180605300 | MESH NEBULIZER KIT FOR AIRICU. MESH NEBULIZER CHAMBER WITH MOUTHPIECE INCLUDES MEDICATION CUP WITH 8 ML CAPACITY, OXYGEN TUBE AND TWO DIFFERENT SIZES OF FACE MASK. COMPATIBLE WITH AIRICU OR EQUIVALENT | ANESTHSIA AND RESPIRATORY SUPPLEMENTARY
9208 | 4227180605200 | NEBULIZER MESH ADAPTER, DISPOSABLE, COMPATIBLE WITH VAPOTHERM HIGH FLOW CIRCUIT OR EQUIVALENT | ANESTHSIA AND RESPIRATORY SUPPLEMENTARY
9209 | 4227190337200 | NASOPHARYNGEAL AIRWAY, LATEX FREE, IVORY, (ADJUSTABLE) WITH DISTAL - ROUNDED TIP + DEPTH FIXATION DEVICE + 15MM (ID) CONNECTOR STERILE, DISPOSABLE SIZE 8.5MM (ID) | ANESTHSIA AND RESPIRATORY SUPPLEMENTARY
9210 | 4214250207100 | SPINAL NEEDLE QUINCKE TYPE POINT DISPOSABLE STERILE 22G X 5 INCH | ANESTHSIA AND RESPIRATORY SUPPLEMENTARY
9211 | 4227190337100 | NASOPHARYNGEAL AIRWAY, LATEX FREE, IVORY, (ADJUSTABLE) WITH DISTAL - ROUNDED TIP + DEPTH FIXATION DEVICE + 15MM (ID) CONNECTOR STERILE, DISPOSABLE SIZE 8.0MM (ID) | ANESTHSIA AND RESPIRATORY SUPPLEMENTARY
9212 | 4227221308300 | MASK NASAL, FOR CPAP MACHINE PEDIATRIC, WITH 3 SIZES CUSHION, DISPOSABLE, VENTED, WITH FITTING GUIDE., ONE (1) EACH = ONE (1) SET | ANESTHSIA AND RESPIRATORY SUPPLEMENTARY
9213 | 4218180400100 | PROBE SOFT LNCS MASIMO DBI FOR SLEEP STUDY MACHINE ADULT REUSABLE, COMPATIBLE WITH ALICE 6 AND 5 OR EQUIVALENT | ANESTHSIA AND RESPIRATORY SUPPLEMENTARY
9214 | 4112170900200 | TUBE PLASTIC, MICRO CAPILLARY FOR BLOOD GAS, WITH HEPARINIZED 50-70 IU/ML, 0.1 ML, WITH CAP FOR BOTH END. | ANESTHSIA AND RESPIRATORY SUPPLEMENTARY
9215 | 4227191506700 | INNER CANNULA , WITH TWIST LOCK MECHANISM, USED WITH TRACHEOSTOMY XLT SIZE 7.0 SINGLE USE STERILE, DISPOSABLE | ANESTHSIA AND RESPIRATORY SUPPLEMENTARY
9216 | 4227150511000 | AIRWAY ADAPTER,SIZE PEDIATRIC, EXTENDABLE UP TO 5CM, 15MM(OD) 15MM(ID) DISPOSABLE. | ANESTHSIA AND RESPIRATORY SUPPLEMENTARY
9217 | 4227191506600 | INNER CANNULA , WITH TWIST LOCK MECHANISM, USED WITH TRACHEOSTOMY XLT SIZE 6.0 SINGLE USE STERILE, DISPOSABLE | ANESTHSIA AND RESPIRATORY SUPPLEMENTARY
9218 | 4227250026200 | TUBE ENDOTRACHEAL, SILICON, SPECIALIST SOFT NASAL NORTH, PROFILE CUFF HIGH VOLUME LOW PRESSURE, ATRAUMATIC ROUNDED TIP, CURVED TOWARDS THE FOREHEAD, ATRAUMATIC MURPHY EYE, DISPOSABLE, STERILE, LATEX FREE, SIZE, 5.5MM (ID) | ANESTHSIA AND RESPIRATORY SUPPLEMENTARY
9219 | 4227250067200 | CATHETER CENTRAL VENOUS COMPLETE KIT ANTI-MICROBIAL CONTAINS: DOUBLE LUMEN CATHETER 4 FR X 5CM - GUIDE WIRE (UNKINKABLE) NOT LESS THAN 40CM WITH SOFT TIP AND END J- TIP EXTENSION LINE CLAMPS FENESTRATED DRAPE ADHESIVE NOT LESS THAN 40X60 CM WITH 7-10CM FENESTRATION- CATHETER CONTAIN CLAMP- SCALPEL NUMBER 11 NOT LESS THAN FOUR GAUZE 4X4INCH NOT LESS THAN TWO 2X2INCH SUTURE BRAIDED SILK WITH STRAIGHT NEEDLE TISSUE DILATOR INJECTION NEEDLE 25G SYRINGE 3ML LUER LOCK SYRINGE 5ML LUER SLIP INTRODUCER NEEDLE 21 GA CATHETER 22 GA X NOT LESS THAN 4.0CM RADIOPAQUE WITH INTRODUCER NEEDLE WITH 5 ML LUER-SLIP SYRINGE DISPOSABLE STERILE. | ANESTHSIA AND RESPIRATORY SUPPLEMENTARY
9220 | 4227250067300 | CATHETER CENTRAL VENOUS COMPLETE KIT ANTI-MICROBIAL CONTAINS: DOUBLE LUMEN CATHETER 4 FR X 13CM - GUIDE WIRE (UNKINKABLE) NOT LESS THAN 40CM WITH SOFT TIP AND END J- TIP EXTENSION LINE CLAMPS FENESTRATED DRAPE ADHESIVE NOT LESS THAN 40X60 CM WITH 7-10CM FENESTRATION- CATHETER CONTAIN CLAMP- SCALPEL NUMBER 11 NOT LESS THAN FOUR GAUZE 4X4INCH NOT LESS THAN TWO 2X2INCH SUTURE BRAIDED SILK WITH STRAIGHT NEEDLE TISSUE DILATOR INJECTION NEEDLE 25G SYRINGE 3ML LUER LOCK SYRINGE 5ML LUER SLIP INTRODUCER NEEDLE 21 GA CATHETER 22 GA X NOT LESS THAN 4.0CM RADIOPAQUE WITH INTRODUCER NEEDLE WITH 5 ML LUER-SLIP SYRINGE DISPOSABLE STERILE. | ANESTHSIA AND RESPIRATORY SUPPLEMENTARY
9221 | 4227250067400 | RESERVOIR AND CASSETTE FULL SET FOR RAPID INFUSER CONTAINS CASSETTE MEDICAL GRADE STAINLESS STEEL RINGS WITHIN THE STERILE FLUID PATH, HEAT EXCHANGER, PATIENT LINE WITH INJECTION PORT AND 3.0 L RESERVOIR WITH 160-MICRON MICROAGGREGATE BLOOD TRANSFUSION FILTER, ALUMINUM-FREE, ,COMPATIBLE WITH BELMONT OR EQUIVALENT | ANESTHSIA AND RESPIRATORY SUPPLEMENTARY
9222 | 4219000085000 | HYPERTHERMIA KIT WITH 4.4 LITER RESERVOIR MEDICAL GRADE STAINLESS STEEL RINGS WITHIN THE STERILE FLUID PATH HEAT EXCHANGER DOUBLE LUMEN PATIENT LINE WITH (2) TEMPERATURE PROBES ALUMINUM-FREE COMPATIBLE WITH HYPERTHERMIA PUMP OR EQUIVALENT | ANESTHSIA AND RESPIRATORY SUPPLEMENTARY
9223 | 4200000266300 | NASAL KIT PEDIATRIC RELATED TO ANALYZER FRACTIONAL EXHALED NITRIC OXIDE = COMPATIBLE WITH NIOX VERO OR EQUIVALENT | ANESTHSIA AND RESPIRATORY SUPPLEMENTARY
9224 | 4200014100100 | SENSOR, BODY POSITIONAL SENSOR / COMPATIBLE WITH ALICE 6 POLYSOMNOGRAPHY | ANESTHSIA AND RESPIRATORY SUPPLEMENTARY
9225 | 4227164602300 | FILTER CAPNOGRAPH COMPATIBLE WITH LIFESENSE - SLEEP STUDY MACHINE ALICE 6 AND 5 OR EQUIVALENT | ANESTHSIA AND RESPIRATORY SUPPLEMENTARY
9226 | 4228190001900 | ADULT CURE WRAP WATER WARNING WITH A SOFT MESH, SECURED VIA PRESSURE SENSITIVE ADHESIVESTRIPS WHICH ADHERE TO THE GARMENT AND NOT THE PATIENT ,SIZE ADULT SINGLE USE COMPATIBLE WITH CRITICOOL OR EQUIVALENT | ANESTHSIA AND RESPIRATORY SUPPLEMENTARY
9227 | 4228190002000 | PEDIATRIC MD CURE WRAP WATER WARNING WITH A SOFT MESH, SECURED VIA PRESSURE SENSITIVE ADHESIVESTRIPS WHICH ADHERE TO THE GARMENT AND NOT THE PATIENT ,SIZE PEDIATRIC ,SINGLE USE COMPATIBLE WITH CRITICOOL OR EQUIVALENT | ANESTHSIA AND RESPIRATORY SUPPLEMENTARY
9228 | 4228190002100 | PEDIATRIC XL CURE WRAP WATER WARNING WITH A SOFT MESH, SECURED VIA PRESSURE SENSITIVE ADHESIVESTRIPS WHICH ADHERE TO THE GARMENT AND NOT THE PATIENT , FOR PEDICATRIC EXTRA LARG ,SINGLE USE COMPATIBLE WITH CRITICOOL OR EQUIVALENT | ANESTHSIA AND RESPIRATORY SUPPLEMENTARY
9229 | 4228190002200 | INFANT CURE WRAP WATER WARNING WITH A SOFT MESH, SECURED VIA PRESSURE SENSITIVE ADHESIVESTRIPS WHICH ADHERE TO THE GARMENT AND NOT THE PATIENT ,SIZE INFANT SINGLE USE COMPATIBLE WITH CRITICOOL OR EQUIVALENT | ANESTHSIA AND RESPIRATORY SUPPLEMENTARY
9230 | 4227250067100 | CATHETER CENTRAL VENOUS COMPLETE KIT ANTI-MICROBIAL CONTAINS: DOUBLE LUMEN CATHETER 4 FR X 8CM - GUIDE WIRE (UNKINKABLE) NOT LESS THAN 40CM WITH SOFT TIP AND END J- TIP EXTENSION LINE CLAMPS FENESTRATED DRAPE ADHESIVE NOT LESS THAN 40X60 CM WITH 7-10CM FENESTRATION- CATHETER CONTAIN CLAMP- SCALPEL NUMBER 11 NOT LESS THAN FOUR GAUZE 4X4 NOT LESS THAN TWO 2X2 SUTURE BRAIDED SILK WITH STRAIGHT NEEDLE TISSUE DILATOR INJECTION NEEDLE 25G SYRINGE 3ML LUER LOCK SYRINGE 5ML LUER SLIP INTRODUCER NEEDLE 21 GA CATHETER 22 GA X NOT LESS THAN 4.0CM RADIOPAQUE WITH INTRODUCER NEEDLE WITH 5 ML LUER-SLIP SYRINGE DISPOSABLE STERILE. | ANESTHSIA AND RESPIRATORY SUPPLEMENTARY
9231 | 4228190002300 | INFANT CURE WRAP WATER WARNING WITH A SOFT MESH, SECURED VIA PRESSURE SENSITIVE ADHESIVESTRIPS WHICH ADHERE TO THE GARMENT AND NOT THE PATIENT , SIZE INFANT EXTRA SMALL, SINGLE USE COMPATIBLE WITH CRITICOOL OR EQUIVALENT | ANESTHSIA AND RESPIRATORY SUPPLEMENTARY
9232 | 4227151524900 | STANDARD MOUTH PIECE WITH FILTER FOR FENO MEASUREMENTS COMPATIBLE WITH MEDISOFT-FENO+ OR EQUIVALENT | ANESTHSIA AND RESPIRATORY SUPPLEMENTARY
9233 | 4227150506100 | GUIDE WIRE SPRING 0.018 (0.45MM) X (25CM) WITH STRAIGHT SOFT TIP STRAIGHT BOTH ENDS | ANESTHSIA AND RESPIRATORY SUPPLEMENTARY
9234 | 4227150507400 | OPHTHALMIC BLOCKS NEEDLE, WITH PORT ONE FOR INJECTION SIZE: 24G X 30MM DISPOSABLE, STERILE | ANESTHSIA AND RESPIRATORY SUPPLEMENTARY
9235 | 4227150507500 | OPHTHALMIC BLOCKS NEEDLE, WITH PORT ONE FOR INJECTION SIZE: 24G X 40MM DISPOSABLE, STERILE | ANESTHSIA AND RESPIRATORY SUPPLEMENTARY
9236 | 4227164603000 | CAPNOGRAPHY SENSOR, SAMPLING LINE, 2 M LONG, FOR ALICE 6 AND 5 COMPATIBLE WIT LOFLO MODULE OR EQUIVALENT | ANESTHSIA AND RESPIRATORY SUPPLEMENTARY
9237 | 4227150511900 | PLUG ADAPTER DUAL SHAPE,COMPATIBLE WITH PFT VYAIRE-JAEGER MACHINE OR EQUIVALENT | ANESTHSIA AND RESPIRATORY SUPPLEMENTARY
9238 | 4227150511700 | NEWBORN DOUBLE LUMEN BREATHING CIRCUIT MADE OF PVC DISPOSABLE COMPATIBLE WITH SIARETRON 1000 IPER HYPERBARIC OXYGEN CHAMBER VENTILATOR | ANESTHSIA AND RESPIRATORY SUPPLEMENTARY
9239 | 4227151524500 | CONNECTOR OXYGEN, Y-SHAPED, 3 MM, PLASTIC, DISPOSABLE | ANESTHSIA AND RESPIRATORY SUPPLEMENTARY
9240 | 4227150511200 | PILOT BALLON TUBE ASSEMBLY REPAIR KIT DISPOSABLE | ANESTHSIA AND RESPIRATORY SUPPLEMENTARY
9241 | 4227150509600 | VENTILATOR CIRCUIT SET, DUAL LUMEN, NON-HEATED, WITH EXPIRATORY VALVE SIZE NEONATAL, PRESSURE LINE, LENGTH AT LEAST 2M TO 2, FOR MRI USE, COMPATIBLE WITH MVP VENTILATOR OR EQUIVALENT | ANESTHSIA AND RESPIRATORY SUPPLEMENTARY
9242 | 4227150510000 | FENO KIT FOR ADULT, WITH MOUTH PIECE, FILTER, NITRIC OXIED SENSOR, COMPATIBLE WITH NIOX VERO OR EQUIVALENT | ANESTHSIA AND RESPIRATORY SUPPLEMENTARY
9243 | 4227164602500 | JUMPER CABLE REFERENCE ELECTRODE COMPATIBLE WITH SLEEP STUDY MACHINE, ALICE 6 AND 5 OR EQUIVALENT | ANESTHSIA AND RESPIRATORY SUPPLEMENTARY
9244 | 4227250067000 | BRONCHOSCOPE DISPOSABLE FLEXIBLE SIZE 2.8 WITHOUT WORKING CHANNEL , LENGTH 566M STERILE COMPATIBLE WITH GLIDESCOPE VERATHON MONITOR OR EQUIVALENT | ANESTHSIA AND RESPIRATORY SUPPLEMENTARY
9245 | 4227150512300 | ELBOW CONNECTOR 45°, ID 30 MM, REUSABLE, COMPATIBLE WITH VYAIRE-JAEGER OR EQUIVALENT | ANESTHSIA AND RESPIRATORY SUPPLEMENTARY
9246 | 4227164803200 | JET VALVE VENTUS CANOPY COMPATIBLE WITH VENTUS CPX OR EQUIVALENT | ANESTHSIA AND RESPIRATORY SUPPLEMENTARY
9247 | 4227151502400 | ADULT NITRIC OXIDE DELIVERY AND SAMPLING COMPLETED KIT, SHOULD BE COMPATIBLE WITH NOX-TEC FOR VENTILATOR OR EQUIVALENT | ANESTHSIA AND RESPIRATORY SUPPLEMENTARY
9248 | 4227250026000 | TUBE ENDOTRACHEAL, SILICON, SPECIALIST SOFT NASAL NORTH, PROFILE CUFF HIGH VOLUME LOW PRESSURE, ATRAUMATIC ROUNDED TIP, CURVED TOWARDS THE FOREHEAD, ATRAUMATIC MURPHY EYE, DISPOSABLE, STERILE, LATEX FREE, SIZE, 5.0MM (ID) | ANESTHSIA AND RESPIRATORY SUPPLEMENTARY
9249 | 4227151526600 | TRANSPORT VENTILATOR CIRCUIT KIT SINGLE LUMEN WITH PEEP VALVE 5-20 cm H2O AND PRESSURE MONITORING LINE, SINGLE PATIENT USE COMPATIBLE WITH EP PLUS DEMAND VERSION paraPAC VENTILATOR OR EQUIVALENT | ANESTHSIA AND RESPIRATORY SUPPLEMENTARY
9250 | 4227250025000 | TUBE ENDOTRACHEAL, SILICON, SPECIALIST SOFT NASAL NORTH, UNCUFFED, ATRAUMATIC ROUNDED TIP, CURVED TOWARDS THE FOREHEAD, ATRAUMATIC MURPHY EYE, DISPOSABLE, STERILE, LATEX FREE, SIZE, 6.5MM (ID) | ANESTHSIA AND RESPIRATORY SUPPLEMENTARY
9251 | 4227250024900 | TUBE ENDOTRACHEAL, SILICON, SPECIALIST SOFT NASAL NORTH, UNCUFFED, ATRAUMATIC ROUNDED TIP, CURVED TOWARDS THE FOREHEAD, ATRAUMATIC MURPHY EYE, DISPOSABLE, STERILE, LATEX FREE, SIZE, 6.0MM (ID) | ANESTHSIA AND RESPIRATORY SUPPLEMENTARY
9252 | 4218160506500 | NIBP DURA CUFF TIGHT 2 TUBE BROWN MATED SUBMIN COMPATIBLE WITH GE MACHINE OR EQUIVALENT REUSABLE | ANESTHSIA AND RESPIRATORY SUPPLEMENTARY
9253 | 4218160505700 | NIBP DURA CUFF CHILD, 12-19CM, 2 TUBE GREEN MATED SUBMIN COMPATIBLE WITH GE MACHINE OR EQUIVALENT, REUSABLE | ANESTHSIA AND RESPIRATORY SUPPLEMENTARY
9254 | 4227200401900 | MEDIUM STYLET FOR VIDEO INTUBATION BLADE PRE-SHAPED DISPOSABLE COMPATIBLE WITH VERATHON SYSTEM OR EQUIVALENT | ANESTHSIA AND RESPIRATORY SUPPLEMENTARY
9255 | 4227150513600 | PEDIATRIC SINGLE HEATED BREATHING CIRCUIT WITH HUMIDIFICATION CHAMBER, WATER TRAP AND PRESSURE LINE. COMPATIBLE WITH DEAS HYDRALTIS HUMIDIFER OR EQUIVALENT.LENGTH 1.50M. HEATING ELEMENT INSERTED IN THE SPIRAL OF THE TUBING. INSULATED TEMPERATURE PORT. TUBE FOR HUMIDIFIER CONNECTION. NON CONDUCTIVE. LATEX FREE. PHTHALATES FREE. INCLUDES ALL ACCESSORIES. | ANESTHSIA AND RESPIRATORY SUPPLEMENTARY
9256 | 4214250202900 | SPINAL NEEDLE QUINCKE TYPE POINT, DISPOSABLE, STERILE, 20G X 6 INCH | ANESTHSIA AND RESPIRATORY SUPPLEMENTARY
9257 | 4227151521000 | EXHALATION VALVE COMPATIBLE WITH VENTI LOGIC LS OR EQUIVALENT | ANESTHSIA AND RESPIRATORY SUPPLEMENTARY
9258 | 4227222026700 | MICRO-STREAM ADVANCE NASAL CANNULA FILTERLINE FOR CONTINUOUS ETCO2 MEASUREMENT IN HIGH HUMIDITY SITUATION WITH O2 TUBING 3M AND INTEGRATED PULMONARY INDEX FOR RESPIRATORY, FOR NEONATAL-INFNAT, COMPATIBLE WITH CAPNOSTREAM 35 OR EQUIVALENT | ANESTHSIA AND RESPIRATORY SUPPLEMENTARY
9259 | 4227222026800 | MICRO-STREAM ADVANCE ORAL /NASAL CANNULA FILTERLINE FOR CONTINUOUS ETCO2 MEASUREMENT IN HIGH HUMIDITY SITUATION WITH O2 TUBING 2M AND INTEGRATED PULMONARY INDEX FOR RESPIRATORY, FOR PEDIATRIC, COMPATIBLE WITH CAPNOSTREAM 35 OR EQUIVALENT | ANESTHSIA AND RESPIRATORY SUPPLEMENTARY
9260 | 4227150513200 | BIPAP VENTILATOR CIRCUIT, SINGLE LUMEN, HEATED WITH CABLE ADAPTOR, WITHOUT PORT, BOTH ENDS 22 MM, RUBBER SEALING, 1.8 M LONG, REUSABLE FOR SINGLE PATIENT USE,COMPATIBLE WITH BMC OR EQUIVALENT | ANESTHSIA AND RESPIRATORY SUPPLEMENTARY
9261 | 4231151304800 | NASAL GEL PAD COVER NASAL BRIDGE FOR BIPAP MASK SIZE LARGE WASHABLE REUSABLE FOR THE SAME PATIENT. INDIVIDUAL PACK | ANESTHSIA AND RESPIRATORY SUPPLEMENTARY
9262 | 4231151304900 | NASAL GEL PAD COVER NASAL BRIDGE FOR BIPAP MASK SIZE MEDIUM WASHABLE REUSABLE FOR THE SAME PATIENT INDIVIDUAL PACK. / INDIVIDUAL PACK. | ANESTHSIA AND RESPIRATORY SUPPLEMENTARY
9263 | 4231151305000 | NASAL GEL PAD, COVER NASAL BRIDGE, FOR BIPAP MASK, SIZE SMALL, WASHABLE, REUSABLE FOR THE SAME PATIENT INDIVIDUAL PACK. | ANESTHSIA AND RESPIRATORY SUPPLEMENTARY
9264 | 4227222301800 | CATHETER MULTI-ACCESS CATH NEONATAL PEDIATRIC 5FR, WITH 2.5 3.0 3.5MM CONNECTOR, LENGTH 30.5 CM, STERILE, DISPOSABLE, FOR MEDICATIO N DELIVERY., ONE (1) EACH = ONE (1) SET | ANESTHSIA AND RESPIRATORY SUPPLEMENTARY
9265 | 4227151525500 | VENTILATOR CIRCUIT DISPOSABLE OR SINGLE PATIENT USE CIRCUIT WITHOUT PEEP 15 MM PEDIATRIC SINGLE HEATED WIRE FISHER PAYKEL 1.7 M X 15 MM HEATED INSP LIMB TEMP PROBE PORT WYE AND 61 CM X 15 MM EXP LIMB WITH LTV VENTILATORS OR EQUIVALENT | ANESTHSIA AND RESPIRATORY SUPPLEMENTARY
9266 | 4231151701100 | ADHESIVE LIQUID FOR MEDICAL USE, 2/3 ML VIAL, FOR ENDOTRACHEAL TUBE SECURING., ONE (1) EACH = ONE (1) VIAL | ANESTHSIA AND RESPIRATORY SUPPLEMENTARY
9267 | 4217180000000 | NIBP CABLE 2 M LENGTH COMPATIBLE WITH TECHNO MAP MONITOR OR EQUIVALENT REUSABLE | ANESTHSIA AND RESPIRATORY SUPPLEMENTARY
9268 | 4227151525400 | VENTILATOR CIRCUIT DISPOSABLE OR SINGLE PATIENT USE WITHOUT PEEP 22 MM ADULT SINGLE HEATED WIRE COMPATIBLE WITH FISHER PAYKEL 1.7 M X 22 MM HEATED INSP LIMB TEMP PROBE PORT WYE AND 61 CM X 22 MM EXP LIMB COMPATIBLE WITH LTV VENTILATORS OR EQUIVALENT | ANESTHSIA AND RESPIRATORY SUPPLEMENTARY
9269 | 4227164803400 | ADAPTER FUNCTIONAL RESIDUAL CAPACITY BARRETTE OR EQUIVALENT, DISPOSABLE, FOR PFT MACHINE COMPATIBLE WITH EASY ONE PRO OR EQUIVALENT | ANESTHSIA AND RESPIRATORY SUPPLEMENTARY
9270 | 4227250006800 | SILICONE ADAPTER OVAL SHAPE FOR VOLUME CALIBRATION, COMPATIBLE WITH VYAIRE-JAEGER OR EQUIVALENT | ANESTHSIA AND RESPIRATORY SUPPLEMENTARY
9271 | 4227250056600 | CARBON DIOXIDE AIRWAY ADAPTER, CO2 SAMPLE LINE PORT, ADHESIVE, DISPOSABLE | ANESTHSIA AND RESPIRATORY SUPPLEMENTARY
9272 | 4227160000200 | ARTERIAL LINE MICRO EXTENSION, HIGH RESISTANCE, WITH RED COLOR, LENGTH 150MM-200MM | ANESTHSIA AND RESPIRATORY SUPPLEMENTARY
9273 | 4227151519300 | MASK POCKET WITH ONEWAY VALVE FILTER | ANESTHSIA AND RESPIRATORY SUPPLEMENTARY
9274 | 4218230004900 | LEADS, DIRECTIONAL, FOR DEEP BRAIN STIMULATION, MRI COMPATIBLE, ASSORTED SIZES | NEUROSCIENCES CONSUMABLES SUPPLEMENTARY
9275 | 4214160103100 | CRANIAL ACCESS KIT, FOR NEURO EXTERNAL DRAINAGE SYSTEM, DISPOSABLE, STERILE | NEUROSCIENCES CONSUMABLES SUPPLEMENTARY
9276 | 4218230005400 | OBTURATOR, MAKES A TUNNEL FOR ELECTRODE WIRES THROUGH SURGICAL SITE, 200 CM (+/- 10 CM), REUSABLE, STERILE | NEUROSCIENCES CONSUMABLES SUPPLEMENTARY
9277 | 4218232603600 | ELECTRODES, CUP, FOR EEG, GOLD PLATED, 6 MM DISC WITH 1.5 MM HOLE, REUSABLE, ASSORTED LENGTHS | NEUROSCIENCES CONSUMABLES SUPPLEMENTARY
9278 | 4218230005300 | NON IMPLANTABLE EXTERNAL PULSE GENERATOR, FOR TESTING PURPOSE, FOR DEEP BRAIN STIMULATION | NEUROSCIENCES CONSUMABLES SUPPLEMENTARY
9279 | 4218230005200 | NAVIGATION PATIENT TRACKER, DISPOSABLE, STERILE | NEUROSCIENCES CONSUMABLES SUPPLEMENTARY
9280 | 4220340439600 | GUIDEWIRE, FOR NEURO INTERVENTION, DIAMETER 0.007 INCH, HYDROPHILIC COATING, TOTAL LENGTH 200 - 220 CM, DISPOSABLE, STERILE | NEUROSCIENCES CONSUMABLES SUPPLEMENTARY
9281 | 4218230005000 | LEADS, WITH CANNULA AND CABLES, FOR DEEP BRAIN STIMULATION, COMPATIBLE WITH MICROELECTRODE RECORDING MACHINE, DISPOSABLE, STERILE | NEUROSCIENCES CONSUMABLES SUPPLEMENTARY
9282 | 4220340413000 | GUIDEWIRE, FOR NEURO INTERVENTION, EXTRA SUPPORT, DIAMETER NOT MORE THAN 0.016 INCH, HYDROPHILIC COATING, LENGTH NOT LESS THAN 180 CM, DISPOSABLE, STERILE. | NEUROSCIENCES CONSUMABLES SUPPLEMENTARY
9283 | 4218232603700 | ELECTRODES, CUP, FOR EEG, MRI COMPATIBLE, DISPOSABLE, ASSORTED LENGTHS | NEUROSCIENCES CONSUMABLES SUPPLEMENTARY
9284 | 4220342800100 | Y-CONNECTOR, HEMOSTATIC VALVE, ROTATING MALE LUER LOCK, FEMALE LUER LOCK SIDEPORT, DISPOSABLE, STERILE | NEUROSCIENCES CONSUMABLES SUPPLEMENTARY
9285 | 4218230004800 | LEAD INSERTION TUBE, WITH STYLET, FOR DEEP BRAIN STIMULATION, COMPATIBLE WITH MICROELECTRODE RECORDING MACHINE, DISPOSABLE, STERILE, ASSORTED SIZES | NEUROSCIENCES CONSUMABLES SUPPLEMENTARY
9286 | 4218230004700 | LEAD EXTENSIONS, FOR DEEP BRAIN STIMULATION, ASSORTED SIZES | NEUROSCIENCES CONSUMABLES SUPPLEMENTARY
9287 | 4218230004600 | DRILL GUIDE AND PLACEMENT WRENCH, FOR DEPTH ELECTRODES PLACEMENT, REUSABLE | NEUROSCIENCES CONSUMABLES SUPPLEMENTARY
9288 | 4218230004500 | INSERTION STAR ARRAY ELECTRODES, FOR DEEP BRAIN STIMULATION, COMPATIBLE WITH MICROELECTRODE RECORDING MACHINE, DISPOSABLE, STERILE, ASSORTED SIZES | NEUROSCIENCES CONSUMABLES SUPPLEMENTARY
9289 | 4218230004300 | EXTERNAL PATIENT RECHARGING SYSTEM, FOR DEEP BRAIN STIMULATOR | NEUROSCIENCES CONSUMABLES SUPPLEMENTARY
9290 | 4218230004200 | ELECTRODES, SUBDURAL, DUAL SIDED INTERHEMISPHERIC ELECTRODES, PLATINUM, 8 CONTACTS, ASSORTED CONFIGURATIONS, CABLES WITH UNIVERSAL CONNECTION TO FIT ALL NEUROPHYSIOLOGY MACHINES, DISPOSABLE, STERILE | NEUROSCIENCES CONSUMABLES SUPPLEMENTARY
9291 | 4218230004100 | ELECTRODES, SUBDURAL, DUAL SIDED INTERHEMISPHERIC ELECTRODES, PLATINUM, 32 CONTACTS, ASSORTED CONFIGURATIONS, CABLES WITH UNIVERSAL CONNECTION TO FIT ALL NEUROPHYSIOLOGY MACHINES, DISPOSABLE, STERILE | NEUROSCIENCES CONSUMABLES SUPPLEMENTARY
9292 | 4218230004000 | ELECTRODES, SUBDURAL, DUAL SIDED INTERHEMISPHERIC ELECTRODES, PLATINUM, 20 CONTACTS, ASSORTED CONFIGURATIONS, CABLES WITH UNIVERSAL CONNECTION TO FIT ALL NEUROPHYSIOLOGY MACHINES, DISPOSABLE, STERILE | NEUROSCIENCES CONSUMABLES SUPPLEMENTARY
9293 | 4218230005500 | PATIENT CONTROLLER, FOR DEEP BRAIN STIMULATOR OR SPINAL CORD STIMULATOR | NEUROSCIENCES CONSUMABLES SUPPLEMENTARY
9294 | 4218230003900 | ELECTRODES, SUBDURAL, DUAL SIDED INTERHEMISPHERIC ELECTRODES, PLATINUM, 16 CONTACTS, ASSORTED CONFIGURATIONS, CABLES WITH UNIVERSAL CONNECTION TO FIT ALL NEUROPHYSIOLOGY MACHINES, DISPOSABLE, STERILE | NEUROSCIENCES CONSUMABLES SUPPLEMENTARY
9295 | 4218232603400 | ELECTRODES, CUP, FOR EEG, GOLD PLATED, 10 MM DISC WITH 2 MM HOLE, REUSABLE, ASSORTED LENGHTS | NEUROSCIENCES CONSUMABLES SUPPLEMENTARY
9296 | 4218230005600 | PROGRAMMER, FOR NEURO SHUNT VALVES | NEUROSCIENCES CONSUMABLES SUPPLEMENTARY
9297 | 4220342003400 | MICRO SNARE, FOR NEURO VASCULATURES, SINGLE LOOP, SIZE: 2 - 7 MM AS PER HOSPITAL REQUEST, DISPOSABLE, STERILE | NEUROSCIENCES CONSUMABLES SUPPLEMENTARY
9298 | 4218230006400 | STIMULATION PROBE, FLUSH TIP, FOR NERVES STIMULATION, CONNECTION MUST BE UNIVERSAL TO FIT ALL NEUROPHYSIOLOGY MACHINES, DISPOSABLE, STERILE | NEUROSCIENCES CONSUMABLES SUPPLEMENTARY
9299 | 4218230006300 | STIMULATION PROBE, DOUBLE HOOK, FOR NERVES STIMULATION, CONNECTION MUST BE UNIVERSAL TO FIT ALL NEUROPHYSIOLOGY MACHINES, DISPOSABLE, STERILE | NEUROSCIENCES CONSUMABLES SUPPLEMENTARY
9300 | 4218230006200 | STIMULATION PROBE, DISSECTING, CONNECTION MUST BE UNIVERSAL TO FIT ALL NEUROPHYSIOLOGY MACHINES, REUSABLE, ASSORTED SIZES | NEUROSCIENCES CONSUMABLES SUPPLEMENTARY
9301 | 4218230006100 | STIMULATION PROBE, CONCENTRIC, ADJUSTABLE TIP, FOR NERVES STIMULATION, CONNECTION MUST BE UNIVERSAL TO FIT ALL NEUROPHYSIOLOGY MACHINES, DISPOSABLE, STERILE | NEUROSCIENCES CONSUMABLES SUPPLEMENTARY
9302 | 4218230006000 | STIMULATION PROBE, BIPOLAR, FOR NERVES STIMULATION, CONNECTION MUST BE UNIVERSAL TO FIT ALL NEUROPHYSIOLOGY MACHINES, DISPOSABLE, STERILE | NEUROSCIENCES CONSUMABLES SUPPLEMENTARY
9303 | 4218230005900 | STIMULATION PROBE, BALL TIP, FOR NERVES STIMULATION, CONNECTION MUST BE UNIVERSAL TO FIT ALL NEUROPHYSIOLOGY MACHINES, DISPOSABLE, STERILE | NEUROSCIENCES CONSUMABLES SUPPLEMENTARY
9304 | 4220344707600 | REVASCULARIZATION DEVICE FOR NEURO VASCULAR CLOSED CELL HAS VISIBLE PROXIMAL AND DISTAL RADIOPAQUE MARKERS ASSORTED SIZES LENGTH NOT MORE THAN 20 MM COMPATIBLE WITH 0.017 MICROCATHETER STERILE. | NEUROSCIENCES CONSUMABLES SUPPLEMENTARY
9305 | 4218230005800 | RULER, USED TO MEASURE THE SIZE OF FIXATION PINS, DISPOSABLE, STERILE | NEUROSCIENCES CONSUMABLES SUPPLEMENTARY
9306 | 4220344714000 | EMBOLIZATION COIL, NEUROVASCULAR, DETACHABLE, 0.018 INCH, COATED BY EXPANDABLE HYDROGEL POLYMER, ASSORTED SIZES, STERILE. DETACHMENT CONTROLLER TO BE PROVIDED FREE OF CHARGE (1 FOR EACH 3 COILS). | NEUROSCIENCES CONSUMABLES SUPPLEMENTARY
9307 | 4218230006500 | STIMULATION PROBE, RIGHT ANGLED DOUBLE HOOK, FOR NERVES STIMULATION, CONNECTION MUST BE UNIVERSAL TO FIT ALL NEUROPHYSIOLOGY MACHINES, DISPOSABLE, STERILE | NEUROSCIENCES CONSUMABLES SUPPLEMENTARY
9308 | 4218230006600 | STIMULATION PROBE, TRIPLE HOOK, FOR NERVES STIMULATION, CONNECTION MUST BE UNIVERSAL TO FIT ALL NEUROPHYSIOLOGY MACHINES, DISPOSABLE, STERILE | NEUROSCIENCES CONSUMABLES SUPPLEMENTARY
9309 | 4218230700000 | FIXATION PIN, USED TO ATTACH THE HEAD FRAME TO THE PATIENT'S HEAD, COMPATIBLE WITH STEREOTACTIC SYSTEM, DISPOSABLE, STERILE, ASSORTED SIZES | NEUROSCIENCES CONSUMABLES SUPPLEMENTARY
9310 | 4218231901000 | ELECTRODES, SUBDURAL GRID, PLATINUM, 16 CONTACTS, ASSORTED CONFIGURATIONS, CABLES WITH UNIVERSAL CONNECTION TO FIT ALL NEUROPHYSIOLOGY MACHINES, DISPOSABLE, STERILE | NEUROSCIENCES CONSUMABLES SUPPLEMENTARY
9311 | 4218231901200 | ELECTRODES, SUBDURAL GRID, PLATINUM, 32 CONTACTS, ASSORTED CONFIGURATIONS, CABLES WITH UNIVERSAL CONNECTION TO FIT ALL NEUROPHYSIOLOGY MACHINES, DISPOSABLE, STERILE | NEUROSCIENCES CONSUMABLES SUPPLEMENTARY
9312 | 4218231901300 | ELECTRODES, SUBDURAL GRID, PLATINUM, 8 CONTACTS, ASSORTED CONFIGURATIONS, CABLES WITH UNIVERSAL CONNECTION TO FIT ALL NEUROPHYSIOLOGY MACHINES, DISPOSABLE, STERILE | NEUROSCIENCES CONSUMABLES SUPPLEMENTARY
9313 | 4218230005700 | RULER, CHANNELED, FOR DEPTH ELECTRODES PLACEMENT, COMPATIBLE WITH LEKSELL FRAME, REUSABLE | NEUROSCIENCES CONSUMABLES SUPPLEMENTARY
9314 | 4218232600700 | CAP FOR EEG MADE OF FABRIC MATERIAL UNIVERSAL CONNECTION TO FIT ALL NEUROPHYSIOLOGY MACHINES REUSABLE ASSORTED SIZES | NEUROSCIENCES CONSUMABLES SUPPLEMENTARY
9315 | 4218230003800 | ELECTRODES, SUBDURAL, DUAL SIDED INTERHEMISPHERIC ELECTRODES, PLATINUM, 12 CONTACTS, ASSORTED CONFIGURATIONS, CABLES WITH UNIVERSAL CONNECTION TO FIT ALL NEUROPHYSIOLOGY MACHINES, DISPOSABLE, STERILE | NEUROSCIENCES CONSUMABLES SUPPLEMENTARY
9316 | 4218230003700 | ELECTRODES, SUBDURAL STRIP ELECTRODES, PLATINUM, 8 CONTACTS, ASSORTED CONFIGURATIONS, CABLES WITH UNIVERSAL CONNECTION TO FIT ALL NE UROPHYSIOLOGY MACHINES, DISPOSABLE, STERILE | NEUROSCIENCES CONSUMABLES SUPPLEMENTARY
9317 | 4218230003500 | ELECTRODES, SUBDURAL STRIP ELECTRODES, PLATINUM, 6 CONTACTS, ASSORTED CONFIGURATIONS, CABLES WITH UNIVERSAL CONNECTION TO FIT ALL NE UROPHYSIOLOGY MACHINES, DISPOSABLE, STERILE | NEUROSCIENCES CONSUMABLES SUPPLEMENTARY
9318 | 4218230000200 | NAVIGATION POINTER NEURO, DISPOSABLE, STERILE | NEUROSCIENCES CONSUMABLES SUPPLEMENTARY
9319 | 4218230000300 | CANNULA SLEEVE GUIDE, SLOTTED, FOR DEPTH ELECTRODES PLACEMENT, COMPATIBLE WITH LEKSELL FRAME, REUSABLE | NEUROSCIENCES CONSUMABLES SUPPLEMENTARY
9320 | 4218230000400 | CANNULA, TWO PIECE, SLOTTED, FOR DEPTH ELECTRODES PLACEMENT, COMPATIBLE WITH LEKSELL FRAME, REUSABLE, ASSORTED SIZES | NEUROSCIENCES CONSUMABLES SUPPLEMENTARY
9321 | 4218230000500 | CLINICIAN PROGRAMMER, FOR DEEP BRAIN STIMULATOR OR SPINAL CORD STIMULATOR | NEUROSCIENCES CONSUMABLES SUPPLEMENTARY
9322 | 4218230000600 | CONNECTION SYSTEM, FOR ELECTRODES, LIGHTWEIGHT, FLEXIBLE, 12 CONTACTS, ASSORTED CONFIGURATIONS | NEUROSCIENCES CONSUMABLES SUPPLEMENTARY
9323 | 4218230000700 | CONNECTION SYSTEM, FOR ELECTRODES, LIGHTWEIGHT, FLEXIBLE, 15-16 CONTACTS, ASSORTED CONFIGURATIONS | NEUROSCIENCES CONSUMABLES SUPPLEMENTARY
9324 | 4218230000800 | CONNECTION SYSTEM, FOR ELECTRODES, LIGHTWEIGHT, FLEXIBLE, 32 CONTACTS, ASSORTED CONFIGURATIONS | NEUROSCIENCES CONSUMABLES SUPPLEMENTARY
9325 | 4218230000900 | CONNECTION SYSTEM, FOR ELECTRODES, LIGHTWEIGHT, FLEXIBLE, 4 CONTACTS, ASSORTED CONFIGURATIONS | NEUROSCIENCES CONSUMABLES SUPPLEMENTARY
9326 | 4218230001000 | CONNECTION SYSTEM, FOR ELECTRODES, LIGHTWEIGHT, FLEXIBLE, 6 CONTACTS, ASSORTED CONFIGURATIONS | NEUROSCIENCES CONSUMABLES SUPPLEMENTARY
9327 | 4218230001100 | CONNECTION SYSTEM, FOR ELECTRODES, LIGHTWEIGHT, FLEXIBLE, 64 CONTACTS, ASSORTED CONFIGURATIONS | NEUROSCIENCES CONSUMABLES SUPPLEMENTARY
9328 | 4218230001200 | CONNECTION SYSTEM, FOR ELECTRODES, LIGHTWEIGHT, FLEXIBLE, 8 CONTACTS, ASSORTED CONFIGURATIONS | NEUROSCIENCES CONSUMABLES SUPPLEMENTARY
9329 | 4218230001300 | DRILL GUIDE BLOCK, FOR DEPTH ELECTRODES PLACEMENT, COMPATIBLE WITH LEKSELL FRAME, REUSABLE | NEUROSCIENCES CONSUMABLES SUPPLEMENTARY
9330 | 4218230001400 | ELECTRODE, EPIDURAL SPINAL, FOR D-WAVE RECORDING DURING EVOKED POTENTIAL MONITORING, CONNECTION MUST BE UNIVERSAL TO FIT ALL NEUROPHYSIOLOGY MACHINES, DISPOSABLE, ASSORTED SIZES | NEUROSCIENCES CONSUMABLES SUPPLEMENTARY
9331 | 4218230001500 | ELECTRODE, OCULOMOTOR NEEDLE ELECTRODE, BIPOLAR, CONNECTION MUST BE UNIVERSAL TO FIT ALL NEUROPHYSIOLOGY MACHINES, DISPOSABLE, STERILE, ASSORTED SIZE | NEUROSCIENCES CONSUMABLES SUPPLEMENTARY
9332 | 4218230001600 | ELECTRODE, SPHENOIDAL NEEDLE ELECTRODE, SINGLE, CONNECTION MUST BE UNIVERSAL TO FIT ALL NEUROPHYSIOLOGY MACHINES, DISPOSABLE, ASSORTED SIZES | NEUROSCIENCES CONSUMABLES SUPPLEMENTARY
9333 | 4218230001800 | ELECTRODE, SUBDERMAL NEEDLE ELECTRODE, CORKSCREW TYPE, CONNECTION MUST BE UNIVERSAL TO FIT ALL NEUROPHYSIOLOGY MACHINES, DISPOSABLE, STERILE, ASSORTED SIZE | NEUROSCIENCES CONSUMABLES SUPPLEMENTARY
9334 | 4214210500400 | TRANSDUCER KIT, INTRACRANIAL PRESSURE, BOTH SUBDURAL AND INTRA PARENCHYMAL PRESSURE MONITORING, DISPOSABLE, STERILE | NEUROSCIENCES CONSUMABLES SUPPLEMENTARY
9335 | 4218230000100 | TRIAL CABLE, FOR DEEP BRAIN STIMULATION, INTRAOPERATIVE TESTING, DISPOSABLE, STERILE, ASSORTED SIZES | NEUROSCIENCES CONSUMABLES SUPPLEMENTARY
9336 | 4218230000000 | TUNNELERS, FOR DEEP BRAIN STIMULATION, ASSORTED SIZES | NEUROSCIENCES CONSUMABLES SUPPLEMENTARY
9337 | 4218191900200 | SKULL BOLT KIT, PLASTIC, CONSISTS OF ICP TRANSDUCER WITH A TUOHY-BORST ADAPTER, ONE ADULT AND ONE PEDIATRIC SKULL BOLT WITH SPACING WASHERS, AND A DISPOSABLE ICP SCREW HANDLE. | NEUROSCIENCES CONSUMABLES SUPPLEMENTARY
9338 | 4214320900300 | NEEDLE, EMG NEEDLE, MONOPOLAR, WITH LEAD WIRE ATTACHED, CONNECTION MUST BE UNIVERSAL TO FIT ALL NEUROPHYSIOLOGY MACHINES, DISPOSABLE, STERILE, ASSORTED SIZES | NEUROSCIENCES CONSUMABLES SUPPLEMENTARY
9339 | 4218230003400 | ELECTRODES, SUBDURAL STRIP ELECTRODES, PLATINUM, 4 CONTACTS, ASSORTED CONFIGURATIONS, CABLES WITH UNIVERSAL CONNECTION TO FIT ALL NE UROPHYSIOLOGY MACHINES, DISPOSABLE, STERILE | NEUROSCIENCES CONSUMABLES SUPPLEMENTARY
9340 | 4218230003000 | ELECTRODES, SUBDURAL STRIP ELECTRODES, PLATINUM, 10 CONTACTS, ASSORTED CONFIGURATIONS, CABLES WITH UNIVERSAL CONNECTION TO FIT ALL N EUROPHYSIOLOGY MACHINES, DISPOSABLE, STERILE | NEUROSCIENCES CONSUMABLES SUPPLEMENTARY
9341 | 4218230002900 | ELECTRODES, SUBDURAL GRID ELECTRODES, PLATINUM, 64 CONTACTS, ASSORTED CONFIGURATIONS, CABLES WITH UNIVERSAL CONNECTION TO FIT ALL NE UROPHYSIOLOGY MACHINES, DISPOSABLE, STERILE | NEUROSCIENCES CONSUMABLES SUPPLEMENTARY
9342 | 4218230002800 | ELECTRODES, SUBDERMAL NEEDLE ELECTRODES, TWISTED PAIR, FOR INTRA OPERATIVE MONITORING, MADE OF STAINLESS STEEL, CONNECTION MUST BE U NIVERSAL TO FIT ALL NEUROPHYSIOLOGY MACHINES, DISPOSABLE, ASSORTED SIZE | NEUROSCIENCES CONSUMABLES SUPPLEMENTARY
9343 | 4214252307700 | NEEDLE, HYPODERMIC NEEDLE ELECTRODE, FOR EMG GUIDED MEDICATIONS INJECTION, IT SHOULD BE COMPATIBLE WITH LUER LOCK SYRINGES, ASSORTED SIZES | NEUROSCIENCES CONSUMABLES SUPPLEMENTARY
9344 | 4218154201800 | NEEDLE, EMG NEEDLE, MONOPOLAR, CABLES MUST BE PROVIDED FREE OF CHARGE, DISPOSABLE, STERILE, ASSORTED SIZES | NEUROSCIENCES CONSUMABLES SUPPLEMENTARY
9345 | 4218154202300 | ELECTRODES, TAB TYPE, ADHESIVE, FOR NCS AND EMG RECORDING AND STIMULATION, DISPOSABLE, ASSORTED SIZES | NEUROSCIENCES CONSUMABLES SUPPLEMENTARY
9346 | 4218154202400 | ELECTRODES, SURFACE, 4 DISCS, WITH LEADS, PRE-GELLED, FOR EMG AND NCS AND IOM, CONNECTION MUST BE UNIVERSAL TO FIT ALL NEUROPHYSIOLOGY MACHINES, DISPOSABLE, ASSORTED SIZES | NEUROSCIENCES CONSUMABLES SUPPLEMENTARY
9347 | 4218230001700 | ELECTRODE, SUBDERMAL NEEDLE ELECTRODE, 90 DEGREE, FOR INTRA OPERATIVE MONITORING, CONNECTION MUST BE UNIVERSAL TO FIT ALL NEUROPHYSIOLOGY MACHINES, DISPOSABLE, ASSORTED SIZE | NEUROSCIENCES CONSUMABLES SUPPLEMENTARY
9348 | 4218154202500 | ELECTRODE, EMG NEEDLE ELECTRODE, PAIRED, FOR INTRAOPERATIVE FACIAL NERVE MONITORING, CONNECTION MUST BE UNIVERSAL TO FIT ALL NEUROPHYSIOLOGY MACHINES, DISPOSABLE, ASSORTED SIZE | NEUROSCIENCES CONSUMABLES SUPPLEMENTARY
9349 | 4218230002700 | ELECTRODES, SUBDERMAL NEEDLE ELECTRODES, SINGLE, FOR INTRA OPERATIVE MONITORING, MADE OF STAINLESS STEEL, CONNECTION MUST BE UNIVERSAL TO FIT ALL NEUROPHYSIOLOGY MACHINES, DISPOSABLE, ASSORTED SIZE | NEUROSCIENCES CONSUMABLES SUPPLEMENTARY
9350 | 4218230002500 | ELECTRODES, STEREOTACTIC DEPTH ELECTRODE, WITH ANCHORS AND BOLTS, PLATINUM, 6 CONTACTS, ASSORTED CONFIGURATIONS, CABLES WITH UNIVERSAL CONNECTION TO FIT ALL NEUROPHYSIOLOGY MACHINES, DISPOSABLE, STERILE | NEUROSCIENCES CONSUMABLES SUPPLEMENTARY
9351 | 4218230002300 | ELECTRODES, STEREOTACTIC DEPTH ELECTRODE, WITH ANCHORS AND BOLTS, PLATINUM, 14 CONTACTS, ASSORTED CONFIGURATIONS, CABLES WITH UNIVERSAL CONNECTION TO FIT ALL NEUROPHYSIOLOGY MACHINES, DISPOSABLE, STERILE | NEUROSCIENCES CONSUMABLES SUPPLEMENTARY
9352 | 4218230002200 | ELECTRODES, STEREOTACTIC DEPTH ELECTRODE, WITH ANCHORS AND BOLTS, PLATINUM, 12 CONTACTS, ASSORTED CONFIGURATIONS, CABLES WITH UNIVERSAL CONNECTION TO FIT ALL NEUROPHYSIOLOGY MACHINES, DISPOSABLE, STERILE | NEUROSCIENCES CONSUMABLES SUPPLEMENTARY
9353 | 4218230002100 | ELECTRODES, STEREOTACTIC DEPTH ELECTRODE, WITH ANCHORS AND BOLTS, PLATINUM, 10 CONTACTS, ASSORTED CONFIGURATIONS, CABLES WITH UNIVERSAL CONNECTION TO FIT ALL NEUROPHYSIOLOGY MACHINES, DISPOSABLE, STERILE | NEUROSCIENCES CONSUMABLES SUPPLEMENTARY
9354 | 4218230002000 | ELECTRODES, GROUND, STRAP TYPE, CONNECTION MUST BE UNIVERSAL TO FIT ALL NEUROPHYSIOLOGY MACHINES, REUSABLE, ASSORTED SIZES | NEUROSCIENCES CONSUMABLES SUPPLEMENTARY
9355 | 4218230001900 | ELECTRODES, GROUND, DISC TYPE, MADE OF STAINLESS STEEL, CONNECTION MUST BE UNIVERSAL TO FIT ALL NEUROPHYSIOLOGY MACHINES, REUSABLE, ASSORTED SIZES | NEUROSCIENCES CONSUMABLES SUPPLEMENTARY
9356 | 4214250420700 | NEEDLE, BRAIN BIOPSY NEEDLE, FOR STEREOTACTIC GUIDED PROCEDURES, STAINLESS STEEL, DISPOSABLE, STERILE, ASSORTED SIZES | NEUROSCIENCES CONSUMABLES SUPPLEMENTARY
9357 | 4218154202600 | NEEDLE, EMG NEEDLE, SINGLE FIBER, CABLES MUST BE PROVIDED FREE OF CHARGE, DISPOSABLE, STERILE, ASSORTED SIZES | NEUROSCIENCES CONSUMABLES SUPPLEMENTARY
9358 | 4220343352600 | REPERFUSION CATHETER FOR NEURO VASCULATURES INNER DIAMETER NOT LESS THAN 0.072 CATHETER LENGTH MORE THAN 135 CM DISPOSABLE STERILE | NEUROSCIENCES CONSUMABLES SUPPLEMENTARY
9359 | 4218230002600 | ELECTRODES, STEREOTACTIC DEPTH ELECTRODE, WITH ANCHORS AND BOLTS, PLATINUM, 8 CONTACTS, ASSORTED CONFIGURATIONS, CABLES WITH UNIVERSAL CONNECTION TO FIT ALL NEUROPHYSIOLOGY MACHINES, DISPOSABLE, STERILE | NEUROSCIENCES CONSUMABLES SUPPLEMENTARY
9360 | 4232161109300 | CRANIAL PLATES, MADE OF TITANIUM, STANDARD, BOX SHAPE, ASSORTED SIZES | NEUROSCIENCES CONSUMABLES SUPPLEMENTARY
9361 | 4232161109000 | CRANIAL PLATES, MADE OF TITANIUM, STANDARD, STRAIGHT, 2 HOLES, ASSORTED SIZES | NEUROSCIENCES CONSUMABLES SUPPLEMENTARY
9362 | 4229170301400 | PERFORATOR, FOR SKULL BONE, HUDSON CHUCK, LARGE, 13 MM, THICK, DISPOSABLE | NEUROSCIENCES CONSUMABLES SUPPLEMENTARY
9363 | 4229352001800 | SUCTION TIPS, ULTRA MALLEABLE, DISPOSABLE, STERILE, ASSORTED SIZES | NEUROSCIENCES CONSUMABLES SUPPLEMENTARY
9364 | 4229170301500 | PERFORATOR, FOR SKULL BONE, HUDSON CHUCK, LARGE, 13 MM, THIN, DISPOSABLE | NEUROSCIENCES CONSUMABLES SUPPLEMENTARY
9365 | 4229170301600 | PERFORATOR, FOR SKULL BONE, HUDSON CHUCK, MEDIUM, 11 MM, THICK, DISPOSABLE | NEUROSCIENCES CONSUMABLES SUPPLEMENTARY
9366 | 4229170301700 | PERFORATOR, FOR SKULL BONE, HUDSON CHUCK, SMALL, 9 MM, THICK, DISPOSABLE | NEUROSCIENCES CONSUMABLES SUPPLEMENTARY
9367 | 4229550612200 | CRANIAL PLATES, MADE OF TITANIUM, STANDARD, STRAIGHT, 6 -8 HOLES, ASSORTED SIZES | NEUROSCIENCES CONSUMABLES SUPPLEMENTARY
9368 | 4229551201100 | NEURO SHUNTS VALVE, VENTRICULAR, PROGRAMMABLE, SIDE-INLET TYPE, ASSORTED SIZES AND PRESSURES AS PER HOSPITAL REQUEST, DISPOSABLE, STERILE. | NEUROSCIENCES CONSUMABLES SUPPLEMENTARY
9369 | 4229360300400 | NEURO SHUNTS VALVE, SIDE-INLET TYPE, ASSORTED PRESSURES AND SIZES AS PER HOSPITAL REQUEST, DISPOSABLE, STERILE. | NEUROSCIENCES CONSUMABLES SUPPLEMENTARY
9370 | 4229360300600 | NEURO SHUNTS VALVE, VENTRICULAR, PROGRAMMABLE, BURR HOLE TYPE, ASSORTED SIZES AND PRESSURES AS PER HOSPITAL REQUEST, DISPOSABLE, STERILE. | NEUROSCIENCES CONSUMABLES SUPPLEMENTARY
9371 | 4229551203500 | LUMBO-PERITONEAL SHUNT VALVE, PROGRAMMABLE, ASSORTED SIZES AND PRESSURES AS PER HOSPITAL REQUEST, DISPOSABLE, STERILE. | NEUROSCIENCES CONSUMABLES SUPPLEMENTARY
9372 | 4231170400400 | VENTRICULAR RESERVOIR, FOR CEREBRAL SPINAL FLUID, NON BURR HOLE TYPE, ASSORTED SIZES AS PER HOSPITAL REQUEST, DISPOSABLE, STERILE. | NEUROSCIENCES CONSUMABLES SUPPLEMENTARY
9373 | 4229660100200 | DRILL KIT, FOR STEREOTACTIC FRAME USE, INCLUDES DRILL STOPS AND ADJUSTMENT WRENCHES, DISPOSABLE | NEUROSCIENCES CONSUMABLES SUPPLEMENTARY
9374 | 4229510011100 | INSERTS, TO FIT FIXATION POSTS, COMPATIBLE WITH LEKSELL FRAME, DISPOSABLE | NEUROSCIENCES CONSUMABLES SUPPLEMENTARY
9375 | 4229551203400 | LUMBO-PERITONEAL SHUNT VALVE, ASSORTED PRESSURES AND SIZES AS PER HOSPITAL REQUEST, DISPOSABLE, STERILE | NEUROSCIENCES CONSUMABLES SUPPLEMENTARY
9376 | 4229163502700 | NEURO SPLIT TROCAR, FOR PLACEMENT OF THE SHUNT CATHETER IN BOTH THE VENTRICLE AND PERITONEUM, DISPOSABLE, STERILE. | NEUROSCIENCES CONSUMABLES SUPPLEMENTARY
9377 | 4229517104600 | MICRO DISSECTION NEEDLE, MONOPOLAR, STRAIGHT TIP, WITH EXTENDED SHAFT, DISPOSABLE, STERILE, ASSORTED SIZES | NEUROSCIENCES CONSUMABLES SUPPLEMENTARY
9378 | 4229517107100 | STIMULATION PROBE, MONOPOLAR, FOR NERVES STIMULATION, CONNECTION MUST BE UNIVERSAL TO FIT ALL NEUROPHYSIOLOGY MACHINES, DISPOSABLE, STERILE | NEUROSCIENCES CONSUMABLES SUPPLEMENTARY
9379 | 4229545303300 | ANTI-SIPHON DEVICE, FOR NEURO SHUNT VALVE, DISPOSABLE, STERILE, ASSORTED SIZES | NEUROSCIENCES CONSUMABLES SUPPLEMENTARY
9380 | 4229560201700 | EXTERNAL DRAINAGE SYSTEM, NEURO, WITH VENTRICULAR CATHETER, FOR DRAINING CEREBROSPINAL FLUID, DISPOSABLE, STERILE. | NEUROSCIENCES CONSUMABLES SUPPLEMENTARY
9381 | 4229560113800 | NEURO PERITONEAL CATHETER, FOR CEREBRAL SPINAL FLUID, ASSORTED SIZES AS PER HOSPITAL REQUEST, DISPOSABLE, STERILE. | NEUROSCIENCES CONSUMABLES SUPPLEMENTARY
9382 | 4229560111000 | VENTRICULAR RESERVOIR, FOR CEREBRAL SPINAL FLUID, BURR HOLE TYPE, ASSORTED SIZES AS PER HOSPITAL REQUEST, DISPOSABLE, STERILE. | NEUROSCIENCES CONSUMABLES SUPPLEMENTARY
9383 | 4229560110200 | TUBE, EXTERNAL DRAINAGE, CEREBROSPINAL FLUID (CSF) LUMBOPERITONEAL SHUNT, DISPOSABLE, STERILE | NEUROSCIENCES CONSUMABLES SUPPLEMENTARY
9384 | 4229560108700 | NEURO PERITONEAL CATHETER, FOR CEREBRAL SPINAL FLUID, ANTIBIOTIC-IMPREGNATED, ASSORTED SIZES AS PER HOSPITAL REQUEST, DISPOSABLE, STERILE. | NEUROSCIENCES CONSUMABLES SUPPLEMENTARY
9385 | 4229611401500 | EMBOLIZATION COIL, FOR NEUROVASCULAR EMBOLIZATION, MECHANICAL DETACHMENT, COMPATIBLE WITH 0.017 MICROCATHETER, ASSORTED STIFFNESS-SH APES-SIZES, DETACHMENT CONTROLLER TO BE PROVIDED FREE OF CHARGE (1 FOR EACH 3 COILS). | NEUROSCIENCES CONSUMABLES SUPPLEMENTARY
9386 | 4229560106000 | NEURO SHUNTS VALVE, BURR HOLE TYPE, ASSORTED PRESSURES AND SIZES AS PER HOSPITAL REQUEST, DISPOSABLE, STERILE. | NEUROSCIENCES CONSUMABLES SUPPLEMENTARY
9387 | 4229560104800 | CONNECTOR, NON METAL STRAIGHT, FOR PROXIMAL AND DISTAL SHUNT CATHETER, DISPOSABLE, STERILE | NEUROSCIENCES CONSUMABLES SUPPLEMENTARY
9388 | 4229560104600 | CONNECTOR, NON METAL, Y SHAPED, FOR PROXIMAL AND DISTAL SHUNT CATHETER, DISPOSABLE, STERILE | NEUROSCIENCES CONSUMABLES SUPPLEMENTARY
9389 | 4229560103700 | NEURO VENTRICULAR CATHETER, ANTIBIOTIC-IMPREGNATED, FOR EXTERNALLY DRAINING CEREBROSPINAL FLUID, ASSORTED SIZES AND ANGLES AS PER HOSPITAL REQUEST, DISPOSABLE, STERILE. | NEUROSCIENCES CONSUMABLES SUPPLEMENTARY
9390 | 4229560101400 | VENTRICULAR CATHETER KIT, CONSISTS OF ICP TRANSDUCER, VENTRICULAR CATHETER WITH FEMALE LUER LOCK CONNECTOR, A TUOHY-BORST ADAPTER WITH DRAINAGE PORT, A SPLIT TROCAR, 10-GUAGE VENTRICULAR NEEDLE AND A STYLET. | NEUROSCIENCES CONSUMABLES SUPPLEMENTARY
9391 | 4229560100300 | NEURO INTRAVENTRICULAR CATHETER, ANTIBIOTIC-IMPREGNATED, ASSORTED SIZES AND ANGLES AS PER HOSPITAL REQUEST, DISPOSABLE, STERILE. | NEUROSCIENCES CONSUMABLES SUPPLEMENTARY
9392 | 4229560100200 | NEURO CATHETER PASSER, ADULT SIZES, ASSORTED AS PER HOSPITAL REQUEST, DISPOSABLE, STERILE | NEUROSCIENCES CONSUMABLES SUPPLEMENTARY
9393 | 4229560100100 | NEURO CATHETER PASSER, PEDIATRIC SIZES, ASSORTED AS PER HOSPITAL REQUEST, DISPOSABLE, STERILE. | NEUROSCIENCES CONSUMABLES SUPPLEMENTARY
9394 | 4229552200000 | ACCESSORY PACK, FOR VAGAL NERVE STIMULATOR | NEUROSCIENCES CONSUMABLES SUPPLEMENTARY
9395 | 4229610404200 | CRANIAL PLATES, MADE OF TITANIUM, STANDARD, MESH, 10 X 10 CM (+/- 1 CM) | NEUROSCIENCES CONSUMABLES SUPPLEMENTARY
9396 | 4229380100500 | NEURO CATHETER PASSER, ASSORTED AS PER HOSPITAL REQUEST, REUSABLE | NEUROSCIENCES CONSUMABLES SUPPLEMENTARY
9397 | 4229493302100 | PROBE, MONOPOLAR, MAPPING AND SUCTION, CONNECTION MUST BE UNIVERSAL TO FIT ALL NEUROPHYSIOLOGY MACHINES, DISPOSABLE, STERILE, ASSORTED SIZES | NEUROSCIENCES CONSUMABLES SUPPLEMENTARY
9398 | 4229492403400 | BIPOLAR FORCEPS HANDLE, ELECTROSURGICAL, NEURO, BAYONET, COMPATIBLE WITH DETACHABLE BIPOLAR TIPS, REUSABLE | NEUROSCIENCES CONSUMABLES SUPPLEMENTARY
9399 | 4229492403300 | BIPOLAR FORCEPS, ELECTROSURGICAL, NEURO, BAYONET, NON-STICK, 23-26 CM TOTAL LENGTH, ASSORTED TIP SIZES, REUSABLE | NEUROSCIENCES CONSUMABLES SUPPLEMENTARY
9400 | 4229180247700 | MICRO GRASPING FORCEPS SINGLE SHAFT ROTATABLE FOR NEUROSURGERY REUSABLE ASSORTED SIZES AND SHAPES | NEUROSCIENCES CONSUMABLES SUPPLEMENTARY
9401 | 4229180248500 | MICRO SCISSOR SINGLE SHAFT ROTATABLE FOR NEUROSURGERY REUSABLE ASSORTED SIZES AND SHAPES | NEUROSCIENCES CONSUMABLES
9402 | 4229552508600 | DURAL PATCH, FOR NEURO SURGERY DURAL REPAIR, ONLAY, DERIVED FROM BOVINE, SIZE: 4 X 5 INCH (+/- 1 INCH), STERILE | NEUROSCIENCES CONSUMABLES SUPPLEMENTARY
9403 | 4229310733200 | RETRACTOR, FISH HOOK, STAINLESS STEEL, ASSORTED SIZES AS PER HOSPITAL REQUEST, DISPOSABLE, STERILE | NEUROSCIENCES CONSUMABLES SUPPLEMENTARY
9404 | 4229492403500 | BIPOLAR FORCEPS, ELECTROSURGICAL, NEURO, BAYONET, IRRIGATING, NON-STICK, 16-19 CM TOTAL LENGTH, ASSORTED TIP SIZES, DISPOSABLE, STERILE | NEUROSCIENCES CONSUMABLES SUPPLEMENTARY
9405 | 4229610032600 | DURAL PATCH, FOR NEURO SURGERY DURAL REPAIR, SUTURABLE, DERIVED FROM BOVINE, SIZE: 1 X 1 INCH (+/- 0.5 INCH), STERILE | NEUROSCIENCES CONSUMABLES SUPPLEMENTARY
9406 | 4111220600400 | ELECTRODES, CUP, FOR EEG, DISPOSABLE, ASSORTED LENGTH | NEUROSCIENCES CONSUMABLES SUPPLEMENTARY
9407 | 4228150916400 | STERILIZATION TRAY, FOR TRANSNASAL BIPOLAR FORCEPS, REUSABLE | NEUROSCIENCES CONSUMABLES SUPPLEMENTARY
9408 | 4228150916300 | STERILIZATION TRAY, FOR ANEURYSM CLIPS | NEUROSCIENCES CONSUMABLES SUPPLEMENTARY
9409 | 4232161109100 | CRANIAL PLATES, MADE OF TITANIUM, STANDARD, STRAIGHT, 4 HOLES, ASSORTED SIZES | NEUROSCIENCES CONSUMABLES SUPPLEMENTARY
9410 | 4229230700400 | WRENCH, FOR PLACEMENT AND REMOVAL OF ANCHOR BOLTS, 25 CM (+/- 2 CM), REUSABLE | NEUROSCIENCES CONSUMABLES SUPPLEMENTARY
9411 | 4229490800800 | MICRO SPOON FORCEPS, SINGLE SHAFT, ROTATABLE, FOR NEUROSURGERY, REUSABLE, ASSORTED SIZES AND SHAPES | NEUROSCIENCES CONSUMABLES SUPPLEMENTARY
9412 | 4229680801000 | BIPOLAR CORD, UNIVERSAL TO FITS ALL ELECTROSURGICAL MACHINES, ASSORTED CONNECTIONS TYPE, REUSABLE | NEUROSCIENCES CONSUMABLES SUPPLEMENTARY
9413 | 4229492403600 | BIPOLAR FORCEPS, ELECTROSURGICAL, NEURO, BAYONET, IRRIGATING, NON-STICK, 20-22 CM TOTAL LENGTH, ASSORTED TIP SIZES, DISPOSABLE, STERILE | NEUROSCIENCES CONSUMABLES SUPPLEMENTARY
9414 | 4229492403700 | BIPOLAR FORCEPS, ELECTROSURGICAL, NEURO, BAYONET, IRRIGATING, NON-STICK, 23-26 CM TOTAL LENGTH, ASSORTED TIP SIZES, DISPOSABLE, STERILE | NEUROSCIENCES CONSUMABLES SUPPLEMENTARY
9415 | 4229492403800 | BIPOLAR FORCEPS, ELECTROSURGICAL, NEURO, BAYONET, NON-IRRIGATING, NON-STICK, 16-19 CM TOTAL LENGTH, ASSORTED TIP SIZES, DISPOSABLE, STERILE | NEUROSCIENCES CONSUMABLES SUPPLEMENTARY
9416 | 4229492405600 | BIPOLAR TIP, DETACHABLE, COMPATIBLE WITH BIPOLAR HANDLE, ASSORTED SIZES, DISPOSABLE, STERILE | NEUROSCIENCES CONSUMABLES SUPPLEMENTARY
9417 | 4229492405500 | BIPOLAR IRRIGATING CORD, UNIVERSAL TO FITS ALL ELECTROSURGICAL MACHINES, DISPOSABLE | NEUROSCIENCES CONSUMABLES SUPPLEMENTARY
9418 | 4229492405400 | BIPOLAR FORCEPS, TRANSNASAL, ELECTROSURGICAL, NEURO, STRAIGHT, WITH TUBE SHAFT, SHORT, ASSORTED TIP SIZES, REUSABLE | NEUROSCIENCES CONSUMABLES SUPPLEMENTARY
9419 | 4229492405200 | BIPOLAR FORCEPS, TRANSNASAL, ELECTROSURGICAL, NEURO, STRAIGHT, WITH TUBE SHAFT, LONG, ASSORTED TIP SIZES, REUSABLE | NEUROSCIENCES CONSUMABLES SUPPLEMENTARY
9420 | 4229492405100 | BIPOLAR FORCEPS, TRANSNASAL, ELECTROSURGICAL, NEURO, BAYONET, WITH TUBE SHAFT, SHORT, ASSORTED TIP SIZES, REUSABLE | NEUROSCIENCES CONSUMABLES SUPPLEMENTARY
9421 | 4229492405000 | BIPOLAR FORCEPS, TRANSNASAL, ELECTROSURGICAL, NEURO, BAYONET, WITH TUBE SHAFT, MEDIUM, ASSORTED TIP SIZES, REUSABLE | NEUROSCIENCES CONSUMABLES SUPPLEMENTARY
9422 | 4229492404900 | BIPOLAR FORCEPS, TRANSNASAL, ELECTROSURGICAL, NEURO, BAYONET, WITH TUBE SHAFT, LONG, ASSORTED TIP SIZES, REUSABLE | NEUROSCIENCES CONSUMABLES SUPPLEMENTARY
9423 | 4229420520700 | MICRO ENDONASAL BAYONATED SET: SUCTIONS, CURETTES, DISSECTORS, PITUITARY TUMOR FORCEPS, PITUITARY SCISSORS, REUSABLE | NEUROSCIENCES CONSUMABLES SUPPLEMENTARY
9424 | 4229420520800 | MICRO VASCULAR NEURO ANASTOMOSIS SET, INCLUDING DISSECTORS, BAYONATED FORCEPS, BAYONATED SCISSORS, BAYONATED NEEDLE HOLDERS, VESSEL SEALER WITH HOLDER, REUSABLE | NEUROSCIENCES CONSUMABLES SUPPLEMENTARY
9425 | 4229420520900 | SET, COMPLETE INSTRUMENTATION, FOR CRANIAL PLATES FIXATION, WITH ALL NECESSARY ACCESSORIES AND STERILIZATION TRAYS | NEUROSCIENCES CONSUMABLES SUPPLEMENTARY
9426 | 4229420521000 | SET, TRANSNASAL MICRO BAYONET CURETTES, ASSORTED SHAPES AND SIZES | NEUROSCIENCES CONSUMABLES SUPPLEMENTARY
9427 | 4229492404200 | BIPOLAR FORCEPS, ELECTROSURGICAL, NEURO, BAYONET, NON-STICK, 20-22 CM TOTAL LENGTH, ASSORTED TIP SIZES, REUSABLE | NEUROSCIENCES CONSUMABLES SUPPLEMENTARY
9428 | 4229492404100 | BIPOLAR FORCEPS, ELECTROSURGICAL, NEURO, BAYONET, NON-STICK, 16-19 CM TOTAL LENGTH, ASSORTED TIP SIZES, REUSABLE | NEUROSCIENCES CONSUMABLES SUPPLEMENTARY
9429 | 4229492404000 | BIPOLAR FORCEPS, ELECTROSURGICAL, NEURO, BAYONET, NON-IRRIGATING, NON-STICK, 23-26 CM TOTAL LENGTH, ASSORTED TIP SIZES, DISPOSABLE, STERILE | NEUROSCIENCES CONSUMABLES SUPPLEMENTARY
9430 | 4229492403900 | BIPOLAR FORCEPS, ELECTROSURGICAL, NEURO, BAYONET, NON-IRRIGATING, NON-STICK, 20-22 CM TOTAL LENGTH, ASSORTED TIP SIZES, DISPOSABLE, STERILE | NEUROSCIENCES CONSUMABLES SUPPLEMENTARY
9431 | 4229552200100 | VAGAL NERVE STIMULATOR DEVICE, IMPLANTABLE, THE SYSTEM CONTAINS LEAD AND TUNNELER TO STIMULATE VAGUS NERVE | NEUROSCIENCES CONSUMABLES SUPPLEMENTARY
9432 | 4229590702100 | STENT, CAROTID, MONORAIL, SINGLE LAYER, SELF EXPANDABLE, 0.014 INCH COMPATIBLE, ASSORTED SIZES AS PER HOSPITAL REQUEST, DISPOSABLE, STERILE. | NEUROSCIENCES CONSUMABLES SUPPLEMENTARY
9433 | 4229515700300 | POSITIONING HEAD BAND, WITH OPEN FACE DESIGN, VELCRO CLOSURE, COMPATIBLE WITH STEREOTACTIC SYSTEM, DISPOSABLE, STERILE | NEUROSCIENCES CONSUMABLES SUPPLEMENTARY
9434 | 4229610304300 | DURAL SUBSTITUTE, FOR NEURO SURGERY DURAL REPAIR, SYNTHETIC, SUTURABLE, SIZE: 2 X 2 INCH (+/- 0.5 INCH), STERILE. | NEUROSCIENCES CONSUMABLES SUPPLEMENTARY
9435 | 4229610030600 | CRANIAL PLATES, MADE OF TITANIUM, STANDARD, SHUNT-BURR HOLE COVER TYPE, ASSORTED SIZES | NEUROSCIENCES CONSUMABLES SUPPLEMENTARY
9436 | 4229610030400 | CRANIAL PLATES, MADE OF TITANIUM, STANDARD, MESH, 17 X 17 CM (+/- 5 CM) | NEUROSCIENCES CONSUMABLES SUPPLEMENTARY
9437 | 4229610030300 | CRANIAL PLATES, MADE OF TITANIUM, STANDARD, BURR HOLE COVER, ASSORTED SIZES | NEUROSCIENCES CONSUMABLES SUPPLEMENTARY
9438 | 4229610029500 | CRANIAL PLATES, ABSORBABLE, Y-SHAPE PLATES, ASSORTED SIZES | NEUROSCIENCES CONSUMABLES SUPPLEMENTARY
9439 | 4229610029400 | CRANIAL PLATES, MADE OF TITANIUM, STANDARD, MESH, 5 X 5 CM (+/- 1.5 CM) | NEUROSCIENCES CONSUMABLES SUPPLEMENTARY
9440 | 4229610029300 | CRANIAL PLATES, ABSORBABLE, X-SHAPE PLATES, ASSORTED SIZES | NEUROSCIENCES CONSUMABLES SUPPLEMENTARY
9441 | 4229610033000 | IMPLANTABLE PULSE GENERATOR, RECHARGEABLE, FOR DEEP BRAIN STIMULATION, MRI COMPATIBLE | NEUROSCIENCES CONSUMABLES SUPPLEMENTARY
9442 | 4229610033100 | SCREWS, FOR CRANIAL PLATES, SELF DRILLING, ABSORBABLE, ASSORTED SIZES | NEUROSCIENCES CONSUMABLES SUPPLEMENTARY
9443 | 4229610033200 | SCREWS, FOR STANDARD CRANIAL PLATES, SELF DRILLING, MADE OF TITANIUM, ASSORTED SIZES | NEUROSCIENCES CONSUMABLES SUPPLEMENTARY
9444 | 4229610033300 | SCREWS, FOR ULTRA LOW PROFILE CRANIAL PLATES, SELF DRILLING, MADE OF TITANIUM, ASSORTED SIZES | NEUROSCIENCES CONSUMABLES SUPPLEMENTARY
9445 | 4229610100300 | CLIPS, ANEURYSM CLIPS, PERMANENT, MINI, ASSORTED SIZES | NEUROSCIENCES CONSUMABLES SUPPLEMENTARY
9446 | 4229610100700 | CLIPS, ANEURYSM CLIPS, PERMANENT, STANDARD, ASSORTED SIZES | NEUROSCIENCES CONSUMABLES SUPPLEMENTARY
9447 | 4229610029200 | CRANIAL PLATES, ABSORBABLE, STRAIGHT, 6-8 HOLES, ASSORTED SIZES | NEUROSCIENCES CONSUMABLES SUPPLEMENTARY
9448 | 4229610200000 | CLIPS, ANEURYSM CLIPS, TEMPORARY, MINI, ASSORTED SIZES | NEUROSCIENCES CONSUMABLES SUPPLEMENTARY
9449 | 4229610029100 | CRANIAL PLATES, ABSORBABLE, STRAIGHT, 4 HOLES, ASSORTED SIZES | NEUROSCIENCES CONSUMABLES SUPPLEMENTARY
9450 | 4229610030900 | CRANIAL PLATES, MADE OF TITANIUM, STANDARD, X-SHAPE PLATES, ASSORTED SIZES | NEUROSCIENCES CONSUMABLES SUPPLEMENTARY
9451 | 4229610029000 | CRANIAL PLATES, ABSORBABLE, STRAIGHT, 2 HOLES, ASSORTED SIZES | NEUROSCIENCES CONSUMABLES SUPPLEMENTARY
9452 | 4229610031000 | CRANIAL PLATES, MADE OF TITANIUM, STANDARD, Y-SHAPE PLATES, ASSORTED SIZES | NEUROSCIENCES CONSUMABLES SUPPLEMENTARY
9453 | 4229610031200 | CRANIAL PLATES, MADE OF TITANIUM, ULTRA LOW PROFILE, DOUBLE Y-SHAPE PLATES, ASSORTED SIZES | NEUROSCIENCES CONSUMABLES SUPPLEMENTARY
9454 | 4229610032500 | CUSTOM MADE CRANIAL FLAP, MADE OF PEEK (POLYETHER ETHER KETONE), MORE THAN 150 MM RADIUS | NEUROSCIENCES CONSUMABLES SUPPLEMENTARY
9455 | 4229610032700 | DURAL PATCH, FOR NEURO SURGERY DURAL REPAIR, SUTURABLE, DERIVED FROM BOVINE, SIZE: 4 X 5 INCH (+/- 1 INCH), STERILE | NEUROSCIENCES CONSUMABLES SUPPLEMENTARY
9456 | 4229610032800 | DURAL SUBSTITUTE, FOR NEURO SURGERY DURAL REPAIR, SYNTHETIC, SUTURABLE, SIZE: 1 X 1 INCH (+/- 0.5 INCH), STERILE. | NEUROSCIENCES CONSUMABLES SUPPLEMENTARY
9457 | 4229610032900 | IMPLANTABLE PULSE GENERATOR, NON RECHARGEABLE, FOR DEEP BRAIN STIMULATION, MRI COMPATIBLE | NEUROSCIENCES CONSUMABLES SUPPLEMENTARY
9458 | 4229610032400 | CUSTOM MADE CRANIAL FLAP, MADE OF PEEK (POLYETHER ETHER KETONE), EXTRA LARGE, 126-150 MM RADIUS | NEUROSCIENCES CONSUMABLES SUPPLEMENTARY
9459 | 4229610032300 | CRANIAL PLATES, MADE OF TITANIUM, ULTRA LOW PROFILE, Y-SHAPE PLATES, ASSORTED SIZES | NEUROSCIENCES CONSUMABLES SUPPLEMENTARY
9460 | 4229610032200 | CRANIAL PLATES, MADE OF TITANIUM, ULTRA LOW PROFILE, X-SHAPE PLATES, ASSORTED SIZES | NEUROSCIENCES CONSUMABLES SUPPLEMENTARY
9461 | 4229610032100 | CRANIAL PLATES, MADE OF TITANIUM, ULTRA LOW PROFILE, STRAIGHT, 6 -8 HOLES, ASSORTED SIZES | NEUROSCIENCES CONSUMABLES SUPPLEMENTARY
9462 | 4229610032000 | CRANIAL PLATES, MADE OF TITANIUM, ULTRA LOW PROFILE, STRAIGHT, 4 HOLES, ASSORTED SIZES | NEUROSCIENCES CONSUMABLES SUPPLEMENTARY
9463 | 4229610031900 | CRANIAL PLATES, MADE OF TITANIUM, ULTRA LOW PROFILE, STRAIGHT, 2 HOLES, ASSORTED SIZES | NEUROSCIENCES CONSUMABLES SUPPLEMENTARY
9464 | 4229610031800 | CRANIAL PLATES, MADE OF TITANIUM, ULTRA LOW PROFILE, STRAIGHT, 16-20 HOLES, ASSORTED SIZES | NEUROSCIENCES CONSUMABLES SUPPLEMENTARY
9465 | 4229610031700 | CRANIAL PLATES, MADE OF TITANIUM, ULTRA LOW PROFILE, STRAIGHT, 10 -12 HOLES, ASSORTED SIZES | NEUROSCIENCES CONSUMABLES SUPPLEMENTARY
9466 | 4229610031600 | CRANIAL PLATES, MADE OF TITANIUM, ULTRA LOW PROFILE, SHUNT-BURR HOLE COVER TYPE, ASSORTED SIZES | NEUROSCIENCES CONSUMABLES SUPPLEMENTARY
9467 | 4229610400600 | CRANIAL PLATES, MADE OF TITANIUM, STANDARD, STRAIGHT, 16-20 HOLES, ASSORTED SIZES | NEUROSCIENCES CONSUMABLES SUPPLEMENTARY
9468 | 4229610031300 | CRANIAL PLATES, MADE OF TITANIUM, ULTRA LOW PROFILE, MESH, 15 X 15 CM (+/- 2 CM) | NEUROSCIENCES CONSUMABLES SUPPLEMENTARY
9469 | 4229610031100 | CRANIAL PLATES, MADE OF TITANIUM, ULTRA LOW PROFILE, BURR HOLE COVER, ASSORTED SIZES | NEUROSCIENCES CONSUMABLES SUPPLEMENTARY
9470 | 4229610028900 | CRANIAL PLATES, ABSORBABLE, STRAIGHT, 16-20 HOLES, ASSORTED SIZES | NEUROSCIENCES CONSUMABLES SUPPLEMENTARY
9471 | 4229610031400 | CRANIAL PLATES, MADE OF TITANIUM, ULTRA LOW PROFILE, MESH, 5 X 5 CM (+/- 1.5 CM) | NEUROSCIENCES CONSUMABLES SUPPLEMENTARY
9472 | 4229610028600 | CRANIAL PLATES, ABSORBABLE, MESH, 10 X 10 CM (+/- 2 CM) | NEUROSCIENCES CONSUMABLES SUPPLEMENTARY
9473 | 4229610002500 | DURAL SUBSTITUTE, FOR NEURO SURGERY DURAL REPAIR, SYNTHETIC, SUTURABLE, SIZE: 3 X 3 INCH (+/- 0.7 INCH), STERILE, STERILE. | NEUROSCIENCES CONSUMABLES SUPPLEMENTARY
9474 | 4229610001700 | DURAL PATCH, FOR NEURO SURGERY DURAL REPAIR, SUTURABLE, DERIVED FROM BOVINE, SIZE: 1 X 3 INCH (+/- 0.5 INCH), STERILE | NEUROSCIENCES CONSUMABLES SUPPLEMENTARY
9475 | 4229610001400 | REFLECTIVE SPHERES, FOR NEURO NAVIGATION, DISPOSABLE, STERILE | NEUROSCIENCES CONSUMABLES SUPPLEMENTARY
9476 | 4229610001200 | LUBRICANT/DIFFUSER CARTRIDGE, COMPATIBLE WITH LEGEND SYSTEM, DISPOSABLE | NEUROSCIENCES CONSUMABLES SUPPLEMENTARY
9477 | 4229610001000 | DURAL PATCH, FOR NEURO SURGERY DURAL REPAIR, SUTURABLE, DERIVED FROM BOVINE, SIZE: 3 X 3 INCH (+/- 0.7 INCH), STERILE | NEUROSCIENCES CONSUMABLES SUPPLEMENTARY
9478 | 4229610000700 | DURAL PATCH, FOR NEURO SURGERY DURAL REPAIR, ONLAY, DERIVED FROM BOVINE, SIZE: 1 X 1 INCH (+/- 0.5 INCH), STERILE | NEUROSCIENCES CONSUMABLES SUPPLEMENTARY
9479 | 4229610028700 | CRANIAL PLATES, ABSORBABLE, MESH, 5 X 5 CM (+/- 1.5 CM) | NEUROSCIENCES CONSUMABLES SUPPLEMENTARY
9480 | 4229610000000 | PERFORATOR, FOR SKULL BONE, HUDSON CHUCK, EXTRA LARGE, 14 MM, THIN, DISPOSABLE | NEUROSCIENCES CONSUMABLES SUPPLEMENTARY
9481 | 4229610301400 | DURAL PATCH, FOR NEURO SURGERY DURAL REPAIR, SUTURABLE, DERIVED FROM BOVINE, SIZE: 2 X 2 INCH (+/- 0.5 INCH), STERILE | NEUROSCIENCES CONSUMABLES SUPPLEMENTARY
9482 | 4229543500500 | EAR TIPS, MADE OF FOAM, USED WITH INSERT TIP STIMULATORS, FOR BRAIN STEM AUDITORY RESPONSES, DISPOSABLE, ASSORTED SIZES | NEUROSCIENCES CONSUMABLES SUPPLEMENTARY
9483 | 4229610302300 | DURAL PATCH, FOR NEURO SURGERY DURAL REPAIR, ONLAY, DERIVED FROM BOVINE, SIZE: 1 X 3 INCH (+/- 0.5 INCH), STERILE | NEUROSCIENCES CONSUMABLES SUPPLEMENTARY
9484 | 4229610303600 | DURAL PATCH, FOR NEURO SURGERY DURAL REPAIR, ONLAY, DERIVED FROM BOVINE, SIZE: 2 X 2 INCH (+/- 0.5 INCH), STERILE | NEUROSCIENCES CONSUMABLES SUPPLEMENTARY
9485 | 4229610303700 | DURAL PATCH, FOR NEURO SURGERY DURAL REPAIR, ONLAY, DERIVED FROM BOVINE, SIZE: 3 X 3 INCH (+/- 0.7 INCH), STERILE | NEUROSCIENCES CONSUMABLES SUPPLEMENTARY
9486 | 4229591300500 | STENT, INTRALUMINAL, LASER CUT, OPEN CELL, USED FOR NEURO ANEURYSM EMBOLIZATION, ASSORTED SIZES | NEUROSCIENCES CONSUMABLES SUPPLEMENTARY
9487 | 4229610304200 | DURAL SUBSTITUTE, FOR NEURO SURGERY DURAL REPAIR, SYNTHETIC, SUTURABLE, SIZE: 4 X 5 INCH (+/- 1 INCH), STERILE. | NEUROSCIENCES CONSUMABLES SUPPLEMENTARY
9488 | 4229610003300 | NEURO INTRAVENTRICULAR CATHETER, STANDARD, ASSORTED SIZES AND ANGLES AS PER HOSPITAL REQUEST, DISPOSABLE, STERILE. | NEUROSCIENCES CONSUMABLES SUPPLEMENTARY
9489 | 4229610003600 | DRAINAGE BAG REPLACEMENT, COMPATIBLE WITH HOSPITALS DRAINAGE SYSTEM, DISPOSABLE | NEUROSCIENCES CONSUMABLES SUPPLEMENTARY
9490 | 4232150519500 | CRANIAL PLATES, MADE OF TITANIUM, STANDARD, DOUBLE Y-SHAPE PLATES, ASSORTED SIZES | NEUROSCIENCES CONSUMABLES SUPPLEMENTARY
9491 | 4229610006100 | CRANIAL PLATES, MADE OF TITANIUM, ULTRA LOW PROFILE, MESH, 10 X 10 CM (+/- 2 CM) | NEUROSCIENCES CONSUMABLES SUPPLEMENTARY
9492 | 4229610022400 | PERFORATOR, FOR SKULL BONE, HUDSON CHUCK, EXTRA LARGE, 14 MM, THICK, DISPOSABLE | NEUROSCIENCES CONSUMABLES SUPPLEMENTARY
9493 | 4229610200500 | CLIPS, ANEURYSM CLIPS, TEMPORARY, STANDARD, ASSORTED SIZES | NEUROSCIENCES CONSUMABLES SUPPLEMENTARY
9494 | 4229610027800 | BURR HOLE COVER KIT, FOR DEEP BRAIN STIMULATION | NEUROSCIENCES CONSUMABLES SUPPLEMENTARY
9495 | 4229610022300 | PERFORATOR, FOR SKULL BONE, HUDSON CHUCK, MEDIUM, 11 MM, THIN, DISPOSABLE | NEUROSCIENCES CONSUMABLES SUPPLEMENTARY
9496 | 4229610028100 | CRANIAL FLAP, CUSTOM MADE, MADE OF PEEK (POLYETHER ETHER KETONE), LARGE SIZE, 101-125 MM RADIUS | NEUROSCIENCES CONSUMABLES SUPPLEMENTARY
9497 | 4229610028200 | CRANIAL FLAP, CUSTOM MADE, MADE OF PEEK (POLYETHER ETHER KETONE), MEDIUM SIZE, 76-100 MM RADIUS | NEUROSCIENCES CONSUMABLES SUPPLEMENTARY
9498 | 4229610028400 | CRANIAL PLATES, ABSORBABLE, BURR HOLE COVER, ASSORTED SIZES | NEUROSCIENCES CONSUMABLES SUPPLEMENTARY
9499 | 4229610028500 | CRANIAL PLATES, ABSORBABLE, DOUBLE Y-SHAPE PLATES, ASSORTED SIZES | NEUROSCIENCES CONSUMABLES SUPPLEMENTARY
9500 | 4229610028300 | CRANIAL FLAP, CUSTOM MADE, MADE OF PEEK (POLYETHER ETHER KETONE), SMALL SIZE, 40-75 MM RADIUS | NEUROSCIENCES CONSUMABLES SUPPLEMENTARY
9501 | 4229610010000 | MICRO CATHETER, FOR NEURO INTERVENTION, FLOW DIRECTED, DMSO COMPATIBLE, INNER DIAMETER 0.013- 0.015 INCH, TOTAL LENGTH 150 - 170 CM, DISPOSABLE, STERILE | NEUROSCIENCES CONSUMABLES SUPPLEMENTARY
9502 | 4229610022200 | PERFORATOR, FOR SKULL BONE, HUDSON CHUCK, SMALL, 9 MM, THIN, DISPOSABLE | NEUROSCIENCES CONSUMABLES SUPPLEMENTARY
9503 | 4229610007600 | NAVIGATED BIOPSY NEEDLE, DISPOSABLE | NEUROSCIENCES CONSUMABLES SUPPLEMENTARY
9504 | 4229610021700 | CRANIOPLASTY KIT, ACRYLIC BONE CEMENT, POWDER, FOR CRANIAL DEFECTS REPAIR, STERILE | NEUROSCIENCES CONSUMABLES SUPPLEMENTARY
9505 | 4229610019500 | EMBOLIC AGENT, NON-ADHESIVE LIQUID, IN A PREFILLED SYRINGE, NEUROVASCULAR, COMPRISED OF A BIOCOMPATIBLE POLYMER DISSOLVED IN DMSO SO LVENT, STERILE. | NEUROSCIENCES CONSUMABLES SUPPLEMENTARY
9506 | 4229610014600 | SHEATH, GUIDING, HYDROPHILIC COATING, LENGTH NOT LESS THAN 80 CM, INNER DIAMETER NOT LESS THAN 0.088 INCH, DISPOSABLE, STERILE, ASSORTED SIZES AND ANGLES MUST BE PROVIDED AS PER HOSPITAL REQUEST. | NEUROSCIENCES CONSUMABLES SUPPLEMENTARY
9507 | 4229610007800 | NAVIGATED SHUNT PLACEMENT NEEDLE, NON INVASIVE, DISPOSABLE | NEUROSCIENCES CONSUMABLES SUPPLEMENTARY
9508 | 4228153600000 | FILTER, FOR STERILIZATION CONTAINER, 215 X 95 MM, REUSABLE | STERILIZATION SUPPLIES (CSSD)
9509 | 4228152701600 | RIBBON PRINTER, BLACK AND RED, FOR STERRAD 100 S | STERILIZATION SUPPLIES (CSSD)
9510 | 4228152103600 | SHOES, ANTI-SLIPPERY, WATERPROOF, PUNCTURE RESISTANT, ANTISTATIC, COVERING THE FEET AND TOES WITH REINFORCEMENT HEEL, LATERAL VENTILATION PORTS, COMFORTABLE, ERGONOMIC DESIGN TO RELIEVE TENSION IN FEET AND LOWER BACK, LIGHT WEIGHT (NOT MORE THAN 80G PER PIECE) , EASY TO CLEAN AND DISINFECT, SIZE 45/46 RED | STERILIZATION SUPPLIES (CSSD)
9511 | 4228152103500 | SHOES, ANTI-SLIPPERY, WATERPROOF, PUNCTURE RESISTANT, ANTISTATIC, COVERING THE FEET AND TOES WITH REINFORCEMENT HEEL, LATERAL VENTILATION PORTS, COMFORTABLE, ERGONOMIC DESIGN TO RELIEVE TENSION IN FEET AND LOWER BACK, LIGHT WEIGHT (NOT MORE THAN 80G PER PIECE) , EASY TO CLEAN AND DISINFECT, SIZE 43/44 RED | STERILIZATION SUPPLIES (CSSD)
9512 | 4228152103400 | SHOES, ANTI-SLIPPERY, WATERPROOF, PUNCTURE RESISTANT, ANTISTATIC, COVERING THE FEET AND TOES WITH REINFORCEMENT HEEL, LATERAL VENTILATION PORTS, COMFORTABLE, ERGONOMIC DESIGN TO RELIEVE TENSION IN FEET AND LOWER BACK, LIGHT WEIGHT (NOT MORE THAN 80G PER PIECE) , EASY TO CLEAN AND DISINFECT, SIZE 41/42 RED | STERILIZATION SUPPLIES (CSSD)
9513 | 4228152103300 | SHOES, ANTI-SLIPPERY, WATERPROOF, PUNCTURE RESISTANT, ANTISTATIC, COVERING THE FEET AND TOES WITH REINFORCEMENT HEEL, LATERAL VENTILATION PORTS, COMFORTABLE, ERGONOMIC DESIGN TO RELIEVE TENSION IN FEET AND LOWER BACK, LIGHT WEIGHT (NOT MORE THAN 80G PER PIECE) , EASY TO CLEAN AND DISINFECT, SIZE 39/40 RED | STERILIZATION SUPPLIES (CSSD)
9514 | 4228152103200 | SHOES, ANTI-SLIPPERY, WATERPROOF, PUNCTURE RESISTANT, ANTISTATIC, COVERING THE FEET AND TOES WITH REINFORCEMENT HEEL, LATERAL VENTILATION PORTS, COMFORTABLE, ERGONOMIC DESIGN TO RELIEVE TENSION IN FEET AND LOWER BACK, LIGHT WEIGHT (NOT MORE THAN 80G PER PIECE) , EASY TO CLEAN AND DISINFECT, SIZE 37/38 RED | STERILIZATION SUPPLIES (CSSD)
9515 | 4229490006600 | TELESCOPE CONTAINER- BLUE COVER FOR LOW TEMPERATURE STERILIZATION, DISPOSABLE | STERILIZATION SUPPLIES (CSSD)
9516 | 4228150907000 | TRANSPORTATION BOX, FOR DELIVERING DIRTY INSTRUMENT, PROPYLENE PLASTIC MATERIAL, FREE LID LOCKABLE ATTACHED TO BOTH SIDES AND WELL SECURED, COLOR RED, WASHABLE UP TO 95 DEGREE, DURABLE, EXTERNAL SIZE (53 - 55) X (33 - 35) X (14 - 16) CM | STERILIZATION SUPPLIES (CSSD)
9517 | 4111280000100 | TRANSPORTATION BOX, FOR DELIVERING DIRTY INSTRUMENT, PROPYLENE PLASTIC MATERIAL, FREE LID LOCKABLE ATTACHED TO BOTH SIDES AND WELL SECURED, COLOR RED, WASHABLE UPTO 95 DEGREE, DURABLE, EXTERNAL SIZE 70CM X 45CM X18CM | STERILIZATION SUPPLIES (CSSD)
9518 | 4228153600200 | FILTER FOR RIGID CONTAINER REUSABLE ROUND FREE LATEX DIAMETER 190 MM | STERILIZATION SUPPLIES (CSSD)
9519 | 4111580616100 | PRINTING PAPER ROLL, REGULAR SIZE 57 MM COMPATIBLE WITH SECTORS MACHINE | STERILIZATION SUPPLIES (CSSD)
9520 | 4229490007000 | TELESCOPE CONTAINER- PINK COVER FOR STEAM STERILIZATION DISPOSABLE | STERILIZATION SUPPLIES (CSSD)
9521 | 4229490006900 | TELESCOPE CONTAINER- GOLD COVER FOR STEAM STERILIZATION DISPOSABLE | STERILIZATION SUPPLIES (CSSD)
9522 | 4229490006800 | TELESCOPE CONTAINER- GOLD COVER FOR LOW TEMPERATURE STERILIZATION, DISPOSABLE | STERILIZATION SUPPLIES (CSSD)
9523 | 4229490006700 | TELESCOPE CONTAINER- BLUE COVER FOR STEAM STERILIZATION DISPOSABLE | STERILIZATION SUPPLIES (CSSD)
9524 | 4228152103100 | SHOES, ANTI-SLIPPERY, WATERPROOF, PUNCTURE RESISTANT, ANTISTATIC, COVERING THE FEET AND TOES WITH REINFORCEMENT HEEL, LATERAL VENTILATION PORTS, COMFORTABLE, ERGONOMIC DESIGN TO RELIEVE TENSION IN FEET AND LOWER BACK, LIGHT WEIGHT (NOT MORE THAN 80G PER PIECE) , EASY TO CLEAN AND DISINFECT, SIZE 35/36 RED | STERILIZATION SUPPLIES (CSSD)
9525 | 4228153600300 | FILTER, PTFE, FOR PLASTIC LID CONTAINERS, REUSABLE, NOT LESS THAN 2000 CYCLE | STERILIZATION SUPPLIES (CSSD)
9526 | 4228171500300 | BAG BIOHAZARD SEALED TO KEEP THE ITEM MOIST SINGLE USE SIZE 500 MM X 650 MM | STERILIZATION SUPPLIES (CSSD)
9527 | 4228171500000 | BAG BIOHAZARD SEALED TO KEEP THE ITEM MOIST SINGLE USE SIZE 150 MM X 250 MM | STERILIZATION SUPPLIES (CSSD)
9528 | 4228190900600 | LABELS, ADHESIVE STICKER, TO IDENTIFY INSTRUMENT SETS, PRINTED "CLEAN" IN GREEN, DISPOSABLE, 4X4 INCH | STERILIZATION SUPPLIES (CSSD)
9529 | 4228190412700 | POUCH STERILIZATION HEAT SEAL PRE-CUT NOT LESS THAN 80 GSM / THICK TRANSPARENT FILM COMPATIBLE WITH STEAM UP TO 134 C AND HYDROGEN PEROXIDE PUNCTURE RESISTANT STERILE BARRIER INDICATOR TYPE 1 PRINTED AT DISTANCE EVERY 15 CM SIZE: L 80 MM X W 300 MM | STERILIZATION SUPPLIES (CSSD)
9530 | 4228190412600 | POUCH STERILIZATION HEAT SEAL PRE-CUT NOT LESS THAN 80 GSM / THICK TRANSPARENT FILM COMPATIBLE WITH STEAM UP TO 134 C AND HYDROGEN PEROXIDE PUNCTURE RESISTANT STERILE BARRIER INDICATOR TYPE 1 PRINTED AT DISTANCE EVERY 15 CM SIZE: L 380 MM X W 690 MM | STERILIZATION SUPPLIES (CSSD)
9531 | 4228190412500 | POUCH STERILIZATION HEAT SEAL PRE-CUT NOT LESS THAN 80 GSM / THICK TRANSPARENT FILM COMPATIBLE WITH STEAM UP TO 134 C AND HYDROGEN PEROXIDE PUNCTURE RESISTANT STERILE BARRIER INDICATOR TYPE 1 PRINTED AT DISTANCE EVERY 15 CM SIZE: L 380 MM X W 650 MM | STERILIZATION SUPPLIES (CSSD)
9532 | 4228190412400 | POUCH STERILIZATION HEAT SEAL PRE-CUT NOT LESS THAN 80 GSM / THICK TRANSPARENT FILM COMPATIBLE WITH STEAM UP TO 134 C AND HYDROGEN PEROXIDE PUNCTURE RESISTANT STERILE BARRIER INDICATOR TYPE 1 PRINTED AT DISTANCE EVERY 15 CM SIZE: L 380 MM X W 450 MM | STERILIZATION SUPPLIES (CSSD)
9533 | 4228190412300 | POUCH STERILIZATION HEAT SEAL PRE-CUT NOT LESS THAN 80 GSM / THICK TRANSPARENT FILM COMPATIBLE WITH STEAM UP TO 134 C AND HYDROGEN PEROXIDE PUNCTURE RESISTANT STERILE BARRIER INDICATOR TYPE 1 PRINTED AT DISTANCE EVERY 15 CM SIZE: L 320 MM X W 550 MM | STERILIZATION SUPPLIES (CSSD)
9534 | 4228190412200 | POUCH STERILIZATION HEAT SEAL PRE-CUT NOT LESS THAN 80 GSM / THICK TRANSPARENT FILM COMPATIBLE WITH STEAM UP TO 134 C AND HYDROGEN PEROXIDE PUNCTURE RESISTANT STERILE BARRIER INDICATOR TYPE 1 PRINTED AT DISTANCE EVERY 15 CM SIZE: L 285 MM X W 600 MM | STERILIZATION SUPPLIES (CSSD)
9535 | 4228190412100 | POUCH STERILIZATION HEAT SEAL PRE-CUT NOT LESS THAN 80 GSM / THICK TRANSPARENT FILM COMPATIBLE WITH STEAM UP TO 134 C AND HYDROGEN PEROXIDE PUNCTURE RESISTANT STERILE BARRIER INDICATOR TYPE 1 PRINTED AT DISTANCE EVERY 15 CM SIZE: L 285 MM X W 450 MM | STERILIZATION SUPPLIES (CSSD)
9536 | 4228190412000 | POUCH STERILIZATION HEAT SEAL PRE-CUT NOT LESS THAN 80 GSM / THICK TRANSPARENT FILM COMPATIBLE WITH STEAM UP TO 134 C AND HYDROGEN PEROXIDE PUNCTURE RESISTANT STERILE BARRIER INDICATOR TYPE 1 PRINTED AT DISTANCE EVERY 15 CM SIZE: L 250 MM X W 500 MM | STERILIZATION SUPPLIES (CSSD)
9537 | 4228190411900 | POUCH STERILIZATION HEAT SEAL PRE-CUT NOT LESS THAN 80 GSM / THICK TRANSPARENT FILM COMPATIBLE WITH STEAM UP TO 134 C AND HYDROGEN PEROXIDE PUNCTURE RESISTANT STERILE BARRIER INDICATOR TYPE 1 PRINTED AT DISTANCE EVERY 15 CM SIZE: L 220 MM X W 600 MM | STERILIZATION SUPPLIES (CSSD)
9538 | 4228190411800 | POUCH STERILIZATION HEAT SEAL PRE-CUT NOT LESS THAN 80 GSM / THICK TRANSPARENT FILM COMPATIBLE WITH STEAM UP TO 134 C AND HYDROGEN PEROXIDE PUNCTURE RESISTANT STERILE BARRIER INDICATOR TYPE 1 PRINTED AT DISTANCE EVERY 15 CM SIZE: L 220 MM X W 400 MM | STERILIZATION SUPPLIES (CSSD)
9539 | 4228190411700 | POUCH STERILIZATION HEAT SEAL PRE-CUT NOT LESS THAN 80 GSM / THICK TRANSPARENT FILM COMPATIBLE WITH STEAM UP TO 134 C AND HYDROGEN PEROXIDE PUNCTURE RESISTANT STERILE BARRIER INDICATOR TYPE 1 PRINTED AT DISTANCE EVERY 15 CM SIZE: L 160 MM X W 500 MM | STERILIZATION SUPPLIES (CSSD)
9540 | 4228190411600 | POUCH STERILIZATION HEAT SEAL PRE-CUT NOT LESS THAN 80 GSM / THICK TRANSPARENT FILM COMPATIBLE WITH STEAM UP TO 134 C AND HYDROGEN PEROXIDE PUNCTURE RESISTANT STERILE BARRIER INDICATOR TYPE 1 PRINTED AT DISTANCE EVERY 15 CM SIZE: L 160 MM X W 300 MM | STERILIZATION SUPPLIES (CSSD)
9541 | 4228190411400 | POUCH STERILIZATION HEAT SEAL PRE-CUT NOT LESS THAN 80 GSM / THICK TRANSPARENT FILM COMPATIBLE WITH STEAM UP TO 134 C AND HYDROGEN PEROXIDE PUNCTURE RESISTANT STERILE BARRIER INDICATOR TYPE 1 PRINTED AT DISTANCE EVERY 15 CM SIZE: L 120 MM X W 200 MM | STERILIZATION SUPPLIES (CSSD)
9542 | 4228190207100 | TAPE COLOR CODING ROLL / SHEET LATEX FREE SURGICAL INSTRUMENTS 2.5 MM STRIPED GREEN / WHITE | STERILIZATION SUPPLIES (CSSD)
9543 | 4228190207000 | TAPE COLOR CODING ROLL / SHEET LATEX FREE SURGICAL INSTRUMENTS 2.5 MM STRIPED GRAY / WHITE | STERILIZATION SUPPLIES (CSSD)
9544 | 4228190203700 | TYVEK PRINTING SHEET, PLAIN, WHITE, SIZE A4 (21 X 29.7) CM | STERILIZATION SUPPLIES (CSSD)
9545 | 4228190000700 | TRANSPORTABLE CONTAINER TRANSPARENT LIGHT WEIGHT PUNCTURE PROOF PROPYLENE WITH SECURE LOCKABLE LID SIZE: WIDTH 33CM LENGTH 52CM HEIGHT 20CM. | STERILIZATION SUPPLIES (CSSD)
9546 | 4228180200500 | COLORED IDENTIFICATION NAME PLATE (LABEL) FOR RIGID STERILIZATION CONTAINER, RE-USEABLE, ALUMINUM, BLUE, OUTER LENGTH: 50MM X W 18MM | STERILIZATION SUPPLIES (CSSD)
9547 | 4228180200400 | COLORED IDENTIFICATION NAME PLATE (LABEL) FOR RIGID STERILIZATION CONTAINER, RE-USEABLE, ALUMINUM, ORANGE, OUTER LENGTH: 50MM X W 18MM | STERILIZATION SUPPLIES (CSSD)
9548 | 4231155206700 | TAPE, IDENTIFICATION SURGICAL INSTRUMENT SHEET WITH NUMBERS VIOLET | STERILIZATION SUPPLIES (CSSD)
9549 | 4228171500200 | BAG BIOHAZARD SEALED TO KEEP THE ITEM MOIST SINGLE USE SIZE 400 MM X 550 MM | STERILIZATION SUPPLIES (CSSD)
9550 | 4228171500100 | BAG BIOHAZARD SEALED TO KEEP THE ITEM MOIST SINGLE USE SIZE 300 MM X 450 MM | STERILIZATION SUPPLIES (CSSD)
9551 | 4228170601300 | LUBRICANT, OIL DROPS, FOR SURGICAL INSTRUMENT, NON-SILICONE-BASED, ODORLESS, COLORLESS, FORMULA DOES NOT INTERFERE WITH THE STERILIZATION METHOD, CONTAINS AN ANTIMICROBIAL ADDITIVES, COMPATIBILITY WITH STAINLESS STEEL, TUNGSTEN CARBIDE, ALUMINUM, AND TITANIUM INSTRUMENTS, 15-20 ML | STERILIZATION SUPPLIES (CSSD)
9552 | 4228190411500 | POUCH STERILIZATION HEAT SEAL PRE-CUT NOT LESS THAN 80 GSM / THICK TRANSPARENT FILM COMPATIBLE WITH STEAM UP TO 134 C AND HYDROGEN PEROXIDE PUNCTURE RESISTANT STERILE BARRIER INDICATOR TYPE 1 PRINTED AT DISTANCE EVERY 15 CM SIZE: L 120 MM X W 400 MM | STERILIZATION SUPPLIES (CSSD)
9553 | 4228190001300 | TRANSPORTATION BOX, FOR DELIVERING STERILE INSTRUMENT, PROPYLENE PLASTIC MATERIAL, FREE LID LOCKABLE ATTACHED TO BOTH SIDES AND WELL SECURED, COLOR BLUE, WASHABLE UP TO 95 DEGREE BOX, DURABLE, EXTERNAL SIZE (70 - 73) X (57 - 60) X (40 - 50) CM | STERILIZATION SUPPLIES (CSSD)
9554 | 4229554601000 | RIGID SCOPE PROTECTOR, MADE OF POLYMER TO PROTECT THE RIGID SCOPE LENS FROM DAMAGE, AUTOCLAVABLE FIT UO TO 5 MM DIAMETER SCOPE. | STERILIZATION SUPPLIES (CSSD)
9555 | 4110410504200 | TRANSPORTATION BOX, FOR DELIVERING DIRTY INSTRUMENT, PROPYLENE PLASTIC MATERIAL, FREE LID LOCKABLE ATTACHED TO BOTH SIDES AND WELL SECURED, COLOR RED, WASHABLE UP TO 95 DEGREE, DURABLE, EXTERNAL SIZE (75 -80 ) X (57 - 60) X ( 60 - 63) CM | STERILIZATION SUPPLIES (CSSD)
9556 | 4110410503700 | TRANSPORTATION BOX, FOR DELIVERING DIRTY INSTRUMENT, PROPYLENE PLASTIC MATERIAL, FREE LID LOCKABLE ATTACHED TO BOTH SIDES, COLOR RED, WASHABLE UP TO 95 DEGREE, DURABLE, EXTERNAL SIZE (50 - 55) X 40 X (25 - 30 )CM | STERILIZATION SUPPLIES (CSSD)
9557 | 4215161406300 | BUR, OTOLOGY DIAMOND EXTENDED, 5MM OR EQUIVALENT | EAR, NOSE & THROAT SUPPLIES (ENT)
9558 | 4215161003700 | PASTE, ABRASIVE PASTE, REUSABLE, OR EQUIVALENT | EAR, NOSE & THROAT SUPPLIES (ENT)
9559 | 4111571500400 | SET ORO-TRACHEAL INJECTOR INSTRUMENT INCLUDING STRAIGHT AND CURVED CANNULA AND SYRINGE HANDLE | EAR, NOSE & THROAT SUPPLIES (ENT)
9560 | 4229171307000 | STAMMBERGER ANTRUM PUNCH, RIGHT SIDE DOWNWARD AND FORWARD CUTTING, WORKING LENGTH 10 CM | EAR, NOSE & THROAT SUPPLIES (ENT)
9561 | 4229680460200 | VANNAS MICRO SCISSORS, SPRING TYPE, BAYONET-SHAPED, SCISSOR BLADES CURVED UPWARDS, LENGTH 20 CM | EAR, NOSE & THROAT SUPPLIES (ENT)
9562 | 4229171306900 | PUNCH, STAMMBERGER ANTRUM LEFT SIDE DOWNWARD AND FORWARD CUTTING, WORKING LENGTH 10 CM | EAR, NOSE & THROAT SUPPLIES (ENT)
9563 | 4218242401400 | EARTIP SIZE 3, DISPOSABLE, OR EQUIVALENT | EAR, NOSE & THROAT SUPPLIES (ENT)
9564 | 4229171306000 | FORCEPS, ANTRUM PUNCH, SMALL PEDIATRIC SIZE, RIGHT SIDE BACKWARD CUTTING, WITH CLEANING CONNECTOR, 10 CM LENGTH | EAR, NOSE & THROAT SUPPLIES (ENT)
9565 | 4229680460100 | VANNAS MICRO SCISSORS, SPRING TYPE, BAYONET-SHAPED, STRAIGHT TIPS, LENGTH 20 CM | EAR, NOSE & THROAT SUPPLIES (ENT)
9566 | 4229680422400 | LIGHT CARRIER FIBER OPTIC FOR DISTAL ILLUMINATION ASSORTED LENGTH | EAR, NOSE & THROAT SUPPLIES (ENT)
9567 | 4229171305900 | FORCEPS, ANTRUM PUNCH, SMALL PEDIATRIC SIZE, LEFT SIDE BACKWARD CUTTING, WITH CLEANING CONNECTOR, 10 CM LENGTH | EAR, NOSE & THROAT SUPPLIES (ENT)
9568 | 4229171305800 | FORCEPS, ANTRUM PUNCH, RIGHT SIDE BACKWARD CUTTING, WITH CLEANING CONNECTOR, 10 CM LENGTH | EAR, NOSE & THROAT SUPPLIES (ENT)
9569 | 4229171305700 | FORCEPS, ANTRUM PUNCH, LEFT SIDE BACKWARD CUTTING, WITH CLEANING CONNECTOR, 10 CM LENGTH | EAR, NOSE & THROAT SUPPLIES (ENT)
9570 | 4229171305400 | BONE PUNCH, KERRISON, RIGID, UPBITING, 40 DEGREE FORWARD, SIZE 2 MM, 17 CM LENGTH | EAR, NOSE & THROAT SUPPLIES (ENT)
9571 | 4218240900700 | BATTERY, ZINC AIR HEARING AID BATTERIES, SIZE 13 | EAR, NOSE & THROAT SUPPLIES (ENT)
9572 | 4215161406800 | BUR, OTOLOGY DIAMOND EXTENDED, 1MM OR EQUIVALENT | EAR, NOSE & THROAT SUPPLIES (ENT)
9573 | 4215161407000 | BUR, OTOLOGY DIAMOND EXTENDED, 0.5MM OR EQUIVALENT | EAR, NOSE & THROAT SUPPLIES (ENT)
9574 | 4218154100100 | FACIAL ELECTRODE SUB - DERMAL 2 - CHANNEL PAIRED WITH LANCET TIPPED AND TWISTED COLOR CODED WIRE STERILE | EAR, NOSE & THROAT SUPPLIES (ENT)
9575 | 4215161407400 | BUR, OTOLOGY SKEETER OR EQUIVALENT, 0.5MM VIOLET | EAR, NOSE & THROAT SUPPLIES (ENT)
9576 | 4229190100600 | HOLDER, SHEA SPECULUM | EAR, NOSE & THROAT SUPPLIES (ENT)
9577 | 4218154200700 | TUBE ENDOTRACHEAL WITH NERVE STIMULATION ELECTRODES ASSORTED SIZES | EAR, NOSE & THROAT SUPPLIES (ENT)
9578 | 4215161413300 | BUR, OTOLOGY SKEETER OR EQUIVALENT, 0.7MM GREEN | EAR, NOSE & THROAT SUPPLIES (ENT)
9579 | 4215161413200 | BUR, OTOLOGY SKEETER OR EQUIVALENT, 0.75MM BLACK | EAR, NOSE & THROAT SUPPLIES (ENT)
9580 | 4229180245300 | CLAMP, DERLACKI OSSICLE HOLDING | EAR, NOSE & THROAT SUPPLIES (ENT)
9581 | 4229180244400 | LUSK MICRO BITE OR EQUIVALENT, STRAIGHT | EAR, NOSE & THROAT SUPPLIES (ENT)
9582 | 4229180244300 | LUSK MICRO BITE OR EQUIVALENT, 45 DEGREE | EAR, NOSE & THROAT SUPPLIES (ENT)
9583 | 4218154100200 | FACIAL ELECTRODE SUB - DERMAL FOUR - CHANNEL PAIRED WITH LANCET TIPPED AND TWISTED COLOR CODED WIRE. STERILE | EAR, NOSE & THROAT SUPPLIES (ENT)
9584 | 4215161412600 | BUR, OTOLOGY DIAMOND EXTENDED, 4MM OR EQUIVALENT | EAR, NOSE & THROAT SUPPLIES (ENT)
9585 | 4215161412400 | BUR, OTOLOGY DIAMOND EXTENDED, 3MM OR EQUIVALENT | EAR, NOSE & THROAT SUPPLIES (ENT)
9586 | 4215161412300 | BUR, OTOLOGY DIAMOND EXTENDED, 2MM OR EQUIVALENT | EAR, NOSE & THROAT SUPPLIES (ENT)
9587 | 4215161408400 | BUR, OTOLOGY SKEETER OR EQUIVALENT, 2.3MM RED | EAR, NOSE & THROAT SUPPLIES (ENT)
9588 | 4215161408300 | BUR, OTOLOGY SKEETER OR EQUIVALENT, 1MM ORANGE | EAR, NOSE & THROAT SUPPLIES (ENT)
9589 | 4215161408200 | BUR, OTOLOGY SKEETER OR EQUIVALENT, 1.8MM BROWN | EAR, NOSE & THROAT SUPPLIES (ENT)
9590 | 4215161408100 | BUR, OTOLOGY SKEETER OR EQUIVALENT, 1.4MM GRAY | EAR, NOSE & THROAT SUPPLIES (ENT)
9591 | 4215161407600 | BUR, OTOLOGY SKEETER OR EQUIVALENT, 0.6MM BLUE | EAR, NOSE & THROAT SUPPLIES (ENT)
9592 | 4215161407500 | BUR, OTOLOGY SKEETER OR EQUIVALENT, 0.6MM BLACK | EAR, NOSE & THROAT SUPPLIES (ENT)
9593 | 4218240900600 | IMPLANTABLE HEARING AID IMPLANTED BONE ANCHORED SYSTEM INTERNAL PART MRI COMPATIBILITY UP TO 1.5 TESLA. COMPENSATES UP-TO 45 55 65 DB HL FOR SENSORINEURAL MIXED AND/OR CONDUCTIVE HEARING LOSS AS REQUESTED BY END USER | EAR, NOSE & THROAT SUPPLIES (ENT)
9594 | 4229171305300 | BONE PUNCH, KERRISON, RIGID, DOWNBITING, 40 DEGREE FORWARD, SIZE 3 MM, 17 CM LENGTH | EAR, NOSE & THROAT SUPPLIES (ENT)
9595 | 4229330400600 | HOOK FISCH DURA LENGTH 16 CM TO 20 CM | EAR, NOSE & THROAT SUPPLIES (ENT)
9596 | 4229330400700 | FISCH GLOMUS RETRACTOR (INFRATEMPORAL FOSSA RETRACTOR), SIZE 21 X 16 CM | EAR, NOSE & THROAT SUPPLIES (ENT)
9597 | 4229163201300 | KNIFE, PLESTER SICKLE, DOUBLE-EDGED, STANDARD MODEL, SLIGHTLY CURVED, LENGTH 16 CM | EAR, NOSE & THROAT SUPPLIES (ENT)
9598 | 4218242403300 | EARTIPS RED MUSHROOM- SIZE 14, DISPOSABLE, OR EQUIVALENT | EAR, NOSE & THROAT SUPPLIES (ENT)
9599 | 4218242403400 | EARTIPS RED UMBRELLA- SIZE 15, DISPOSABLE, OR EQUIVALENT | EAR, NOSE & THROAT SUPPLIES (ENT)
9600 | 4218242403500 | EARTIPS RED UMBRELLA- SIZE 9, DISPOSABLE, OR EQUIVALENT | EAR, NOSE & THROAT SUPPLIES (ENT)
9601 | 4229163201200 | PLESTER KNIFE FOR EAR SURGERY ASSORTED LENGTH ANGLED AND SIZE | EAR, NOSE & THROAT SUPPLIES (ENT)
9602 | 4218242403600 | EARTIP TAB ELECTRODES WITH SOLID GEL, DISPOSABLE, OR EQUIVALENT | EAR, NOSE & THROAT SUPPLIES (ENT)
9603 | 4218242403700 | EARTIPS YELLOW SIZE 11 DISPOSABLE OR EQUIVALENT | EAR, NOSE & THROAT SUPPLIES (ENT)
9604 | 4229163201000 | KNIFE, PLESTER SICKLE, DOUBLE-EDGED, STANDARD MODEL, MEDIUM CURVED, LENGTH 16 CM | EAR, NOSE & THROAT SUPPLIES (ENT)
9605 | 4229162737300 | BUR, OTOLOGY COARSE DIAMOND, SIZE 6MM OR EQUIVALENT | EAR, NOSE & THROAT SUPPLIES (ENT)
9606 | 4229162737200 | BUR, OTOLOGY COARSE DIAMOND, SIZE 5MM OR EQUIVALENT | EAR, NOSE & THROAT SUPPLIES (ENT)
9607 | 4229350107200 | TUBE, SUCTION BARON, LENGTH 7.5 CM, ASSORTED DIAMETERS, REUSABLE | EAR, NOSE & THROAT SUPPLIES (ENT)
9608 | 4229350302100 | CURETTE, DEWAXING EAR CURETTE, DISPOSABLE, PACK OF 50 | EAR, NOSE & THROAT SUPPLIES (ENT)
9609 | 4229162737000 | BUR, OTOLOGY COARSE DIAMOND, SIZE 4MM OR EQUIVALENT | EAR, NOSE & THROAT SUPPLIES (ENT)
9610 | 4229162736800 | BUR, OTOLOGY COARSE DIAMOND, SIZE 3MM OR EQUIVALENT | EAR, NOSE & THROAT SUPPLIES (ENT)
9611 | 4229162736600 | BUR, OTOLOGY COARSE DIAMOND, SIZE 3.5MM OR EQUIVALENT | EAR, NOSE & THROAT SUPPLIES (ENT)
9612 | 4229162736500 | BUR, OTOLOGY DIAMOND EXTENDED, 3.5MM OR EQUIVALENT | EAR, NOSE & THROAT SUPPLIES (ENT)
9613 | 4229162736400 | BUR, OTOLOGY COARSE DIAMOND, SIZE 2.5MM OR EQUIVALENT | EAR, NOSE & THROAT SUPPLIES (ENT)
9614 | 4229163201400 | KNIFE, PLESTER SICKLE, DOUBLE-EDGED, STANDARD MODEL, STRONGLY CURVED, LENGTH 16 CM | EAR, NOSE & THROAT SUPPLIES (ENT)
9615 | 4229190100700 | SUPPORT TABLE, GOTTINGEN MODEL, FOR LARYNGOSCOPE HOLDER, INCLUDING SWIVEL ARM WITH MOVABLE PLATE, HOLDING ROD FOR HEIGHT ADJUSTMENT, ATTACHMENT BLOCKS | EAR, NOSE & THROAT SUPPLIES (ENT)
9616 | 4229350106900 | TUBE, SUCTION BARON, LENGTH 10 CM, ASSORTED DIAMETERS, REUSABLE | EAR, NOSE & THROAT SUPPLIES (ENT)
9617 | 4218240900200 | HEARING AID BEHIND-THE-EAR 12 FITTING CHANNEL OR MORE FOR MILD TO MODERATE HEARING LOSS PEDIATRIC (INDICATOR LIGHT) WITH SLIM TUBE/DOME FITTING OPTION INTEGRATED RECEIVER FOR DIRECT CONNECTIVITY TO ROGER WIRELESS SYSTEMS OR PROVIDE NEEDED REQUIREMENTS FOR CONNECTION WIRELESS DIRECT CONNECTIVITY TO SMART DEVICES IP68 OR HIGHER MAXIMUM GAIN/OUTPUT OF 63/132 DB (EAR SIMULATOR) OR HIGHER BATTERY SIZE 13 OR 312 OR RECHARGEABLE HAS THE ABILITY TO BE FIT AS OPEN-FIT HEARING AID WITH TUBE AND DOME COLOR AND BATTERY TYPE TO BE ORDERED BASED ON END USER REQUEST/NEED COMPATIBLE WITH CROS. | EAR, NOSE & THROAT SUPPLIES (ENT)
9618 | 4229330400800 | SPREADER, VOCAL CORD WITH RATCHET AND CLEANING CONNECTOR, LENGTH 24CM | EAR, NOSE & THROAT SUPPLIES (ENT)
9619 | 4229171305200 | BONE PUNCH, KERRISON, RIGID, DOWNBITING, 40 DEGREE FORWARD, SIZE 2 MM, 17 CM LENGTH | EAR, NOSE & THROAT SUPPLIES (ENT)
9620 | 4229171305000 | BONE PUNCH, FRONTAL SINUS, 70 DEGREE UPTURNED, BACKWARD CUTTING, SMALL JAW 2.5 X 2 MM, 13 CM LENGTH | EAR, NOSE & THROAT SUPPLIES (ENT)
9621 | 4229171304900 | BONE PUNCH, FRONTAL SINUS, 70 DEGREE UPTURNED, BACKWARD CUTTING, MEDIUM JAW 3.5 X 3 MM, 13 CM LENGTH | EAR, NOSE & THROAT SUPPLIES (ENT)
9622 | 4218242403200 | EARTIPS RED MUSHROOM- SIZE 10, DISPOSABLE, OR EQUIVALENT | EAR, NOSE & THROAT SUPPLIES (ENT)
9623 | 4229340702200 | EARTIP ADULT OTOSCOPE SPECULA - SIZE 4.5 DISPOSABLE OR EQUIVALENT | EAR, NOSE & THROAT SUPPLIES (ENT)
9624 | 4218240900400 | HEARING AID BEHIND-THE-EAR 12 FITTING CHANNEL OR MORE FOR SEVERE TO PROFOUND HEARING LOSS PEDIATRIC (INDICATOR LIGHT) INTEGRATED RECEIVER FOR DIRECT CONNECTIVITY TO ROGER WIRELESS SYSTEMS OR PROVIDE NEEDED REQUIREMENTS FOR CONNECTION WIRELESS DIRECT CONNECTIVITY TO SMART DEVICES IP68 OR HIGHER MAXIMUM GAIN/OUTPUT OF 85/145 DB SPL IN EAR STIMULATION OR HIGHER AND FREQUENCY RANGE OF 100-5100 HZ OR HIGHER BATTERY SIZE 675 OR RECHARGEABLE COLOR AND BATTERY TYPE TO BE ORDERED BASED ON END USER REQUEST/NEED. | EAR, NOSE & THROAT SUPPLIES (ENT)
9625 | 4223161100100 | BALLOON, AIRWAY DILATION CATHETER, ASSORTED SIZES | EAR, NOSE & THROAT SUPPLIES (ENT)
9626 | 4229350106400 | CANNULA, SUCTION FUKUSHIMA TAPERED TEAR DROP, ASSORTED SIZES | EAR, NOSE & THROAT SUPPLIES (ENT)
9627 | 4229350106600 | TUBE, INSULATED SUCTION COAGULATOR, LENGTH 21CM, FOR LARYNGOLOGY | EAR, NOSE & THROAT SUPPLIES (ENT)
9628 | 4229170301300 | PERFORATOR FISCH MANUAL STAPES FOOTPLATE ASSORTED SIZES | EAR, NOSE & THROAT SUPPLIES (ENT)
9629 | 4229350106700 | TUBE, INSULATED SUCTION COAGULATOR, LENGTH 23CM, FOR LARYNGOLOGY | EAR, NOSE & THROAT SUPPLIES (ENT)
9630 | 4229350106800 | TUBE INSULATED SUCTION COAGULATOR LENGTH 30-36CM FOR LARYNGOLOGY | EAR, NOSE & THROAT SUPPLIES (ENT)
9631 | 4229163202000 | KNIFE SICKLE FOR EAR SURGERY ASSORTED LENGTH ANGLED AND SIZE | EAR, NOSE & THROAT SUPPLIES (ENT)
9632 | 4229163201900 | KNIFE, ROUND, VERTICAL CUTTING, 3.5 X 2.5 MM, LENGTH 18 CM | EAR, NOSE & THROAT SUPPLIES (ENT)
9633 | 4229163201800 | KNIFE ROUND FOR EAR SURGERY ASSORTED LENGTH ANGLED AND SIZE | EAR, NOSE & THROAT SUPPLIES (ENT)
9634 | 4229163201700 | KNIFE, POLITZER EAR, DELICATE, ANGULAR, WORKING LENGTH 7.5 CM | EAR, NOSE & THROAT SUPPLIES (ENT)
9635 | 4229163201500 | KNIFE, HOUSE INCUDOSTAPEDIAL JOINT KNIFE | EAR, NOSE & THROAT SUPPLIES (ENT)
9636 | 4215161413400 | BUR, OTOLOGY SKEETER OR EQUIVALENT, 0.8MM BLACK | EAR, NOSE & THROAT SUPPLIES (ENT)
9637 | 4111171500100 | TELESCOPE, FORWARD OBLIQUE 30 DEGREE, ENLARGE VIEW, DIAMETER 4 MM, LENGTH 18 CM, AUTOCLAVABLE, WITH CONNECTION FOR THE FIBER OPTIC LIGHT CABLE ON THE UPPER SIDE OF THE SCOPE | EAR, NOSE & THROAT SUPPLIES (ENT)
9638 | 4111171500400 | BRIDGE TELESCOPE BRIDGE DIFFERENT SIZES | EAR, NOSE & THROAT SUPPLIES (ENT)
9639 | 4218242403000 | EARTIPS RED SIZE 8 DISPOSABLE OR EQUIVALENT | EAR, NOSE & THROAT SUPPLIES (ENT)
9640 | 4229250400100 | PRESS, SHEEHY FASCIA PRESS | EAR, NOSE & THROAT SUPPLIES (ENT)
9641 | 4229250400000 | PRESS HOUSE GELFAOM PRESS | EAR, NOSE & THROAT SUPPLIES (ENT)
9642 | 4218242401000 | EARTIPS BLUE MUSHROOM- SIZE 15, DISPOSABLE, OR EQUIVALENT | EAR, NOSE & THROAT SUPPLIES (ENT)
9643 | 4229270204700 | ELEVATOR, HUGHES, CURVED, WIDTH 1.1 MM, LENGTH 16 CM | EAR, NOSE & THROAT SUPPLIES (ENT)
9644 | 4229270205000 | ELEVATOR, CASTELNUOVO, DOUBLE-ENDED, BLUNT END ANGLED, SEMISHARP END SLIGHTLY CURVED, GRADUATED, LENGTH 26 CM | EAR, NOSE & THROAT SUPPLIES (ENT)
9645 | 4218242400900 | EARTIPS BLUE MUSHROOM- SIZE 11, DISPOSABLE, OR EQUIVALENT | EAR, NOSE & THROAT SUPPLIES (ENT)
9646 | 4229270205300 | ELEVATOR, MALLEABLE SUCTION, BLUNT, 115 MM | EAR, NOSE & THROAT SUPPLIES (ENT)
9647 | 4229270400100 | PICK FOR EAR SURGERY ASSORTED ANGLES LENGTH AND DIAMETER | EAR, NOSE & THROAT SUPPLIES (ENT)
9648 | 4229240500100 | WIDENING DRILL WITH COUNTERSINK 4MM OR EQUIVALENT | EAR, NOSE & THROAT SUPPLIES (ENT)
9649 | 4218242400800 | EARTIPS BLUE- SIZE 9, DISPOSABLE, OR EQUIVALENT | EAR, NOSE & THROAT SUPPLIES (ENT)
9650 | 4229162736300 | BUR, OTOLOGY DIAMOND EXTENDED, 2.5MM OR EQUIVALENT | EAR, NOSE & THROAT SUPPLIES (ENT)
9651 | 4218242400600 | EARTIPS BLUE- SIZE 13 DISPOSABLE OR EQUIVALENT | EAR, NOSE & THROAT SUPPLIES (ENT)
9652 | 4111551100100 | WAX, EAR COUPLER SEALING PUTTY FOR TESTING CUSTOM HEARING AIDS | EAR, NOSE & THROAT SUPPLIES (ENT)
9653 | 4215163100700 | COUPLER FOR OAE COMPATIBLE WITH END USER EQUIPMENT AND TESTS | EAR, NOSE & THROAT SUPPLIES (ENT)
9654 | 4229681608600 | SCISSOR, NASAL, CURVED TO THE RIGHT, WITH CLEANING CONNECTOR, WORKING LENGTH 13 CM | EAR, NOSE & THROAT SUPPLIES (ENT)
9655 | 4229681608500 | SCISSOR, NASAL, CURVED TO THE LEFT, WITH CLEANING CONNECTOR, WORKING LENGTH 13 CM | EAR, NOSE & THROAT SUPPLIES (ENT)
9656 | 4218242402900 | EARTIPS RED SIZE 12 DISPOSABLE OR EQUIVALENT | EAR, NOSE & THROAT SUPPLIES (ENT)
9657 | 4229680709100 | MICRO MINI LARYNGEAL CUP FORCEPS, MICRO MINI CURVED UPWARD RIGHT, LENGTH 22CM, 1MM CUP | EAR, NOSE & THROAT SUPPLIES (ENT)
9658 | 4229260302100 | PROBE, MALLEABLE SINUS PROBE, DOUBLE ENDED, 260 MM | EAR, NOSE & THROAT SUPPLIES (ENT)
9659 | 4229270000000 | ELEVATOR, DOUBLE ENDED, ONE END JOSEPH ELEVATOR AND THE OTHER END IS SHARP, LENGTH 22.5 CM | EAR, NOSE & THROAT SUPPLIES (ENT)
9660 | 4218242401500 | EARTIPS GREEN SIZE 10 DISPOSABLE OR EQUIVALENT | EAR, NOSE & THROAT SUPPLIES (ENT)
9661 | 4218242401600 | EARTIPS GREEN SIZE 6 DISPOSABLE OR EQUIVALENT | EAR, NOSE & THROAT SUPPLIES (ENT)
9662 | 4218242401700 | EARTIPS GREEN MUSHROOM SIZE 13 DISPOSABLE OR EQUIVALENT | EAR, NOSE & THROAT SUPPLIES (ENT)
9663 | 4218242401800 | EARTIPS GREEN MUSHROOM SIZE 9 DISPOSABLE OR EQUIVALENT | EAR, NOSE & THROAT SUPPLIES (ENT)
9664 | 4229270204600 | ELEVATOR, BEALES, CURVED, WIDTH 1.5 MM, LENGTH 16 CM | EAR, NOSE & THROAT SUPPLIES (ENT)
9665 | 4229270204500 | HOOK, FISCH ANTERIOR FOOTPLATE, TIP ANGLED UPWARDS 90 DEGREE, 0.2 MM, LENGTH 16 CM | EAR, NOSE & THROAT SUPPLIES (ENT)
9666 | 4218242401900 | EARTIPS GREEN UMBRELLA SIZE 7.5 DISPOSABLE OR EQUIVALENT | EAR, NOSE & THROAT SUPPLIES (ENT)
9667 | 4218242402000 | EARTIP JUMBO ADULT FOAM TIPS FOR INSERT EARPHONES - YELLOW (JUMBO), DISPOSABLE, OR EQUIVALENT | EAR, NOSE & THROAT SUPPLIES (ENT)
9668 | 4218242402100 | EARTIP OTOACOUSTIC EMISSIONS FOAM FOR ADULTS, DISPOSABLE, OR EQUIVALENT | EAR, NOSE & THROAT SUPPLIES (ENT)
9669 | 4218242402200 | EARTIP PEDIATRIC FOAM TIPS FOR INSERT EARPHONES - BEIGE, DISPOSABLE, OR EQUIVALENT | EAR, NOSE & THROAT SUPPLIES (ENT)
9670 | 4218242401200 | EARTIPS BLUE UMBRELLA- SIZE 10, DISPOSABLE, OR EQUIVALENT | EAR, NOSE & THROAT SUPPLIES (ENT)
9671 | 4218242402400 | EARTIP PEDIATRIC OTOSCOPE SPECULA SIZE 2.5 DISPOSABLE OR EQUIVALENT | EAR, NOSE & THROAT SUPPLIES (ENT)
9672 | 4218242402500 | EARTIP PINK OTOACOUSTIC EMISSIONS FOAM FOR PEDIATRIC, DISPOSABLE, OR EQUIVALENT | EAR, NOSE & THROAT SUPPLIES (ENT)
9673 | 4218242402600 | EARTIPS RED AKR MUSHROOM- SIZE 4, DISPOSABLE, OR EQUIVALENT | EAR, NOSE & THROAT SUPPLIES (ENT)
9674 | 4218242401100 | EARTIPS BLUE MUSHROOM- SIZE 7, DISPOSABLE, OR EQUIVALENT | EAR, NOSE & THROAT SUPPLIES (ENT)
9675 | 4218242402700 | EARTIP RED AND BLACK INFANT INSERTS - SIZE 3.5, DISPOSABLE, OR EQUIVALENT | EAR, NOSE & THROAT SUPPLIES (ENT)
9676 | 4218242402800 | EARTIP RED AND BLACK INFANT INSERTS - SIZE 4, DISPOSABLE, OR EQUIVALENT | EAR, NOSE & THROAT SUPPLIES (ENT)
9677 | 4229260302200 | PROBE, MALLEABLE SUCTION PROBE, 115 MM | EAR, NOSE & THROAT SUPPLIES (ENT)
9678 | 4229680709000 | MICRO MINI LARYNGEAL CUP FORCEPS, MICRO MINI CURVED UPWARD LEFT, LENGTH 22CM, 1MM CUP | EAR, NOSE & THROAT SUPPLIES (ENT)
9679 | 4229680708700 | LARYNGEAL CUP FORCEPS, CURVED UPWARDS RIGHT, LENGTH 22CM, 2MM CUP | EAR, NOSE & THROAT SUPPLIES (ENT)
9680 | 4229680708600 | LARYNGEAL CUP FORCEPS, CURVED UPWARDS LEFT, LENGTH 22CM, 2MM CUP | EAR, NOSE & THROAT SUPPLIES (ENT)
9681 | 4229680485000 | SINGLE CLAMP, 17MM FOR ARTERIES, PAIR | EAR, NOSE & THROAT SUPPLIES (ENT)
9682 | 4215161471600 | BUR, OTOLOGY SKEETER OR EQUIVALENT, 1MM ORANGE - WHITE | EAR, NOSE & THROAT SUPPLIES (ENT)
9683 | 4215161471500 | BUR, OTOLOGY SKEETER OR EQUIVALENT, 0.8MM YELLOW-WHITE | EAR, NOSE & THROAT SUPPLIES (ENT)
9684 | 4215161471400 | BUR, OTOLOGY SKEETER OR EQUIVALENT, 0.7MM GREEN/ WHITE | EAR, NOSE & THROAT SUPPLIES (ENT)
9685 | 4215161415100 | TIP FOR OTOACOUSTIC EMISSION TESTING FOR INFANTS ASSORTED SIZES | EAR, NOSE & THROAT SUPPLIES (ENT)
9686 | 4215161414900 | ADHESIVE, REGULAR TRACHEOSTOMA SEAL USED WITH HEAT MOISTURE EXCHANGER OVAL, OR EQUIVALENT | EAR, NOSE & THROAT SUPPLIES (ENT)
9687 | 4215161414800 | ADHESIVE, REGULAR TRACHEOSTOMA SEAL USED WITH HEAT MOISTURE EXCHANGER ROUND, OR EQUIVALENT | EAR, NOSE & THROAT SUPPLIES (ENT)
9688 | 4215161414600 | BUR, HI SPEED SINUS BUR TAPERED DIAMOND 70° 4MM SPEED UP TO 30, 000 RPM, OR EQUIVALENT | EAR, NOSE & THROAT SUPPLIES (ENT)
9689 | 4215161414500 | BUR, HI SPEED SINUS BUR DIAMOND 70° 3MM 13CM SPEED UP TO 30, 000 RPM, OR EQUIVALENT | EAR, NOSE & THROAT SUPPLIES (ENT)
9690 | 4215161414300 | BLADE, DEBRIDER 40° NASAL CURVED BLADE 4MM, OR EQUIVALENT | EAR, NOSE & THROAT SUPPLIES (ENT)
9691 | 4215161414200 | BLADE, DEBRIDER 12° NASAL CURVED BLADE 4MM, OR EQUIVALENT | EAR, NOSE & THROAT SUPPLIES (ENT)
9692 | 4215161414100 | BLADE, DEBRIDER 12° NASAL CURVED BLADE 3.5MM, OR EQUIVALENT | EAR, NOSE & THROAT SUPPLIES (ENT)
9693 | 4229230200000 | PISTON, TITANIUM STAPES PROSTHESIS SELF CRIMPED, 0.6 DIAMETER, SIZE 4.25 OR EQUIVALENT | EAR, NOSE & THROAT SUPPLIES (ENT)
9694 | 4229230100600 | BENDING TOOL FOR MALLEABLE NASAL INSTRUMENTS | EAR, NOSE & THROAT SUPPLIES (ENT)
9695 | 4111173600300 | DRAPE MICROSCOPE FOR ENT ASSORTED SIZES STERILE COMPATIBLE WITH END USER EQUIPMENT | EAR, NOSE & THROAT SUPPLIES (ENT)
9696 | 4111171501000 | TELESCOPE, LATERAL 70 DEGREE, ENLARGE VIEW, DIAMETER 4 MM, LENGTH 18 CM, AUTOCLAVABLE, WITH CONNECTION FOR THE FIBER OPTIC LIGHT CABLE ON THE UPPER SIDE OF THE SCOPE | EAR, NOSE & THROAT SUPPLIES (ENT)
9697 | 4111171500800 | TELESCOPE, FORWARD OBLIQUE 45 DEGREE, ENLARGE VIEW, DIAMETER 4 MM, LENGTH 18 CM, AUTOCLAVABLE, WITH CONNECTION FOR THE FIBER OPTIC LIGHT CABLE ON THE UPPER SIDE OF THE SCOPE | EAR, NOSE & THROAT SUPPLIES (ENT)
9698 | 4229680485500 | SINGLE CLAMP, 24MM, VESSEL SIZE 2.0-5 MM, PAIR | EAR, NOSE & THROAT SUPPLIES (ENT)
9699 | 4218240900800 | BATTERY, ZINC AIR HEARING AID BATTERIES, SIZE 10 | EAR, NOSE & THROAT SUPPLIES (ENT)
9700 | 4218242400000 | EARTIP STANDARD ADULT FOAM TIPS FOR INSERT EARPHONES - YELLOW (REGULAR SIZE), DISPOSABLE, OR EQUIVALENT | EAR, NOSE & THROAT SUPPLIES (ENT)
9701 | 4218242400200 | ADI EAR TIP ADAPTORS FOR INSERT EARPHONES, COMPATIBLE WITH END USER EQUIPMENT | EAR, NOSE & THROAT SUPPLIES (ENT)
9702 | 4229680708500 | FORCEPS, MICRO MINI LARYNGEAL GRASPING ATRAUMATIC, MICRO MINI HEART SHAPED, CURVED OFF SET 45 DEGREE TO THE LEFT, LENGTH 22CM | EAR, NOSE & THROAT SUPPLIES (ENT)
9703 | 4229680708400 | FORCEPS, MICRO MINI ALLIGATOR LARYNGEAL, CURVED TO RIGHT. JAWS: 6.55MM X 0.42MM. LENGTH 22CM | EAR, NOSE & THROAT SUPPLIES (ENT)
9704 | 4229680708300 | FORCEPS, MICRO MINI ALLIGATOR LARYNGEAL, CURVED TO LEFT. JAWS: 6.55MM X 0.42MM. LENGTH 22CM | EAR, NOSE & THROAT SUPPLIES (ENT)
9705 | 4229680708200 | MICRO-FLAP LARYNGEAL INSTRUMENT. UNIVERSAL HANDLE | EAR, NOSE & THROAT SUPPLIES (ENT)
9706 | 4229230200200 | PISTON, TITANIUM STAPES PROSTHESIS SELF CRIMPED, 0.6 DIAMETER, SIZE 5 OR EQUIVALENT | EAR, NOSE & THROAT SUPPLIES (ENT)
9707 | 4229230200100 | PISTON, TITANIUM STAPES PROSTHESIS SELF CRIMPED, 0.6 DIAMETER, SIZE 4.5 OR EQUIVALENT | EAR, NOSE & THROAT SUPPLIES (ENT)
9708 | 4229680708000 | FORCEPS, KLEINSASSER GRASPING, WITHOUT RATCHET, SERRATED CURVED RIGHT T WITH CLEANING CONNECTOR WORKING LENGTH 23CM | EAR, NOSE & THROAT SUPPLIES (ENT)
9709 | 4229680707400 | FORCEPS, KLEINSASSER GRASPING, WITHOUT RATCHET, SERRATED CURVED LEFT T WITH CLEANING CONNECTOR WORKING LENGTH 23CM | EAR, NOSE & THROAT SUPPLIES (ENT)
9710 | 4218242401300 | EARTIPS BLUE UMBRELLA- SIZE 19, DISPOSABLE, OR EQUIVALENT | EAR, NOSE & THROAT SUPPLIES (ENT)
9711 | 4218242400500 | EARTIPS BLUE AKR MUSHROOM- SIZE 5, DISPOSABLE, OR EQUIVALENT | EAR, NOSE & THROAT SUPPLIES (ENT)
9712 | 4229680706900 | FORCEPS, KLEINSASSER GRASPING, WITHOUT RATCHET, SERRATED STRAIGHT WITH CLEANING CONNECTOR WORKING LENGTH 23CM | EAR, NOSE & THROAT SUPPLIES (ENT)
9713 | 4229680706800 | FORCEPS, LARYNGEAL GRASPING ATRAUMATIC, HEART SHAPED, FORCEPS CURVED OFF SET 45 DEGREE TO THE RIGHT. LENGTH 22CM | EAR, NOSE & THROAT SUPPLIES (ENT)
9714 | 4229680706700 | FORCEPS, LARYNGEAL GRASPING ATRAUMATIC, HEART SHAPED, CURVED OFF SET 45 DEGREE TO THE LEFT, LENGTH 22CM. | EAR, NOSE & THROAT SUPPLIES (ENT)
9715 | 4218242403100 | EARTIPS RED FLANGED- SIZE 3 - 5, DISPOSABLE, OR EQUIVALENT | EAR, NOSE & THROAT SUPPLIES (ENT)
9716 | 4229680706300 | FORCEPS, ALLIGATOR LARYNGEAL, CURVED TO RIGHT. JAWS: 8.6MM X 0.6MM. LENGTH 22CM | EAR, NOSE & THROAT SUPPLIES (ENT)
9717 | 4229680706200 | FORCEPS, ALLIGATOR LARYNGEAL, CURVED TO LEFT. JAWS: 8.6MM X 0.6MM. LENGTH 22CM | EAR, NOSE & THROAT SUPPLIES (ENT)
9718 | 4229680494000 | LONG NOSE PLIER AND SIDE CUTTING NIPPER (FOR PULLING EARMOLD TUBING), OR EQUIVALENT | EAR, NOSE & THROAT SUPPLIES (ENT)
9719 | 4218242400300 | CONNECTORS, FOR IP30 TUBE REPLACEMENT BLACK ROUND PLASTIC TIPS FOR INSERT EARPHONE, OR EQUIVALENT | EAR, NOSE & THROAT SUPPLIES (ENT)
9720 | 4229680707200 | FORCEPS, KLEINSASSER ARTERY, WITH RATCHET WITH CLEANING CONNECTOR WORKING LENGTH 23CM | EAR, NOSE & THROAT SUPPLIES (ENT)
9721 | 4229162736200 | BUR, OTOLOGY COARSE DIAMOND, SIZE 1MM OR EQUIVALENT | EAR, NOSE & THROAT SUPPLIES (ENT)
9722 | 4229161307300 | BLADE, INFERIOR TURBINATE NASAL BLADE 2MM ROTATABLE, OR EQUIVALENT | EAR, NOSE & THROAT SUPPLIES (ENT)
9723 | 4229162735900 | BUR, OTOLOGY DIAMOND EXTENDED, 1.5MM OR EQUIVALENT | EAR, NOSE & THROAT SUPPLIES (ENT)
9724 | 4227191542100 | ADHESIVE, SOFT TRACHEOSTOMA SEAL HYDROCOLLOID MATERIAL USED FOR SORE OR IRRITATED SKIN, WITH HEAT MOISTURE EXCHANGER OVAL, OR EQUIVALENT | EAR, NOSE & THROAT SUPPLIES (ENT)
9725 | 4227191541100 | BUTTON SOFT LARYNGECTOMY FLEXIBLE SUFFICIENTLY RIGID SILICONE CAN HOLD A HME CASSETTE AND/OR FREEHANDS HME ASSORTED DIAMETERS AND LENGTHS | EAR, NOSE & THROAT SUPPLIES (ENT)
9726 | 4227191537600 | TRACHEOSTOMY TUBE ADULT CUFFED FENESTRATED ID-IC 10.0 MM OD ( 11.5 - 13.8 MM ) TOTAL LENGTH ( 80 -84 MM ) WITH 2 REUSABLE INNER CANNULA (1 PLAIN AND 1 FENESTRATED) STERILE | EAR, NOSE & THROAT SUPPLIES (ENT)
9727 | 4227191537200 | TRACHEOSTOMY TUBE ADULT CUFFLESS FENESTRATED ID-IC 10MM WITH 2 REUSABLE INNER CANNULA EXTENDED LENGTH (1 PLAIN AND 1 FENESTRATED) STERILE | EAR, NOSE & THROAT SUPPLIES (ENT)
9728 | 4319160700000 | COVER, EAR CUSHION FOR HIGH-FREQUENCY HEADPHONES SIZE 3, DISPOSABLE, OR EQUIVALENT | EAR, NOSE & THROAT SUPPLIES (ENT)
9729 | 4319160700100 | COVER, EAR CUSHION FOR HIGH-FREQUENCY HEADPHONES SIZE 4.5, DISPOSABLE, OR EQUIVALENT | EAR, NOSE & THROAT SUPPLIES (ENT)
9730 | 4319160700200 | CUSHION, FOLDABLE REPLACEMENT HEADBAND FOR HEADPHONES, OR EQUIVALENT | EAR, NOSE & THROAT SUPPLIES (ENT)
9731 | 4227191525200 | TRACHEOSTOMY TUBE ADULT CUFFED UNFENESTRATED WITH REUSABLE INNER CANNULA ID-IC 10MM EXTENDED LENGTH STERILE | EAR, NOSE & THROAT SUPPLIES (ENT)
9732 | 4227191525100 | TRACHEOSTOMY TUBE ADULT CUFFED UNFENESTRATED WITH REUSABLE INNER CANNULA ID-IC 9MM EXTENDED LENGTH STERILE | EAR, NOSE & THROAT SUPPLIES (ENT)
9733 | 4227191525000 | TRACHEOSTOMY TUBE ADULT CUFFED UNFENESTRATED WITH DISPOSABLE INNER CANNULA ID-IC 8MM EXTENDED LENGTH STERILE | EAR, NOSE & THROAT SUPPLIES (ENT)
9734 | 4227191524800 | TRACHEOSTOMY TUBE ADULT CUFFED UNFENESTRATED WITH DISPOSABLE INNER CANNULA ID-IC 7MM EXTENDED LENGTH STERILE | EAR, NOSE & THROAT SUPPLIES (ENT)
9735 | 4227191524600 | TRACHEOSTOMY TUBE ADULT CUFFED UNFENESTRATED ID-IC 6.0 MM EXTENDED PROXIMAL LENGTH WITH DISPOSABLE INNER CANNULA STERILE | EAR, NOSE & THROAT SUPPLIES (ENT)
9736 | 4227191523500 | TRACHEOSTOMY TUBE EXTRA LONG WITH ADJUSTABLE NECK FLANGE CUFFED ID 10 MM STERILE | EAR, NOSE & THROAT SUPPLIES (ENT)
9737 | 4227191523200 | TRACHEOSTOMY TUBE EXTRA LONG WITH ADJUSTABLE NECK FLANGE SPIRAL CUFFED ID 8.0 MM STERILE | EAR, NOSE & THROAT SUPPLIES (ENT)
9738 | 4227191512300 | SEPARATE INNER CANNULA FOR TRACHEOSTOMY ASSORTED SIZES COMPATIBLE WITH END-USER TRACHEOSTOMY TUBE | EAR, NOSE & THROAT SUPPLIES (ENT)
9739 | 4227191507600 | TRACHEOSTOMY TUBE ADULT CUFFLESS UNFENESTRATED ID-IC 5.0 MM OD ( 6.5 - 9.2 MM ) TOTAL LENGTH ( 62 - 66 MM ) WITH REUSABLE INNER CANNULA STERILE | EAR, NOSE & THROAT SUPPLIES (ENT)
9740 | 4227191507500 | TRACHEOSTOMY TUBE ADULT CUFFLESS UNFENESTRATED ID-IC 6.0 MM EXTENDED PROXIMAL LENGTH WITH DISPOSABLE INNER CANNULA STERILE | EAR, NOSE & THROAT SUPPLIES (ENT)
9741 | 4227191507400 | TRACHEOSTOMY TUBE ADULT CUFFLESS UNFENESTRATED ID-IC 4.0 MM OD 7.2 MM TOTAL LENGTH 56 MM WITH REUSABLE INNER CANNULA STERILE | EAR, NOSE & THROAT SUPPLIES (ENT)
9742 | 4227191507200 | STAY-DRY PRE-FORMED TUBING - SIZE AND THICKNESS AS REQUESTED WITH END USER | EAR, NOSE & THROAT SUPPLIES (ENT)
9743 | 4227191506500 | TRACHEOSTOMY TUBE EXTRA LONG WITH ADJUSTABLE NECK FLANGE CUFFED ID 9 MM STERILE | EAR, NOSE & THROAT SUPPLIES (ENT)
9744 | 4227191506400 | TRACHEOSTOMY TUBE EXTRA LONG WITH ADJUSTABLE NECK FLANGE CUFFED ID 8 MM STERILE | EAR, NOSE & THROAT SUPPLIES (ENT)
9745 | 4227191506300 | TRACHEOSTOMY TUBE EXTRA LONG WITH ADJUSTABLE NECK FLANGE CUFFED ID 7MM STERILE | EAR, NOSE & THROAT SUPPLIES (ENT)
9746 | 4227191506200 | TRACHEOSTOMY TUBE EXTRA LONG WITH ADJUSTABLE NECK FLANGE CUFFED ID 6.0 MM STERILE | EAR, NOSE & THROAT SUPPLIES (ENT)
9747 | 4227191542200 | ADHESIVE SOFT TRACHEOSTOMA SEAL HYDROCOLLOID MATERIAL USED FOR SORE OR IRRITATED OR RADIATED SKIN WITH HEAT MOISTURE EXCHANGER ROUND OR EQUIVALENT | EAR, NOSE & THROAT SUPPLIES (ENT)
9748 | 4227191505900 | TRACHEOSTOMY TUBE ADULT CUFFED UNFENESTRATED ID-IC 7.0MM OD ( 8.5 - 11.9 MM ) TOTAL LENGTH ( 72 - 77 MM ) WITH REUSABLE INNER CANNULA STERILE | EAR, NOSE & THROAT SUPPLIES (ENT)
9749 | 4227191542300 | ADHESIVE STRONG SEAL DEEP TRACHEOSTOMA USED WITH HEAT MOISTURE EXCHANGER OVAL OR EQUIVALENT | EAR, NOSE & THROAT SUPPLIES (ENT)
9750 | 4227191542600 | CAPSULE FLEXIBLE INSERTION PIN 20FR | EAR, NOSE & THROAT SUPPLIES (ENT)
9751 | 4227193200900 | HEAT MOISTURE EXCHANGER FOR TOTAL LARYNGECTOMY PATIENTS ALLOWING FREE HAND VOICING | EAR, NOSE & THROAT SUPPLIES (ENT)
9752 | 4227193200700 | DEVICE HEAT MOISTURE EXCHANGER WITH A HIGHLY EFFECTIVE ELECTROSTATIC FILTER FOR LARYNGEAL/TRACHEAL STOMA (FOR TOTAL LARYNGECTOMY PATIENTS) ALLOWING FREE HAND VOICING PROTECTS AGAINST AIRBORNE PARTICLES INCLUDING VIRUSES AND BACTERIA SINGLE USE | EAR, NOSE & THROAT SUPPLIES (ENT)
9753 | 4227193200500 | TUBE HOLDER, FOR LARYNGECTOMY TUBE AND TRACHEOSTOMA BUTTON WITH INTEGRATED CLIP CONNECTORS | EAR, NOSE & THROAT SUPPLIES (ENT)
9754 | 4227193200100 | FENESTRATION PUNCH, FOR LARYNGECTOMY TUBES | EAR, NOSE & THROAT SUPPLIES (ENT)
9755 | 4227193200000 | FLUSH, VOICE PROSTHESIS TO BE USED AFTER BRUSHING | EAR, NOSE & THROAT SUPPLIES (ENT)
9756 | 4227192902300 | KIT TRACHEOESOPHAGEAL PUNCTURE ASSORTED SIZES AND DIAMETERS STERILE | EAR, NOSE & THROAT SUPPLIES (ENT)
9757 | 4227192902000 | KIT, PERCUTANEOUS TRACHEOSTOMY, ADULT, WITH SUBGLOTTIC SUCTION, FENESTRATED ID-IC 9MM | EAR, NOSE & THROAT SUPPLIES (ENT)
9758 | 4227192901900 | KIT, PERCUTANEOUS TRACHEOSTOMY, ADULT, WITH SUBGLOTTIC SUCTION, FENESTRATED ID-IC 8MM | EAR, NOSE & THROAT SUPPLIES (ENT)
9759 | 4227192901800 | KIT, PERCUTANEOUS TRACHEOSTOMY, ADULT, WITH SUBGLOTTIC SUCTION, FENESTRATED ID-IC 7MM | EAR, NOSE & THROAT SUPPLIES (ENT)
9760 | 4227192901500 | KIT, PERCUTANEOUS TRACHEOSTOMY, ADULT, CUFFED, UNFENESTRATED ID-IC 9MM, EXTENDED LENGTH | EAR, NOSE & THROAT SUPPLIES (ENT)
9761 | 4227192901400 | KIT, PERCUTANEOUS TRACHEOSTOMY, ADULT, CUFFED, UNFENESTRATED ID-IC 9MM | EAR, NOSE & THROAT SUPPLIES (ENT)
9762 | 4227192901300 | KIT, PERCUTANEOUS TRACHEOSTOMY, ADULT, CUFFED, UNFENESTRATED ID-IC 8MM, EXTENDED LENGTH | EAR, NOSE & THROAT SUPPLIES (ENT)
9763 | 4227192901200 | KIT, PERCUTANEOUS TRACHEOSTOMY, ADULT, CUFFED, UNFENESTRATED ID-IC 7MM, EXTENDED LENGTH | EAR, NOSE & THROAT SUPPLIES (ENT)
9764 | 4227192901100 | KIT, PERCUTANEOUS TRACHEOSTOMY, ADULT, CUFFED, UNFENESTRATED ID-IC 7MM | EAR, NOSE & THROAT SUPPLIES (ENT)
9765 | 4227192900800 | SIZER, TRACHEOESOPHAGEAL PUNCTURE PROSTHESIS DILATOR (22 FR) OR EQUIVALENT | EAR, NOSE & THROAT SUPPLIES (ENT)
9766 | 4227192900700 | SIZER, TRACHEOESOPHAGEAL PUNCTURE PROSTHESIS DILATOR (18 FR) OR EQUIVALENT | EAR, NOSE & THROAT SUPPLIES (ENT)
9767 | 4227192900600 | DILATOR, TRACHEOESOPHAGEAL PUNCTURE (THE SIZE CAN BE INCREASED FROM 15 FR TO 24 FR IN ONE DEVICE), OR EQUIVALENT | EAR, NOSE & THROAT SUPPLIES (ENT)
9768 | 4227191544400 | HEAT MOISTURE EXCHANGER, FOR TRACHEOSTOMY, WITH O2 TUBING CONNECTOR, DISPOSABLE | EAR, NOSE & THROAT SUPPLIES (ENT)
9769 | 4227191543400 | CAPSULE FLEXIBLE INSERTION PIN 22.5FR | EAR, NOSE & THROAT SUPPLIES (ENT)
9770 | 4227191543300 | STOMA COVER FOR LARYNGECTOMY SCARF OR BIB ASSORTED SHAPES AND COLORS | EAR, NOSE & THROAT SUPPLIES (ENT)
9771 | 4227191542900 | HEAT MOISTURE EXCHANGER (HME) WITH FINGER OCCLUSION ASSORTED TYPES | EAR, NOSE & THROAT SUPPLIES (ENT)
9772 | 4227191542800 | HEAT MOISTURE EXCHANGER WITH A HIGHLY EFFECTIVE ELECTROSTATIC FILTER FOR LARYNGEAL/TRACHEAL STOMA ALLOWING VOICING WITH FINGER OCCLUSION VOICING PROTECTS AGAINST AIRBORNE PARTICLES INCLUDING VIRUSES AND BACTERIA OR EQUIVALENT | EAR, NOSE & THROAT SUPPLIES (ENT)
9773 | 4227191542700 | DEVICE FOR TOTAL LARYNGECTOMY PATIENTS ALLOWING FREE HAND VOICING CONNECT TO DISPOSABLE HME REUSABLE | EAR, NOSE & THROAT SUPPLIES (ENT)
9774 | 4227191542400 | ADHESIVE STRONG SEAL DEEP TRACHEOSTOMA USED WITH HEAT MOISTURE EXCHANGER ROUND OR EQUIVALENT | EAR, NOSE & THROAT SUPPLIES (ENT)
9775 | 4227193301100 | TUBE SOFT LARYNGECTOMY FLEXIBLE SUFFICIENTLY RIGID SILICONE CAN HOLD A HME CASSETTE AND/ OR FREEHAND HME ASSORTED TYPES DIAMETERS AND LENGTHS | EAR, NOSE & THROAT SUPPLIES (ENT)
9776 | 4227191505800 | TRACHEOSTOMY TUBE ADULT CUFFED UNFENESTRATED ID-IC 6.0 MM OD ( 7.5 - 10.5 MM ) TOTAL LENGTH ( 68 - 72 MM )WITH REUSABLE INNER CANNULA STERILE | EAR, NOSE & THROAT SUPPLIES (ENT)
9777 | 4227191505600 | TRACHEOSTOMY TUBE ADULT CUFFED UNFENESTRATED ID-IC 4.0 MM OD 7.2 MM TOTAL LENGTH 56 MM WITH REUSABLE INNER CANNULA STERILE | EAR, NOSE & THROAT SUPPLIES (ENT)
9778 | 4227190414600 | TRACHEOSTOMY TUBE PEDIATRIC UNCUFFED STERILE ID 2.5 OD ( 3.6 - 4.2 MM ) TOTAL LENGTH ( 32 - 38 MM ) STERILE | EAR, NOSE & THROAT SUPPLIES (ENT)
9779 | 4227190414500 | TRACHEOSTOMY TUBE EXTRA LONG WITH ADJUSTABLE NECK FLANGE CUFFED ID 11 MM STERILE | EAR, NOSE & THROAT SUPPLIES (ENT)
9780 | 4227190414300 | TRACHEOSTOMY TUBE PEDIATRIC EXTENDED - PROXIMAL LONG CUFFED STERILE ID 5.5 MM STERILE | EAR, NOSE & THROAT SUPPLIES (ENT)
9781 | 4227190414200 | TRACHEOSTOMY TUBE CUFFED PEDIATRIC STERILE ID 2.5MM OD ( 3.6 - 4.2 MM ) TOTAL LENGTH ( 32 - 38 MM ) STERILE | EAR, NOSE & THROAT SUPPLIES (ENT)
9782 | 4227190414100 | TRACHEOSTOMY TUBE NEONATE CUFFED STERILE ID 4.0 MM OD ( 5.6 - 6 MM ) TOTAL LENGTH ( 34 - 38 MM ) STERILE | EAR, NOSE & THROAT SUPPLIES (ENT)
9783 | 4227190414000 | TRACHEOSTOMY TUBE NEONATE CUFFED STERILE ID 3.5 MM OD ( 5 - 5.4 MM ) TOTAL LENGTH ( 32 - 36 MM ) STERILE | EAR, NOSE & THROAT SUPPLIES (ENT)
9784 | 4227190413900 | TRACHEOSTOMY TUBE NEONATE CUFFED STERILE ID 3.0 MM OD ( 4.3 - 4.8 MM ) TOTAL LENGTH ( 30 - 33 MM ) STERILE | EAR, NOSE & THROAT SUPPLIES (ENT)
9785 | 4227190413800 | TRACHEOSTOMY TUBE NEONATE CUFFED STERILE ID 2.5 MM OD ( 3.6 - 4.2 MM ) TOTAL LENGTH ( 28 - 32 MM ) STERILE | EAR, NOSE & THROAT SUPPLIES (ENT)
9786 | 4227190413700 | TRACHEOSTOMY TUBE ADULT CUFFLESS UNFENESTRATED WITH REUSABLE INNER CANNULA ID-IC 9MM EXTENDED LENGTH STERILE | EAR, NOSE & THROAT SUPPLIES (ENT)
9787 | 4227190413600 | TRACHEOSTOMY TUBE ADULT CUFFLESS UNFENESTRATED ID-IC 9.0 MM OD ( 10.5 - 13.8 MM ) TOTAL LENGTH ( 78 - 82 MM) WITH REUSABLE INNER CANNULA STERILE | EAR, NOSE & THROAT SUPPLIES (ENT)
9788 | 4227190413500 | TRACHEOSTOMY TUBE ADULT CUFFLESS UNFENESTRATED WITH DISPOSABLE INNER CANNULA ID-IC 7MM EXTENDED LENGTH STERILE | EAR, NOSE & THROAT SUPPLIES (ENT)
9789 | 4227190413400 | TRACHEOSTOMY TUBE ADULT CUFFLESS UNFENESTRATED WITH REUSABLE INNER CANNULA INNER CANNULA ID-IC 10MM EXTENDED LENGTH STERILE | EAR, NOSE & THROAT SUPPLIES (ENT)
9790 | 4227190413300 | TRACHEOSTOMY TUBE ADULT CUFFLESS UNFENESTRATED ID-IC 10.0 MM OD ( 11.5 - 13.8 MM ) TOTAL LENGTH ( 80 - 84 MM ) WITH REUSABLE INNER CANNULA STERILE | EAR, NOSE & THROAT SUPPLIES (ENT)
9791 | 4227190413200 | TRACHEOSTOMY TUBE ADULT CUFFLESS FENESTRATED ID-IC 9.0 MM (+/-0.2) OD ( 10.5 - 13.8 MM ) TOTAL LENGTH ( 78 - 82 MM ) WITH 2 REUSABLE INNER CANNULA (1 PLAIN AND 1 FENESTRATED) STERILE | EAR, NOSE & THROAT SUPPLIES (ENT)
9792 | 4227190413000 | TRACHEOSTOMY TUBE, ADULT, CUFFED, UNFENESTRATED ID-IC 9MM, WITH SUBGLOTTIC SUCTION | EAR, NOSE & THROAT SUPPLIES (ENT)
9793 | 4227190412900 | TRACHEOSTOMY TUBE ADULT CUFFED UNFENESTRATED ID-IC 9.0 MM OD ( 10.5 - 13.8 MM ) TOTAL LENGTH ( 78 - 82 MM) WITH DISPOSABLE INNER CANNULA STERILE | EAR, NOSE & THROAT SUPPLIES (ENT)
9794 | 4227190412800 | TRACHEOSTOMY TUBE, ADULT, CUFFED, UNFENESTRATED ID-IC 8MM, WITH SUBGLOTTIC SUCTION | EAR, NOSE & THROAT SUPPLIES (ENT)
9795 | 4227190412700 | TRACHEOSTOMY TUBE ADULT CUFFED UNFENESTRATED ID-IC 8.0 MM OD ( 9.5 - 13.3 MM ) TOTLA LENGTH ( 76 - 81 MM ) WITH DISPOSABLE INNER CANNULA STERILE | EAR, NOSE & THROAT SUPPLIES (ENT)
9796 | 4227190412600 | TRACHEOSTOMY TUBE, ADULT, CUFFED, UNFENESTRATED ID-IC 7MM, WITH SUBGLOTTIC SUCTION | EAR, NOSE & THROAT SUPPLIES (ENT)
9797 | 4227190412500 | TRACHEOSTOMY TUBE ADULT CUFFED UNFENESTRATED ID-IC 7.0MM OD ( 8.5 - 11.9 MM ) TOTAL LENGTH ( 72 - 77 MM ) WITH DISPOSABLE INNER CANNULA STERILE | EAR, NOSE & THROAT SUPPLIES (ENT)
9798 | 4227190412400 | TRACHEOSTOMY TUBE, ADULT, CUFFED, UNFENESTRATED ID-IC 6MM, WITH SUBGLOTTIC SUCTION | EAR, NOSE & THROAT SUPPLIES (ENT)
9799 | 4227190412300 | TRACHEOSTOMY TUBE ADULT CUFFED UNFENESTRATED ID-IC 6.0 MM OD ( 7.5 - 10.5 MM ) TOTAL LENGTH ( 68 - 72 MM ) WITH DISPOSABLE INNER CANNULA STERILE | EAR, NOSE & THROAT SUPPLIES (ENT)
9800 | 4227190412200 | TRACHEOSTOMY TUBE, ADULT, CUFFED, UNFENESTRATED ID-IC 5MM, WITH SUBGLOTTIC SUCTION | EAR, NOSE & THROAT SUPPLIES (ENT)
9801 | 4618190600100 | PROBE TUBES, FOR REAL EAR MEASUREMENT (REM), PEDIATRIC, COMPATIBLE WITH END USER EQUIPMENT | EAR, NOSE & THROAT SUPPLIES (ENT)
9802 | 4227191505700 | TRACHEOSTOMY TUBE ADULT CUFFED UNFENESTRATED ID-IC 5.0 MM OD ( 6.5 - 9.2 MM ) TOTAL LENGTH ( 62 - 66 MM ) WITH REUSABLE INNER CANNULA STERILE | EAR, NOSE & THROAT SUPPLIES (ENT)
9803 | 4618180800100 | FOAM GOGGLE CUSHION FOR VESTIBULAR AND OCULOMOTOR TESTING | EAR, NOSE & THROAT SUPPLIES (ENT)
9804 | 4227190904100 | TOOL, TUBE CLEANING, 28, LARYNGOFISSURE, CLEANING SOLUTION, BRUSHES | EAR, NOSE & THROAT SUPPLIES (ENT)
9805 | 4227191504800 | TRACHEOSTOMY TUBE PEDIATRIC EXTENDED - PROXIMAL LONG CUFFED STERILE ID 5.0 MM STERILE | EAR, NOSE & THROAT SUPPLIES (ENT)
9806 | 4227191504700 | TRACHEOSTOMY TUBE PEDIATRIC EXTENDED - PROXIMAL LONG CUFFED STERILE ID 4.5 MM STERILE | EAR, NOSE & THROAT SUPPLIES (ENT)
9807 | 4227191504600 | TRACHEOSTOMY TUBE PEDIATRIC EXTENDED - PROXIMAL LONG CUFFED STERILE ID 4.0 MM STERILE | EAR, NOSE & THROAT SUPPLIES (ENT)
9808 | 4227191504500 | TRACHEOSTOMY TUBE PEDIATRIC EXTENDED - PROXIMAL LONG CUFFED STERILE ID 3.5 MM STERILE | EAR, NOSE & THROAT SUPPLIES (ENT)
9809 | 4227191504300 | TRACHEOSTOMY TUBE PEDIATRIC UNCUFFED STERILE ID 5.0 MM OD ( 7 - 7.3 MM) TOTAL LENGTH ( 44 - 53 MM ) STERILE | EAR, NOSE & THROAT SUPPLIES (ENT)
9810 | 4227191504200 | TRACHEOSTOMY TUBE PEDIATRIC EXTENDED - PROXIMAL LONG CUFFED STERILE ID 3.0 MM STERILE | EAR, NOSE & THROAT SUPPLIES (ENT)
9811 | 4227191504100 | TRACHEOSTOMY TUBE PEDIATRIC UNCUFFED STERILE ID 4.0 MM OD ( 5.6 - 6 MM ) TOTAL LENGTH ( 41 - 46 MM ) STERILE | EAR, NOSE & THROAT SUPPLIES (ENT)
9812 | 4227191504000 | TRACHEOSTOMY TUBE CUFFED PEDIATRIC STERILE ID 5.5MM OD ( 7.6 - 8 MM ) TOTAL LENGTH ( 46 - 58 MM ) STERILE | EAR, NOSE & THROAT SUPPLIES (ENT)
9813 | 4227191503400 | TRACHEOSTOMY TUBE PEDIATRIC UNCUFFED STERILE ID 5.5 MM OD ( 7.6 - 8 MM ) TOTAL LENGTH ( 46 - 58 MM ) STERILE | EAR, NOSE & THROAT SUPPLIES (ENT)
9814 | 4227191503200 | TRACHEOSTOMY TUBE PEDIATRIC UNCUFFED STERILE ID 4.5 MM OD ( 6.3 - 6.7 MM ) TOTAL LENGTH ( 42 -50 MM) STERILE | EAR, NOSE & THROAT SUPPLIES (ENT)
9815 | 4227191503100 | TRACHEOSTOMY TUBE PEDIATRIC UNCUFFED STERILE ID 3.5 MM OD ( 5 - 5.4 MM ) TOTAL LENGTH ( 40 - 42 MM ) | EAR, NOSE & THROAT SUPPLIES (ENT)
9816 | 4227191503000 | TRACHEOSTOMY TUBE PEDIATRIC UNCUFFED STERILE ID 3.0 MM OD ( 4.3 - 4.8 MM ) TOTAL LENGTH ( 36 - 39 MM ) STERILE | EAR, NOSE & THROAT SUPPLIES (ENT)
9817 | 4227191502900 | TRACHEOSTOMY TUBE NEONATE UNCUFFED STERILE ID 2.5 MM OD ( 3.6 - 4.2 MM ) TOTAL LENGTH ( 28 - 32 MM ) STERILE | EAR, NOSE & THROAT SUPPLIES (ENT)
9818 | 4227191502600 | TRACHEOSTOMY TUBE ADULT CUFFLESS FENESTRATED ID-IC 7.0MM OD ( 8.5 - 11.9 MM ) TOTAL LENGTH ( 72 - 75.5 MM ) WITH 2 REUSABLE INNER CANNULA (1 PLAIN AND 1 FENESTRATED) STERILE | EAR, NOSE & THROAT SUPPLIES (ENT)
9819 | 4227191502500 | TRACHEOSTOMY TUBE ADULT CUFFLESS FENESTRATED ID-IC 6.0 MM OD ( 7.5 - 10.5 MM ) TOTAL LENGTH ( 70 - 72 MM ) WITH 2 REUSABLE INNER CANNULA (1 PLAIN AND 1 FENESTRATED) STERILE | EAR, NOSE & THROAT SUPPLIES (ENT)
9820 | 4227191502300 | TRACHEOSTOMY TUBE NEONATE UNCUFFED STERILE ID 4.0 MM OD ( 5.6 - 6 MM ) TOTAL LENGTH ( 34 - 38 MM ) STERILE | EAR, NOSE & THROAT SUPPLIES (ENT)
9821 | 4227191502200 | TRACHEOSTOMY TUBE ADULT CUFFLESS FENESTRATED ID-IC 5.0MM OD ( 6.5 - 9.4 MM ) TOTAL LENGTH ( 62 - 66 MM ) WITH 2 REUSABLE INNER CANNULA (1 PLAIN AND 1 FENESTRATED) STERILE | EAR, NOSE & THROAT SUPPLIES (ENT)
9822 | 4220340323200 | BITE BLOCKS, FOR TAKING OPEN BITE EAR MOLD IMPRESSIONS | EAR, NOSE & THROAT SUPPLIES (ENT)
9823 | 4227191502100 | TRACHEOSTOMY TUBE NEONATE UNCUFFED STERILE ID 3.5MM OD ( 5 - 5.4 MM ) TOTAL LENGTH ( 32 - 36 MM ) STERILE | EAR, NOSE & THROAT SUPPLIES (ENT)
9824 | 4227191502000 | TRACHEOSTOMY TUBE NEONATE UNCUFFED STERILE ID 3.0MM OD ( 4.3 - 4.8 MM ) TOTAL LENGTH ( 30 - 33 MM ) STERILE | EAR, NOSE & THROAT SUPPLIES (ENT)
9825 | 4227191501800 | TRACHEOSTOMY TUBE ADULT CUFFLESS UNFENESTRATED ID-IC 6.0 MM OD ( 7.5 - 10.5 MM ) TOTAL LENGTH ( 68 - 72 MM ) WITH REUSABLE INNER CANNULA STERILE | EAR, NOSE & THROAT SUPPLIES (ENT)
9826 | 4227191501300 | TRACHEOSTOMY TUBE ADULT CUFFED UNFENESTRATED ID-IC 8.0 MM OD ( 9.5 - 13.3 MM ) TOTLA LENGTH ( 76 - 81 MM ) WITH REUSABLE INNER CANNULA STERILE | EAR, NOSE & THROAT SUPPLIES (ENT)
9827 | 4227191501200 | TRACHEOSTOMY TUBE ADULT CUFFLESS FENESTRATED ID-IC 8.0 MM OD ( 9.5 - 13.3 MM ) TOTAL LENGTH ( 76 - 81 MM ) WITH 2 REUSABLE INNER CANNULA (1 PLAIN AND 1 FENESTRATED) STERILE | EAR, NOSE & THROAT SUPPLIES (ENT)
9828 | 4110410000800 | COLLECTOR, SINUS SECRETION | EAR, NOSE & THROAT SUPPLIES (ENT)
9829 | 4227193800300 | TRACHEOSTOMY TUBE ADULT CUFFLESS FENESTRATED ID-IC 10.0 MM OD ( 11.5 - 13.8 MM ) TOTAL LENGTH ( 80 -84 MM ) WITH 2 REUSABLE INNER CANNULA (1 PLAIN AND 1 FENESTRATED) STERILE | EAR, NOSE & THROAT SUPPLIES (ENT)
9830 | 4227202000000 | LARYNGOSCOPE, STEINER, DISTENDING OPERATING FOR OROPHARYNGOSCOPE | EAR, NOSE & THROAT SUPPLIES (ENT)
9831 | 4227202000100 | LARYNGOSCOPE, STEINER, DISTENDING OPERATING LARYNGOSCOPE | EAR, NOSE & THROAT SUPPLIES (ENT)
9832 | 4229161423000 | SCISSOR, NASAL, STRAIGHT, WITH CLEANING CONNECTOR, WORKING LENGTH 13 CM | EAR, NOSE & THROAT SUPPLIES (ENT)
9833 | 4229161422900 | SCISSOR, WALTER ANGLED SHARP, LENGTH 10 CM | EAR, NOSE & THROAT SUPPLIES (ENT)
9834 | 4229161422700 | SCISSORS, LARYNGEAL, STRAIGHT VERTICAL LENGTH 22CM | EAR, NOSE & THROAT SUPPLIES (ENT)
9835 | 4229161422500 | SCISSORS, CURVED TO RIGHT, WORKING LENGTH 12.5 CM | EAR, NOSE & THROAT SUPPLIES (ENT)
9836 | 4229161422400 | SCISSORS, CURVED TO RIGHT, EXTRA DELICATE, WORKING LENGTH 15 CM | EAR, NOSE & THROAT SUPPLIES (ENT)
9837 | 4229161422300 | SCISSORS, CURVED TO LEFT, WORKING LENGTH 12.5 CM | EAR, NOSE & THROAT SUPPLIES (ENT)
9838 | 4215210300200 | OTO-FORM AK SILICONE IMPRESSION MATERIAL DISPOSABLE OR EQUIVALENT | EAR, NOSE & THROAT SUPPLIES (ENT)
9839 | 4215210800200 | CANNULAS TO MIX IMPRESSION MATERIAL DISPOSABLE | EAR, NOSE & THROAT SUPPLIES (ENT)
9840 | 4231160600100 | PACK, INTRANASAL ABSORBABLE FOR SINUS SURGERY | EAR, NOSE & THROAT SUPPLIES (ENT)
9841 | 4218242403900 | EARTIPS YELLOW SIZE 16 DISPOSABLE OR EQUIVALENT | EAR, NOSE & THROAT SUPPLIES (ENT)
9842 | 4229161422200 | SCISSORS, CURVED TO LEFT, EXTRA DELICATE, WORKING LENGTH 15 CM | EAR, NOSE & THROAT SUPPLIES (ENT)
9843 | 4229161422100 | SCISSORS, 45 DEGREE CURVED UPWARDS, EXTRA DELICATE, WORKING LENGTH 15 CM | EAR, NOSE & THROAT SUPPLIES (ENT)
9844 | 4229161422000 | BELLUCCI SCISSORS, STRAIGHT, WORKING LENGTH 12.5 CM | EAR, NOSE & THROAT SUPPLIES (ENT)
9845 | 4229161421900 | SCISSORS FISCH CRUROTOMY ASSORTED SIDES | EAR, NOSE & THROAT SUPPLIES (ENT)
9846 | 4218242404000 | EARTIPS YELLOW SIZE 7 DISPOSABLE OR EQUIVALENT | EAR, NOSE & THROAT SUPPLIES (ENT)
9847 | 4218242404100 | EARTIP YELLOW FLANGED INFANT SIZE 5-8 MM, DISPOSABLE, OR EQUIVALENT | EAR, NOSE & THROAT SUPPLIES (ENT)
9848 | 4218242404200 | EARTIPS YELLOW MUSHROOM SIZE 12 DISPOSABLE OR EQUIVALENT | EAR, NOSE & THROAT SUPPLIES (ENT)
9849 | 4218242404300 | EARTIPS YELLOW MUSHROOM SIZE 19 DISPOSABLE OR EQUIVALENT | EAR, NOSE & THROAT SUPPLIES (ENT)
9850 | 4229161321000 | STOMA CLIP TWO-PIECE SYSTEM FOR AIR-TIGHT ATTACHMENT OF TRACHEOSTOMA BUTTON AND LARYNGECTOMY TUBE TO THE STOMA. | EAR, NOSE & THROAT SUPPLIES (ENT)
9851 | 4229161314000 | BUR AGGRESSIVE ROUTER BUR HIGH-SPEED 4.5MM NASAL OR EQUIVALENT | EAR, NOSE & THROAT SUPPLIES (ENT)
9852 | 4229161313000 | BUR CURVED DIAMOND NASAL BUR 5 MM HIGH-SPEED OR EQUIVALENT | EAR, NOSE & THROAT SUPPLIES (ENT)
9853 | 4229161312000 | BUR CURVED DIAMOND NASAL BUR 3.5MM HIGH-SPEED OR EQUIVALENT | EAR, NOSE & THROAT SUPPLIES (ENT)
9854 | 4229161309200 | BLADE TRICUT ANGLED ROTATABLE STRAIGHT TIP WITH CURVE AT HAND PIECE WITH SUCTION IRRIGATION ASSORTED DIAMETERS AND LENGTH S COMPATIBLE WITH END USER EQUIPMENT | EAR, NOSE & THROAT SUPPLIES (ENT)
9855 | 4229161423300 | SCISSOR, YASARGIL SAME, BLADES CURVED DOWNWARDS | EAR, NOSE & THROAT SUPPLIES (ENT)
9856 | 4229161309100 | BLADE TRICUT ANGLED ROTATABLE DOUBLE CURVED TIP WITH SUCTION IRRIGATION ASSORTED DIAMETERS AND LENGTH S COMPATIBLE WITH END USER E = QUIPMENT | EAR, NOSE & THROAT SUPPLIES (ENT)
9857 | 4229162700000 | BUR ANTERIOR SKULL BASE CUTTING BUR 4MM ANGLE 15 DEGREE OR EQUIVALENT | EAR, NOSE & THROAT SUPPLIES (ENT)
9858 | 4229162700200 | BUR ANTERIOR SKULL BASE DIAMOND BUR 5MM ANGLE 70 DEGREE OR EQUIVALENT | EAR, NOSE & THROAT SUPPLIES (ENT)
9859 | 4229162735100 | BUR, OTOLOGY COARSE DIAMOND EXTENDED, SIZE 3MM OR EQUIVALENT | EAR, NOSE & THROAT SUPPLIES (ENT)
9860 | 4229162734600 | BUR, OTOLOGY COARSE DIAMOND EXTENDED, SIZE 2MM OR EQUIVALENT | EAR, NOSE & THROAT SUPPLIES (ENT)
9861 | 4229162732800 | BUR, STRAIGHT ROUND CUTTING HIGH SPEED 3.2MM NASAL | EAR, NOSE & THROAT SUPPLIES (ENT)
9862 | 4229162730800 | BUR, OTOLOGY SKEETER OR EQUIVALENT, 0.8MM YELLOW | EAR, NOSE & THROAT SUPPLIES (ENT)
9863 | 4229162720700 | BLADE, CHOANAL ATRESIA NASAL BLADE 4MM ROTATABLE, OR EQUIVALENT | EAR, NOSE & THROAT SUPPLIES (ENT)
9864 | 4229162720600 | BLADE, CHOANAL ATRESIA NASAL BLADE 2.9 MM, OR EQUIVALENT | EAR, NOSE & THROAT SUPPLIES (ENT)
9865 | 4229162720100 | BUR CHOANAL ATRESIA BUR 4MM HIGH-SPEED OR EQUIVALENT | EAR, NOSE & THROAT SUPPLIES (ENT)
9866 | 4229162715500 | BUR, HI SPEED SINUS BUR DIAMOND 40° 3MM 13CM SPEED UP TO 30, 000 RPM, OR EQUIVALENT | EAR, NOSE & THROAT SUPPLIES (ENT)
9867 | 4229162712300 | BUR, OTOLOGY CUTTING MULTI FLUTE LONG, SIZE 0.5MM OR EQUIVALENT | EAR, NOSE & THROAT SUPPLIES (ENT)
9868 | 4229162712200 | BUR, OTOLOGY CUTTING MULTI FLUTE, SIZE 6MM OR EQUIVALENT | EAR, NOSE & THROAT SUPPLIES (ENT)
9869 | 4229162712100 | BUR, OTOLOGY CUTTING MULTI FLUTE, SIZE 5MM OR EQUIVALENT | EAR, NOSE & THROAT SUPPLIES (ENT)
9870 | 4229162712000 | BUR, OTOLOGY CUTTING MULTI FLUTE, SIZE 4MM OR EQUIVALENT | EAR, NOSE & THROAT SUPPLIES (ENT)
9871 | 4229162711700 | BUR, OTOLOGY CUTTING MULTI FLUTE LONG, SIZE 3MM OR EQUIVALENT | EAR, NOSE & THROAT SUPPLIES (ENT)
9872 | 4229162711500 | BUR, OTOLOGY CUTTING MULTI FLUTE LONG, SIZE 2MM OR EQUIVALENT | EAR, NOSE & THROAT SUPPLIES (ENT)
9873 | 4229162711400 | BUR, OTOLOGY CUTTING MULTI FLUTE LONG, SIZE 1MM OR EQUIVALENT | EAR, NOSE & THROAT SUPPLIES (ENT)
9874 | 4229162701400 | BUR HI SPEED SINUS BUR CUTTING 70 DEGREE 3MM 13CM SPEED UP TO 30 000 RPM OR EQUIVALENT | EAR, NOSE & THROAT SUPPLIES (ENT)
9875 | 4229162701300 | BUR, HI SPEED BUR TAPERED CHOANAL ATRESIA SPEED UP TO 30, 000 RPM, OR EQUIVALENT | EAR, NOSE & THROAT SUPPLIES (ENT)
9876 | 4229162701200 | BUR, HI SPEED SINUS BUR REVERSE TAPERED 70° 4MM 13CM SPEED UP TO 30, 000 RPM, OR EQUIVALENT | EAR, NOSE & THROAT SUPPLIES (ENT)
9877 | 4229162701100 | BUR, HI SPEED SINUS BUR REVERSE TAPERED 40° 4MM 13CM SPEED UP TO 30, 000 RPM, OR EQUIVALENT | EAR, NOSE & THROAT SUPPLIES (ENT)
9878 | 4229162701000 | BUR HI SPEED SINUS BUR FRONTAL 40 DEGREE SPEED UP TO 30 000 RPM OR EQUIVALENT | EAR, NOSE & THROAT SUPPLIES (ENT)
9879 | 4229162700900 | BUR, HI SPEED SINUS BUR CURVED 3.6MM 13CM SPEED UP TO 30, 000 RPM, OR EQUIVALENT | EAR, NOSE & THROAT SUPPLIES (ENT)
9880 | 4229162700400 | BUR ANTERIOR SKULL BASE DIAMOND BUR 3.2 MM ANGLE 15 DEGREE OR EQUIVALENT | EAR, NOSE & THROAT SUPPLIES (ENT)
9881 | 4229162700300 | BUR ANTERIOR SKULL BASE DIAMOND BUR 3.2 5MM ANGLE 40 DEGREE OR EQUIVALENT | EAR, NOSE & THROAT SUPPLIES (ENT)
9882 | 4229162700100 | BUR ANTERIOR SKULL BASE DIAMOND BUR 5MM ANGLE 15 DEGREE OR EQUIVALENT | EAR, NOSE & THROAT SUPPLIES (ENT)
9883 | 4229161308900 | DEBRIDER ADENOID PEDIATRIC 4MM, LENGTH (10-12 CM), CURVED BLADE, WITH SUCTION IRRIGATION TUBE INCLUDED, COMPATIBLE WITH END USER MACHINE | EAR, NOSE & THROAT SUPPLIES (ENT)
9884 | 4229161308800 | BLADE, DEBRIDER 90 CURVED BLADE 2.9MM NASAL, OR EQUIVALENT | EAR, NOSE & THROAT SUPPLIES (ENT)
9885 | 4229161308500 | BLADE DEBRIDER 60 DEGREE NASAL CURVED BLADE 4 MM ROTATABLE OR EQUIVALENT | EAR, NOSE & THROAT SUPPLIES (ENT)
9886 | 4218242600900 | BONE CONDUCTION HEADBAND, ADJUSTABLE SOFT FOR BONE CONDUCTION TESTING FOR ADULTS AND CHILDREN USED WITH EVOKED POTENTIALS OR PURE TONE AUDIOMETRY | EAR, NOSE & THROAT SUPPLIES (ENT)
9887 | 4218242608000 | HEADBAND, ADULT FOLDABLE AUDIOMETRIC, COMPATIBLE WITH END USER TRANSDUCER | EAR, NOSE & THROAT SUPPLIES (ENT)
9888 | 4218242608100 | HEADBAND, DD45 CONTRALATERAL AUDIOMETRIC, COMPATIBLE WITH END USER TRANSDUCER | EAR, NOSE & THROAT SUPPLIES (ENT)
9889 | 4218242608200 | HEADBAND, PEDIATRIC FOLDABLE AUDIOMETRIC, COMPATIBLE WITH END USER TRANSDUCER | EAR, NOSE & THROAT SUPPLIES (ENT)
9890 | 4218242608300 | HEADBAND, RE-7 AUDIOMETRIC, COMPATIBLE WITH END USER TRANSDUCER | EAR, NOSE & THROAT SUPPLIES (ENT)
9891 | 4218242608400 | HEADLIGHT, LED PORTABLE, BATTERY OPERATED | EAR, NOSE & THROAT SUPPLIES (ENT)
9892 | 4218242608500 | HEADSET TRANSDUCER, FOR DD45 AUDIOMETRIC EARPHONE INCLUDING CALIBRATION, HEADBAND MODEL, LENGTH, PLUG TYPE AS REQUESTED BY END USER | EAR, NOSE & THROAT SUPPLIES (ENT)
9893 | 4218242608600 | HEADSET TRANSDUCER, FOR DD45 CONTRALATERAL AUDIOMETRIC EARPHONE INCLUDING CALIBRATION, HEADBAND MODEL, LENGTH, PLUG TYPE AS REQUESTED BY END USER | EAR, NOSE & THROAT SUPPLIES (ENT)
9894 | 4218242608700 | HEADSET TRANSDUCER FOR DD45 PEDIATRIC AND ADULT AUDIOMETRIC EARPHONE INCLUDING CALIBRATION HEADBAND MODEL LENGTH PLUG TYPE AS REQUESTED BY END USER | EAR, NOSE & THROAT SUPPLIES (ENT)
9895 | 4218242608800 | HEADSET TRANSDUCER AUDIOMETRIC HIGH FREQUENCY EARPHONE INCLUDING CALIBRATION HEADBAND MODEL LENGTH PLUG TYPE AS REQUESTED BY END USER | EAR, NOSE & THROAT SUPPLIES (ENT)
9896 | 4218242608900 | HEADSET TRANSDUCER, FOR TDH39 AUDIOMETRIC EARPHONE INCLUDING CALIBRATION, HEADBAND MODEL, LENGTH, PLUG TYPE AS REQUESTED BY END USER | EAR, NOSE & THROAT SUPPLIES (ENT)
9897 | 4218242609000 | HEADSET, B71/81 BONE TRANSDUCER INCLUDING CALIBRATION, MODEL AND LENGTHS AS REQUESTED BY END USER | EAR, NOSE & THROAT SUPPLIES (ENT)
9898 | 4218242609100 | HEADSET, DD65 PASSIVE ATTENUATION AUDIOMETRIC INCLUDING CALIBRATION, HEADBAND MODEL, LENGTH, PLUG TYPE AS REQUESTED BY END USER | EAR, NOSE & THROAT SUPPLIES (ENT)
9899 | 4218242609200 | REPLACEMENT PAD, FOR SPRING STEEL HEADBAND, DISPOSABLE | EAR, NOSE & THROAT SUPPLIES (ENT)
9900 | 4218242609300 | RESPONSE BUTTON, FOR AUDIOMETRY | EAR, NOSE & THROAT SUPPLIES (ENT)
9901 | 4218242700100 | PAPER ROLL FOR TYMPANOMETRY TESTING COMPATIBLE WITH END USER EQUIPMENT PAPER ROLL FOR TYMPANOMETRY TESTING APPROXIMATELY 25 METERS IN LENGTH COMPATIBLE WITH END USER EQUIPMENT. | EAR, NOSE & THROAT SUPPLIES (ENT)
9902 | 4218242700300 | PROBE TIP REPLACEMENT KITS FOR TYMPANOMETER, OTOACOUSTIC EMISSIONS (OAES), SCREENER, COMPATIBLE WITH END USER EQUIPMENT | EAR, NOSE & THROAT SUPPLIES (ENT)
9903 | 4218242700400 | FLOSS 3IN1 USED TO CLEAN TYMPANOMETRY AND OTOACOUSTIC EMISSION PROBES | EAR, NOSE & THROAT SUPPLIES (ENT)
9904 | 4218242701300 | CLEANING TOOL, THIN RIGID PLASTIC CORD, FOR TYMPANOMETRY AND OTOACOUSTIC EMISSIONS PROBE (OAE), COMPATIBLE WITH END USER EQUIPMENT | EAR, NOSE & THROAT SUPPLIES (ENT)
9905 | 4227250002800 | CLIP, NOSE TO PREVENT AIR LEAK DURING TRAINING | EAR, NOSE & THROAT SUPPLIES (ENT)
9906 | 4227222003500 | TUBE, VENTILATION ARMSTRONG, FLUOROPLASTIC, ASSORTED SIZES | EAR, NOSE & THROAT SUPPLIES (ENT)
9907 | 4227221100200 | DEVICE, HIGH PRESSURE INFLATION FOR AIRWAY BALLOON | EAR, NOSE & THROAT SUPPLIES (ENT)
9908 | 4227202000200 | LARYNGOSCOPE VIDEO LARYNGOSCOPE WITH TELESCOPE CHANNLE KANTOR-BERCI (OR EQUIVALENT) ASSORTED LENGTHS AND SIZES | EAR, NOSE & THROAT SUPPLIES (ENT)
9909 | 4231240202800 | SPLINT, INTRANASAL WITHOUT AIRWAY, CAN BE SUTURED | EAR, NOSE & THROAT SUPPLIES (ENT)
9910 | 4231240202100 | SPLINT, INTRANASAL, CHITOSAN, HEMOSTAT DRESSING, 1.8 X 8 CM, OR EQUIVALENT | EAR, NOSE & THROAT SUPPLIES (ENT)
9911 | 4231240202000 | SPLINT, INTRANASAL, CHITOSAN, HEMOSTAT DRESSING, 1.5 X 5.1 CM, OR EQUIVALENT | EAR, NOSE & THROAT SUPPLIES (ENT)
9912 | 4218242600500 | CABLE, ELECTROCOCHLEOGRAPHY (ECOCHG) COMPATIBLE WITH END USER EQUIPMENT | EAR, NOSE & THROAT SUPPLIES (ENT)
9913 | 4229161308400 | BLADE DEBRIDER 60 DEGREE NASAL CURVED BLADE 3.5 ROTATABLE OR EQUIVALENT | EAR, NOSE & THROAT SUPPLIES (ENT)
9914 | 4229161308300 | BLADE DEBRIDER 60 DEGREE CURVED BLADE 3.5MM NASAL OR EQUIVALENT | EAR, NOSE & THROAT SUPPLIES (ENT)
9915 | 4229161308000 | BLADE, SERRATED NASAL BLADE 2.9 MM ROTATABLE, OR EQUIVALENT | EAR, NOSE & THROAT SUPPLIES (ENT)
9916 | 4229161307900 | BLADE, SERRATED NASAL BLADE 3.5 MM, ROTATABLE, OR EQUIVALENT | EAR, NOSE & THROAT SUPPLIES (ENT)
9917 | 4229161307800 | BLADE, SERRATED NASAL BLADE 4MM, ROTATABLE, OR EQUIVALENT | EAR, NOSE & THROAT SUPPLIES (ENT)
9918 | 4229161307500 | BLADE, INFERIOR TURBINATE NASAL BLADE 2.9MM, OR EQUIVALENT | EAR, NOSE & THROAT SUPPLIES (ENT)
9919 | 4229161307400 | BLADE, INFERIOR TURBINATE NASAL BLADE 2.9MM ROTATABLE, OR EQUIVALENT | EAR, NOSE & THROAT SUPPLIES (ENT)
9920 | 4229350302200 | CURETTE KUHN-BOLGER FRONTAL SINUS 55 DEGREE CURVED OVAL FORWARD CUTTING LENGTH 19 CM | EAR, NOSE & THROAT SUPPLIES (ENT)
9921 | 4229161307200 | BLADE, INFERIOR TURBINATE NASAL BLADE 2MM, OR EQUIVALENT | EAR, NOSE & THROAT SUPPLIES (ENT)
9922 | 4218242404400 | EARTIPS YELLOW MUSHROOM SIZE 8 DISPOSABLE OR EQUIVALENT | EAR, NOSE & THROAT SUPPLIES (ENT)
9923 | 4229161307100 | BLADE DEBRIDER 40 DEGREE NASAL BLADE 3.5MM ROTATABLE OR EQUIVALENT | EAR, NOSE & THROAT SUPPLIES (ENT)
9924 | 4229162736000 | BUR, OTOLOGY COARSE DIAMOND, SIZE 1.5MM OR EQUIVALENT | EAR, NOSE & THROAT SUPPLIES (ENT)
9925 | 4229161307000 | BLADE DEBRIDER 40 DEGREE NASAL BLADE 3.5 MM OR EQUIVALENT | EAR, NOSE & THROAT SUPPLIES (ENT)
9926 | 4229161306200 | BLADE, DEBRIDER 12 NASAL CURVED BLADE 4MM ROTATABLE, OR EQUIVALENT | EAR, NOSE & THROAT SUPPLIES (ENT)
9927 | 4229161301000 | BLADE, STRAIGHT TRACHEAL WITH SUCTION IRRIGATION, COMPATIBLE WITH END USER EQUIPMENT | EAR, NOSE & THROAT SUPPLIES (ENT)
9928 | 4218242404500 | EARTIPS YELLOW UMBRELLA SIZE 11 DISPOSABLE OR EQUIVALENT | EAR, NOSE & THROAT SUPPLIES (ENT)
9929 | 4229160900200 | NIPPER, HOUSE-DIETER MALLEUS, UPBITING, WORKING LENGTH 8 CM | EAR, NOSE & THROAT SUPPLIES (ENT)
9930 | 4229160704000 | LOOP, BILLEAU EAR, SIZE 3, LENGTH 16 CM | EAR, NOSE & THROAT SUPPLIES (ENT)
9931 | 4229160703300 | CURETTE RING TIP 45 DEGREE ANGLED ROUND HANDLE STEEL 5 MMX25CM REUSABLE | EAR, NOSE & THROAT SUPPLIES (ENT)
9932 | 4229160601800 | COTTLE, CHISEL, FLAT, GRADUATED, STRAIGHT, WIDTH 6 MM, LENGTH 18.5 CM | EAR, NOSE & THROAT SUPPLIES (ENT)
9933 | 4229160601700 | COTTLE, CHISEL, FLAT, GRADUATED, STRAIGHT, WIDTH 3 MM, LENGTH 18.5 CM | EAR, NOSE & THROAT SUPPLIES (ENT)
9934 | 4229150100700 | HEADBAND, SPRING STEEL FOR BONE TRANSDUCER | EAR, NOSE & THROAT SUPPLIES (ENT)
9935 | 4228200500300 | ENDOSHEATH LENS CLEANING SYSTEM WITH CLEAR DISTAL LENS FOR RIGID SCOPE ASSORTED SIZES AND ANGLES DISPOSABLE | EAR, NOSE & THROAT SUPPLIES (ENT)
9936 | 4218242600300 | SOUND TUBES FOR EVOKED POTENTIALS SYSTEM (ABR) SIZE 3A USED FOR INSERT EAR PHONES | EAR, NOSE & THROAT SUPPLIES (ENT)
9937 | 4229161306500 | BLADE, DEBRIDER 12 NASAL CURVED BLADE 3.5MM ROTATABLE, OR EQUIVALENT | EAR, NOSE & THROAT SUPPLIES (ENT)
9938 | 4229350302300 | CURETTE KUHN-BOLGER FRONTAL SINUS 90 DEGREE CURVED OVAL FORWARD CUTTING LENGTH 19 CM | EAR, NOSE & THROAT SUPPLIES (ENT)
9939 | 4214400600800 | CHARGING UNIT, WIRELESS RELATED TO 12 CHANNEL ELECTRODE COCHLEAR IMPLANT OFF EAR PROCESSOR | EAR, NOSE & THROAT SUPPLIES (ENT)
9940 | 4218240900100 | HEARING AID BEHIND-THE-EAR 16 FITTING CHANNELS OR MORE FOR SEVERE HEARING LOSS PEDIATRIC (INDICATOR LIGHT) INTEGRATED RECEIVER TO DIRECTLY CONNECT TO ROGER WIRELESS SYSTEMS OR PROVIDE NEEDED REQUIREMENT FOR CONNECTION WIRELESS DIRECT CONNECTIVITY TO SMART DEVICES IP68 OR HIGHER MAXIMUM GAIN/OUTPUT OF 83/143 DB SPL IN EAR STIMULATION (AS A MINIMUM) FREQUENCY RANGE OF 100-5100 HZ BATTERY SIZE 312 OR 13 OR RECHARGEABLE COLOR AND BATTERY TYPE TO BE ORDERED BASED ON END USER REQUEST/NEED. HAS THE ABILITY TO BE FIT AS OPEN-FIT HEARING AID WITH TUBE AND DOME. COMPATIBLE WITH CROS. | EAR, NOSE & THROAT SUPPLIES (ENT)
9941 | 4229553414000 | PROSTHESIS, PARTIAL OSSICULAR REPLACEMENT, TITANIUM, (READY MADE AS SINGLE UNIT), SIZE 2 OR EQUIVALENT | EAR, NOSE & THROAT SUPPLIES (ENT)
9942 | 4229553413900 | PROSTHESIS, PARTIAL OSSICULAR REPLACEMENT, TITANIUM, (READY MADE AS SINGLE UNIT), SIZE 1.75 OR EQUIVALENT | EAR, NOSE & THROAT SUPPLIES (ENT)
9943 | 4229553413800 | PISTON, TITANIUM STAPES PROSTHESIS SELF CRIMPED, 0.4 DIAMETER, SIZE 3.5 OR EQUIVALENT | EAR, NOSE & THROAT SUPPLIES (ENT)
9944 | 4229553413700 | PISTON, TITANIUM STAPES PROSTHESIS, 0.6 DIAMETER, SIZE 10 OR EQUIVALENT | EAR, NOSE & THROAT SUPPLIES (ENT)
9945 | 4229553413400 | PISTON, TITANIUM STAPES PROSTHESIS SELF CRIMPED, 0.4 DIAMETER, SIZE 5 OR EQUIVALENT | EAR, NOSE & THROAT SUPPLIES (ENT)
9946 | 4229553413300 | PISTON, TITANIUM STAPES PROSTHESIS SELF CRIMPED, 0.4 DIAMETER, SIZE 4.75 OR EQUIVALENT | EAR, NOSE & THROAT SUPPLIES (ENT)
9947 | 4229553413200 | PISTON, TITANIUM STAPES PROSTHESIS, 0.4 DIAMETER, SIZE 8 OR EQUIVALENT | EAR, NOSE & THROAT SUPPLIES (ENT)
9948 | 4229553412600 | PROSTHESIS, PARTIAL OSSICULAR REPLACEMENT, TITANIUM, WITH MALLEUS NOTCH (READY MADE AS SINGLE UNIT), SIZE 3.25 OR EQUIVALENT | EAR, NOSE & THROAT SUPPLIES (ENT)
9949 | 4229553412500 | PROSTHESIS, PARTIAL OSSICULAR REPLACEMENT, TITANIUM, WITH MALLEUS NOTCH (READY MADE AS SINGLE UNIT), SIZE 2.75 OR EQUIVALENT | EAR, NOSE & THROAT SUPPLIES (ENT)
9950 | 4229553412400 | PROSTHESIS, PARTIAL OSSICULAR REPLACEMENT, TITANIUM, WITH MALLEUS NOTCH (READY MADE AS SINGLE UNIT), SIZE 2.25 OR EQUIVALENT | EAR, NOSE & THROAT SUPPLIES (ENT)
9951 | 4229553411400 | PROSTHESIS, PARTIAL OSSICULAR REPLACEMENT, TITANIUM, WITH MALLEUS NOTCH (READY MADE AS SINGLE UNIT), SIZE 1.75 OR EQUIVALENT | EAR, NOSE & THROAT SUPPLIES (ENT)
9952 | 4229553411300 | PROSTHESIS, PARTIAL OSSICULAR REPLACEMENT, TITANIUM, WITH MALLEUS NOTCH (READY MADE AS SINGLE UNIT), SIZE 3.5 OR EQUIVALENT | EAR, NOSE & THROAT SUPPLIES (ENT)
9953 | 4229553411100 | PISTON, TITANIUM STAPES PROSTHESIS, 0.6 DIAMETER, SIZE 8 OR EQUIVALENT | EAR, NOSE & THROAT SUPPLIES (ENT)
9954 | 4229553410900 | PISTON, TITANIUM STAPES PROSTHESIS, 0.4 DIAMETER, SIZE 9 OR EQUIVALENT | EAR, NOSE & THROAT SUPPLIES (ENT)
9955 | 4229553410500 | IMPLANTABLE BONE CONDUCTION HEARING SYSTEM FOR CONDUCTIVE OR MIXED HEARING LOSS | EAR, NOSE & THROAT SUPPLIES (ENT)
9956 | 4229553410400 | WIRELESS CONNECTIVITY SYSTEM CONNECTS WITH ALL HEARING AIDS COCHLEAR IMPLANT AND BONE ANCHORED DEVICES SPEECH PROCESSORS USED FOR ALL AGES WITH MULTIPLE RECEIVER OPTIONS AS REQUESTED BY END USER. | EAR, NOSE & THROAT SUPPLIES (ENT)
9957 | 4229553410100 | ADAPTOR, FOR RECHARGEABLE BATTERY RELATED TO 12 CHANNEL ELECTRODE COCHLEAR IMPLANT ON EAR PROCESSOR | EAR, NOSE & THROAT SUPPLIES (ENT)
9958 | 4229553409900 | PISTON, TITANIUM STAPES PROSTHESIS, 0.4 DIAMETER, SIZE 4 OR EQUIVALENT | EAR, NOSE & THROAT SUPPLIES (ENT)
9959 | 4229553409800 | PISTON, TITANIUM STAPES PROSTHESIS, 0.4 DIAMETER, SIZE 4.75 OR EQUIVALENT | EAR, NOSE & THROAT SUPPLIES (ENT)
9960 | 4229553409600 | PISTON, TITANIUM STAPES PROSTHESIS, 0.6 DIAMETER, SIZE 4 OR EQUIVALENT | EAR, NOSE & THROAT SUPPLIES (ENT)
9961 | 4229553409500 | PISTON, TITANIUM STAPES PROSTHESIS, 0.4 DIAMETER, SIZE 5 OR EQUIVALENT | EAR, NOSE & THROAT SUPPLIES (ENT)
9962 | 4229553409300 | PISTON, TITANIUM STAPES PROSTHESIS, 0.6 DIAMETER, SIZE 5 OR EQUIVALENT | EAR, NOSE & THROAT SUPPLIES (ENT)
9963 | 4229553409200 | PISTON, TITANIUM STAPES PROSTHESIS, 0.6 DIAMETER, SIZE 4.5 OR EQUIVALENT | EAR, NOSE & THROAT SUPPLIES (ENT)
9964 | 4229553414100 | PROSTHESIS, PARTIAL OSSICULAR REPLACEMENT, TITANIUM, (READY MADE AS SINGLE UNIT), SIZE 2.25 OR EQUIVALENT | EAR, NOSE & THROAT SUPPLIES (ENT)
9965 | 4229553414200 | PROSTHESIS, PARTIAL OSSICULAR REPLACEMENT, HYDROXYAPATITE, (READY MADE AS SINGLE UNIT), SIZE 3.25 OR EQUIVALENT | EAR, NOSE & THROAT SUPPLIES (ENT)
9966 | 4229553414300 | PROSTHESIS, PARTIAL OSSICULAR REPLACEMENT, HYDROXYAPATITE, (READY MADE AS SINGLE UNIT), SIZE 3.5 OR EQUIVALENT | EAR, NOSE & THROAT SUPPLIES (ENT)
9967 | 4229553414500 | PROSTHESIS, PARTIAL OSSICULAR REPLACEMENT, TITANIUM, ADJUSTABLE LENGTH WITH DISPOSABLE SIZER (READY MADE AS SINGLE UNIT) OR EQUIVALENT | EAR, NOSE & THROAT SUPPLIES (ENT)
9968 | 4229630502000 | BRONCHOSCOPE, DOESEL-HUZLY 30 CM, SIZE 4.5, OR EQUIVALENT | EAR, NOSE & THROAT SUPPLIES (ENT)
9969 | 4229630502100 | BRONCHOSCOPE, DOESEL-HUZLY 40 CM, SIZE 5, OR EQUIVALENT | EAR, NOSE & THROAT SUPPLIES (ENT)
9970 | 4229553418200 | PISTON, FLUOROPLASTIC STAPES PROSTHESIS, 0.6 DIAMETER, SIZE 4.5 OR EQUIVALENT | EAR, NOSE & THROAT SUPPLIES (ENT)
9971 | 4229630502200 | BRONCHOSCOPE, DOESEL-HUZLY 40 CM, SIZE 6, OR EQUIVALENT | EAR, NOSE & THROAT SUPPLIES (ENT)
9972 | 4229553417900 | PISTON, TITANIUM STAPES PROSTHESIS, 0.6 DIAMETER, SIZE 6 OR EQUIVALENT | EAR, NOSE & THROAT SUPPLIES (ENT)
9973 | 4229553417800 | PISTON, TITANIUM STAPES PROSTHESIS SELF CRIMPED, 0.6 DIAMETER, SIZE 3.5 OR EQUIVALENT | EAR, NOSE & THROAT SUPPLIES (ENT)
9974 | 4229553417700 | PISTON, TITANIUM STAPES PROSTHESIS SELF CRIMPED, 0.4 DIAMETER, SIZE 5.5 OR EQUIVALENT | EAR, NOSE & THROAT SUPPLIES (ENT)
9975 | 4229553417600 | PISTON, TITANIUM STAPES PROSTHESIS SELF CRIMPED, 0.4 DIAMETER, SIZE 3.75 OR EQUIVALENT | EAR, NOSE & THROAT SUPPLIES (ENT)
9976 | 4229553417400 | PISTON, TITANIUM STAPES PROSTHESIS SELF CRIMPED, 0.4 DIAMETER, SIZE 4.25 OR EQUIVALENT | EAR, NOSE & THROAT SUPPLIES (ENT)
9977 | 4229553417300 | PISTON, TITANIUM STAPES PROSTHESIS, 0.6 DIAMETER, SIZE 3.5 OR EQUIVALENT | EAR, NOSE & THROAT SUPPLIES (ENT)
9978 | 4229553417000 | PISTON, TITANIUM STAPES PROSTHESIS SELF CRIMPED, 0.4 DIAMETER, SIZE 5.25 OR EQUIVALENT | EAR, NOSE & THROAT SUPPLIES (ENT)
9979 | 4229553409100 | PISTON, TITANIUM STAPES PROSTHESIS, 0.4 DIAMETER, SIZE 4.5 OR EQUIVALENT | EAR, NOSE & THROAT SUPPLIES (ENT)
9980 | 4229553416200 | PISTON, TITANIUM STAPES PROSTHESIS, 0.6 DIAMETER, SIZE 5.5 OR EQUIVALENT | EAR, NOSE & THROAT SUPPLIES (ENT)
9981 | 4229553415900 | PISTON, TITANIUM STAPES PROSTHESIS, 0.6 DIAMETER, SIZE 7 OR EQUIVALENT | EAR, NOSE & THROAT SUPPLIES (ENT)
9982 | 4229553415700 | PISTON, TITANIUM STAPES PROSTHESIS SELF CRIMPED, 0.6 DIAMETER, SIZE 4 OR EQUIVALENT | EAR, NOSE & THROAT SUPPLIES (ENT)
9983 | 4229553415600 | PISTON, TITANIUM STAPES PROSTHESIS SELF CRIMPED, 0.6 DIAMETER, SIZE 3.75 OR EQUIVALENT | EAR, NOSE & THROAT SUPPLIES (ENT)
9984 | 4229553415500 | PROSTHESIS, STAPES FOOTPLATE TITANIUM SHOE | EAR, NOSE & THROAT SUPPLIES (ENT)
9985 | 4229553415400 | PISTON, TITANIUM STAPES PROSTHESIS SELF CRIMPED, 0.4 DIAMETER, SIZE 4 OR EQUIVALENT | EAR, NOSE & THROAT SUPPLIES (ENT)
9986 | 4229553415300 | PISTON, TITANIUM STAPES PROSTHESIS, 0.6 DIAMETER, SIZE 5.25 OR EQUIVALENT | EAR, NOSE & THROAT SUPPLIES (ENT)
9987 | 4229553415100 | PISTON, PLATINUM/TITANIUM STAPES PROSTHESIS, SIZE 4.5 OR EQUIVALENT | EAR, NOSE & THROAT SUPPLIES (ENT)
9988 | 4229553415000 | PISTON, PLATINUM/TITANIUM STAPES PROSTHESIS, SIZE 4.25 OR EQUIVALENT | EAR, NOSE & THROAT SUPPLIES (ENT)
9989 | 4229553414900 | PROSTHESIS, TOTAL OSSICULAR REPLACEMENT HYDROXYAPATITE PROSTHESIS, SIZE 4.75MM OR EQUIVALENT | EAR, NOSE & THROAT SUPPLIES (ENT)
9990 | 4229553414800 | PISTON, TITANIUM STAPES PROSTHESIS, 0.6 DIAMETER, SIZE 3.75 OR EQUIVALENT | EAR, NOSE & THROAT SUPPLIES (ENT)
9991 | 4229553414700 | PISTON, TITANIUM STAPES PROSTHESIS, 0.4 DIAMETER, SIZE 10 OR EQUIVALENT | EAR, NOSE & THROAT SUPPLIES (ENT)
9992 | 4229553416100 | PISTON, TITANIUM STAPES PROSTHESIS, 0.6 DIAMETER, SIZE 9 OR EQUIVALENT | EAR, NOSE & THROAT SUPPLIES (ENT)
9993 | 4229553408800 | PROSTHESIS, PARTIAL OSSICULAR REPLACEMENT, TITANIUM, (READY MADE AS SINGLE UNIT), SIZE 3.25 OR EQUIVALENT | EAR, NOSE & THROAT SUPPLIES (ENT)
9994 | 4229553408000 | PISTON PLATINUM/FLUOROPLASTIC STAPES PROSTHESIS 0.6 MM SIZE 4.5 OR EQUIVALENT | EAR, NOSE & THROAT SUPPLIES (ENT)
9995 | 4229553407900 | PISTON PLATINUM/FLUOROPLASTIC STAPES PROSTHESIS 0.6 MM SIZE 4.25 OR EQUIVALENT | EAR, NOSE & THROAT SUPPLIES (ENT)
9996 | 4214350001800 | BRUSH, FOR SOFT LARYNGECTOMY FLEXIBLE TUBE, SUFFICIENTLY RIGID SILICONE | EAR, NOSE & THROAT SUPPLIES (ENT)
9997 | 4214350002000 | CATHETER, BALLOON, FOR SIALENDOSCOPE, ASSORTED DIAMETERS | EAR, NOSE & THROAT SUPPLIES (ENT)
9998 | 4214350002100 | DILATOR, FOR SALIVARY DUCT, ASSORTED SIZES | EAR, NOSE & THROAT SUPPLIES (ENT)
9999 | 4214350002200 | FORCEPS, FOR SIALENDOSCOPE SURGERY ANGLED 1X2 TEETH 15 CM | EAR, NOSE & THROAT SUPPLIES (ENT)
10000 | 4214350002300 | FORCEPS, FOR SIALENDOSCOPE SURGERY, ANGLED SERRATED 15CM | EAR, NOSE & THROAT SUPPLIES (ENT)
10001 | 4214350002700 | MINIATURE STRAIGHT FORWARD SIALENDOSCOPE TELESCOPE 0 DEGREE ASSORTED DIAMETERS | EAR, NOSE & THROAT SUPPLIES (ENT)
10002 | 4214350002800 | PACK, EAR PACK WICK, FENESTRATED, ASSORTED SIZES | EAR, NOSE & THROAT SUPPLIES (ENT)
10003 | 4214350003100 | PROBES, FOR SALIVARY DUCT, ASSORTED SIZES | EAR, NOSE & THROAT SUPPLIES (ENT)
10004 | 4214350003200 | RECEIVER CONNECTS WITH ALL HEARING AIDS COCHLEAR IMPLANT AUDIO DEVICES AND BONE ANCHORED DEVICES FOR WIRELESS DIRECT STREAMING RECEIVER TYPE AS REQUESTED BY END USER | EAR, NOSE & THROAT SUPPLIES (ENT)
10005 | 4214350003500 | SHEATH, FOR SIALENDOSCOPE SURGERY, ASSORTED SIZES | EAR, NOSE & THROAT SUPPLIES (ENT)
10006 | 4214350003600 | STONE EXTRACTOR, FOR SIALENDOSCOPE, ASSORTED TYPES AND DIAMETERS | EAR, NOSE & THROAT SUPPLIES (ENT)
10007 | 4214350001600 | MEASURING FLANGES, USED WITH TEP SIZER | EAR, NOSE & THROAT SUPPLIES (ENT)
10008 | 4214350004300 | TELESCOPE, HOPKINS STRAIGHT FORWARD TELESCOPE 0 DEGREE DIAMETER 3 MM LENGTH 14 CM, OR EQUIVALENT | EAR, NOSE & THROAT SUPPLIES (ENT)
10009 | 4214350004500 | TRACHEOSTOMY TUBE, ADULT, CUFFED, UNFENESTRATED, ID-IC 9.0 MM, OD ( 10.5 - 13.8 MM ), TOTAL LENGTH ( 78 - 82 MM), WITH REUSABLE INNER CANNULA, STERILE | EAR, NOSE & THROAT SUPPLIES (ENT)
10010 | 4214350004800 | BLADE, FLAT MYRINGOTOMY, STERILE, DISPOSABLE | EAR, NOSE & THROAT SUPPLIES (ENT)
10011 | 4214350004900 | BRUSH TEP (TRACHEOESOPHAGEAL PROSTHESIS) WITH ROUNDED TIP WITH SAFETY WINGS WITH THIN HANDLE USED FOR TEP PLUG INSERTION | EAR, NOSE & THROAT SUPPLIES (ENT)
10012 | 4214350005100 | CAPSULE FOR VOICE PROSTHESIS INSERTION 18FR | EAR, NOSE & THROAT SUPPLIES (ENT)
10013 | 4214350005200 | DOUBLE CLAMP, APPROXIMATOR WITHOUT FRAME, 11MM, FOR ARTERIES | EAR, NOSE & THROAT SUPPLIES (ENT)
10014 | 4214350005300 | DOUBLE CLAMP, APPROXIMATOR WITHOUT FRAME, 17MM, FOR ARTERIES | EAR, NOSE & THROAT SUPPLIES (ENT)
10015 | 4214350005400 | HEAT MOISTURE EXCHANGER (HME), FOR LARYNGECTOMY PATIENTS, COMPATIBLE WITH ADHESIVE USED FOR IRRITATED SKIN TO PROMOTE HEALING AT NIGHT | EAR, NOSE & THROAT SUPPLIES (ENT)
10016 | 4214350005500 | KIT, PERCUTANEOUS TRACHEOSTOMY, ADULT, CUFFED, FENESTRATED ID-IC 7MM | EAR, NOSE & THROAT SUPPLIES (ENT)
10017 | 4214350005600 | KIT, PERCUTANEOUS TRACHEOSTOMY, ADULT, CUFFED, FENESTRATED ID-IC 8MM | EAR, NOSE & THROAT SUPPLIES (ENT)
10018 | 4214350005900 | PACK, EAR PACK WICK, UNFENESTRATED, ASSORTED SIZES | EAR, NOSE & THROAT SUPPLIES (ENT)
10019 | 4214350006000 | SINGLE CLAMP, 36MM, VESSEL SIZE 2.0-5 MM, PAIR | EAR, NOSE & THROAT SUPPLIES (ENT)
10020 | 4214350004400 | TELESCOPE, HOPKINS STRAIGHT FORWARD TELESCOPE 30 DEGREE DIAMETER 3 MM LENGTH 14 CM, OR EQUIVALENT | EAR, NOSE & THROAT SUPPLIES (ENT)
10021 | 4229553419000 | PISTON, NITINOL/FLUOROPLASTIC STAPES PROSTHESIS, 0.4 DIAMETER CAN BE CRIMPED BY HEAT, SIZE 4 OR EQUIVALENT | EAR, NOSE & THROAT SUPPLIES (ENT)
10022 | 4214350001400 | TRACHEOSTOMY TUBE, ADULT, CUFFED, UNFENESTRATED, ID-IC 10MM, OD ( 11.5 - 13.8 MM ), TOTAL LENGTH ( 80 - 84 MM ), WITH REUSABLE INNER CANNULA, STERILE | EAR, NOSE & THROAT SUPPLIES (ENT)
10023 | 4214350001200 | SHOWER GUARD, COMPATIBLE WITH ADHESIVE USED FOR IRRITATED SKIN ADHESIVE TO PROMOTE HEALING AT NIGHT | EAR, NOSE & THROAT SUPPLIES (ENT)
10024 | 4229553407800 | BATTERY PACK COVER RELATED TO 12 CHANNEL ELECTRODE COCHLEAR IMPLANT ON EAR PROCESSOR. UNIT OF MEASURE IS EACH. | EAR, NOSE & THROAT SUPPLIES (ENT)
10025 | 4229553407000 | BATTERY PACK FRAME, RELATED TO 12 CHANNEL ELECTRODE COCHLEAR IMPLANT ON EAR PROCESSOR | EAR, NOSE & THROAT SUPPLIES (ENT)
10026 | 4229553406300 | MOISTURE ABSORBER DRYING FOR HEARING DEVICES CAPSULES OR EQUIVALENT | EAR, NOSE & THROAT SUPPLIES (ENT)
10027 | 4229553406200 | EARHOOK, RELATED TO COCHLEAR IMPLANT 12 ELECTRODE ARRAY, SIZES AT END USER REQUEST | EAR, NOSE & THROAT SUPPLIES (ENT)
10028 | 4229553405600 | DL COIL CABLE, RELATED TO 12 CHANNEL ELECTRODE COCHLEAR IMPLANT ON EAR PROCESSOR | EAR, NOSE & THROAT SUPPLIES (ENT)
10029 | 4229553405500 | DL COIL BASE PART, RELATED TO 12 CHANNEL ELECTRODE COCHLEAR IMPLANT ON EAR PROCESSOR | EAR, NOSE & THROAT SUPPLIES (ENT)
10030 | 4229553405400 | COIL MAGNET FOR 22 CHANNEL ELECTRODE COCHLEAR IMPLANT ON EAR SPEECH PROCESSOR (STRENGTH AND TYPE AS REQUESTED BY END USER) | EAR, NOSE & THROAT SUPPLIES (ENT)
10031 | 4229553402900 | MICROPHONE COVER, RELATED TO 12 CHANNEL ELECTRODE COCHLEAR IMPLANT OFF EAR PROCESSOR | EAR, NOSE & THROAT SUPPLIES (ENT)
10032 | 4229553401000 | CHARGING UNIT, RELATED TO 12 CHANNEL ELECTRODE COCHLEAR IMPLANT ON EAR PROCESSOR | EAR, NOSE & THROAT SUPPLIES (ENT)
10033 | 4229553001800 | TUBE, VENTILATION COLLAR BUTTON, TITANIUM, ASSORTED SIZES | EAR, NOSE & THROAT SUPPLIES (ENT)
10034 | 4229553001700 | TUBE, VENTILATION COLLAR BUTTON, FLUOROPLASTIC, ASSORTED SIZES | EAR, NOSE & THROAT SUPPLIES (ENT)
10035 | 4214350001300 | TRACHEOSTOMY DRESSING, PERCUTANEOUS SPONGE, SOFT WICK, ASSORTED SIZES | EAR, NOSE & THROAT SUPPLIES (ENT)
10036 | 4229553001600 | TUBE, VENTILATION ARMSTRONG, SILICONE | EAR, NOSE & THROAT SUPPLIES (ENT)
10037 | 4229553001400 | REPLACEMENT TUBING FOR TYMPANOMETER, COMPATIBLE WITH END USER EQUIPMENT | EAR, NOSE & THROAT SUPPLIES (ENT)
10038 | 4229553001300 | TUBE VENTILATION SHAH WITHOUT WIRE ASSORTED SIZES | EAR, NOSE & THROAT SUPPLIES (ENT)
10039 | 4229552512500 | GRAFT, PERICARDIUM OR FASCIA LATA, 60MMX120MM | EAR, NOSE & THROAT SUPPLIES (ENT)
10040 | 4229552512400 | GRAFT, PERICARDIUM OR FASCIA LATA, 40MMX70MM | EAR, NOSE & THROAT SUPPLIES (ENT)
10041 | 4229552512200 | GRAFT, PERICARDIUM OR FASCIA LATA, 30MMX40MM | EAR, NOSE & THROAT SUPPLIES (ENT)
10042 | 4229552511900 | GRAFT ALLOGENIC CARTILAGE 60 - 90 MM FOR NOSE | EAR, NOSE & THROAT SUPPLIES (ENT)
10043 | 4229552511800 | GRAFT ALLOGENIC CARTILAGE 30 - 60 MM FOR NOSE | EAR, NOSE & THROAT SUPPLIES (ENT)
10044 | 4229552511200 | REGENERATIVE MATRIX TISSUE OR EQUIVALENT | EAR, NOSE & THROAT SUPPLIES (ENT)
10045 | 4214350000200 | PACK, EAR PACK BIOABSORBABLE BIODEGRADABLE SOFT | EAR, NOSE & THROAT SUPPLIES (ENT)
10046 | 4214350000800 | ADHESIVE, FOR LARYNGECTOMY PATIENTS USED FOR IRRITATED SKIN, TO PROMOTE HEALING AT NIGHT | EAR, NOSE & THROAT SUPPLIES (ENT)
10047 | 4214350001100 | SILICONE SHEATH TEP EXTRA FLANGE DESIGNED TO MINIMIZE LEAKAGE NEAR THE VOICE PROSTHESIS ASSORTED SIZES | EAR, NOSE & THROAT SUPPLIES (ENT)
10048 | 4229553001500 | TUBE, EXPANDER, FOR HEARING AID | EAR, NOSE & THROAT SUPPLIES (ENT)
10049 | 4214350006300 | TEATS LEVEL 3 FOR THE INTERNAL VENT SYSTEM BOTTLE THAT WORKS WITH ANY REGULAR BOTTLES AS WELL WITH READY-TO-USE NURSETTE BOTTLE | EAR, NOSE & THROAT SUPPLIES (ENT)
10050 | 4229630501900 | BRONCHOSCOPE, DOESEL-HUZLY 30 CM, SIZE 4, OR EQUIVALENT | EAR, NOSE & THROAT SUPPLIES (ENT)
10051 | 4229553419400 | PISTON, NITINOL/FLUOROPLASTIC STAPES PROSTHESIS, 0.4 DIAMETER CAN BE CRIMPED BY HEAT, SIZE 5 OR EQUIVALENT | EAR, NOSE & THROAT SUPPLIES (ENT)
10052 | 4229553430000 | PISTON, NITINOL/TITANIUM STAPES PROSTHESIS, 0.4 DIAMETER CAN BE CRIMPED BY HEAT, SIZE 5.5 OR EQUIVALENT | EAR, NOSE & THROAT SUPPLIES (ENT)
10053 | 4229553429800 | PISTON, NITINOL/TITANIUM STAPES PROSTHESIS, 0.4 DIAMETER CAN BE CRIMPED BY HEAT, SIZE 5 OR EQUIVALENT | EAR, NOSE & THROAT SUPPLIES (ENT)
10054 | 4229553429700 | PISTON, NITINOL/TITANIUM STAPES PROSTHESIS, 0.4 DIAMETER CAN BE CRIMPED BY HEAT, SIZE 4.75 OR EQUIVALENT | EAR, NOSE & THROAT SUPPLIES (ENT)
10055 | 4229553429600 | PISTON, NITINOL/TITANIUM STAPES PROSTHESIS, 0.4 DIAMETER CAN BE CRIMPED BY HEAT, SIZE 4.5 OR EQUIVALENT | EAR, NOSE & THROAT SUPPLIES (ENT)
10056 | 4229553429500 | PISTON, NITINOL/TITANIUM STAPES PROSTHESIS, 0.4 DIAMETER CAN BE CRIMPED BY HEAT, SIZE 4.25 OR EQUIVALENT | EAR, NOSE & THROAT SUPPLIES (ENT)
10057 | 4229553429400 | PISTON, NITINOL/TITANIUM STAPES PROSTHESIS, 0.4 DIAMETER CAN BE CRIMPED BY HEAT, SIZE 4 OR EQUIVALENT | EAR, NOSE & THROAT SUPPLIES (ENT)
10058 | 4229553429300 | PISTON, NITINOL/TITANIUM STAPES PROSTHESIS, 0.4 DIAMETER CAN BE CRIMPED BY HEAT, SIZE 3.75 OR EQUIVALENT | EAR, NOSE & THROAT SUPPLIES (ENT)
10059 | 4229553429200 | PISTON, NITINOL/TITANIUM STAPES PROSTHESIS, 0.4 DIAMETER CAN BE CRIMPED BY HEAT, SIZE 3.5MM OR EQUIVALENT | EAR, NOSE & THROAT SUPPLIES (ENT)
10060 | 4229553429100 | PROSTHESIS, TOTAL OSSICULAR REPLACEMENT, TITANIUM, SIZE 7 OR EQUIVALENT | EAR, NOSE & THROAT SUPPLIES (ENT)
10061 | 4229553429000 | PROSTHESIS, TOTAL OSSICULAR REPLACEMENT, TITANIUM, SIZE 6.75 OR EQUIVALENT | EAR, NOSE & THROAT SUPPLIES (ENT)
10062 | 4229553428900 | PROSTHESIS, TOTAL OSSICULAR REPLACEMENT, TITANIUM, SIZE 6.5 OR EQUIVALENT | EAR, NOSE & THROAT SUPPLIES (ENT)
10063 | 4229553428800 | PROSTHESIS, TOTAL OSSICULAR REPLACEMENT, TITANIUM, SIZE 6.25 OR EQUIVALENT | EAR, NOSE & THROAT SUPPLIES (ENT)
10064 | 4229553428700 | PROSTHESIS, TOTAL OSSICULAR REPLACEMENT, TITANIUM, SIZE 6 OR EQUIVALENT | EAR, NOSE & THROAT SUPPLIES (ENT)
10065 | 4229553428600 | PROSTHESIS, TOTAL OSSICULAR REPLACEMENT, TITANIUM, SIZE 5.75 OR EQUIVALENT | EAR, NOSE & THROAT SUPPLIES (ENT)
10066 | 4229553428500 | PROSTHESIS, TOTAL OSSICULAR REPLACEMENT, TITANIUM, SIZE 5.5 OR EQUIVALENT | EAR, NOSE & THROAT SUPPLIES (ENT)
10067 | 4229553428400 | PROSTHESIS, TOTAL OSSICULAR REPLACEMENT, TITANIUM, SIZE 5.25 OR EQUIVALENT | EAR, NOSE & THROAT SUPPLIES (ENT)
10068 | 4229553428300 | PROSTHESIS, TOTAL OSSICULAR REPLACEMENT, TITANIUM, SIZE 5 OR EQUIVALENT | EAR, NOSE & THROAT SUPPLIES (ENT)
10069 | 4229553428200 | PROSTHESIS, TOTAL OSSICULAR REPLACEMENT, TITANIUM, SIZE 4.75 OR EQUIVALENT | EAR, NOSE & THROAT SUPPLIES (ENT)
10070 | 4229553428100 | PROSTHESIS, TOTAL OSSICULAR REPLACEMENT, TITANIUM, SIZE 4.5 OR EQUIVALENT | EAR, NOSE & THROAT SUPPLIES (ENT)
10071 | 4229553428000 | PROSTHESIS, TOTAL OSSICULAR REPLACEMENT, TITANIUM, SIZE 4.25 OR EQUIVALENT | EAR, NOSE & THROAT SUPPLIES (ENT)
10072 | 4229553427900 | PROSTHESIS, TOTAL OSSICULAR REPLACEMENT, TITANIUM, SIZE 4 OR EQUIVALENT | EAR, NOSE & THROAT SUPPLIES (ENT)
10073 | 4229553427800 | PROSTHESIS, TOTAL OSSICULAR REPLACEMENT, TITANIUM, SIZE 3.75 OR EQUIVALENT | EAR, NOSE & THROAT SUPPLIES (ENT)
10074 | 4229553427700 | PROSTHESIS, TOTAL OSSICULAR REPLACEMENT, TITANIUM, SIZE 3.5 OR EQUIVALENT | EAR, NOSE & THROAT SUPPLIES (ENT)
10075 | 4229553430100 | PISTON, NITINOL/TITANIUM STAPES PROSTHESIS, 0.6 DIAMETER CAN BE CRIMPED BY HEAT, SIZE 3.5MM OR EQUIVALENT | EAR, NOSE & THROAT SUPPLIES (ENT)
10076 | 4229553430200 | PISTON, NITINOL/TITANIUM STAPES PROSTHESIS, 0.6 DIAMETER CAN BE CRIMPED BY HEAT, SIZE 3.75 OR EQUIVALENT | EAR, NOSE & THROAT SUPPLIES (ENT)
10077 | 4229553430300 | PISTON, NITINOL/TITANIUM STAPES PROSTHESIS, 0.6 DIAMETER CAN BE CRIMPED BY HEAT, SIZE 4 OR EQUIVALENT | EAR, NOSE & THROAT SUPPLIES (ENT)
10078 | 4229553430400 | PISTON, NITINOL/TITANIUM STAPES PROSTHESIS, 0.6 DIAMETER CAN BE CRIMPED BY HEAT, SIZE 4.25 OR EQUIVALENT | EAR, NOSE & THROAT SUPPLIES (ENT)
10079 | 4229600618300 | ALLOGENEIC NATURAL COLLAGEN MATRIX USED FOR GRAFTING AND REINFORCEMENT | EAR, NOSE & THROAT SUPPLIES (ENT)
10080 | 4218201700400 | PROBE, METALLIC EAR WITH RING TIP | EAR, NOSE & THROAT SUPPLIES (ENT)
10081 | 4229620600000 | LARYNGEAL SUTURE KNOT PUSHER, LENGTH 26CM | EAR, NOSE & THROAT SUPPLIES (ENT)
10082 | 4229553502400 | INJECTABLE IMPLANT, CALCIUM HYDROXYLAPATITE, FOR VOCAL CORD MEDIALIZATION | EAR, NOSE & THROAT SUPPLIES (ENT)
10083 | 4111585700000 | PLASMA BLADE ( NASAL ORAL LARYNGEAL ) ASSORTED TYPES AND SIZES (COMPLETE SYSTEM WITH ALL NECESSARY EQUIPMENT FREE OF CHARGE WITH EVERY 100 PIECES) | EAR, NOSE & THROAT SUPPLIES (ENT)
10084 | 4229553500400 | VOICE PROSTHESIS ANGLED VALVE 360° HOOD PROTECTS THE VALVE FLAP PRELOADED IN THE SMARTINSERTER EXTRA FLANGE ASSORTED DIAMETERS AND LENGTHS | EAR, NOSE & THROAT SUPPLIES (ENT)
10085 | 4229630501300 | BRONCHOSCOPE, DOESEL-HUZLY 18.5 CM, SIZE 2.5, OR EQUIVALENT | EAR, NOSE & THROAT SUPPLIES (ENT)
10086 | 4229630501400 | BRONCHOSCOPE, C-HUZLY 18.5 CM, SIZE 3, OR EQUIVALENT | EAR, NOSE & THROAT SUPPLIES (ENT)
10087 | 4229553436600 | PROSTHESIS, TOTAL OSSICULAR REPLACEMENT, TITANIUM, WITH ADJUSTABLE LENGTH, AND SHOE SHAPE DISTAL END | EAR, NOSE & THROAT SUPPLIES (ENT)
10088 | 4229553436400 | PROSTHESIS, TOTAL OSSICULAR REPLACEMENT, TITANIUM SHAFT WITH HYDROXYAPATITE HEAD, WITH ADJUSTABLE LENGTH, SHOE SHAPE DISTAL END | EAR, NOSE & THROAT SUPPLIES (ENT)
10089 | 4229553436100 | PISTON, PLATINUM/FLUOROPLASTIC STAPES PROSTHESIS, 0.5 MM LENGTH 4 OR EQUIVALENT | EAR, NOSE & THROAT SUPPLIES (ENT)
10090 | 4229553427600 | PROSTHESIS, TOTAL OSSICULAR REPLACEMENT, TITANIUM, SIZE 3.25 OR EQUIVALENT | EAR, NOSE & THROAT SUPPLIES (ENT)
10091 | 4229553436000 | PISTON, PLATINUM/FLUOROPLASTIC STAPES PROSTHESIS, 0.5 MM LENGTH 3.75 OR EQUIVALENT | EAR, NOSE & THROAT SUPPLIES (ENT)
10092 | 4229553435800 | PISTON, PLATINUM/FLUOROPLASTIC STAPES PROSTHESIS, 0.4 MM LENGTH 3.75 OR EQUIVALENT | EAR, NOSE & THROAT SUPPLIES (ENT)
10093 | 4229553435600 | COCHLEAR IMPLANT SYSTEM:FOR PEDIATRICS AND ADULTS, LATEST TECHNOLOGY ON AND/OR OFF EAR WEARING OPTIONS AND COLORS AT END USER REQUEST, WITH ACCESSORIES AND PARTS NEEDED FOR AT LEAST SIX MONTHS FOR PATIENTS. WIRELESS CONNECTIVITY PROVIDED WITH 2 ULTRA POWER WIRELESS BEHIND-THE-EAR HEARING AIDS: AT LEAST 8 CHANNELS, PEDIATRIC AND ADULT PLATFORMS, IP68 OR HIGHER, FREQUENCY RANGE OF 0.1-5.1 KHZ OR HIGHER, BATTERY SIZE 675. ONE FREE COCHLEAR IMPLANT SYSTEM FOR EVERY 10 PURCHASED SYSTEMS | EAR, NOSE & THROAT SUPPLIES (ENT)
10094 | 4229553432500 | IMPLANTABLE HEARING AID, IMPLANTED MIDDLE EAR SYSTEM WITH AND WITHOUT INTACT OSSICLES | EAR, NOSE & THROAT SUPPLIES (ENT)
10095 | 4229553432300 | COIL RELATED TO 16 CHANNEL ELECTRODE COCHLEAR IMPLANT | EAR, NOSE & THROAT SUPPLIES (ENT)
10096 | 4229553432100 | KIT, BONE CONDUCTION HEARING, FOR CONDUCTIVE HEARING LOSS AND SINGLE-SIDED DEAFNESS. WITHOUT THE USE OF A HEADBAND/SOFTBAND. ADHESIVE NON-SURGICAL SOLUTION. | EAR, NOSE & THROAT SUPPLIES (ENT)
10097 | 4229553431900 | PISTON, PLATINUM/TITANIUM STAPES PROSTHESIS, SIZE 4 OR EQUIVALENT | EAR, NOSE & THROAT SUPPLIES (ENT)
10098 | 4229553431100 | PROSTHESIS, INCUS JOINT REPLACEMENT, CLIP TO HOLD THE JOINT OR EQUIVALENT | EAR, NOSE & THROAT SUPPLIES (ENT)
10099 | 4229553430900 | PISTON, NITINOL/TITANIUM STAPES PROSTHESIS, 0.6 DIAMETER CAN BE CRIMPED BY HEAT, SIZE 5.5 OR EQUIVALENT | EAR, NOSE & THROAT SUPPLIES (ENT)
10100 | 4229553430700 | PISTON, NITINOL/TITANIUM STAPES PROSTHESIS, 0.6 DIAMETER CAN BE CRIMPED BY HEAT, SIZE 5 OR EQUIVALENT | EAR, NOSE & THROAT SUPPLIES (ENT)
10101 | 4229553430600 | PISTON, NITINOL/TITANIUM STAPES PROSTHESIS, 0.6 DIAMETER CAN BE CRIMPED BY HEAT, SIZE 4.75 OR EQUIVALENT | EAR, NOSE & THROAT SUPPLIES (ENT)
10102 | 4229553430500 | PISTON, NITINOL/TITANIUM STAPES PROSTHESIS, 0.6 DIAMETER CAN BE CRIMPED BY HEAT, SIZE 4.5 OR EQUIVALENT | EAR, NOSE & THROAT SUPPLIES (ENT)
10103 | 4229553435900 | PISTON, PLATINUM/FLUOROPLASTIC STAPES PROSTHESIS, 0.4 MM LENGTH 4 OR EQUIVALENT | EAR, NOSE & THROAT SUPPLIES (ENT)
10104 | 4229553427500 | PROSTHESIS, TOTAL OSSICULAR REPLACEMENT, TITANIUM, SIZE 3 OR EQUIVALENT | EAR, NOSE & THROAT SUPPLIES (ENT)
10105 | 4229553427000 | PROSTHESIS, TOTAL OSSICULAR REPLACEMENT TITANIUM PROSTHESIS WITH/WITHOUT MALLEUS NOTCH, ADJUSTABLE LENGTH WITH DISPOSABLE SIZER OR EQUIVALENT | EAR, NOSE & THROAT SUPPLIES (ENT)
10106 | 4229553426800 | PROSTHESIS, PARTIAL OSSICULAR REPLACEMENT, TITANIUM, WITH MALLEUS NOTCH (READY MADE AS SINGLE UNIT), SIZE 3 OR EQUIVALENT | EAR, NOSE & THROAT SUPPLIES (ENT)
10107 | 4229553422900 | PISTON, TITANIUM STAPES PROSTHESIS, 0.4 DIAMETER, SIZE 7 OR EQUIVALENT | EAR, NOSE & THROAT SUPPLIES (ENT)
10108 | 4229553422500 | PISTON, TITANIUM STAPES PROSTHESIS, 0.4 DIAMETER, SIZE 6 OR EQUIVALENT | EAR, NOSE & THROAT SUPPLIES (ENT)
10109 | 4229553422300 | PISTON, TITANIUM STAPES PROSTHESIS, 0.4 DIAMETER, SIZE 5.5 OR EQUIVALENT | EAR, NOSE & THROAT SUPPLIES (ENT)
10110 | 4229553422200 | PISTON, TITANIUM STAPES PROSTHESIS, 0.4 DIAMETER, SIZE 5.25 OR EQUIVALENT | EAR, NOSE & THROAT SUPPLIES (ENT)
10111 | 4229553422100 | PISTON, TITANIUM STAPES PROSTHESIS, 0.4 DIAMETER, SIZE 4.25 OR EQUIVALENT | EAR, NOSE & THROAT SUPPLIES (ENT)
10112 | 4229553422000 | PISTON, TITANIUM STAPES PROSTHESIS, 0.4 DIAMETER, SIZE 3.75 OR EQUIVALENT | EAR, NOSE & THROAT SUPPLIES (ENT)
10113 | 4229553421900 | PISTON, TITANIUM STAPES PROSTHESIS, 0.4 DIAMETER, SIZE 3.5 OR EQUIVALENT | EAR, NOSE & THROAT SUPPLIES (ENT)
10114 | 4229553421800 | PISTON, TITANIUM STAPES PROSTHESIS SELF CRIMPED, 0.6 DIAMETER, SIZE 5.5 OR EQUIVALENT | EAR, NOSE & THROAT SUPPLIES (ENT)
10115 | 4229553421700 | PISTON, TITANIUM STAPES PROSTHESIS SELF CRIMPED, 0.6 DIAMETER, SIZE 5.25 OR EQUIVALENT | EAR, NOSE & THROAT SUPPLIES (ENT)
10116 | 4229553421600 | PISTON, TITANIUM STAPES PROSTHESIS SELF CRIMPED, 0.6 DIAMETER, SIZE 4.75 OR EQUIVALENT | EAR, NOSE & THROAT SUPPLIES (ENT)
10117 | 4229553421500 | PISTON, TITANIUM STAPES PROSTHESIS SELF CRIMPED, 0.4 DIAMETER, SIZE 4.5 OR EQUIVALENT | EAR, NOSE & THROAT SUPPLIES (ENT)
10118 | 4229553423200 | PISTON, TITANIUM STAPES PROSTHESIS, 0.6 DIAMETER, SIZE 4.25 OR EQUIVALENT | EAR, NOSE & THROAT SUPPLIES (ENT)
10119 | 4229553421400 | PISTON, PLATINUM/TITANIUM STAPES PROSTHESIS, SIZE 5 OR EQUIVALENT | EAR, NOSE & THROAT SUPPLIES (ENT)
10120 | 4229553420900 | PISTON PLATINUM/FLUOROPLASTIC STAPES PROSTHESIS 0.6 MM SIZE 5 OR EQUIVALENT | EAR, NOSE & THROAT SUPPLIES (ENT)
10121 | 4229553420800 | PISTON PLATINUM/FLUOROPLASTIC STAPES PROSTHESIS 0.6 MM SIZE 4.75 OR EQUIVALENT | EAR, NOSE & THROAT SUPPLIES (ENT)
10122 | 4229630501700 | BRONCHOSCOPE, DOESEL-HUZLY 30 CM, SIZE 3.5, OR EQUIVALENT | EAR, NOSE & THROAT SUPPLIES (ENT)
10123 | 4229553420700 | PISTON, PLATINUM/FLUOROPLASTIC STAPES PROSTHESIS, 0.6 MM LENGTH 4 OR EQUIVALENT | EAR, NOSE & THROAT SUPPLIES (ENT)
10124 | 4229553420600 | PISTON, PLATINUM/FLUOROPLASTIC STAPES PROSTHESIS, 0.6 MM LENGTH 3.75 OR EQUIVALENT | EAR, NOSE & THROAT SUPPLIES (ENT)
10125 | 4229553420100 | PISTON, NITINOL/FLUOROPLASTIC STAPES PROSTHESIS, 0.6 DIAMETER CAN BE CRIMPED BY HEAT, SIZE 4.75 OR EQUIVALENT | EAR, NOSE & THROAT SUPPLIES (ENT)
10126 | 4229553420000 | PISTON, NITINOL/FLUOROPLASTIC STAPES PROSTHESIS, 0.6 DIAMETER CAN BE CRIMPED BY HEAT, SIZE 4.5 OR EQUIVALENT | EAR, NOSE & THROAT SUPPLIES (ENT)
10127 | 4229553419900 | PISTON, NITINOL/FLUOROPLASTIC STAPES PROSTHESIS, 0.6 DIAMETER CAN BE CRIMPED BY HEAT, SIZE 4.25MM OR EQUIVALENT | EAR, NOSE & THROAT SUPPLIES (ENT)
10128 | 4229553419800 | PISTON, NITINOL/FLUOROPLASTIC STAPES PROSTHESIS, 0.5 DIAMETER CAN BE CRIMPED BY HEAT, SIZE 4.75MM OR EQUIVALENT | EAR, NOSE & THROAT SUPPLIES (ENT)
10129 | 4229553419700 | PISTON, NITINOL/FLUOROPLASTIC STAPES PROSTHESIS, 0.5 DIAMETER CAN BE CRIMPED BY HEAT, SIZE 4.5 OR EQUIVALENT | EAR, NOSE & THROAT SUPPLIES (ENT)
10130 | 4229553419600 | PISTON, NITINOL/FLUOROPLASTIC STAPES PROSTHESIS, 0.5 DIAMETER CAN BE CRIMPED BY HEAT, SIZE 4.25 OR EQUIVALENT | EAR, NOSE & THROAT SUPPLIES (ENT)
10131 | 4229630501600 | BRONCHOSCOPE, DOESEL-HUZLY 30 CM, SIZE 3, OR EQUIVALENT | EAR, NOSE & THROAT SUPPLIES (ENT)
10132 | 4229630501800 | BRONCHOSCOPE, DOESEL-HUZLY 30 CM, SIZE 3.7, OR EQUIVALENT | EAR, NOSE & THROAT SUPPLIES (ENT)
10133 | 4229553423300 | PISTON, TITANIUM STAPES PROSTHESIS, 0.6 DIAMETER, SIZE 4.75 OR EQUIVALENT | EAR, NOSE & THROAT SUPPLIES (ENT)
10134 | 4229553423700 | PROSTHESIS, PARTIAL OSSICULAR REPLACEMENT, HYDROXYAPATITE, (READY MADE AS SINGLE UNIT), SIZE 2 OR EQUIVALENT | EAR, NOSE & THROAT SUPPLIES (ENT)
10135 | 4229553426600 | PROSTHESIS, TOTAL OSSICULAR REPLACEMENT HYDROXYAPATITE PROSTHESIS, SIZE 7MM OR EQUIVALENT | EAR, NOSE & THROAT SUPPLIES (ENT)
10136 | 4229553426500 | PROSTHESIS, TOTAL OSSICULAR REPLACEMENT HYDROXYAPATITE PROSTHESIS, SIZE 6MM OR EQUIVALENT | EAR, NOSE & THROAT SUPPLIES (ENT)
10137 | 4229553426400 | PROSTHESIS, TOTAL OSSICULAR REPLACEMENT HYDROXYAPATITE PROSTHESIS, SIZE 6.75MM OR EQUIVALENT | EAR, NOSE & THROAT SUPPLIES (ENT)
10138 | 4229553426300 | PROSTHESIS, TOTAL OSSICULAR REPLACEMENT HYDROXYAPATITE PROSTHESIS, SIZE 6.5MM OR EQUIVALENT | EAR, NOSE & THROAT SUPPLIES (ENT)
10139 | 4229553426200 | PROSTHESIS, TOTAL OSSICULAR REPLACEMENT HYDROXYAPATITE PROSTHESIS, SIZE 6.25MM OR EQUIVALENT | EAR, NOSE & THROAT SUPPLIES (ENT)
10140 | 4229553426100 | PROSTHESIS, TOTAL OSSICULAR REPLACEMENT HYDROXYAPATITE PROSTHESIS, SIZE 5MM OR EQUIVALENT | EAR, NOSE & THROAT SUPPLIES (ENT)
10141 | 4229553426000 | PROSTHESIS, TOTAL OSSICULAR REPLACEMENT HYDROXYAPATITE PROSTHESIS, SIZE 5.75MM OR EQUIVALENT | EAR, NOSE & THROAT SUPPLIES (ENT)
10142 | 4229553425900 | PROSTHESIS, TOTAL OSSICULAR REPLACEMENT HYDROXYAPATITE PROSTHESIS, SIZE 5.5MM OR EQUIVALENT | EAR, NOSE & THROAT SUPPLIES (ENT)
10143 | 4229553425800 | PROSTHESIS, TOTAL OSSICULAR REPLACEMENT HYDROXYAPATITE PROSTHESIS, SIZE 5.25MM OR EQUIVALENT | EAR, NOSE & THROAT SUPPLIES (ENT)
10144 | 4229553425700 | PROSTHESIS, TOTAL OSSICULAR REPLACEMENT HYDROXYAPATITE PROSTHESIS, SIZE 4MM OR EQUIVALENT | EAR, NOSE & THROAT SUPPLIES (ENT)
10145 | 4229553425600 | PROSTHESIS, TOTAL OSSICULAR REPLACEMENT HYDROXYAPATITE PROSTHESIS, SIZE 4.5MM OR EQUIVALENT | EAR, NOSE & THROAT SUPPLIES (ENT)
10146 | 4229630501500 | BRONCHOSCOPE, DOESEL-HUZLY 18.5 CM, SIZE 3.5, OR EQUIVALENT | EAR, NOSE & THROAT SUPPLIES (ENT)
10147 | 4229553425500 | PROSTHESIS, TOTAL OSSICULAR REPLACEMENT HYDROXYAPATITE PROSTHESIS, SIZE 4.25MM OR EQUIVALENT | EAR, NOSE & THROAT SUPPLIES (ENT)
10148 | 4229553425200 | PROSTHESIS, PARTIAL OSSICULAR REPLACEMENT, TITANIUM, WITH MALLEUS NOTCH (READY MADE AS SINGLE UNIT), SIZE 2 OR EQUIVALENT | EAR, NOSE & THROAT SUPPLIES (ENT)
10149 | 4229553425100 | PROSTHESIS, PARTIAL OSSICULAR REPLACEMENT, TITANIUM, (READY MADE AS SINGLE UNIT), SIZE 4 OR EQUIVALENT | EAR, NOSE & THROAT SUPPLIES (ENT)
10150 | 4229553425000 | PROSTHESIS, PARTIAL OSSICULAR REPLACEMENT, TITANIUM, (READY MADE AS SINGLE UNIT), SIZE 3.75 OR EQUIVALENT | EAR, NOSE & THROAT SUPPLIES (ENT)
10151 | 4229553424900 | PROSTHESIS, PARTIAL OSSICULAR REPLACEMENT, TITANIUM, (READY MADE AS SINGLE UNIT), SIZE 3.5 OR EQUIVALENT | EAR, NOSE & THROAT SUPPLIES (ENT)
10152 | 4229553424800 | PROSTHESIS, PARTIAL OSSICULAR REPLACEMENT, TITANIUM, (READY MADE AS SINGLE UNIT), SIZE 3 OR EQUIVALENT | EAR, NOSE & THROAT SUPPLIES (ENT)
10153 | 4229553424700 | PROSTHESIS, PARTIAL OSSICULAR REPLACEMENT, TITANIUM, (READY MADE AS SINGLE UNIT), SIZE 2.75 OR EQUIVALENT | EAR, NOSE & THROAT SUPPLIES (ENT)
10154 | 4229553424600 | PROSTHESIS, PARTIAL OSSICULAR REPLACEMENT, TITANIUM, (READY MADE AS SINGLE UNIT), SIZE 2.5 OR EQUIVALENT | EAR, NOSE & THROAT SUPPLIES (ENT)
10155 | 4229553424100 | PROSTHESIS, PARTIAL OSSICULAR REPLACEMENT, HYDROXYAPATITE, (READY MADE AS SINGLE UNIT), SIZE 3 OR EQUIVALENT | EAR, NOSE & THROAT SUPPLIES (ENT)
10156 | 4229553424000 | PROSTHESIS, PARTIAL OSSICULAR REPLACEMENT, HYDROXYAPATITE, (READY MADE AS SINGLE UNIT), SIZE 2.75 OR EQUIVALENT | EAR, NOSE & THROAT SUPPLIES (ENT)
10157 | 4229553423900 | PROSTHESIS, PARTIAL OSSICULAR REPLACEMENT, HYDROXYAPATITE, (READY MADE AS SINGLE UNIT), SIZE 2.5 OR EQUIVALENT | EAR, NOSE & THROAT SUPPLIES (ENT)
10158 | 4229553423800 | PROSTHESIS, PARTIAL OSSICULAR REPLACEMENT, HYDROXYAPATITE, (READY MADE AS SINGLE UNIT), SIZE 2.25 OR EQUIVALENT | EAR, NOSE & THROAT SUPPLIES (ENT)
10159 | 4229553425300 | PROSTHESIS, PARTIAL OSSICULAR REPLACEMENT, TITANIUM, WITH MALLEUS NOTCH (READY MADE AS SINGLE UNIT), SIZE 2.5 OR EQUIVALENT | EAR, NOSE & THROAT SUPPLIES (ENT)
10160 | 4214350006700 | TUBE FENESTRATED SOFT LARYNGECTOMY FLEXIBLE SUFFICIENTLY RIGID SILICONE CAN HOLD A HME CASSETTE AND/ OR FREEHAND HME ASSORTED DIAMETERS AND LENGTHS | EAR, NOSE & THROAT SUPPLIES (ENT)
10161 | 4214350006800 | VESSEL CLAMP APPLIER | EAR, NOSE & THROAT SUPPLIES (ENT)
10162 | 4229551401800 | SHEET, SILICONE FOR OTOLOGY, ASSORTED THICKNESS AND SIZES | EAR, NOSE & THROAT SUPPLIES (ENT)
10163 | 4214400200200 | CHARGER CABLES, RELATED TO 12 CHANNEL ELECTRODE COCHLEAR IMPLANT ON EAR PROCESSOR BATTERY PACK | EAR, NOSE & THROAT SUPPLIES (ENT)
10164 | 4214400200300 | COIL AND CABLE RELATED TO 22 CHANNEL ELECTRODE COCHLEAR IMPLANT ON EAR SPEECH PROCESSOR LENGTH AT END USER REQUEST | EAR, NOSE & THROAT SUPPLIES (ENT)
10165 | 4218240002500 | MIXING TRAY, WITH DOSING SCALE FOR IMPRESSION MATERIAL MIXING | EAR, NOSE & THROAT SUPPLIES (ENT)
10166 | 4214400200400 | COIL CABLE RELATED TO 16 CHANNEL ELECTRODE COCHLEAR IMPLANT LENGTHS AT END USER REQUEST | EAR, NOSE & THROAT SUPPLIES (ENT)
10167 | 4214400200500 | CHARGER CABLES FOR BATTERIES RELATED TO 16 CHANNEL ELECTRODE COCHLEAR IMPLANT | EAR, NOSE & THROAT SUPPLIES (ENT)
10168 | 4214400200700 | CHARGER CABLES, RELATED TO 12 CHANNEL ELECTRODE COCHLEAR IMPLANT OFF EAR PROCESSOR | EAR, NOSE & THROAT SUPPLIES (ENT)
10169 | 4214400200800 | CHARGER CABLES, RELATED TO 22 CHANNEL ELECTRODE COCHLEAR IMPLANT OFF EAR PROCESSOR | EAR, NOSE & THROAT SUPPLIES (ENT)
10170 | 4214400300000 | HEADBAND FOR SOUND PROCESSOR RETENTION RELATED TO 12 AND 22 CHANNEL ELECTRODE COCHLEAR IMPLANT ASSORTED SIZES COLOR AND TYPE AS REQUESTED BY END USER | EAR, NOSE & THROAT SUPPLIES (ENT)
10171 | 4214400300100 | CUSHION, EARPHONE, RED AND BLUE, DIFFERENT TYPE AND MODEL AS REQUESTED BY END USER | EAR, NOSE & THROAT SUPPLIES (ENT)
10172 | 4214400400000 | DL COIL MAGNET, RELATED TO 12 CHANNEL ELECTRODE COCHLEAR IMPLANT ON EAR PROCESSOR (STRENGTH AND TYPE AS REQUESTED BY END USER) | EAR, NOSE & THROAT SUPPLIES (ENT)
10173 | 4214400400100 | MAGNET FOR EXTERNAL PROCESSOR RELATED TO 16 CHANNEL ELECTRODE COCHLEAR IMPLANT (STRENGTH AND TYPE AS REQUESTED BY END USER) | EAR, NOSE & THROAT SUPPLIES (ENT)
10174 | 4214400400200 | MAGNET, FOR 12 CHANNEL ELECTRODE COCHLEAR IMPLANT OFF EAR PROCESSOR, STRENGTH AND TYPE AS REQUESTED BY END USER | EAR, NOSE & THROAT SUPPLIES (ENT)
10175 | 4214400400300 | MAGNET FOR 22 CHANNEL ELECTRODE COCHLEAR IMPLANT OFF EAR PROCESSOR (STRENGTH AND TYPE AS REQUESTED BY END USER) | EAR, NOSE & THROAT SUPPLIES (ENT)
10176 | 4214400500000 | MICROPHONE WIRELESS DIRECT STREAMING CONNECTS WITH ALL HEARING AIDS COCHLEAR IMPLANT AUDIO DEVICES AND BONE ANCHORED DEVICES MICROPHONE TYPE AS REQUESTED BY END USER. | EAR, NOSE & THROAT SUPPLIES (ENT)
10177 | 4214250600000 | TRANSTYMPANIC NEEDLE FOR ELECTROCOCHLEOGRAPHY OPEN SYSTEM | EAR, NOSE & THROAT SUPPLIES (ENT)
10178 | 4214400500100 | T-MIC COVER, OR EQUIVALENT, RELATED TO 16 CHANNEL ELECTRODE COCHLEAR IMPLANT | EAR, NOSE & THROAT SUPPLIES (ENT)
10179 | 4218240002600 | PREAMPLIFIER, FOR DIAGNOSTIC EVOKED POTENTIALS, COMPATIBLE WITH END USER EQUIPMENT | EAR, NOSE & THROAT SUPPLIES (ENT)
10180 | 4218240002700 | PREAMPLIFIER, FOR HANDHELD HEARING SCREENER, COMPATIBLE WITH END USER EQUIPMENT | EAR, NOSE & THROAT SUPPLIES (ENT)
10181 | 4218240002800 | PROBE COUPLER, FOR DISTORTION PRODUCT OTOACOUSTIC EMISSIONS (DPOAE), COMPATIBLE WITH END USER EQUIPMENT | EAR, NOSE & THROAT SUPPLIES (ENT)
10182 | 4214400500200 | T-MIC OR EQUIVALENT RELATED TO 16 CHANNEL ELECTRODE COCHLEAR IMPLANT SIZES AS REQUESTED | EAR, NOSE & THROAT SUPPLIES (ENT)
10183 | 4214400500300 | T-MIC PIN, OR EQUIVALENT, RELATED TO 16 CHANNEL ELECTRODE COCHLEAR IMPLANT | EAR, NOSE & THROAT SUPPLIES (ENT)
10184 | 4227190411900 | TRACHEOSTOMY TUBE ADULT CUFFED UNFENESTRATED ID-IC 5.5MM OD 9.4 MM TOTAL LENGTH 62 MM WITH DISPOSABLE INNER CANNULA STERILE | EAR, NOSE & THROAT SUPPLIES (ENT)
10185 | 4214400601000 | BATTERY PACK COVER RELATED TO 22 CHANNEL ELECTRODE COCHLEAR IMPLANT ON EAR SPEECH PROCESSOR | EAR, NOSE & THROAT SUPPLIES (ENT)
10186 | 4218240002400 | MICROPHONE, TEST BOX REFERENCE FOR HEARING AID VERIFICATION | EAR, NOSE & THROAT SUPPLIES (ENT)
10187 | 4218240002300 | INSERT EARPHONE IP30 STEREO FOR EVOKED POTENTIALS SYSTEM (ABR) INCLUDING CALIBRATION COMPATIBLE WITH END USER EQUIPMENT DIFFERENT LENGTH | EAR, NOSE & THROAT SUPPLIES (ENT)
10188 | 4214400102700 | SOUND PROCESSOR, FOR COMPLETELY IMPLANTED INTERNAL BONE CONDUCTION HEARING DEVICES WITH INTERNAL VIBRATOR, AS REQUESTED BY END USER | EAR, NOSE & THROAT SUPPLIES (ENT)
10189 | 4218240002200 | INSERT EARPHONE, IP30 CONTRA FOR ACOUSTIC REFLEXES, WITH MINIJACK, INCLUDING CALIBRATION, DIFFERENT LENGTH, COMPATIBLE WITH END USER EQUIPMENT | EAR, NOSE & THROAT SUPPLIES (ENT)
10190 | 4218240001100 | CABLE, BUTTON FOR ELECTRODES, DIFFERENT COLORS, DIFFERENT SIZES AS REQUESTED BY END USER | EAR, NOSE & THROAT SUPPLIES (ENT)
10191 | 4218240001200 | CABLE, CONTRALATERAL FOR ACOUSTIC REFLEXES, COMPATIBLE WITH END USER EQUIPMENT, DIFFERENT LENGTH | EAR, NOSE & THROAT SUPPLIES (ENT)
10192 | 4218240001300 | CABLE, EXTENSION CABLE FOR HANDHELD IMPEDANCE AND OTOACOUSTIC EMISSIONS (OAE), COMPATIBLE WITH END USER EQUIPMENT | EAR, NOSE & THROAT SUPPLIES (ENT)
10193 | 4229633600400 | RHINOLARYNGOSCOPE, FLEXIBLE, OD 5MM TO 5.5MM, SINGLE USE | EAR, NOSE & THROAT SUPPLIES (ENT)
10194 | 4218240001400 | CABLE, IP30 INSERT EARPHONE REPLACEMENT, DIFFERENT LENGTH AS REQUESTED BY END USER | EAR, NOSE & THROAT SUPPLIES (ENT)
10195 | 4229452202400 | SUCTION EICKEN ANTRUM CANNULA 3 MM CURVED REUSABLE | EAR, NOSE & THROAT SUPPLIES (ENT)
10196 | 4218240001500 | CABLE, PINCH CLIP FOR ELECTRODES, DIFFERENT COLORS, DIFFERENT SIZES AS REQUESTED BY END USER | EAR, NOSE & THROAT SUPPLIES (ENT)
10197 | 4218240001600 | CABLE, SHORT EXTENSION PROBE CABLE FOR HANDHELD HEARING SCREENER, INCLUDING CALIBRATION | EAR, NOSE & THROAT SUPPLIES (ENT)
10198 | 4218240001700 | CABLE, TDH39/DD45 REPLACEMENT, DIFFERENT LENGTH AS REQUESTED BY END USER | EAR, NOSE & THROAT SUPPLIES (ENT)
10199 | 4214400000200 | HEARING AID BEHIND-THE-EAR 12 FITTING CHANNEL OR MORE FOR MILD TO SEVERE HEARING LOSS TINNITUS OPTION SUPPORTS WIRELESS DIRECT C = ONNECTIVITY TO SMART DEVICES MAXIMUM GAIN/OUTPUT OF 73/136 DB SPL IN EAR SIMULATOR OR HIGHER AND FREQUENCY RANGE OF 100-7000 HZ OR HIGHER BATTERY SIZE 13 OR RECHARGEABLE TO BE ORDERED BASED ON END USER REQUEST/NEED. | EAR, NOSE & THROAT SUPPLIES (ENT)
10200 | 4214400000400 | HEARING AID CROS BEHIND-THE-EAR OR RECEIVER-IN-THE-CANAL COMPATIBLE WITH BATTERY SIZE 312 OR 13 OR RECHARGEABLE TO BE ORDERED BASED ON END USER REQUEST/NEED SUPPORTS WIRELESS DIRECT CONNECTIVITY TO SMART DEVICES CAN BE REQUESTED AS BICROS IF NEEDED COMPATIBLE WITH MILD TO SEVERE HEARING AIDS. | EAR, NOSE & THROAT SUPPLIES (ENT)
10201 | 4214400601100 | BATTERY PACK HOLDER RELATED TO 22 CHANNEL ELECTRODE COCHLEAR IMPLANT ON EAR SPEECH PROCESSOR | EAR, NOSE & THROAT SUPPLIES (ENT)
10202 | 4214400000500 | HEARING AID CUSTOM-MADE (IN-THE-EAR IN-THE-CANAL COMPLETELY-IN-CANAL) 12 FITTING CHANNELS OR MORE FOR MILD TO PROFOUND HEARING LOSS TINNITUS OPTIONS FREQUENCY RANGE OF 100-6700 HZ OR HIGHER BATTERY SIZE SHELL TYPE AND RECIEVER POWER TO BE ORDERED BASED ON END USER REQUEST/NEED. | EAR, NOSE & THROAT SUPPLIES (ENT)
10203 | 4214400101900 | SOUND PROCESSOR, FOR IMPLANTED MIDDLE EAR HEARING DEVICES | EAR, NOSE & THROAT SUPPLIES (ENT)
10204 | 4214400102000 | SOUND PROCESSOR BONE ANCHORED EXTERNAL KIT INDICATED FOR CONDUCTIVE HEARING LOSS MIXED HEARING LOSS AND SINGLE-SIDED SENSORINEURAL DEAFNESS WITH GAIN OF UP 45 55 AND/OR 65 dB SNHL PROVIDING WIRELESS CONNECTIVITY | EAR, NOSE & THROAT SUPPLIES (ENT)
10205 | 4214400102200 | PROCESSOR, BEHIND THE EAR EXTERNAL PROCESSOR RELATED TO 12 CHANNEL ELECTRODE COCHLEAR IMPLANT, COLOR AS REQUESTED BY END USER | EAR, NOSE & THROAT SUPPLIES (ENT)
10206 | 4214400102300 | PROCESSOR, BEHIND THE EAR EXTERNAL PROCESSOR RELATED TO 16 CHANNEL ELECTRODE COCHLEAR IMPLANT, COLOR AS REQUESTED BY END USER | EAR, NOSE & THROAT SUPPLIES (ENT)
10207 | 4214400102400 | PROCESSOR BEHIND THE EAR EXTERNAL RELATED TO 22 CHANNEL ELECTRODE COCHLEAR IMPLANT COLOR AS REQUESTED BY END USER | EAR, NOSE & THROAT SUPPLIES (ENT)
10208 | 4214400102500 | PROCESSOR, SINGLE UNIT EXTERNAL PROCESSOR RELATED TO 12 CHANNEL ELECTRODE COCHLEAR IMPLANT, COLOR AS REQUESTED BY END USER | EAR, NOSE & THROAT SUPPLIES (ENT)
10209 | 4218240001800 | CRADLE FITTINGS AND RETAINING PLATE INCLUDED, FOR HANDHELD IMPEDANCE AND HEARING SCREENER, COMPATIBLE WITH END USER EQUIPMENT | EAR, NOSE & THROAT SUPPLIES (ENT)
10210 | 4218240001900 | EARCUP, FOR IP30 STEREO ID HEADSET, DISPOSABLE COMPATIBLE WITH END USER EQUIPMENT | EAR, NOSE & THROAT SUPPLIES (ENT)
10211 | 4218240002000 | FOAM PAD, FOR CONTRALATERAL HEADSET, DISPOSABLE | EAR, NOSE & THROAT SUPPLIES (ENT)
10212 | 4218240002100 | FOAM, FOR IMPRESSION PADS DIFFERENT SIZES AS REQUESTED BY END USER | EAR, NOSE & THROAT SUPPLIES (ENT)
10213 | 4214400102600 | PROCESSOR SINGLE UNIT EXTERNAL RELATED TO 22 CHANNEL ELECTRODE COCHLEAR IMPLANT COLOR AS REQUESTED BY END USER | EAR, NOSE & THROAT SUPPLIES (ENT)
10214 | 4214400000600 | HEARING AID RECEIVER-IN-THE-CANAL/EAR 15 FITTING CHANNELS OR MORE FOR MILD TO SEVERE HEARING LOSS FREQUENCY RANGE OF 100-7500 HZ OR HIGHER MAXIMUM GAIN/OUTPUT OF 75/136 DB SPL IN EAR SIMULATOR (AS A MINIMUM) SUPPORTS WIRELESS DIRECT CONNECTIVITY TO SMART DEVICES TINNITUS OPTIONS BATTERY SIZE 10 312 13 OR RECHARGEABLE DIFFERENT RECEIVER POWERS TO BE ORDERED BASED ON END USER REQUEST/NEED | EAR, NOSE & THROAT SUPPLIES (ENT)
10215 | 4214400601200 | BATTERY PACK, FOR CHILDREN RELATED TO 16 CHANNEL ELECTRODE COCHLEAR IMPLANT | EAR, NOSE & THROAT SUPPLIES (ENT)
10216 | 4214400601300 | BATTERY, RECHARGEABLE STANDARD RELATED TO 12 CHANNEL ELECTRODE COCHLEAR IMPLANT ON EAR PROCESSOR | EAR, NOSE & THROAT SUPPLIES (ENT)
10217 | 4214400601400 | BATTERY, RECHARGEABLE STANDARD RELATED TO 16 CHANNEL ELECTRODE COCHLEAR IMPLANT | EAR, NOSE & THROAT SUPPLIES (ENT)
10218 | 4229420510600 | FORCEPS NEURO GIRAFFE 90 DEGREE UPTURNED HORIZONTAL OPENING CUPPED JAW REUSABLE | EAR, NOSE & THROAT SUPPLIES (ENT)
10219 | 4229420510500 | FORCEPS NEURO GIRAFFE 55 DEGREE UPTURNED VERTICAL OPENING CUPPED JAW REUSABLE | EAR, NOSE & THROAT SUPPLIES (ENT)
10220 | 4218240003100 | PROBE, OTOACOUSTIC EMISSIONS (OAE), COMPATIBLE WITH END USER EQUIPMENT | EAR, NOSE & THROAT SUPPLIES (ENT)
10221 | 4229633910700 | LED BATTERY LIGHT SOURCE, RECHARGEABLE, FOR ENDOSCOPE, WITH CHARGING UNIT | EAR, NOSE & THROAT SUPPLIES (ENT)
10222 | 4218240003200 | PROBE, SERVICEABLE FOR DISTORTION PRODUCT AND TRANSIENT EVOKED OTOACOUSTIC EMISSIONS (DP+TE OAE), COMPATIBLE WITH END USER EQUIPMENT | EAR, NOSE & THROAT SUPPLIES (ENT)
10223 | 4218240003300 | PROBE, SERVICEABLE FOR TRANSIENT EVOKED OTOACOUSTIC EMISSIONS (TEOAE), COMPATIBLE WITH END USER EQUIPMENT | EAR, NOSE & THROAT SUPPLIES (ENT)
10224 | 4218240003400 | TEST CAVITY, FOR EVOKED POTENTIAL AND OTOACOUSTIC EMISSION CABLES, COMPATIBLE WITH END USER EQUIPMENT | EAR, NOSE & THROAT SUPPLIES (ENT)
10225 | 4218240003500 | TRANSDUCER, REAL EAR MEASUREMENT, COMPATIBLE WITH END USER EQUIPMENT | EAR, NOSE & THROAT SUPPLIES (ENT)
10226 | 4229680035000 | RETRACTOR, SURGICAL, VOLKMANN/BLUNT/3 PRONGS, STAINLESS STEEL, LENGTH = 22.5CM, REUSABLE | EAR, NOSE & THROAT SUPPLIES (ENT)
10227 | 4229680091700 | NEEDLE INJECTION FOR LARYNGEAL PROCEDURES | EAR, NOSE & THROAT SUPPLIES (ENT)
10228 | 4229680095100 | LOOP, EAR, OTOLOGY, BILLEAU/NO.1, LENGTH = 16.5CM, REUSABLE | EAR, NOSE & THROAT SUPPLIES (ENT)
10229 | 4229420510700 | FORCEPS NEURO GIRAFFE 90 DEGREE UPTURNED VERTICAL OPENING CUPPED JAW REUSABLE | EAR, NOSE & THROAT SUPPLIES (ENT)
10230 | 4229680095200 | LOOP, EAR, OTOLOGY, BILLEAU/NO.2, LENGTH = 16.5CM, REUSABLE | EAR, NOSE & THROAT SUPPLIES (ENT)
10231 | 4229680107600 | ELEVATOR LEMPERT CURVED WIDTH 7 MM LENGTH 18 CM | EAR, NOSE & THROAT SUPPLIES (ENT)
10232 | 4229680112600 | SPREADER, RETRACTORS, PLESTER/BLUNT/LEFT, STAINLESS STEEL, LENGTH = 10.5CM, REUSABLE | EAR, NOSE & THROAT SUPPLIES (ENT)
10233 | 4229680112700 | SPREADER, RETRACTORS, PLESTER/BLUNT/RIGHT, STAINLESS STEEL, LENGTH = 10.5CM, REUSABLE | EAR, NOSE & THROAT SUPPLIES (ENT)
10234 | 4229351504600 | MICROSUCTION OTOLOGY ASSORTED DIAMETERS AND LENGTH REUSABLE | EAR, NOSE & THROAT SUPPLIES (ENT)
10235 | 4229680113900 | TUBE, SUCTION TO REMOVE VAPOR FOR LARYNGOSCOPE, ASSORTED LENGTHS | EAR, NOSE & THROAT SUPPLIES (ENT)
10236 | 4229680226600 | YASARGIL MICRO SCISSORS SPRING TYPE BAYONET-SHAPED SCISSOR BLADES STRAIGHT LENGTH 20 CM | EAR, NOSE & THROAT SUPPLIES (ENT)
10237 | 4229680233700 | RASPATORY LANGENBECK WIDTH 18 MM LENGTH 19 CM | EAR, NOSE & THROAT SUPPLIES (ENT)
10238 | 4229680277700 | COTTLE SCISSOR CURVED SHARP 10.5 LENGTH | EAR, NOSE & THROAT SUPPLIES (ENT)
10239 | 4229680400600 | KILNER ALAR RETRACTOR 2 PRONGS SHARP WIDTH 10MM LENGTH 8.5 CM | EAR, NOSE & THROAT SUPPLIES (ENT)
10240 | 4229680408500 | FORCEPS DRESSING STANDARD WIDTH LENGTH 13 CM | EAR, NOSE & THROAT SUPPLIES (ENT)
10241 | 4229350302500 | HOUSE DOUBLE CURETTE, MEDIUM, SPOON SIZES 1 X 1.6 MM AND 2 X 3.5 MM, LENGTH 18 CM | EAR, NOSE & THROAT SUPPLIES (ENT)
10242 | 4229680104000 | ELEVATOR ROSEN TIP ANGLED 15 DEGREES 12 MM LONG WIDTH 1.5 MM LENGTH 16 CM | EAR, NOSE & THROAT SUPPLIES (ENT)
10243 | 4218240001000 | CABLE, B71/81 BONE CONDUCTOR REPLACEMENT, DIFFERENT LENGTH AS REQUESTED BY END USER | EAR, NOSE & THROAT SUPPLIES (ENT)
10244 | 4214400605000 | UV DRYER BOX, UV CLEAN AND DRY BOX FOR ALL TYPES OF HEARING AIDS AND COCHLEAR IMPLANT | EAR, NOSE & THROAT SUPPLIES (ENT)
10245 | 4214400603800 | TOP MICROPHONE COVER RELATED TO 16 CHANNEL ELECTRODE COCHLEAR IMPLANT | EAR, NOSE & THROAT SUPPLIES (ENT)
10246 | 4214400601500 | RECHARGEABLE BATTERY STANDARD RELATED TO 22 CHANNEL ELECTRODE COCHLEAR IMPLANT ON EAR SPEECH PROCESSOR | EAR, NOSE & THROAT SUPPLIES (ENT)
10247 | 4214400601600 | BATTERY, ZINC AIR HEARING AID, SIZE 675 | EAR, NOSE & THROAT SUPPLIES (ENT)
10248 | 4214400601700 | ADHESIVE PAD, FOR RETENTION, GRIP WEAR OR EQUIVALENT RELATED TO 12 CHANNEL ELECTRODE COCHLEAR IMPLANT OFF EAR PROCESSOR, REUSABLE | EAR, NOSE & THROAT SUPPLIES (ENT)
10249 | 4214400601800 | ADHESIVE PAD, FOR RETENTION, RELATED TO 22 CHANNEL ELECTRODE COCHLEAR IMPLANT OFF EAR PROCESSOR, REUSABLE | EAR, NOSE & THROAT SUPPLIES (ENT)
10250 | 4214400601900 | CHARGING UNIT RELATED TO 16 CHANNEL ELECTRODE COCHLEAR IMPLANT | EAR, NOSE & THROAT SUPPLIES (ENT)
10251 | 4214400602000 | CHARGING UNIT RELATED TO 22 CHANNEL ELECTRODE COCHLEAR IMPLANT ON EAR SPEECH PROCESSOR | EAR, NOSE & THROAT SUPPLIES (ENT)
10252 | 4214400602100 | CHARGING UNIT WIRELESS, RELATED TO 22 CHANNEL ELECTRODE COCHLEAR IMPLANT OFF EAR PROCESSOR | EAR, NOSE & THROAT SUPPLIES (ENT)
10253 | 4214400602200 | COIL COVER RELATED TO 16 CHANNEL ELECTRODE COCHLEAR IMPLANT (STANDARD OR HIGH PROFILE AS REQUESTED BY END USER) | EAR, NOSE & THROAT SUPPLIES (ENT)
10254 | 4214400602300 | DL COIL COVER, RELATED TO 12 CHANNEL ELECTRODE COCHLEAR IMPLANT ON EAR PROCESSOR (LOW OR HIGH PROFILE AS REQUESTED BY END USER) | EAR, NOSE & THROAT SUPPLIES (ENT)
10255 | 4214400602400 | KIT, FASTENER FOR IP30 INSERTS WITH NECK-STRAP AND CLIP, DISPOSABLE, OR EQUIVALENT | EAR, NOSE & THROAT SUPPLIES (ENT)
10256 | 4214400602500 | KIT, MICROPHONE NATURAL PLACEMENT INCLUDING COVERS RELATED TO 16 CHANNEL ELECTRODE COCHLEAR IMPLANT ASSORTED SIZE BY END USER REQUEST | EAR, NOSE & THROAT SUPPLIES (ENT)
10257 | 4214400604700 | WEARABLE BAND, COMPATIBLE WITH BONE ANCHORED EXTERNAL SOUND PROCESSOR, AS REQUESTED BY END USER | EAR, NOSE & THROAT SUPPLIES (ENT)
10258 | 4214400602600 | MICROPHONE COVER RELATED TO 22 CHANNEL ELECTRODE COCHLEAR IMPLANT ON EAR SPEECH PROCESSOR | EAR, NOSE & THROAT SUPPLIES (ENT)
10259 | 4214400602800 | REMOTE CONTROL FOR 22 CHANNEL ELECTRODE COCHLEAR IMPLANT ON EAR SPEECH PROCESSOR, LATEST | EAR, NOSE & THROAT SUPPLIES (ENT)
10260 | 4214400603000 | REMOTE CONTROL, FOR COCHLEAR IMPLANT 12 COMPATIBLE WITH SPEECH PROCESSOR, LATEST | EAR, NOSE & THROAT SUPPLIES (ENT)
10261 | 4214400603100 | REPLACEMENT FASTENER CLIP - COLLAR CLIPS VELCRO BACKED, OR EQUIVALENT | EAR, NOSE & THROAT SUPPLIES (ENT)
10262 | 4218240002900 | PROBE COUPLER, FOR TRANSIENT EVOKED OTOACOUSTIC EMISSIONS (TEOAE), COMPATIBLE WITH END USER EQUIPMENT | EAR, NOSE & THROAT SUPPLIES (ENT)
10263 | 4214400603200 | RETENTION OPTIONS, RELATED TO 12 CHANNEL ELECTRODE COCHLEAR IMPLANT OFF EAR PROCESSOR TYPE AND LENGTH AS REQUESTED BY END USER | EAR, NOSE & THROAT SUPPLIES (ENT)
10264 | 4214400603300 | RETENTION OPTIONS, RELATED TO 22 CHANNEL ELECTRODE COCHLEAR IMPLANT OFF EAR PROCESSOR TYPE AND LENGTH, AS REQUESTED BY END USER | EAR, NOSE & THROAT SUPPLIES (ENT)
10265 | 4214400603400 | RETENTION OPTIONS, RELATED TO 22 CHANNEL ELECTRODE COCHLEAR IMPLANT ON EAR SPEECH PROCESSOR TYPES AND SIZES AS REQUESTED | EAR, NOSE & THROAT SUPPLIES (ENT)
10266 | 4214400603500 | SAFETY CLIP SOUND PROCESSOR RELATED TO 22 CHANNEL ELECTRODE COCHLEAR IMPLANT ASSORTED TYPES BY END USER REQUEST | EAR, NOSE & THROAT SUPPLIES (ENT)
10267 | 4218240003000 | PROBE DOCK, WITH TWO PROBE MICROPHONES, FOR REAL EAR MEASUREMENT | EAR, NOSE & THROAT SUPPLIES (ENT)
10268 | 4214400603600 | SAFETY LINE SOUND PROCESSOR RELATED TO 22 CHANNEL ELECTRODE COCHLEAR IMPLANT | EAR, NOSE & THROAT SUPPLIES (ENT)
10269 | 4214400603700 | SOCKET COVER, RELATED TO 12 CHANNEL ELECTRODE COCHLEAR IMPLANT OFF EAR PROCESSOR | EAR, NOSE & THROAT SUPPLIES (ENT)
10270 | 4214400602700 | MICROPHONE COVER RELATED TO 22 CHANNEL ELECTRODE COCHLEAR IMPLANT OFF EAR PROCESSOR | EAR, NOSE & THROAT SUPPLIES (ENT)
10271 | 4229632306000 | TELESCOPE, HOPKINS STRAIGHT FORWARD 15 DEGREE, OR EQUIVALENT, AUTOCLAVABLE | EAR, NOSE & THROAT SUPPLIES (ENT)
10272 | 4218240000900 | CABLE ALLIGATOR CLIP FOR ELECTRODES DIFFERENT COLORS DIFFERENT SIZES AS REQUESTED BY END USER | EAR, NOSE & THROAT SUPPLIES (ENT)
10273 | 4218240000800 | BATTERY, RECHARGEABLE, FOR HANDHELD IMPEDANCE AND HEARING SCREENER, COMPATIBLE WITH END USER EQUIPMENT | EAR, NOSE & THROAT SUPPLIES (ENT)
10274 | 4214351601500 | SPECULA, VIDEO OTOSCOPE SPECULA DIFFERENT SIZES COMPATIBLE WITH END USER EQUIPMENT | EAR, NOSE & THROAT SUPPLIES (ENT)
10275 | 4214351601600 | WHITE PLASTIC TIPS FOR INSERT EARPHONES, OR EQUIVALENT | EAR, NOSE & THROAT SUPPLIES (ENT)
10276 | 4214351700000 | ELECTRODES, EAR SNAP, DISPOSABLE, OR EQUIVALENT | EAR, NOSE & THROAT SUPPLIES (ENT)
10277 | 4229546101000 | SILICONE GLUE USE TO HELP THE ADHESIVE STICK BETTER. APPLY IT TO THE SKIN, AND/OR TO THE ADHESIVE. BOTTLE WITH BRUSH CAP, NON-STERILE. FOR MULTIPLE APPLICATION. | EAR, NOSE & THROAT SUPPLIES (ENT)
10278 | 4214351700200 | ELECTRODES, SINGLE USE TYMPANIC MEMBRANE, FOR ECHOG COMPATIBLE WITH END USER EQUIPMENT | EAR, NOSE & THROAT SUPPLIES (ENT)
10279 | 4214352000200 | LIGHTED CURETTES FOR EAR CERUMEN MANAGEMENT PACK OF 50 | EAR, NOSE & THROAT SUPPLIES (ENT)
10280 | 4214352100200 | EAR HOOK RELATED TO 16 CHANNEL ELECTRODE COCHLEAR IMPLANT SIZES AT END USER REQUEST | EAR, NOSE & THROAT SUPPLIES (ENT)
10281 | 4214352100300 | EAR HOOK RELATED TO 22 CHANNEL ELECTRODE COCHLEAR IMPLANT ON EAR SPEECH PROCESSOR SIZES AT END USER REQUEST | EAR, NOSE & THROAT SUPPLIES (ENT)
10282 | 4214352100400 | WAGNER EAR HOOK, SIZE 1, LENGTH 15.5 | EAR, NOSE & THROAT SUPPLIES (ENT)
10283 | 4214352100600 | EAR HOOK, CURVED TO LEFT, WORKING LENGTH 5.5 CM, TOTAL LENGTH 16 CM | EAR, NOSE & THROAT SUPPLIES (ENT)
10284 | 4214352100700 | EAR HOOK, CURVED TO RIGHT, WORKING LENGTH 5.5 CM, TOTAL LENGTH 16 CM | EAR, NOSE & THROAT SUPPLIES (ENT)
10285 | 4214351601400 | SEEKER KUHN FRONTAL SINUS DOUBLE-ENDED NO. 3 ONE SIZE CURVED 77 DEGREE OTHER SIDE CURVED 90 DEGREE FORWARD ANGLE LENGTH 22 CM | EAR, NOSE & THROAT SUPPLIES (ENT)
10286 | 4214352100800 | EAR HOOK, WITH BALL END, STAINLESS STEEL, ASSORTED LENGTHS AND SIZES | EAR, NOSE & THROAT SUPPLIES (ENT)
10287 | 4214352900100 | BUR, OTOLOGY CUTTING 2 FLUTE, SIZE 1.5MM OR EQUIVALENT | EAR, NOSE & THROAT SUPPLIES (ENT)
10288 | 4214352900200 | BUR, OTOLOGY CUTTING 2 FLUTE, SIZE 1MM OR EQUIVALENT | EAR, NOSE & THROAT SUPPLIES (ENT)
10289 | 4214352900300 | BUR, OTOLOGY CUTTING 2 FLUTE, SIZE 2.5MM OR EQUIVALENT | EAR, NOSE & THROAT SUPPLIES (ENT)
10290 | 4214352900400 | BUR, OTOLOGY CUTTING 2 FLUTE, SIZE 2MM OR EQUIVALENT | EAR, NOSE & THROAT SUPPLIES (ENT)
10291 | 4214352900500 | BUR, OTOLOGY CUTTING 2 FLUTE, SIZE 3MM OR EQUIVALENT | EAR, NOSE & THROAT SUPPLIES (ENT)
10292 | 4214352900600 | BUR, OTOLOGY CUTTING 2 FLUTE, SIZE 4MM OR EQUIVALENT | EAR, NOSE & THROAT SUPPLIES (ENT)
10293 | 4214352900700 | BUR, OTOLOGY CUTTING 2 FLUTE, SIZE 5MM OR EQUIVALENT | EAR, NOSE & THROAT SUPPLIES (ENT)
10294 | 4214352900800 | BUR, OTOLOGY CUTTING 2 FLUTE, SIZE 6MM OR EQUIVALENT | EAR, NOSE & THROAT SUPPLIES (ENT)
10295 | 4214352900900 | BUR, OTOLOGY CUTTING MULTI FLUTE, SIZE 7MM OR EQUIVALENT | EAR, NOSE & THROAT SUPPLIES (ENT)
10296 | 4214352901000 | BUR, OTOLOGY SKEETER OR EQUIVALENT, 0.6MM BLUE/ WHITE | EAR, NOSE & THROAT SUPPLIES (ENT)
10297 | 4229521400800 | SET, IRRIGATION TUBING FOR HIGH SPEED DRILL, COMPATIBLE WITH END USER MACHINE | EAR, NOSE & THROAT SUPPLIES (ENT)
10298 | 4214352100900 | EAR HOOK, WITHOUT BALL END, STAINLESS STEEL, ASSORTED LENGTHS AND SIZES | EAR, NOSE & THROAT SUPPLIES (ENT)
10299 | 4214352901100 | BUR, OTOLOGY SKEETER OR EQUIVALENT, 1.4MM GRAY/ WHITE | EAR, NOSE & THROAT SUPPLIES (ENT)
10300 | 4214351601300 | SEEKER KUHN FRONTAL OSTIUM DOUBLE ENDED NO. 5 BOTH SIDES CURVED 77 DEGREE TIPS BENT RIGHT AND LEFT LENGTH 22 CM | EAR, NOSE & THROAT SUPPLIES (ENT)
10301 | 4214351600300 | TOWEL, FOR LARYNGECTOMY SITE CLEANING | EAR, NOSE & THROAT SUPPLIES (ENT)
10302 | 4214350007100 | VOICE PROSTHESIS, USED FOR PERSISTENT AND EARLY LEAKAGE, RESISTANT TO CANDIDA, ASSORTED SIZES AND STRENGTHS | EAR, NOSE & THROAT SUPPLIES (ENT)
10303 | 4214350007200 | AUDITORY BRAINSTEM IMPLANT SYSTEM FOR PEDIATRICS AND ADULTS, MRI SAFE UP TO AT LEAST 1.5 TESLA WITHOUT MAGNET REMOVAL, LATEST TECHNOLOGY, PROCESSORS OPTIONS AND COLORS AT END USER REQUEST, WITH ACCESSORIES AND PARTS NEEDED FOR AT LEAST SIX MONTHS FOR PATIENTS. WIRELESS CONNECTIVITY PROVIDED WITH 2 ULTRA POWER WIRELESS BEHIND-THE-EAR HEARING AIDS, MORE THAN 8 CHANNELS, PEDIATRIC AND ADULT PLATFORMS, IP68 OR HIGHER, FREQUENCY RANGE OF 0.1-5.1 KHZ OR HIGHER, BATTERY SIZE 675, ONE FREE AUDITORY BRAINSTEM SYSTEM FOR EVERY 10 PURCHASED SYSTEMS | EAR, NOSE & THROAT SUPPLIES (ENT)
10304 | 4214350210100 | BALLOON SINUS DILATION ASSORTED SIZES AND ADJUSTABLE ANGLE | EAR, NOSE & THROAT SUPPLIES (ENT)
10305 | 4214350300600 | SPLINT, INTRANASAL WITH AIRWAY, CAN BE SUTURED | EAR, NOSE & THROAT SUPPLIES (ENT)
10306 | 4214350300800 | BUTTON, SILICONE SEPTAL STANDARD 3 CM | EAR, NOSE & THROAT SUPPLIES (ENT)
10307 | 4214350304700 | NASAL PACK WITH INFLATABLE BALLOON WITHOUT AIRWAY ASSORTED SIZE | EAR, NOSE & THROAT SUPPLIES (ENT)
10308 | 4214350304800 | NASAL PACK WITH INFLATABLE BALLOON WITH AIRWAY ASSORTED SIZE | EAR, NOSE & THROAT SUPPLIES (ENT)
10309 | 4214350305000 | NASAL PACK/SPONGE WITH STRING ASSORTED SIZES | EAR, NOSE & THROAT SUPPLIES (ENT)
10310 | 4214350305100 | NASAL PACKING W/ AIRWAY TUBE EXPANDABLE ANATOMICAL WITH STRING ASSORTED SIZES STERILE | EAR, NOSE & THROAT SUPPLIES (ENT)
10311 | 4214350305200 | SEALER, BIPOLAR, RADIOFREQUENCY FOR TRANSSPHENOIDAL AND ENDONASAL APPROACH, WITH GENERATOR CONNECTOR, COMPATIBLE WITH END USER MACHINE, ASSORTED SIZES AND ANGLES | EAR, NOSE & THROAT SUPPLIES (ENT)
10312 | 4214350305300 | NASAL PACK/SPONGE WITHOUT STRING ASSORTED SIZES | EAR, NOSE & THROAT SUPPLIES (ENT)
10313 | 4214351600500 | STABILIBASE OPTIDERM ADHESIVE OR EQUIVALENT SUPPORT TO THE STOMA DURING SPEECH | EAR, NOSE & THROAT SUPPLIES (ENT)
10314 | 4214350400000 | IMPRESSION, EARMOLD SILICONE BASED MATERIAL WITH ALL COMPONENTS AND DIFFERENT SHORE-A AS REQUESTED BY END USER | EAR, NOSE & THROAT SUPPLIES (ENT)
10315 | 4214350900100 | ADHESIVE, LOW VISCOSITY, FOR INSTANT FIXATION OF RUBBER AND PLASTIC, FOR EARMOLD TUBING | EAR, NOSE & THROAT SUPPLIES (ENT)
10316 | 4214351300100 | FORCEPS, WULLSTEIN EAR, EXTRA DELICATE, OVAL CUPPED JAWS, CURVED TO LEFT, OVAL, 0.9 MM, WORKING LENGTH 8 CM | EAR, NOSE & THROAT SUPPLIES (ENT)
10317 | 4214351300200 | FORCEPS, WULLSTEIN EAR, EXTRA DELICATE, OVAL CUPPED JAWS, 0.9 MM, WORKING LENGTH 8 CM | EAR, NOSE & THROAT SUPPLIES (ENT)
10318 | 4229548002000 | PISTON, FLUOROPLASTIC STAPES PROSTHESIS, 0.6 DIAMETER, SIZE 6 OR EQUIVALENT | EAR, NOSE & THROAT SUPPLIES (ENT)
10319 | 4214351300300 | FORCEPS, WULLSTEIN EAR, EXTRA DELICATE, OVAL CUPPED JAWS, CURVED TO RIGHT, OVAL, 0.9 MM, WORKING LENGTH 8 CM | EAR, NOSE & THROAT SUPPLIES (ENT)
10320 | 4214351300400 | FORCEPS, LUCAE EAR, BAYONET SHAPED, LENGTH 14.5 CM | EAR, NOSE & THROAT SUPPLIES (ENT)
10321 | 4214351300600 | FORCEPS, HARTMANN EAR DRESSING, SLENDER, WORKING LENGTH 6 CM | EAR, NOSE & THROAT SUPPLIES (ENT)
10322 | 4214351300700 | FORCEPS, LIGHTED ALLIGATOR, FOR CERUMEN MANAGEMENT, DISPOSABLE | EAR, NOSE & THROAT SUPPLIES (ENT)
10323 | 4214351301100 | TIP-TRODES CABLES, COMPATIBLE WITH GOLD FOIL TIP-ELECTRODES | EAR, NOSE & THROAT SUPPLIES (ENT)
10324 | 4214351301200 | TIP-TRODES, GOLD FOIL ADULT, LARGE | EAR, NOSE & THROAT SUPPLIES (ENT)
10325 | 4214351301300 | TIP-TRODES, GOLD FOIL PEDIATRIC, SMALL | EAR, NOSE & THROAT SUPPLIES (ENT)
10326 | 4214350700000 | PACK EAR PACK STRIPS ASSORTED SIZES | EAR, NOSE & THROAT SUPPLIES (ENT)
10327 | 4229350302400 | CURETTE, MALLEABLE SUCTION, SHARP CUP, 115 MM | EAR, NOSE & THROAT SUPPLIES (ENT)
10328 | 4214352901200 | BUR, OTOLOGY SKEETER OR EQUIVALENT, 1.8MM BROWN/ WHITE | EAR, NOSE & THROAT SUPPLIES (ENT)
10329 | 4229517400200 | TIP, RADIOFREQUENCY CHANNELING, CELON PROSLEEP PLUS FOR PALATE AND TONGUE BASE | EAR, NOSE & THROAT SUPPLIES (ENT)
10330 | 4229490824800 | FORCEPS, NASAL SERRATED, WORKING LENGTH 11 CM | EAR, NOSE & THROAT SUPPLIES (ENT)
10331 | 4229490824500 | FORCEPS, KLEINSASSER GRASPING, WITHOUT RATCHET, SERRATED CURVED UPWARD WITH CLEANING CONNECTOR WORKING LENGTH 23CM | EAR, NOSE & THROAT SUPPLIES (ENT)
10332 | 4229490824400 | FORCEPS, KLEINSASSER GRASPING SERRATED STRAIGHT WITH CLEANING CONNECTOR WORKING LENGTH 18CM | EAR, NOSE & THROAT SUPPLIES (ENT)
10333 | 4229490824300 | FORCEPS BIPOLAR RADIOFREQUENCY FOR ENDONASAL APPROACH WITH GENERATOR CONNECTOR COMPATIBLE WITH END USER MACHINE ASSORTED SIZES AND ANGLES | EAR, NOSE & THROAT SUPPLIES (ENT)
10334 | 4229490821700 | FORCEPS, TAKE-APART, OR EQUIVALENT CASTELNUOVO BIPOLAR WITH FINE JAWS, WIDTH 2MM, DISTALLY ANGLED 45 DEGREE, OUTER DIAMETER 3.4 MM, WORKING LENGTH 14 CM, WITH IRRIGATION CONNECTOR FOR CLEANING | EAR, NOSE & THROAT SUPPLIES (ENT)
10335 | 4229490821500 | FORCEPS, NASAL CUTTING, STRAIGHT THROUGH CUTTING, BLAKESLEY SHAPE, SIZE 0, WIDTH 3 MM, WITH CLEANING CONNECTOR, LENGTH 13 CM | EAR, NOSE & THROAT SUPPLIES (ENT)
10336 | 4229631800200 | ROBERTS-JESBERG ESOPHAGOSCOPE, ASSORTED SIZES, LENGTHS WITH NECESSARY ACCESSORIES | EAR, NOSE & THROAT SUPPLIES (ENT)
10337 | 4214353301300 | LARYNGEAL MICRO-SUCTION, LENGTH OF 22CM, SIZE 7FR | EAR, NOSE & THROAT SUPPLIES (ENT)
10338 | 4214353301500 | SUCTION TUBE, RIGID 2 MM, 35 CM, OR EQUIVALENT | EAR, NOSE & THROAT SUPPLIES (ENT)
10339 | 4229632301100 | LARYNGOSCOPE HOLDER, AND CHEST SUPPORT, GOTTINGEN MODEL WITH ADJUSTMENT WHEEL, INCLUDING SUPPORT ROD MOVABLE, WITH METAL RING, DIAMETER 9 CM LENGTH 34 CM | EAR, NOSE & THROAT SUPPLIES (ENT)
10340 | 4214353301700 | SUCTION TUBE, RIGID 4 MM, 35 CM, OR EQUIVALENT | EAR, NOSE & THROAT SUPPLIES (ENT)
10341 | 4229631800100 | ESOPHAGOSCOPE, RIGID PEDIATRIC ASSORTED LENGTHS AND SIZES | EAR, NOSE & THROAT SUPPLIES (ENT)
10342 | 4214353301900 | SUCTION TUBE WITH CUT-OFF HOLE AND STYLET ASSORTED SIZES | EAR, NOSE & THROAT SUPPLIES (ENT)
10343 | 4229490820200 | FORCEPS, DOUBLE SPOON GIRAFFE, 55 DEGREE UPTURNED, HORIZONTAL OPENING, SPOON DIAMETER 3 MM, WITH CLEANING CONNECTOR, 13 CM LENGTH | EAR, NOSE & THROAT SUPPLIES (ENT)
10344 | 4214353302100 | SUCTION, EICKEN ANTRUM CANNULA, WITH CUT-OFF HOLE, SHORT CURVED, 2.5 MM, 12.5 CM LENGTH | EAR, NOSE & THROAT SUPPLIES (ENT)
10345 | 4214353302200 | SUCTION, EICKEN ANTRUM CANNULA, WITH CUT-OFF HOLE, SHORT CURVED, 4 MM, 12.5 CM LENGTH | EAR, NOSE & THROAT SUPPLIES (ENT)
10346 | 4229632301800 | TELESCOPE, HOPKINS STRAIGHT FORWARD, 0 DEGREE DIAMETER 2.7MM LENGTH 18 CM, OR EQUIVALENT | EAR, NOSE & THROAT SUPPLIES (ENT)
10347 | 4229632302000 | TELESCOPE, HOPKINS STRAIGHT FORWARD TELESCOPE 0 DEGREE DIAMETER 2.9 MM LENGTH 30CM, OR EQUIVALENT | EAR, NOSE & THROAT SUPPLIES (ENT)
10348 | 4229632302100 | TELESCOPE, HOPKINS STRAIGHT FORWARD TELESCOPE 0 DEGREE DIAMETER 2.9 MM LENGTH 36CM, OR EQUIVALENT | EAR, NOSE & THROAT SUPPLIES (ENT)
10349 | 4214353303000 | TIPS, IRRIGATION FOR EAR CERUMEN MANAGEMENT PROVIDED WITH SPRAY BOTTLE IRRIGATION | EAR, NOSE & THROAT SUPPLIES (ENT)
10350 | 4214353303100 | TIPS, WATER IRRIGATOR, DISPOSABLE, OR EQUIVALENT | EAR, NOSE & THROAT SUPPLIES (ENT)
10351 | 4229632302200 | LARYNGOSCOPE BENJAMIN-LINDHOLM OPERATING FOR CHILDREN ASSORTED SIZES AND LENGTHS | EAR, NOSE & THROAT SUPPLIES (ENT)
10352 | 4229632302300 | LARYNGOSCOPE KLEINSASSER OPERATING ASSORTED SIZES AND LENGTHS FOR ADULT AND PEDIATRIC | EAR, NOSE & THROAT SUPPLIES (ENT)
10353 | 4229632302600 | LARYNGOSCOPE STEINER ASSORTED SIZES AND LENGTHS | EAR, NOSE & THROAT SUPPLIES (ENT)
10354 | 4214353302000 | SUCTION, EICKEN ANTRUM CANNULA, WITH CUT-OFF HOLE, LONG CURVED, 2.5 MM, 12.5 CM LENGTH | EAR, NOSE & THROAT SUPPLIES (ENT)
10355 | 4214352901300 | MEASURING DEVICE, TO MEASURE THE DISTANCE BETWEEN THE INCUS AND STAPES FOOTPLATE | EAR, NOSE & THROAT SUPPLIES (ENT)
10356 | 4214353300900 | KIT, SPRAY BOTTLE IRRIGATION FOR WAX MANAGEMENT, OR EQUIVALENT | EAR, NOSE & THROAT SUPPLIES (ENT)
10357 | 4229493700800 | ENDOSHEATH, WITH CLEAR DISTAL LENS FOR FIBEROPTIC ENDOSCOPY, ADULT AND PEDIATRIC, DISPOSABLE | EAR, NOSE & THROAT SUPPLIES (ENT)
10358 | 4229517400100 | TIP, RADIOFREQUENCY CHANNELING, CELON PROBREATH FOR THE TURBINATES | EAR, NOSE & THROAT SUPPLIES (ENT)
10359 | 4214352901400 | BUR, OTOLOGY COARSE DIAMOND, SIZE 2MM OR EQUIVALENT | EAR, NOSE & THROAT SUPPLIES (ENT)
10360 | 4214352901600 | HOUSE CUTTING BLOCK | EAR, NOSE & THROAT SUPPLIES (ENT)
10361 | 4229517106500 | PROBE MAXILLARY SINUS OSTIUM SEEKER DOUBLE ENDED BALL SHAPED 1.2X2 MM STEEL REUSABLE, OR EQUIVALENT | EAR, NOSE & THROAT SUPPLIES (ENT)
10362 | 4229516701900 | TWO PART ADJUSTABLE SEPTAL BUTTON SILICON SIZE 3 CM | EAR, NOSE & THROAT SUPPLIES (ENT)
10363 | 4214352901700 | KIT, EUSTACHIAN TUBOPLASTY BALLOON DILATION, WITH ANGLED GUIDED CATHETER AND DUAL LAYERED BALLOON THAT GIVE ATRAUMATIC UNIFORM EXPANSION WITH INFLATOR | EAR, NOSE & THROAT SUPPLIES (ENT)
10364 | 4214353000100 | COTTON EAR DAMS FOR EARMOLD IMPRESSIONS ASSORTED SIZE AS REQUESTED BY END USER | EAR, NOSE & THROAT SUPPLIES (ENT)
10365 | 4214353000200 | DISPENSER EAR IMPRESSION MATERIAL WITH MIXING CANNULAS DISPENSER | EAR, NOSE & THROAT SUPPLIES (ENT)
10366 | 4214353000300 | OTO-FORM A, FLEX IMPRESSION MATERIAL CARTRIDGES, OR EQUIVALENT | EAR, NOSE & THROAT SUPPLIES (ENT)
10367 | 4214353000400 | SIDE CUTTING NIPPER (FOR CUTTING EARMOLD TUBING), OR EQUIVALENT | EAR, NOSE & THROAT SUPPLIES (ENT)
10368 | 4229514800700 | PEDIATRIC NAVIGATED BLADE 3 MMX 13 CM | EAR, NOSE & THROAT SUPPLIES (ENT)
10369 | 4218231600300 | ELECTRODE JUMPER, CABLE FOR MULTICHANNEL EVOKED POTENTIALS COMPATIBLE WITH END USER EQUIPMENT | EAR, NOSE & THROAT SUPPLIES (ENT)
10370 | 4229514800600 | PATIENT/INSTRUMENT TRACKER USED FOR ELECTROMAGNETIC NAVIGATION SYSTEM INCLUDING ADHESIVE PAD AS PER END USER REQUESTE. | EAR, NOSE & THROAT SUPPLIES (ENT)
10371 | 4214353000600 | TUBING PULLER TOOL, OR EQUIVALENT | EAR, NOSE & THROAT SUPPLIES (ENT)
10372 | 4214353300000 | ATTACHMENT, STRAIGHT, IRRIGATION | EAR, NOSE & THROAT SUPPLIES (ENT)
10373 | 4214353300100 | CASSETTE, CORE, IRRIGATION | EAR, NOSE & THROAT SUPPLIES (ENT)
10374 | 4214353300300 | SUCTION TIP USED FOR NAVIGATION MALLEABLE ASSORTED TYPES AND SIZES | EAR, NOSE & THROAT SUPPLIES (ENT)
10375 | 4214353300400 | TUBE SUCTION FOR NASAL SURGERY DISPOSABLE ASSORTED SIZES AND ANGLES STERILE | EAR, NOSE & THROAT SUPPLIES (ENT)
10376 | 4214353300600 | BLADE SKIMMER TIP WITH SUCTION IRRIGATION TUBE ASSORTED SIZES AND ANGLES COMPATIBLE WITH END USER EQUIPMENT | EAR, NOSE & THROAT SUPPLIES (ENT)
10377 | 4214353300700 | SUCTION HOUSE SUCTION IRRIGATOR ASSORTED SIZES | EAR, NOSE & THROAT SUPPLIES (ENT)
10378 | 4214353300800 | FISCH SUCTION HANDLE, WITH CUT-OFF HOLE, LUER CONE, WITH SUCTION TUBES | EAR, NOSE & THROAT SUPPLIES (ENT)
10379 | 4229495706300 | SET, IRRIGATION TUBING FOR SHAVER/BUR, COMPATIBLE WITH END USER MACHINE | EAR, NOSE & THROAT SUPPLIES (ENT)
10380 | 4229495500800 | JOSEPH SINGLE HOOK SHARP 7 MM | EAR, NOSE & THROAT SUPPLIES (ENT)
10381 | 4229495500700 | JOSEPH SINGLE HOOK SHARP 5 MM | EAR, NOSE & THROAT SUPPLIES (ENT)
10382 | 4214353000500 | SYRINGE, INJECTOR FOR EARMOLD IMPRESSION, OR EQUIVALENT | EAR, NOSE & THROAT SUPPLIES (ENT)
10383 | 4227190411800 | TRACHEOSTOMY TUBE ADULT CUFFED UNFENESTRATED ID-IC 5.5MM OD 9.4 MM TOTAL LENGTH 62 MM WITH REUSABLE INNER CANNULA STERILE | EAR, NOSE & THROAT SUPPLIES (ENT)
10384 | 4214310601000 | PAD, PREP FOR ELECTRODE, DISPOSABLE, STERILE | EAR, NOSE & THROAT SUPPLIES (ENT)
10385 | 4225162500700 | HANDHELD JAW REHABILITATION SYSTEM FOR ADULTS | EAR, NOSE & THROAT SUPPLIES (ENT)
10386 | 4221171102000 | VOICE PROSTHESIS ANGLED VALVE 360° HOOD PROTECTS THE VALVE FLAP PRELOADED IN THE SMART INSERTER ASSORTED DIAMETERS AND LENGTHS | EAR, NOSE & THROAT SUPPLIES (ENT)
10387 | 4221171101300 | VOICE PROSTHESIS ADVANTAGE INDWELLING ASSORTED DIAMETERS AND LENGTHS NON-STERILE | EAR, NOSE & THROAT SUPPLIES (ENT)
10388 | 4221171100500 | VOICE PROSTHESIS DUAL VALVE ASSORTED DIAMETERS AND LENGTHS NON-STERILE | EAR, NOSE & THROAT SUPPLIES (ENT)
10389 | 4221171100300 | VOICE PROSTHESIS SIZER WITH 3 INSERTS, PROVOX MEASURE | EAR, NOSE & THROAT SUPPLIES (ENT)
10390 | 4227190411500 | TRACHEOSTOMY TUBE, ADULT, CUFFED, UNFENESTRATED ID-IC 10MM, WITH SUBGLOTTIC SUCTION | EAR, NOSE & THROAT SUPPLIES (ENT)
10391 | 4221171100200 | PLUG VOICE PROSTHESIS WITH BRUSH ASSORTED SIZES | EAR, NOSE & THROAT SUPPLIES (ENT)
10392 | 4221170501900 | HEARING AID RECEIVER-IN-THE-CANAL 16 FITTING CHANNELS OR MORE FOR MILD TO MODERATELY SEVERE HEARING LOSS PEDIATRIC (INDICATOR LIGHT) INTEGRATED RECEIVER FOR DIRECT CONNECTIVITY TO ROGER WIRELESS SYSTEMS OR PROVIDE NEEDED REQUIREMENTS FOR CONNECTION WIRELESS DIRECT CONNECTIVITY TO SMART DEVICES IP68 OR HIGHER FREQUENCY RANGE OF 150-7500HZ OR HIGHER MAXIMUM GAIN/OUTPUT OF 72/135 DB SPL IN EAR STIMULATION (AS A MINIMUM) BATTERY SIZE 10 312 OR 13 OR RECHARGEABLE COLOR AND BATTERY TYPE TO BE ORDERED BASED ON END USER REQUEST/NEED COMPATIBLE WITH CROS. | EAR, NOSE & THROAT SUPPLIES (ENT)
10393 | 4221170501800 | HEARING AID CROS BEHIND-THE-EAR PEDIATRIC (INDICATOR LIGHT) INTEGRATED RECEIVER TO DIRECTLY CONNECT TO ROGER WIRELESS SYSTEMS OR PROVIDE NEEDED REQUIREMENT FOR CONNECTION WIRELESS DIRECT CONNECTIVITY TO SMART DEVICES IP68 OR HIGHER. BATTERY SIZE 312 OR 13 OR RECHARGEABLE COLOR AND BATTERY TYPE TO BE ORDERED BASED ON END USER REQUEST/NEED CAN BE REQUESTED AS BICROS IF NEEDED. | EAR, NOSE & THROAT SUPPLIES (ENT)
10394 | 4221170501700 | HEARING AID CUSTOM-MADE (IN-THE-EAR IN-THE-CANAL COMPLETELY-IN-CANAL) 12 FITTING CHANNELS OR MORE FOR MILD TO PROFOUND HEARING LOSS TINNITUS OPTIONS FREQUENCY RANGE OF 100-5100 HZ OR HIGHER BATTERY SIZE SHELL TYPE AND RECIEVER POWER TO BE ORDERED BASED ON END USER REQUEST/NEED COMPATIBLE WITH CROS. | EAR, NOSE & THROAT SUPPLIES (ENT)
10395 | 4221170500600 | BATTERY, MERCURY FREE - ZINC AIR BATTERIES - SIZE 675 - 1.45 V | EAR, NOSE & THROAT SUPPLIES (ENT)
10396 | 4221170500500 | BATTERY, ZINC AIR HEARING AID, SIZE 312 | EAR, NOSE & THROAT SUPPLIES (ENT)
10397 | 4221170500300 | HEARING AID BEHIND-THE-EAR 10 FITTING CHANNEL OR MORE FOR PROFOUND HEARING LOSS SUPPORTS WIRELESS DIRECT CONNECTIVITY TO SMART DEVICES MAXIMUM GAIN/OUTPUT OF 85/145 DB SPL IN EAR SIMULATOR OR HIGHER AND FREQUENCY RANGE OF 100-5000 HZ OR HIGHER BATTERY SIZE 675 OR RECHARGEABLE TO BE ORDERED BASED ON END USER REQUEST/NEED. | EAR, NOSE & THROAT SUPPLIES (ENT)
10398 | 4221171104300 | VOICE PROSTHESIS INDWELLING LARGE ESOPHAGEAL FLANGE ASSORTED DIAMETERS AND LENGTHS | EAR, NOSE & THROAT SUPPLIES (ENT)
10399 | 4225162500000 | CHEWING AIDS, P AND Q FOR BITING AND CHEWING REHABILITATION | EAR, NOSE & THROAT SUPPLIES (ENT)
10400 | 4225162500200 | CHEWY TUBE OR EQUIVALENT, RED SUPER FOR CHEWING AND TACTILE ENHANCEMENT | EAR, NOSE & THROAT SUPPLIES (ENT)
10401 | 4225162500300 | CHEWY TUBE OR EQUIVALENT, T SHAPED BLUE | EAR, NOSE & THROAT SUPPLIES (ENT)
10402 | 4225162500400 | CHEWY TUBE OR EQUIVALENT, T SHAPED KNOBBY GREEN | EAR, NOSE & THROAT SUPPLIES (ENT)
10403 | 4225162500500 | CHEWY TUBE OR EQUIVALENT, T SHAPED LARGE STEMMED | EAR, NOSE & THROAT SUPPLIES (ENT)
10404 | 4225162500600 | CHEWY TUBE OR EQUIVALENT, T SHAPED SMALL STEMMED YELLOW | EAR, NOSE & THROAT SUPPLIES (ENT)
10405 | 4225150200300 | BULB, FOR ORAL PERFORMANCE INSTRUMENT TO MEASURE TONGUE AND LIP STRENGTH AND ENDURANCE HANDHELD | EAR, NOSE & THROAT SUPPLIES (ENT)
10406 | 4225162500800 | HANDHELD JAW REHABILITATION SYSTEM FOR PEDIATRICS | EAR, NOSE & THROAT SUPPLIES (ENT)
10407 | 4227161900100 | EXPIRATORY MUSCLE STRENGTH TRAINER COMES WITH NOSE CLIP | EAR, NOSE & THROAT SUPPLIES (ENT)
10408 | 4227161900200 | EXPIRATORY/INSPIRATORY ONE PIECE DEVICE HAND-HELD RESPIRATORY MUSCLE TRAINER WITH INDEPENDENT DIAL CONTROL. USED FOR SPEECH THERAPY WITH NO EXTERNAL/CONNECTING TUBE | EAR, NOSE & THROAT SUPPLIES (ENT)
10409 | 4227190200400 | TUBE, SALIVARY BYPASS, SILICONE, ASSORTED SIZES | EAR, NOSE & THROAT SUPPLIES (ENT)
10410 | 4227190322000 | TUBE, LASER SHIELD ENDOTRACHEAL ID 5.5MM | EAR, NOSE & THROAT SUPPLIES (ENT)
10411 | 4227190404700 | TRACHEOSTOMY TUBE ADULT CUFFED UNFENESTRATED ID-IC 6.5MM OD ( 10.8 - 11.3 MM ) TOTAL LENGTH ( 73 - 74 MM ) WITH DISPOSABLE INNER CANNULA STERILE | EAR, NOSE & THROAT SUPPLIES (ENT)
10412 | 4225162500100 | CHEWY TUBE OR EQUIVALENT, GREEN SUPER FOR CHEWING REHABILITATION | EAR, NOSE & THROAT SUPPLIES (ENT)
10413 | 4221171104600 | VOICE PROSTHESIS INDWELLING LARGE ESOPHAGEAL AND TRACHEAL FLANGE ASSORTED DIAMETERS AND LENGTHS | EAR, NOSE & THROAT SUPPLIES (ENT)
10414 | 4221171104800 | ELECTROLARYNX FOR COMMUNICATION PRESSURE-SENSITIVE BUTTON FOR NATURAL EXPRESSION MASCULINE OR FEMININE VOICING OPTIONS WITH PITCH ADJUSTMENT WITH MULTIPLE EASY-SET MODES FOR MONOTONE OR VARIABLE PITCH SELECTIONS UNIQUE WHISPER MODE | EAR, NOSE & THROAT SUPPLIES (ENT)
10415 | 4221171104900 | PORTABLE VOICE AMPLIFICATION SYSTEM FOR PATIENTS WITH HEARING LOSS TO AMPLIFY THE SOUND WITH HEADSET MICROPHONE AND ADJUSTABLE WAIST OR NECK BAND AND A REMOVABLE BELT CLIP. | EAR, NOSE & THROAT SUPPLIES (ENT)
10416 | 4225150000700 | BRUSH, FLEXIBLE NUBBY TEXTURE OR EQUIVALENT, TO REDUCE ORAL HYPERSENSITIVITY | EAR, NOSE & THROAT SUPPLIES (ENT)
10417 | 4221190703600 | SPOON, TEXTURED, FOR ORAL SENSORY STIMULATION, ASSORTED SIZES AND COLORS | EAR, NOSE & THROAT SUPPLIES (ENT)
10418 | 4221190703500 | SPOON, GLOSSECTOMY SPOON WITH PUSHER | EAR, NOSE & THROAT SUPPLIES (ENT)
10419 | 4221190500400 | PLASTIC CUP WITH RUBBER REGULATOR FOR DRINKING IN SEMI-RECLINED POSITION | EAR, NOSE & THROAT SUPPLIES (ENT)
10420 | 4221190500300 | FLEXIBLE TUBE FEEDING BOTTLE THAT EXTENDS TO THE BOTTOM OF THE BOTTLE THROUGH THE SCREW CAP | EAR, NOSE & THROAT SUPPLIES (ENT)
10421 | 4221190500200 | FLEXIBLE PLASTIC CUT CUPS, DESIGNED TO PROMOTE EASE OF DRINKING, ALLOW DRINKING WITHOUT NECK EXTENSION, CUP CAN BE GENTLY “SQUEEZED” TO CHANGE THE SHAPE OF THE CUP LIP AND DIRECT LIQUID FLOW | EAR, NOSE & THROAT SUPPLIES (ENT)
10422 | 4221190500100 | CUP, REGULATING DRINKING, FOR SWALLOWING PROBLEMS, ASSORTED SIZES AND COLORS. | EAR, NOSE & THROAT SUPPLIES (ENT)
10423 | 4221190500000 | CUP, GRAVITY ASSISTED DRINKING CUP | EAR, NOSE & THROAT SUPPLIES (ENT)
10424 | 4221171602100 | TUBES, THICK SINGLE BEND PREFORMED SIZE 13, DISPOSABLE, OR EQUIVALENT | EAR, NOSE & THROAT SUPPLIES (ENT)
10425 | 4221171602000 | TUBES, STANDARD SINGLE BEND PREFORMED SIZE 13, DISPOSABLE, OR EQUIVALENT | EAR, NOSE & THROAT SUPPLIES (ENT)
10426 | 4221171601900 | TUBES, STANDARD SINGLE BEND WITH DIFFERENT SIZES, DISPOSABLE, OR EQUIVALENT | EAR, NOSE & THROAT SUPPLIES (ENT)
10427 | 4221171601800 | TUBE, 3/4 MM LIBBY HORN, DIFFERENT SIZE, AS REQUESTED BY END USER | EAR, NOSE & THROAT SUPPLIES (ENT)
10428 | 4221171601700 | SOUND TUBE FOR AUDIOMETRY 3A INSERT EARPHONES | EAR, NOSE & THROAT SUPPLIES (ENT)
10429 | 4221171601600 | MOODY ACU-MIN SCREWDRIVER SET FOR HEARING AIDS, OR EQUIVALENT | EAR, NOSE & THROAT SUPPLIES (ENT)
10430 | 4221171601500 | KIT, SOUND TUBES AND ADI EARTIP ADAPTOR, OR EQUIVALENT | EAR, NOSE & THROAT SUPPLIES (ENT)
10431 | 4221171601400 | HUG FIT OR EQUIVALENT RELATED TO 22 ELECTRODE COCHLEAR IMPLANT ASSORTED SIZES BY END USER REQUEST | EAR, NOSE & THROAT SUPPLIES (ENT)
10432 | 4221171601100 | SAFETY CORD WITH CLIP FOR HEARING AID / COCHLEAR IMPLANT PROCESSOR RETENTION OR EQUIVALENT | EAR, NOSE & THROAT SUPPLIES (ENT)
10433 | 4221171601000 | HUGGIE AID ADJUSTABLE TO RETAIN BEHIND THE EAR HEARING AIDS | EAR, NOSE & THROAT SUPPLIES (ENT)
10434 | 4221171600900 | ADHESIVE, ADAPTORS RELATED TO BONE ANCHORED HEARING KIT | EAR, NOSE & THROAT SUPPLIES (ENT)
10435 | 4221171600800 | PROTECTIVE SLEEVE, COMPATIBLE WITH RECEIVER IN THE CANAL HEARING AID, BEHIND THE EAR HEARING AID, COCHLEAR IMPLANT BEHIND THE EAR SOUND PROCESSOR, COCHLEAR IMPLANT SINGLE UNIT SOUND PROCESSOR, BONE ANCHORED HEARING AID SIZE AND SHAPE UPON REQUEST | EAR, NOSE & THROAT SUPPLIES (ENT)
10436 | 4221171105700 | SPEAKING VALVE ONE-WAY BALL VALVE LOW AIRFLOW RESISTANCE CAN ATTACH TO HME ASSORTED COLORS | EAR, NOSE & THROAT SUPPLIES (ENT)
10437 | 4221171105600 | SPEAKING VALVE ONE-WAY WITHOUT OXYGEN PORT FOR VENTILATOR DEPENDENT PATIENTS | EAR, NOSE & THROAT SUPPLIES (ENT)
10438 | 4221171105500 | WATER WEAR, USED WITH 12 CHANNEL ELECTRODE COCHLEAR IMPLANT OFF EAR PROCESSOR, DISPOSABLE | EAR, NOSE & THROAT SUPPLIES (ENT)
10439 | 4221171105400 | WATER WEAR, DISPOSABLE USED WITH 22 CHANNEL ELECTRODE COCHLEAR IMPLANT ON EAR SPEECH PROCESSOR | EAR, NOSE & THROAT SUPPLIES (ENT)
10440 | 4221171105300 | KIT, WATER WEAR FITTING ALL EXTERNAL PROCESSORS RELATED TO 16 ELECTRODE COCHLEAR IMPLANT | EAR, NOSE & THROAT SUPPLIES (ENT)
10441 | 4221171105100 | SPEAKING VALVE ONE-WAY WITHOUT OXYGEN PORT CLEAR OR WHITE COLOR | EAR, NOSE & THROAT SUPPLIES (ENT)
10442 | 4221171105000 | SPEAKING VALVE ONE-WAY WITH OXYGEN PORT CLEAR OR WHITE COLOR | EAR, NOSE & THROAT SUPPLIES (ENT)
10443 | 4227190404900 | TRACHEOSTOMY TUBE ADULT CUFFED UNFENESTRATED ID-IC 7.5MM OD ( 12.2 - 12.6 MM ) TOTAL LENGTH ( 78 - 79 MM ) WITH DISPOSABLE INNER CANNULA STERILE | EAR, NOSE & THROAT SUPPLIES (ENT)
10444 | 4227190405700 | TRACHEOSTOMY TUBE ADULT CUFFLESS FENESTRATED ID-IC 8MM WITH 2 REUSABLE INNER CANNULA EXTENDED LENGTH (1 PLAIN AND 1 FENESTRATED) STERILE | EAR, NOSE & THROAT SUPPLIES (ENT)
10445 | 4225150200400 | CONNECTING TUBE FOR ORAL PERFORMANCE INSTRUMENT TO MEASURE TONGUE AND LIP STRENGTH AND ENDURANCE HANDHELD | EAR, NOSE & THROAT SUPPLIES (ENT)
10446 | 4227190406900 | TRACHEOSTOMY TUBE ADULT CUFFED FENESTRATED ID-IC 9.0 MM (+/-0.2) OD ( 10.5 - 13.8 MM ) TOTAL LENGTH ( 78 - 82 MM ) WITH 2 REUSABLE INNER CANNULA (1 PLAIN AND 1 FENESTRATED) STERILE | EAR, NOSE & THROAT SUPPLIES (ENT)
10447 | 4227190409800 | TRACHEOSTOMY TUBE ADULT CUFFLESS FENESTRATED ID-IC 7.5MM (+/-02) OD ( 12.2 - 12.6 MM ) TOTAL LENGTH ( 78 - 79 MM ) WITH 2 REUSABLE INNER CANNULA (1 PLAIN AND 1 FENESTRATED) STERILE | EAR, NOSE & THROAT SUPPLIES (ENT)
10448 | 4227190410400 | TRACHEOSTOMY TUBE ADULT CUFFED FENESTRATED ID-IC 4.0MM OD 7.2 MM TOTAL LENGTH 56 MM WITH 2 REUSABLE INNER CANNULA (1 PLAIN AND 1 FENESTRATED) STERILE | EAR, NOSE & THROAT SUPPLIES (ENT)
10449 | 4227190406000 | TRACHEOSTOMY TUBE NEONATE UNCUFFED STERILE ID 4.5 MM OD ( 6.6 - 6.8 MM ) TOTAL LENGTH ( 35 - 37 MM ) STERILE | EAR, NOSE & THROAT SUPPLIES (ENT)
10450 | 4227190409200 | TRACHEOSTOMY TUBE ADULT CUFFLESS UNFENESTRATED ID-IC 8.0MM OD ( 9.5 - 13.3 MM ) TOTLA LENGTH ( 76 - 81 MM ) WITH REUSABLE INNER CANNULA STERILE | EAR, NOSE & THROAT SUPPLIES (ENT)
10451 | 4227190409100 | TRACHEOSTOMY TUBE ADULT CUFFLESS UNFENESTRATED ID-IC 7.5 MM OD ( 12.2 - 12.6 MM ) TOTAL LENGTH ( 78 - 79 MM ) WITH REUSABLE INNER CANNULA STERILE | EAR, NOSE & THROAT SUPPLIES (ENT)
10452 | 4227190409000 | TRACHEOSTOMY TUBE ADULT CUFFLESS UNFENESTRATED ID-IC 7.0 MM OD ( 8.5 - 11.9 MM ) TOTAL LENGTH ( 72 - 77 MM ) WITH REUSABLE INNER CANNULA STERILE | EAR, NOSE & THROAT SUPPLIES (ENT)
10453 | 4227190408900 | TRACHEOSTOMY TUBE ADULT CUFFLESS UNFENESTRATED ID-IC 6.5 MM OD ( 10.8 - 11.3 MM ) TOTAL LENGTH ( 73 - 74 MM ) WITH REUSABLE INNER CANNULA STERILE | EAR, NOSE & THROAT SUPPLIES (ENT)
10454 | 4227190410700 | TRACHEOSTOMY TUBE ADULT CUFFED FENESTRATED ID-IC 5.0 MM OD ( 6.5 - 9.4 MM ) TOTAL LENGTH ( 62 - 66 MM ) WITH 2 REUSABLE INNER CANNULA (1 PLAIN AND 1 FENESTRATED) STERILE | EAR, NOSE & THROAT SUPPLIES (ENT)
10455 | 4227190408300 | TRACHEOSTOMY TUBE ADULT CUFFED UNFENESTRATED ID-IC 7.5MM OD ( 12.2 - 12.6 MM ) TOTAL LENGTH ( 78 - 79 MM ) WITH REUSABLE INNER CANNULA STERILE | EAR, NOSE & THROAT SUPPLIES (ENT)
10456 | 4227190410800 | TRACHEOSTOMY TUBE ADULT CUFFED FENESTRATED ID-IC 5.0 MM OD ( 6.5 - 9.4 MM ) TOTAL LENGTH ( 62 - 66 MM ) WITH 2 DISPOSABLE INNER CANNULA (1 PLAIN AND 1 FENESTRATED) STERILE | EAR, NOSE & THROAT SUPPLIES (ENT)
10457 | 4227190408000 | TRACHEOSTOMY TUBE NEONATE CUFFED STERILE ID 4.5 MM OD ( 6.6 - 6.8 MM ) TOTAL LENGTH ( 35 - 37 MM ) STERILE | EAR, NOSE & THROAT SUPPLIES (ENT)
10458 | 4227190407900 | TRACHEOSTOMY TUBE CUFFED PEDIATRIC STERILE ID 3.5MM OD ( 5 - 5.4 MM ) TOTAL LENGTH ( 40 - 42 MM ) STERILE | EAR, NOSE & THROAT SUPPLIES (ENT)
10459 | 4227190410200 | MONTGOMERY SAFE-T-TUBES, STANDARD ASSORTED SIZES | EAR, NOSE & THROAT SUPPLIES (ENT)
10460 | 4227190410900 | TRACHEOSTOMY TUBE ADULT CUFFED FENESTRATED ID-IC 6.5MM (+/-0.2) OD ( 10.8 - 11.3 MM ) TOTAL LENGTH ( 73 - 74 MM ) WITH 2 REUSABLE INNER CANNULA (1 PLAIN AND 1 FENESTRATED) STERILE | EAR, NOSE & THROAT SUPPLIES (ENT)
10461 | 4227190411000 | TRACHEOSTOMY TUBE ADULT CUFFED FENESTRATED ID-IC 6.0 MM OD ( 7.5 - 10.5 MM ) TOTAL LENGTH ( 70 - 72 MM ) WITH 2 REUSABLE INNER CANNULA (1 PLAIN AND 1 FENESTRATED) STERILE | EAR, NOSE & THROAT SUPPLIES (ENT)
10462 | 4227190407800 | TRACHEOSTOMY TUBE CUFFED PEDIATRIC STERILE ID 3.0MM OD ( 4.3 - 4.8 MM ) TOTAL LENGTH ( 36 - 39 MM ) STERILE | EAR, NOSE & THROAT SUPPLIES (ENT)
10463 | 4227190410100 | MONTGOMERY SAFE-T-TUBES, PEDIATRIC ASSORTED SIZES | EAR, NOSE & THROAT SUPPLIES (ENT)
10464 | 4227190405800 | TRACHEOSTOMY TUBE ADULT CUFFLESS UNFENESTRATED WITH DISPOSABLE INNER CANNULA ID-IC 8MM EXTENDED LENGTH STERILE | EAR, NOSE & THROAT SUPPLIES (ENT)
10465 | 4227190411300 | TRACHEOSTOMY TUBE ADULT CUFFED FENESTRATED ID-IC 8.0 MM OD ( 9.5 - 13.3 MM ) TOTAL LENGTH ( 76 - 81 MM ) WITH 2 REUSABLE INNER CANNULA (1 PLAIN AND 1 FENESTRATED) STERILE | EAR, NOSE & THROAT SUPPLIES (ENT)
10466 | 4227190411100 | TRACHEOSTOMY TUBE ADULT CUFFED FENESTRATED ID-IC 7.5MM (+/-0.2) OD ( 12.2 - 12.6 MM ) TOTAL LENGTH ( 78 - 79 MM ) WITH 2 REUSABLE INNER CANNULA (1 PLAIN AND 1 FENESTRATED) STERILE | EAR, NOSE & THROAT SUPPLIES (ENT)
10467 | 4227190411200 | TRACHEOSTOMY TUBE ADULT CUFFED FENESTRATED ID-IC 7.0MM OD ( 8.5 - 11.9 MM ) TOTAL LENGTH ( 72 - 75.5 MM ) WITH 2 REUSABLE INNER CANNULA (1 PLAIN AND 1 FENESTRATED) STERILE | EAR, NOSE & THROAT SUPPLIES (ENT)
10468 | 4220341207500 | BILIARY PRELOADED PLASTIC STENT WITH ASSORTED TYPES (FLAP NUMBER AND SHAPE), SET (WITH DELIVERY SYSTEM AND PUSHER), LONG WIRE SYSTEM, ASSORTED SIZES | ENDOSCOPY CONSUMABLES SUPPLIES
10469 | 4220341207600 | BILIARY UNCOVERED METALLIC STENT, SHORT WIRE SYSTEM, ASSORTED LENGTH, ASSORTED DIAMETER | ENDOSCOPY CONSUMABLES SUPPLIES
10470 | 4214270403500 | POLYP/FOREIGN BODY RETRIEVER NET, ASSORTED SIZES AND SHAPES OF THE NET ,ASSORTED SIZES OF WORKING CHANNEL AND WORKING LENGTH | ENDOSCOPY CONSUMABLES SUPPLIES
10471 | 4214271202000 | BILIARY EXTRACTION BASKET, ROTATABLE, ASSORTED NUMBER OF WIRES, AND ASSORTED OPENING DIAMETER , LONG WIRE SYSTEM | ENDOSCOPY CONSUMABLES SUPPLIES
10472 | 4214271202100 | BILIARY EXTRACTION BASKET, ROTATABLE, ASSORTED NUMBER OF WIRES, AND ASSORTED OPENING DIAMETER, SHORT WIRE SYSTEM (RAPID EXCHANGE) | ENDOSCOPY CONSUMABLES SUPPLIES
10473 | 4229631500100 | AIR/WATER VALVE FOR DOUBLE BALLOON ENTEROSCOPE, REUSABLE | ENDOSCOPY CONSUMABLES SUPPLIES
10474 | 4229490830500 | RAT TOOTH GRASPING FORCEPS, ASSORTED SIZES OF WORKING CHANNEL AND WORKING LENGTH, REUSABLE | ENDOSCOPY CONSUMABLES SUPPLIES
10475 | 4214271500900 | REUSABLE HIGH RESOLUTION ESOPHAGEAL MANOMETRY WITH IMPEDANCE CATHETER , ASSORTED SIZES FOR ADULT AND PEDIATRIC | ENDOSCOPY CONSUMABLES SUPPLIES
10476 | 4229631500400 | WATER TANK WITH CONNECTION TO CO2 INSUFFLATOR FOR DOUBLE BALLOON ENTEROSCOPE COMPATIBLE WITH HOSPITAL MACHINE | ENDOSCOPY CONSUMABLES SUPPLIES
10477 | 4229631500700 | OUTER BALLOON FOR DOUBLE BALLOON ENTEROSCOPE, ASSORTED SIZES | ENDOSCOPY CONSUMABLES SUPPLIES
10478 | 4229631500900 | ARGON PLASMA COAGULATION (APC) PROBE (STRAIGHT FIRE) WITH INTEGRATED / FILTER FOR ENTEROSCOPY ASSORTED SIZES OF DIAMETER AND WORKING LENGTH ( / GREATER THAN 300 CM WORKING LENGTH) | ENDOSCOPY CONSUMABLES SUPPLIES
10479 | 4229631501100 | ADAPTOR (PLUG) AIR/WATER /SUCTION FOR MANUAL CLEANING FOR DOUBLE BALLOON ENTEROSCOPE COMPATIBLE WITH EACH HOSPITAL SCOPE REUSABLE | ENDOSCOPY CONSUMABLES SUPPLIES
10480 | 4710161301200 | PH BUFFER PH4, FOR CALIBRATION OF PH CATHETER AND CALIBRATION OF WIRELESS CAPSULE PH MONITORING | ENDOSCOPY CONSUMABLES SUPPLIES
10481 | 4229631500300 | CONNECTION TUBE KIT FOR DOUBLE BALLOON ENTEROSCOPE | ENDOSCOPY CONSUMABLES SUPPLIES
10482 | 4214271501000 | ESOPHAGEAL POTENTIAL HYDROGEN (PH) MONITORING WITH IMPEDANCE CATHETER, SINGLE CHANNEL PH SENSOR ASSORTED SIZES FOR ADULT, PEDIATRIC AND INFANTS, SINGLE USE | ENDOSCOPY CONSUMABLES SUPPLIES
10483 | 4229490008000 | BIOPSY FORCEPS WITHOUT SPIKE, ASSORTED SIZES OF WORKING CHANNEL AND WORKING LENGTH | ENDOSCOPY CONSUMABLES SUPPLIES
10484 | 4229631501700 | RUBBER AND ATTACHMENT TOOL FOR DOUBLE BALLOON ENTEROSCOPE | ENDOSCOPY CONSUMABLES SUPPLIES
10485 | 4229631701600 | RETRIEVAL BASKET FOR DIRECT VISUALIZATION SYSTEM OF CHOLANGIOSCOPE WORKING CHANNEL 1.2MM 286 CM LENGTH | ENDOSCOPY CONSUMABLES SUPPLIES
10486 | 4229491306800 | BILIARY EXTRACTION BALLOON, INJECTION PORT BELOW BALLOON, TRIPLE LUMEN, MULTIPLE BALLOON SIZES, ASSORTED SIZES, SHORT WIRE SYSTEM (RAPID EXCHANGE) | ENDOSCOPY CONSUMABLES SUPPLIES
10487 | 4229491306700 | BILIARY EXTRACTION BALLOON, INJECTION PORT BELOW BALLOON, TRIPLE LUMEN, MULTIPLE BALLOON SIZES, ASSORTED SIZES, LONG WIRE SYSTEM | ENDOSCOPY CONSUMABLES SUPPLIES
10488 | 4229491306600 | BILIARY EXTRACTION BALLOON, INJECTION PORT ABOVE BALLOON, TRIPLE LUMEN, MULTIPLE BALLOON SIZES, ASSORTED SIZES, SHORT WIRE SYSTEM (RAPID EXCHANGE) | ENDOSCOPY CONSUMABLES SUPPLIES
10489 | 4229491306400 | ROTATABLE HEMOSTATIC METALLIC CLIP, OPENING CLIP ≥ 17 MM , ASSORTED SIZES OF WORKING LENGTH | ENDOSCOPY CONSUMABLES SUPPLIES
10490 | 4229631701000 | BIPOLAR ADAPTER CABLE FOR RFA CATHETER OF ERCP AND EUS SCOPES FOR BILIARY AND SOLID MALIGNANCY, (REUSABLE) | ENDOSCOPY CONSUMABLES SUPPLIES
10491 | 4229491306300 | SINGLE USE INTEGRATED INFLATION DEVICE (HANDLE) FOR BALLOON INFLATION | ENDOSCOPY CONSUMABLES SUPPLIES
10492 | 4214260100500 | EUS ASPIRATION NEEDLE, FINE NEEDLE ASPIRATION (FNA) WITH NITINOL CONSTRUCTION TECHNOLOGY , ASSORTED SIZES (INCLUDING 19G, 22 G, 25 G) | ENDOSCOPY CONSUMABLES SUPPLIES
10493 | 4214260100400 | EUS ASPIRATION NEEDLE, FINE NEEDLE ASPIRATION (FNA) WITH COBALT-CHROMIUM CONSTRUCTION TECHNOLOGY , ASSORTED SIZES (INCLUDING 19G, 22 G, 25 G) | ENDOSCOPY CONSUMABLES SUPPLIES
10494 | 4229491306200 | SWALLOWABLE GASTRIC BALLOON CAPSULE, (DEGRADABLE) | ENDOSCOPY CONSUMABLES SUPPLIES
10495 | 4229631700600 | BIOPSY VALVE FOR GASTROSCOPE COLONOSCOPE DUODENOSCOPE AND ENTEROSCOPE SINGLE USE | ENDOSCOPY CONSUMABLES SUPPLIES
10496 | 4229490903400 | WIRE GUIDED ACHALASIA PNEUMATIC BALLOON DILATOR, ASSORTED SIZES AND DIAMETER | ENDOSCOPY CONSUMABLES SUPPLIES
10497 | 4214254300500 | EUS BIOPSY NEEDLE, FINE NEEDLE BIOPSY (FNB) AND ASPIRATION (FNA),WITH NITINOL CONSTRUCTION TECHNOLOGY, ASSORTED SIZES (INCLUDING 19G, 22 G, 25 G) | ENDOSCOPY CONSUMABLES SUPPLIES
10498 | 4229546000600 | WATER RESISTANT (WATER PROOF) CAP TO BE ATTACHED TO THE ELECTRICAL CONNECTOR TO PROTECT ENDOSCOPE FROM WATER COMPATIBLE WITH EACH HOSPITAL SCOPE REUSABLE | ENDOSCOPY CONSUMABLES SUPPLIES
10499 | 4229490903100 | BALLOON FOR LINEAR EUS SCOPE, ASSORTED SIZES | ENDOSCOPY CONSUMABLES SUPPLIES
10500 | 4229490902900 | NON ADJUSTABLE INTRAGASTRIC BALLOON, FLUID FILLED,(≤ 6 MONTHS DURABILITY) | ENDOSCOPY CONSUMABLES SUPPLIES
10501 | 4229631700500 | BIOPSY VALVE FOR GASTROSCOPE AND COLONOSCOPE AND DUODENOSCOPE, DOUBLE BALLOON ENTEROSCOPE, REUSABLE | ENDOSCOPY CONSUMABLES SUPPLIES
10502 | 4229631501800 | ONE-TOUCH CONNECTOR SET (2 TUBES) FOR DOUBLE BALLOON ENTEROSCOPE | ENDOSCOPY CONSUMABLES SUPPLIES
10503 | 4229490902700 | BALLOON FOR ANORECTAL MANOMETRY WITH BANDS, ASSORTED SIZES INCLUDING 150 CC, 400 CC, AND 600 CC, SINGLE USE | ENDOSCOPY CONSUMABLES SUPPLIES
10504 | 4220341206700 | BILIARY PARTIALLY COVERED METALLIC STENT, SHORT WIRE SYSTEM, ASSORTED LENGTH, ASSORTED DIAMETER | ENDOSCOPY CONSUMABLES SUPPLIES
10505 | 4229490902300 | BILIARY EXTRACTION BALLOON, INJECTION PORT ABOVE BALLOON, TRIPLE LUMEN, MULTIPLE BALLOON SIZES, ASSORTED SIZES, LONG WIRE SYSTEM | ENDOSCOPY CONSUMABLES SUPPLIES
10506 | 4229490830400 | NON-HEMOSTATIC THROUGH THE SCOPE TISSUE APPOSITION CLIP WITH SHARP ANCHOR FOR DEFECT CLOSURE | ENDOSCOPY CONSUMABLES SUPPLIES
10507 | 4220341206400 | PANCREATIC PLASTIC STENT STRAIGHT WITHOUT INTERNAL FLAP, (STENT WITHOUT PUSHER), ASSORTED SIZES | ENDOSCOPY CONSUMABLES SUPPLIES
10508 | 4220341204600 | ESOPHAGEAL COVERED METALLIC STENT WITH ANT REFLUX VALVE AND ANTIMIGRATORY DESIGN, ASSORTED SIZES AND DIAMETERS | ENDOSCOPY CONSUMABLES SUPPLIES
10509 | 4229631701700 | RETRIEVAL SNARE FOR DIRECT VISUALIZATION SYSTEM OF CHOLANGIOSCOPE WORKING CHANNEL 1.2MM 286 CM LENGTH | ENDOSCOPY CONSUMABLES SUPPLIES
10510 | 4229490830600 | REUSABLE COMBINED ALLIGATOR AND RAT TOOTH GRASPING DEVICE, ASSORTED SIZES OF WORKING CHANNEL AND WORKING LENGTH | ENDOSCOPY CONSUMABLES SUPPLIES
10511 | 4231154607200 | BRUSH CLEANING CANNULATED DOUBLE ENDED HIGH QUALITY WHITE MEDICAL GRADE SOFT NYLON BRISTLE ATTACHED TO PLASTIC WIRE RUBBER PADDED TIP LATEX-FREE DISPOSABLE NON-STERILE BRUSH DIAMETER: BRISTLE TAPERED 4 - 6 MM BRISTLE LENGTH: 2 - 3 CM OVERALL LENGTH: 230 - 250 CM. | ENDOSCOPY CONSUMABLES SUPPLIES
10512 | 4231154608800 | PULL THRU BRUSH FOR CLEANING WORKING CHANNEL OF ENDOSCOPE ASSORTED SIZE, DISPOSABLE | ENDOSCOPY CONSUMABLES SUPPLIES
10513 | 4229161602700 | POLYPECTOMY STIFF AND ROTATABLE HEXAGONAL SNARE, ASSORTED SNARE SIZES AND ASSORTED WORKING CHANNEL DIAMETER AND WORKING LENGTH | ENDOSCOPY CONSUMABLES SUPPLIES
10514 | 4229161602600 | POLYPECTOMY STIFF AND ROTATABLE ROUND SNARE, ASSORTED SNARE SIZES AND ASSORTED WORKING CHANNEL DIAMETER AND WORKING LENGTH | ENDOSCOPY CONSUMABLES SUPPLIES
10515 | 4229161602500 | POLYPECTOMY SOFT AND ROTATABLE HEXAGONAL SNARE, ASSORTED SNARE SIZES AND ASSORTED WORKING CHANNEL DIAMETER AND WORKING LENGTH | ENDOSCOPY CONSUMABLES SUPPLIES
10516 | 4229161602400 | POLYPECTOMY SOFT AND ROTATABLE ROUND SNARE , ASSORTED SNARE SIZES AND ASSORTED WORKING CHANNEL DIAMETER AND WORKING LENGTH | ENDOSCOPY CONSUMABLES SUPPLIES
10517 | 4229161600400 | POLYPECTOMY SOFT AND ROTATABLE OVAL SNARE , ASSORTED SNARE SIZES AND ASSORTED WORKING CHANNEL DIAMETER AND WORKING LENGTH | ENDOSCOPY CONSUMABLES SUPPLIES
10518 | 4229161600300 | POLYPECTOMY STIFF AND ROTATABLE OVAL SNARE , ASSORTED SNARE SIZES AND ASSORTED WORKING CHANNEL DIAMETER AND WORKING LENGTH | ENDOSCOPY CONSUMABLES SUPPLIES
10519 | 4231160000200 | HEMOSTATIC POWDER SPRAY FOR ENDOSCOPIC TO TREAT GASTRO INTESTINAL BLEEDING DIFFERENT SIZES AND DIFFERENT LENGTHS CATHETER | ENDOSCOPY CONSUMABLES SUPPLIES
10520 | 4231200603100 | OVER THE SCOPE CLIP ANCHOR (OTSC ANCHOR) FOR TISSUE APPROXIMATION, ASSORTED SIZES , ASSORTED WORKING LENGTH | ENDOSCOPY CONSUMABLES SUPPLIES
10521 | 4231200917900 | MULTIBAND MUCOSECTOMY KIT (INCLUDES MULTIBAND LEGATOR CAP AND SNARE), ASSORTED TYPES, SIZES, AND WORKING LENGTH | ENDOSCOPY CONSUMABLES SUPPLIES
10522 | 4231200918000 | OVER THE SCOPE CLIP (OTSC) STENT FIXATION SET, ASSORTED SIZES , ASSORTED WORKING LENGTH | ENDOSCOPY CONSUMABLES SUPPLIES
10523 | 4231200918100 | OVER THE SCOPE CLIP (OTSC), ASSORTED SCOPE DIAMETER, ASSORTED CAP DEPTH, ASSORTED TYPE OF TEETH, ASSORTED WORKING LENGTH | ENDOSCOPY CONSUMABLES SUPPLIES
10524 | 4231201001300 | CLINCH SUTURE, FOR OVERSTITCH SUTURING SYSTEM, 6/BX | ENDOSCOPY CONSUMABLES SUPPLIES
10525 | 4215245316000 | ENDOSCOPIC SUTURING SYSTEM, THROUGH THE SCOPE, DISPOSABLE | ENDOSCOPY CONSUMABLES SUPPLIES
10526 | 4215245316500 | POLYPROPYLENE SUTURE 2-0 FOR OVERSTITCH SYSTEM | ENDOSCOPY CONSUMABLES SUPPLIES
10527 | 4215245316700 | PERCUTANEOUS ENDOSCOPIC GASTROSTOMY (PEG) TUBE INITIAL PLACEMENT KIT ,PULL, ≥ 6 MOTHS DURABILITY, ASSORTED SIZES | ENDOSCOPY CONSUMABLES SUPPLIES
10528 | 4231220041100 | ENDOSCOPIC SUTURING SYSTEM OVER THE SCOPE COMPATIBLE WITH DOUBLE CHANNEL SCOPE DISPOSABLE | ENDOSCOPY CONSUMABLES SUPPLIES
10529 | 4228202100700 | RIBBON, PRINTER, (MUST COMPATIBLE WITH EACH HOSPITAL MACHINE) | ENDOSCOPY CONSUMABLES SUPPLIES
10530 | 4228202100600 | COMPLETE SET OF CLEANING BRUSHES (DOUBLE HEADER BRUSH FOR SUCTION/AIR WATER AND CHANNEL CLEANING BRUSH), SINGLE USE | ENDOSCOPY CONSUMABLES SUPPLIES
10531 | 4228201001200 | MULTI ENZYMATIC DETERGENTS, FOR MANUAL CLEANING, FOR ALL FLEXIBLE ENDOSCOPES, LOW FOAMING, NEUTRAL PH. FREE RINSING, CORROSION INHIBITOR, BIODEGRADABLE, COMPATIBLE WITH EACH HOSPITAL SCOPE, WITH EVERY 5 GALLON ONE MANUAL DOSING PUMP, GALLON. | ENDOSCOPY CONSUMABLES SUPPLIES
10532 | 4228200001200 | HIGH LEVEL DISINFECTANT PERACETIC ACID-BASED FOR AUTOMATED ENDOSCOPE REPROCESSORS FOR ALL FLEXIBLE SCOPES LOW FOAMING ANTI-CORROSION AGENTS EFFECTIVE AGAINST BACTERIA MYCOBACTERIA FUNGI VIRUSES AND SPORES ODORLESS NO TOXIC VAPOR OR RESIDUES BIODEGRADABLE READY FOR USE OR PROVIDED WITH ITS ADDITIVE (ACTIVATOR) PROVIDE NOT LESS THAN 20 SOLUTION EFFICIENCY TEST STRIPS FOR EVERY GALLON (IT SHOULD BE COMPATIBLE WITH HOSPITAL MACHINE) GALLON. | ENDOSCOPY CONSUMABLES SUPPLIES
10533 | 4228190800700 | LINER PACK COLOR CODED GREEN RED AND TRANSPARENT DISPOSABLE FOR REUSABLE ENDOSCOPE TRANSPORT TRAY | ENDOSCOPY CONSUMABLES SUPPLIES
10534 | 4110620200200 | UREA BREATH TEST DOUBLE BREATH BAG , ASSORTED TYPE AND SIZES | ENDOSCOPY CONSUMABLES SUPPLIES
10535 | 4228190300200 | DISTAL CAP WITHOUT ELEVATOR FOR THERAPEUTIC SIDEVIEW DUODENOSCOPE COMPATIBLE WITH EACH HOSPITAL MACHINE SINGLE USE | ENDOSCOPY CONSUMABLES SUPPLIES
10536 | 4113190100000 | BLEEDING DETECTOR CAPSULE | ENDOSCOPY CONSUMABLES SUPPLIES
10537 | 4229180000200 | ESOPHAGEAL MULTIBAND LIGATOR ( NOT LESS THAN 4 SHOTS) | ENDOSCOPY CONSUMABLES SUPPLIES
10538 | 4220341204900 | BILIARY FULLY COVERED METALLIC STENT, SHORT WIRE SYSTEM, ASSORTED LENGTH, ASSORTED DIAMETER | ENDOSCOPY CONSUMABLES SUPPLIES
10539 | 4218150800500 | WIPES, FOR ENDOSCOPY BEDSIDE CLEANING WITH PRE-DILUTED ENZYMATIC DETERGENT, TO REMOVE SOILS FROM ALL TYPES OF ENDOSCOPES, NEUTRAL PH, LINT FREE, DURABLE | ENDOSCOPY CONSUMABLES SUPPLIES
10540 | 4229180253200 | JUMBO CUP BIOPSY FORCEPS WITHOUT NEEDLE ,ASSORTED SIZES OF WORKING CHANNEL AND WORKING LENGTH, SINGLE USE | ENDOSCOPY CONSUMABLES SUPPLIES
10541 | 4220341204100 | BILIARY DOUBLE PIGTAIL PLASTIC STENT WITH POSITION MARKER, (WITHOUT DELIVERY SYSTEM AND PUSHER), ASSORTED SIZES | ENDOSCOPY CONSUMABLES SUPPLIES
10542 | 4220341203800 | PARTIALLY COVERED SELF EXPANDING COLONIC METALLIC STENT, ASSORTED SIZES AND DIAMETERS | ENDOSCOPY CONSUMABLES SUPPLIES
10543 | 4224171200700 | ENDOSCOPE TIP PROTECTOR SINGLE USE. ASSORTED SIZE. | ENDOSCOPY CONSUMABLES SUPPLIES
10544 | 4710161301300 | PH BUFFER PH7, FOR CALIBRATION OF PH CATHETER AND CALIBRATION OF WIRELESS CAPSULE PH MONITORING | ENDOSCOPY CONSUMABLES SUPPLIES
10545 | 4713180001100 | HIGH LEVEL DISINFECTANT, GLUTARALDEHYDE-BASED, FOR AUTOMATED ENDOSCOPE REPROCESSORS, LOW FOAMING, EFFECTIVE AGAINST BACTERIA, MYCOBACTERIA, FUNGI, VIRUSES, AND SPORES, BIODEGRADABLE, ANTI-CORROSION, COLORLESS, ODORLESS AND NONTOXIC DISINFECTANT, READY FOR USE OR PROVIDED WITH ITS ADDITIVE, PROVIDE NOT LESS THAN 20 SOLUTION EFFICIENCY TEST STRIPS FOR EVERY GALLON (IT SHOULD BE COMPATIBLE WITH HOSPITAL MACHINE), GALLON | ENDOSCOPY CONSUMABLES SUPPLIES
10546 | 4229631301300 | CLEANING BRUSH FOR ELEVATOR OF DUODENOSCOPE (ERCP SCOPE), SINGLE USE | ENDOSCOPY CONSUMABLES SUPPLIES
10547 | 4229631301200 | WATER TANK FOR (FOR WATER JET/PUMP) GASTROSCOPE, COLONOSCOPE, AND DUODENOSCOPE | ENDOSCOPY CONSUMABLES SUPPLIES
10548 | 4229631301100 | DISTAL CAP WITH ELEVATOR FOR THERAPEUTIC SIDEVIEW DUODENOSCOPE COMPATIBLE WITH EACH HOSPITAL MACHINE SINGLE USE | ENDOSCOPY CONSUMABLES SUPPLIES
10549 | 4111616431100 | RAPID UREASE TEST FOR HELICOBACTER PYLORI | ENDOSCOPY CONSUMABLES SUPPLIES
10550 | 4215168500900 | HOOKUP AER LEAK TEST CONNECTOR FUJINON OR EQUIVALENT FLEXIBLE ENDOSCOPE VENTING PORT | ENDOSCOPY CONSUMABLES SUPPLIES
10551 | 4111616430900 | HIGH LEVEL DISINFECTANT TEST STRIPS PROVIDES A RAPID AND EASY MEASURE OF HIGH LEVEL DISINFECTANT CONCENTRATION. | ENDOSCOPY CONSUMABLES SUPPLIES
10552 | 4229631300800 | DISTAL CAP FOR THERAPEUTIC SIDEVIEW DUODENOSCOPE ASSORTED SIZES COMPATIBLE WITH EACH HOSPITAL MACHINE REUSABLE | ENDOSCOPY CONSUMABLES SUPPLIES
10553 | 4229631300600 | SUCTION VALVE, AIR WATER VALVE , AND BIOPSY VALVE SET FOR GASTROSCOPE AND COLONOSCOPE AND DUODENOSCOPE, SINGLE USE | ENDOSCOPY CONSUMABLES SUPPLIES
10554 | 4229631300400 | IRRIGATION TUBES TO BE USED WITH THE SINGLE USE FLEXIBLE DUODENOSCOPE | ENDOSCOPY CONSUMABLES SUPPLIES
10555 | 4229631300200 | SINGLE USE FLEXIBLE DUODENOSCOPE (DISPOSABLE ERCP SCOPE) | ENDOSCOPY CONSUMABLES SUPPLIES
10556 | 4215168501000 | HOOKUP AER LEAK TEST CONNECTOR OLYMPUS OR EQUIVALENT FLEXIBLE ENDOSCOPE VENTING PORT | ENDOSCOPY CONSUMABLES SUPPLIES
10557 | 4215168501100 | HOOKUP AER LEAK TEST CONNECTOR PENTAX OR EQUIVALENT FLEXIBLE ENDOSCOPE VENTING PORT | ENDOSCOPY CONSUMABLES SUPPLIES
10558 | 4215168501200 | HOOKUP DSD/SSD OLYMPUS OR EQUIVALENT BRONCHOSCOPE ADAPTER | ENDOSCOPY CONSUMABLES SUPPLIES
10559 | 4215168501300 | HOOKUP DSD/SSD OLYMPUS OR EQUIVALENT CONNECTOR | ENDOSCOPY CONSUMABLES SUPPLIES
10560 | 4215168501500 | HOOKUP OLYMPUS OR EQUIVALENT ULTRASOUND BRONCHOSCOPE | ENDOSCOPY CONSUMABLES SUPPLIES
10561 | 4215168501600 | HOOKUP SET WITH AUXILIARY CHANNEL FOR DIFFERENT ENDOSCOPE CHANNELS COMPATIBLE WITH EACH HOSPITAL MACHINE | ENDOSCOPY CONSUMABLES SUPPLIES
10562 | 4229630801300 | DISTAL ATTACHMENT RING / CUFF TO ENHANCE STABILITY AND VISIBILITY DURING ENDOTHERAPY ASSORTED TYPES ASSORTED SHAPES AND ASSORTED SIZES AND LENGTH | ENDOSCOPY CONSUMABLES SUPPLIES
10563 | 4229630801200 | SUBMUCOSAL LIFTING AGENT FOR GI ENDOSCOPY STERILE | ENDOSCOPY CONSUMABLES SUPPLIES
10564 | 4229180253600 | SHARK TOOTH GRASPING FORCEPS, ASSORTED SIZES OF WORKING CHANNEL AND WORKING LENGTH, SINGLE USE | ENDOSCOPY CONSUMABLES SUPPLIES
10565 | 4229180253500 | RUBBER TIPPED GRASPING FORCEPS, ASSORTED SIZES OF WORKING CHANNEL AND WORKING LENGTH, SINGLE USE | ENDOSCOPY CONSUMABLES SUPPLIES
10566 | 4229180253400 | RAT TOOTH GRASPING FORCEPS, ,ASSORTED SIZES OF WORKING CHANNEL AND WORKING LENGTH, SINGLE USE | ENDOSCOPY CONSUMABLES SUPPLIES
10567 | 4229180253300 | ALLIGATOR GRASPING FORCEPS, ,ASSORTED SIZES OF WORKING CHANNEL AND WORKING LENGTH, SINGLE USE | ENDOSCOPY CONSUMABLES SUPPLIES
10568 | 4229180218100 | ROTATABLE HEMOSTATIC METALLIC CLIP, ASSORTED SIZES OF OPENING CLIP AND ASSORTED SIZES OF WORKING LENGTH | ENDOSCOPY CONSUMABLES SUPPLIES
10569 | 4229631701900 | OVER THE SCOPE CLIP (OTSC) TWIN GRASPER, ASSORTED SIZES AND ASSORTED WORKING LENGTH | ENDOSCOPY CONSUMABLES SUPPLIES
10570 | 4229491306900 | REUSABLE REMOVAL KIT FOR INTRAGASTRIC BALLOON, ASSORTED SIZES | ENDOSCOPY CONSUMABLES SUPPLIES
10571 | 4229490008200 | BIOPSY FORCEPS WITH SPIKE ,ASSORTED SIZES OF WORKING CHANNEL AND WORKING LENGTH | ENDOSCOPY CONSUMABLES SUPPLIES
10572 | 4229633904400 | LUMEN APPOSING METAL STENT WITH ELECTROCAUTERY ENHANCED DELIVERY SYSTEM(HOT) FOR PSEUDOCYST DRAINAGE, ASSORTED SIZES AND DIAMETER | ENDOSCOPY CONSUMABLES SUPPLIES
10573 | 4229633904600 | LUMEN APPOSING METAL STENT WITH ELECTROCAUTERY ENHANCED DELIVERY SYSTEM HOT FOR PSEUDOCYST DRAINAGE SINGLE OPERATOR ASSORTED SIZES | ENDOSCOPY CONSUMABLES SUPPLIES
10574 | 4229493401900 | ENDOSCOPIC SUTURING SYSTEM, OVER THE SCOPE, COMPATIBLE WITH SINGLE CHANNEL SCOPE, DISPOSABLE | ENDOSCOPY CONSUMABLES SUPPLIES
10575 | 4229633904800 | MECHANICAL LITHOTRIPSY SYSTEM, INCLUDES EXTRACTION BASKET WITH ASSORTED NUMBER OF WIRES EXTRACTION BASKET, ASSORTED SIZES, CONNECTED TO LITHOTRIPSY HANDLE, COMPLETE SET, SINGLE USE | ENDOSCOPY CONSUMABLES SUPPLIES
10576 | 4229493900200 | SUCTION VALVE, FOR ENDOBRONCHIAL ULTRASOUND (EBUS) BRONCHOSCOPE, SINGLE USE (IT SHOULD BE COMPATIBLE WITH HOSPITAL STANDARD) | ENDOSCOPY CONSUMABLES SUPPLIES
10577 | 4229633904900 | HANDLE MECHANICAL LITHOTRIPTER FOR CRUSHING STONES INSIDE THE SCOPE REUSABLE | ENDOSCOPY CONSUMABLES SUPPLIES
10578 | 4229633905100 | PEPTIDE-BASED HEMOSTAT GEL SELF ASSEMBLING PREFILLED SYRINGE ASSORTED SIZE | ENDOSCOPY CONSUMABLES SUPPLIES
10579 | 4229633905200 | RADIOFREQUENCY ABLATION (RFA) CATHETER THROUGH EUS SCOPE (THROUGH FNA NEEDLE, 19 G) FOR SOLID MALIGNANCY (PANCREATIC), ASSORTED SIZES OF ACTIVE TIP LENGTH | ENDOSCOPY CONSUMABLES SUPPLIES
10580 | 4229633905300 | RADIOFREQUENCY ABLATION (RFA) CATHETER THROUGH ERCP SCOPE FOR BILIARY STRICTURE, , ASSORTED SIZES OF EXPOSURE LENGTH | ENDOSCOPY CONSUMABLES SUPPLIES
10581 | 4229633905500 | ALLIGATOR GRASPING FORCEPS, ,ASSORTED SIZES OF WORKING CHANNEL AND WORKING LENGTH, REUSABLE | ENDOSCOPY CONSUMABLES SUPPLIES
10582 | 4229633906400 | BILIARY DOUBLE PIGTAIL PLASTIC STENT SET WITH POSITION MARKER, SET (WITH DELIVERY SYSTEM AND PUSHER), LONG WIRE SYSTEM, ASSORTED SIZES | ENDOSCOPY CONSUMABLES SUPPLIES
10583 | 4229633906500 | BILIARY DOUBLE PIGTAIL PLASTIC STENT SET WITH POSITION MARKER, SET (WITH DELIVERY SYSTEM AND PUSHER), SHORT WIRE SYSTEM, ASSORTED SIZES | ENDOSCOPY CONSUMABLES SUPPLIES
10584 | 4229633904200 | SUBMUCOSAL LIFTING AGENT KIT FOR GI ENDOSCOPY STERILE | ENDOSCOPY CONSUMABLES SUPPLIES
10585 | 4229494101600 | SINGLE USE BIPOLAR ELECTRO HEMOSTASIS CATHETER WITHOUT INJECTION NEEDLE FOR ENTEROSCOPY SINGLE PORT ADAPTER PLUG ASSORTED SIZES OF DIAMETER / AND ASSORTED SIZES OF WORKING LENGTH ( GREATER THAN 300-350 CM) | ENDOSCOPY CONSUMABLES SUPPLIES
10586 | 4229633908300 | PANCREATIC STENT PUSHER DISPOSABLE SIZE 3 F | ENDOSCOPY CONSUMABLES SUPPLIES
10587 | 4229494101900 | SINGLE USE ACCESS AND DELIVERY CATHETER DIRECT VISUALIZATION SYSTEM OF CHOLANGIOSCOPE (THE SCOPE) | ENDOSCOPY CONSUMABLES SUPPLIES
10588 | 4214390301300 | REUSABLE HIGH RESOLUTION ANORECTAL MANOMETRY CATHETER ASSORTED SIZES FOR ADULT AND PEDIATRIC | ENDOSCOPY CONSUMABLES SUPPLIES
10589 | 4214390301400 | SHEATH FOR ANORECTAL MANOMETRY CATHETER ASSORTED SIZES SINGLE USE | ENDOSCOPY CONSUMABLES SUPPLIES
10590 | 4229494102800 | SPRAY CATHETER TO ENHANCE POLYP DETECTION, ASSORTED SIZES AND WORKING LENGTH | ENDOSCOPY CONSUMABLES SUPPLIES
10591 | 4229633908500 | GAS TUBE FOR ENDOSCOPY CO2 INSUFFLATOR COMPATIBLE WITH EACH HOSPITAL MACHINE REUSABLE | ENDOSCOPY CONSUMABLES SUPPLIES
10592 | 4229494104400 | BILIARY SINGLE PIGTAIL NASOBILIARY DRAINAGE SET (INCLUDES: NASAL CONVERSION TUBE, CONNECTING TUBE AND INJECTION CONNECTOR), RADIOPAQUE, ACCEPT GUIDE WIRE, ASSORTED SIZES AND ASSORTED WORKING LENGTH | ENDOSCOPY CONSUMABLES SUPPLIES
10593 | 4229494104500 | BILIARY NEEDLE KNIFE SPHINCTEROTOMY, ASSORTED NEEDLE LENGTH, TRIPLE LUMEN, LONG WIRE SYSTEM | ENDOSCOPY CONSUMABLES SUPPLIES
10594 | 4229494104600 | BILIARY EXTRACTION BASKET, WIRE GUIDED , ROTATABLE, ASSORTED NUMBER OF WIRES, AND ASSORTED OPENING DIAMETER , LONG WIRE SYSTEM | ENDOSCOPY CONSUMABLES SUPPLIES
10595 | 4229633908600 | BIOPSY NEEDLE ENDOBRONCHIAL HIGH DEFINITION ULTRASOUND (EBUS) FOR FNB ASSORTED SIZES AND LENGTHS | ENDOSCOPY CONSUMABLES SUPPLIES
10596 | 4229494104700 | BILIARY EXTRACTION BASKET WIRE GUIDED ASSORTED NUMBER OF WIRES AND ASSORTED OPENING DIAMETER SHORT WIRE SYSTEM (RAPID EXCHANGE) | ENDOSCOPY CONSUMABLES SUPPLIES
10597 | 4229494104800 | BILIARY GUIDEWIRE WITH HYDROPHILIC TIP, ASSORTED TYPES OF TIP (STRAIGHT AND ANGULATED) , ASSORTED TYPES OF STIFFNESS (REGULAR/ STIFF) 0.021 INCH , SHORT WIRE (260 CM LENGTH) | ENDOSCOPY CONSUMABLES SUPPLIES
10598 | 4229633907100 | SUCTION VALVE FOR DOUBLE BALLOON ENTEROSCOPE, REUSABLE | ENDOSCOPY CONSUMABLES SUPPLIES
10599 | 4229490010400 | FORCEPS BIOPSY, BRONCHO, ASSORTED SIZES AND TYPE DISPOSABLE | ENDOSCOPY CONSUMABLES SUPPLIES
10600 | 4229451102800 | ELECTROSURGICAL KNIFE WITH INTEGRATED JET FUNCTION FOR ESD/POEM, ASSORTED TIP TYPES (INCLUDING O,T, AND I TYPE TIP) AND WORKING LENGTH | ENDOSCOPY CONSUMABLES SUPPLIES
10601 | 4229490009600 | FORCEPS, BIOPSY, ALLIGATOR CUP, BRONCHO, ASSORTED SIZES, DISPOSABLE | ENDOSCOPY CONSUMABLES SUPPLIES
10602 | 4229490007800 | FORCEP, BIOPSY, FOR FIBERSCOPE, STANDARD TYPE, FENESTRATED, (IT SHOULD BE COMPATIBLE WITH HOSPITAL STANDARD) | ENDOSCOPY CONSUMABLES SUPPLIES
10603 | 4229490007200 | HOT BIOPSY FORCEPS, ASSORTED SIZES OF WORKING CHANNEL AND ASSORTED SIZES OF WORKING LENGTH, SINGLE USE | ENDOSCOPY CONSUMABLES SUPPLIES
10604 | 4229490003400 | TRANSORAL INCISIONLESS FUNDOPLICATION COMPLETE SET, DELIVERY DEVICE WITH FASTENER AND ACCESSORIES | ENDOSCOPY CONSUMABLES SUPPLIES
10605 | 4229490000700 | BIODEGRADABLE SELF EXPANDING ESOPHAGEAL STENT, ASSORTED SIZES AND DIAMETERS | ENDOSCOPY CONSUMABLES SUPPLIES
10606 | 4229490000400 | SINGLE USE SYRINGE /GAUGE ASSEMBLY FOR INTEGRATED INFLATION DEVICE (HANDLE) | ENDOSCOPY CONSUMABLES SUPPLIES
10607 | 4229490000100 | REUSABLE INTEGRATED INFLATION DEVICE (HANDLE) FOR BALLOON INFLATION | ENDOSCOPY CONSUMABLES SUPPLIES
10608 | 4229492600400 | OVERTUBE (SILICONE) FOR DOUBLE BALLOON ENTEROSCOPE, ASSORTED SIZES | ENDOSCOPY CONSUMABLES SUPPLIES
10609 | 4229492600900 | EXTRACTION BASKET (FOREIGN BODY RETRIEVAL) ,ASSORTED NUMBER OF WIRES ,ASSORTED SIZES OF WORKING CHANNEL AND WORKING LENGTH | ENDOSCOPY CONSUMABLES SUPPLIES
10610 | 4229633900800 | BIOPSY NEEDLE ENDOBRONCHIAL HIGH DEFINITION ULTRASOUND (EBUS) FOR FNA ASSORTED SIZES AND LENGTHS | ENDOSCOPY CONSUMABLES SUPPLIES
10611 | 4229633900900 | BALLOON FOR ENDOBRONCHIAL US (EBUS) SCOPE, ASSORTED SIZES | ENDOSCOPY CONSUMABLES SUPPLIES
10612 | 4229633901000 | BALLOON FOR RADIAL EUS SCOPE ASSORTED SIZES | ENDOSCOPY CONSUMABLES SUPPLIES
10613 | 4229490008400 | SINGLE USE MULTIBITE BIOPSY FORCEPS, ASSORTED SIZES OF WORKING CHANNEL AND WORKING LENGTH | ENDOSCOPY CONSUMABLES SUPPLIES
10614 | 4229490008600 | SINGLE USE JUMBO CUP BIOPSY FORCEPS WITH NEEDLE, ASSORTED SIZES OF WORKING CHANNEL AND WORKING LENGTH | ENDOSCOPY CONSUMABLES SUPPLIES
10615 | 4229633901900 | BIOPSY VALVE FOR ENDOSCOPIC ULTRASOUND SCOPE (EUS), LINEAR AND RADIAL SCOPE, REUSABLE | ENDOSCOPY CONSUMABLES SUPPLIES
10616 | 4229633902000 | BIOPSY VALVE FOR ENDOSCOPIC ULTRASOUND SCOPE (EUS), LINEAR AND RADIAL SCOPE, SINGLE USE | ENDOSCOPY CONSUMABLES SUPPLIES
10617 | 4229490008900 | REUSABLE SHARK TOOTH GRASPING FORCEPS, ASSORTED SIZES OF WORKING CHANNEL AND WORKING LENGTH | ENDOSCOPY CONSUMABLES SUPPLIES
10618 | 4229490009100 | SINGLE USE TRIPOD GRASPING FORCEPS, ASSORTED SIZES OF WORKING CHANNEL AND WORKING LENGTH | ENDOSCOPY CONSUMABLES SUPPLIES
10619 | 4229633902500 | CATHETER BALLOON DILATATION FOR TRACHEOBRONCHIAL ASSORTED SIZE AND LENGTH | ENDOSCOPY CONSUMABLES SUPPLIES
10620 | 4229492601000 | ZENKER’S DIVERTICULUM OVERTUBE (DUCKBILL SHAPED TIP) , ASSORTED SIZES, SINGLE USE | ENDOSCOPY CONSUMABLES SUPPLIES
10621 | 4229633903100 | SINGLE USE COAGULATION GRASPER FOR ESD/POEM, ASSORTED SIZES OF WORKING CHANNEL AND ASSORTED WORKING LENGTH | ENDOSCOPY CONSUMABLES SUPPLIES
10622 | 4229633903400 | ENDOSCOPIC MUCOSAL RESECTION (EMR) KIT (INCLUDES INJECTION NEEDLE, SNARE, SPRAY CATHETER , AND DISTAL CAP), ASSORTED TYPES, SIZES AND WORKING LENGTH | ENDOSCOPY CONSUMABLES SUPPLIES
10623 | 4229633903500 | ESOPHAGEAL POTENTIAL HYDROGEN (PH) MONITORING WITHOUT IMPEDANCE CATHETER SINGLE CHANNEL PH SENSOR ASSORTED SIZES FOR ADULT AND PED = IATRIC SINGLE USE | ENDOSCOPY CONSUMABLES SUPPLIES
10624 | 4229633903700 | REUSABLE HIGH RESOLUTION ESOPHAGEAL MANOMETRY WITHOUT IMPEDANCE CATHETER, ASSORTED SIZES FOR ADULT AND PEDIATRIC | ENDOSCOPY CONSUMABLES SUPPLIES
10625 | 4229492800600 | ESOPHAGEAL POTENTIAL HYDROGEN (PH) MONITORING WITHOUT IMPEDANCE CATHETER DUAL CHANNEL PH SENSORS FOR ADULT AND PEDIATRIC ASSORTED SIZES SINGLE USE | ENDOSCOPY CONSUMABLES SUPPLIES
10626 | 4229633903900 | REMOVABLE AND SELF EXPANDABLE ESOPHAGEAL VARICEAL BLEEDING STENT, ASSORTED SIZES AND DIAMETERS | ENDOSCOPY CONSUMABLES SUPPLIES
10627 | 4229633904100 | IRRIGATION TUBE SET FOR DIRECT VISUALIZATION SYSTEM OF CHOLANGIOSCOPE | ENDOSCOPY CONSUMABLES SUPPLIES
10628 | 4229451103300 | ELECTROSURGICAL KNIFE WITHOUT INTEGRATED JET FUNCTION FOR ESD/POEM, ASSORTED TIP TYPES AND WORKING LENGTH | ENDOSCOPY CONSUMABLES SUPPLIES
10629 | 4229494104900 | BILIARY GUIDEWIRE WITH HYDROPHILIC TIP ASSORTED TYPES OF TIP (STRAIGHT AND ANGULATED) ASSORTED TYPES OF STIFFNESS (REGULAR/ STIFF) 0.018 / INCH LONG WIRE (GREATER THAN 400 CM LENGTH) | ENDOSCOPY CONSUMABLES SUPPLIES
10630 | 4229631702100 | WIRE GUIDED REUSABLE GRADUATED ESOPHAGEAL MECHANICAL DILATORS SET ASSORTED SIZES FROM 5MM TO 20MM ONE (1) EACH = ONE (1) SET | ENDOSCOPY CONSUMABLES SUPPLIES
10631 | 4229494105100 | BILIARY GUIDEWIRE WITH HYDROPHILIC TIP , ASSORTED TYPES OF TIP (STRAIGHT AND ANGULATED), ASSORTED TYPES OF STIFFNESS (REGULAR/ STIFF), ASSORTED SIZES (0.035 INCH AND 0.025 INCH) , SHORT WIRE (260 CM LENGTH) | ENDOSCOPY CONSUMABLES SUPPLIES
10632 | 4229494105300 | BILIARY GUIDEWIRE WITH HYDROPHILIC AND RADIOPAQUE TIP WITH SPRING COIL DESIGN TIP , ASSORTED TYPES OF TIP (STRAIGHT AND ANGULATED), ASSORTED TYPES OF STIFFNESS(REGULAR/ STIFF), ASSORTED SIZES (0.035 INCH , 0.025 INCH) SHORT WIRE (260 CM LENGTH) | ENDOSCOPY CONSUMABLES SUPPLIES
10633 | 4229490011100 | SINGLE USE COMBINED ALLIGATOR AND RAT TOOTH GRASPING DEVICE , ASSORTED SIZES OF WORKING CHANNEL AND WORKING LENGTH | ENDOSCOPY CONSUMABLES SUPPLIES
10634 | 4229501701500 | DISTAL ATTACHMENT CAP (TRANSPARENT) TO FACILITATE ENDOSCOPIC VIEW DURING POEM, ASSORTED TYPES, ASSORTED SHAPES, AND ASSORTED SIZES AND LENGTH | ENDOSCOPY CONSUMABLES SUPPLIES
10635 | 4229501701800 | ADAPTOR (PLUG) AIR/WATER /SUCTION FOR MANUAL CLEANING FOR ENDOSCOPIC ULTRASOUND SCOPE (EUS) COMPATIBLE WITH EACH HOSPITAL SCOPE REUSABLE | ENDOSCOPY CONSUMABLES SUPPLIES
10636 | 4229501702100 | ACTIVATOR FOR HIGH LEVEL DISINFECTANT SOLUTION FOR AUTOMATED ENDOSCOPIC REPROCESSING (AER) COMPATIBLE WITH EACH HOSPITAL MACHINE | ENDOSCOPY CONSUMABLES SUPPLIES
10637 | 4229501800000 | PLASMA BAG FOR STORAGE OF FLEXIBLE SCOPES, SIZE 60CM X 50 CM, SINGLE USE, COMPATIBLE WITH PLASMA TYPHOON MACHINE. | ENDOSCOPY CONSUMABLES SUPPLIES
10638 | 4229490011600 | EUS BIOPSY NEEDLE, FINE NEEDLE BIOPSY (FNB), STAINLESS STEEL , ASSORTED SIZES (INCLUDING 19G, 22 G, 25 G) | ENDOSCOPY CONSUMABLES SUPPLIES
10639 | 4229490011800 | EUS ASPIRATION NEEDLE, FINE NEEDLE ASPIRATION (FNA), STAINLESS STEEL , ASSORTED SIZES (INCLUDING 19G, 22 G, 25 G) | ENDOSCOPY CONSUMABLES SUPPLIES
10640 | 4229510402200 | SINGLE USE ELECTROSURGICAL CYSTOTOME (CYSTOENTEROSTOMY) WITH NEEDLE ASSORTED SIZES AND DIAMETER | ENDOSCOPY CONSUMABLES SUPPLIES
10641 | 4229490012500 | INJECTION NEEDLE WITH STAINLESS STEEL METALLIC SHEATH FOR ENDOSCOPY ASSORTED SIZES OF DIAMETER AND ASSORTED SIZES OF WORKING LENGTH | ENDOSCOPY CONSUMABLES SUPPLIES
10642 | 4229490012900 | BILIARY NEEDLE KNIFE SPHINCTEROTOMY, ASSORTED NEEDLE LENGTH, TRIPLE LUMEN, SHORT WIRE SYSTEM (RAPID EXCHANGE) | ENDOSCOPY CONSUMABLES SUPPLIES
10643 | 4229510402300 | SINGLE USE ELECTROSURGICAL CYSTOTOME (CYTOENTEROSTOMY) WITHOUT NEEDLE, ASSORTED SIZES AND DIAMETER | ENDOSCOPY CONSUMABLES SUPPLIES
10644 | 4111600716700 | POWDER / TABLET FOR UREA BREATH TEST ANALYZER (13C NON-RADIOACTIVE ISOTOPE) | ENDOSCOPY CONSUMABLES SUPPLIES
10645 | 4229490010800 | SINGLE USE BIPOLAR ELECTRO HEMOSTASIS CATHETER WITH INJECTION CATHETER AND NEEDLE , SINGLE PORT ADAPTER PLUG, ASSORTED SIZES OF DIAMETER AND ASSORTED SIZES OF WORKING LENGTH | ENDOSCOPY CONSUMABLES SUPPLIES
10646 | 4229633908700 | GUIDE WIRE DISPOSABLE FOR GRADUATED ESOPHAGEAL MECHANICAL DILATORS | ENDOSCOPY CONSUMABLES SUPPLIES
10647 | 4229490700500 | DOUBLE HEADER CLEANING BRUSH FOR THE SCOPE CHANNEL (TWO DIFFERENT SIZES BRUSHES AT EACH END), ASSORTED SIZES , REUSABLE | ENDOSCOPY CONSUMABLES SUPPLIES
10648 | 4229490700600 | DOUBLE HEADER CLEANING BRUSH FOR THE SCOPE CHANNEL (TWO DIFFERENT SIZES BRUSHES AT EACH END), ASSORTED SIZES , SINGLE USE | ENDOSCOPY CONSUMABLES SUPPLIES
10649 | 4229530213000 | ADAPTOR (PLUG) AIR/WATER /SUCTION FOR MANUAL CLEANING FOR GASTROSCOPE AND COLONOSCOPE AND DUODENOSCOPE COMPATIBLE WITH EACH HOSPITAL SCOPE REUSABLE | ENDOSCOPY CONSUMABLES SUPPLIES
10650 | 4229633908800 | WIRE GUIDED REUSABLE GRADUATED ESOPHAGEAL MECHANICAL DILATORS SET (ASSORTED SIZES FROM 5 MM TO 15 MM) ONE (1) EACH = ONE (1) SET | ENDOSCOPY CONSUMABLES SUPPLIES
10651 | 4229420011600 | SINGLE USE REMOVAL KIT FOR INTRAGASTRIC BALLOON, ASSORTED SIZES | ENDOSCOPY CONSUMABLES SUPPLIES
10652 | 4229492100400 | BILIARY AND PANCREATIC PLASTIC STENT PUSHER, ASSORTED SIZES | ENDOSCOPY CONSUMABLES SUPPLIES
10653 | 4229640600400 | GAS TUBE FOR ENDOSCOPY CO2 INSUFFLATOR, COMPATIBLE WITH EACH HOSPITAL MACHINE, DISPOSABLE | ENDOSCOPY CONSUMABLES SUPPLIES
10654 | 4229492100300 | OVER TUBE ENDOSCOPIC ACCESS SYSTEM FOR OVERSTITCH SYSTEM | ENDOSCOPY CONSUMABLES SUPPLIES
10655 | 4229491307200 | MINI CLEANING BRUSH FOR TINY CHANNEL OF BRONCHOSCOPE, BALLOON CHANNEL OF EUS SCOPE, AND DILATORS (SAVARY), CHANNEL DIAMETER 1 - 1.5 MM, SINGLE USE | ENDOSCOPY CONSUMABLES SUPPLIES
10656 | 4229640600500 | TUBE, HYBRID, COMBINED IRRIGATION AND CO2 INSUFFLATION TUBE, TO BE CONNECTED TO IRRIGATION PUMP (WATER JET) AND CO2 INSUFFLATOR, SINGLE DAY USE | ENDOSCOPY CONSUMABLES SUPPLIES
10657 | 4229540201300 | ENDOSCOPIC MARKER FOR ENDOSCOPIC GI TRACT TATTOOING PERMANENT STERILE | ENDOSCOPY CONSUMABLES SUPPLIES
10658 | 4229491307000 | ANORECTAL BALLOON AND CATHETER, FOR BALLOON EXPULSION TEST AND BIOFEEDBACK, SINGLE USE, (ASSORTED SIZES) | ENDOSCOPY CONSUMABLES SUPPLIES
10659 | 4229490013100 | NEEDLE FOR TRANSBRONCHIAL HISTOLOGY ASSORTED | ENDOSCOPY CONSUMABLES SUPPLIES
10660 | 4229501701400 | ELECTRODE PADS WITH CONNECTING CABLE FOR ENDOSCOPIC ELECTROSURGICAL UNIT FOR PEDIATRIC | ENDOSCOPY CONSUMABLES SUPPLIES
10661 | 4229490010600 | BIOPSY FORCEPS FOR DIRECT VISUALIZATION SYSTEM OF CHOLANGIOSCOPE COMPATIBLE WITH EACH HOSPITAL CHOLANGIOSCOPE | ENDOSCOPY CONSUMABLES SUPPLIES
10662 | 4229501701300 | ELECTRODE PADS WITH CONNECTING CABLE FOR ENDOSCOPIC ELECTROSURGICAL UNIT FOR ADULT | ENDOSCOPY CONSUMABLES SUPPLIES
10663 | 4229494300800 | BIOPSY VALVE, FOR EBUS BRONCHOSCOPE, SINGLE USE (IT SHOULD BE COMPATIBLE WITH HOSPITAL STANDARD) | ENDOSCOPY CONSUMABLES SUPPLIES
10664 | 4229494403200 | BELT, SENSOR FOR ENDOSCOPY CAPSULE SYSTEM, REUSABLE | ENDOSCOPY CONSUMABLES SUPPLIES
10665 | 4115000037200 | SINGLE USE INTEGRATED INFLATION DEVICE(HANDLE) FOR ACHALASIA (PNEUMATIC) BALLOON INFLATION | ENDOSCOPY CONSUMABLES SUPPLIES
10666 | 4229495900200 | BILIARY SPHINCTEROTOME, STANDARD TAPERED TIP, TRIPLE LUMEN, ASSORTED SIZES OF DISTAL TIP LENGTH AND CUTTING WIRE LENGTH, SHORT WIRE SYSTEM (RAPID EXCHANGE) | ENDOSCOPY CONSUMABLES SUPPLIES
10667 | 4229495900300 | BILIARY SPHINCTEROTOME, LONG TAPERED TIP, TRIPLE LUMEN, ASSORTED SIZES OF DISTAL TIP LENGTH AND CUTTING WIRE LENGTH, LONG WIRE SYSTEM | ENDOSCOPY CONSUMABLES SUPPLIES
10668 | 4229495900400 | BILIARY SPHINCTEROTOME, LONG TAPERED TIP, TRIPLE LUMEN, ASSORTED SIZES OF DISTAL TIP LENGTH AND CUTTING WIRE LENGTH, SHORT WIRE SYSTEM (RAPID EXCHANGE) | ENDOSCOPY CONSUMABLES SUPPLIES
10669 | 4229495900500 | BILIARY PRELOADED SPHINCTEROTOME (WITH ASSORTED GUIDEWIRE SIZES, 0.035 INCH AND 0.025 INCH), STANDARD TAPERED TIP, TRIPLE LUMEN, ASSORTED SIZES OF DISTAL TIP LENGTH AND CUTTING WIRE LENGTH, SHORT WIRE SYSTEM (RAPID EXCHANGE) | ENDOSCOPY CONSUMABLES SUPPLIES
10670 | 4214251900500 | INJECTION NEEDLE WITH DISTAL SHEATH METALLIC TIP, ASSORTED SIZES OF DIAMETER AND ASSORTED SIZES OF WORKING LENGTH | ENDOSCOPY CONSUMABLES SUPPLIES
10671 | 4229495900600 | BILIARY PRELOADED SPHINCTEROTOME (WITH ASSORTED GUIDEWIRE SIZES, 0.035 INCH AND 0.025 INCH), LONG TAPERED TIP, TRIPLE LUMEN, ASSORTED SIZES OF DISTAL TIP LENGTH AND CUTTING WIRE LENGTH, LONG WIRE SYSTEM | ENDOSCOPY CONSUMABLES SUPPLIES
10672 | 4229495900700 | BILIARY PRELOADED SPHINCTEROTOME (WITH ASSORTED GUIDEWIRE SIZES, 0.035 INCH AND 0.025 INCH), LONG TAPERED TIP, TRIPLE LUMEN, ASSORTED SIZES OF DISTAL TIP LENGTH AND CUTTING WIRE LENGTH, SHORT WIRE SYSTEM (RAPID EXCHANGE) | ENDOSCOPY CONSUMABLES SUPPLIES
10673 | 4229495900800 | BILIARY PRELOADED ROTATABLE SPHINCTEROTOME (WITH ASSORTED GUIDEWIRE SIZES, 0.035 INCH AND 0.025 INCH) WITH ABILITY TO ROTATE THE TIP BY THE SPHINCTEROTOME HANDLE , CENTER LUMEN DESIGN, ASSORTED SIZES, LONG WIRE SYSTEM | ENDOSCOPY CONSUMABLES SUPPLIES
10674 | 4229495900900 | BILIARY PRELOADED ROTATABLE SPHINCTEROTOME (WITH ASSORTED GUIDEWIRE SIZES, 0.035 INCH AND 0.025 INCH) WITH ABILITY TO ROTATE THE TIP BY THE SPHINCTEROTOME HANDLE , CENTER LUMEN DESIGN, ASSORTED SIZES, SHORT WIRE SYSTEM (RAPID EXCHANGE) | ENDOSCOPY CONSUMABLES SUPPLIES
10675 | 4229495901000 | BILIARY SPHINCTEROTOME, ULTRA TAPERED TIP (3F-4F OUTER DIAMETER), ASSORTED SIZES OF DISTAL TIP LENGTH AND CUTTING WIRE LENGTH, LONG WIRE SYSTEM | ENDOSCOPY CONSUMABLES SUPPLIES
10676 | 4229495901100 | BILIARY SPHINCTEROTOME, ULTRA TAPERED TIP (3F-4F OUTER DIAMETER), ASSORTED SIZES OF DISTAL TIP LENGTH AND CUTTING WIRE LENGTH, SHORT WIRE SYSTEM (RAPID EXCHANGE) | ENDOSCOPY CONSUMABLES SUPPLIES
10677 | 4229495901200 | BILIARY SPHINCTEROTOME, STANDARD TIP, TRIPLE LUMEN, WITH COATED PROXIMAL END, ASSORTED SIZES OF DISTAL TIP LENGTH AND CUTTING WIRE LENGTH, LONG WIRE SYSTEM | ENDOSCOPY CONSUMABLES SUPPLIES
10678 | 4229496702100 | ELECTROCAUTERY SNARE, FOR BRONCHOSCOPY, STANDARD TYPE, (IT SHOULD BE COMPATIBLE WITH HOSPITAL STANDARD) | ENDOSCOPY CONSUMABLES SUPPLIES
10679 | 4229497808600 | BILIARY ERCP CANNULA , ASSORTED TYPES (STRAIGHT AND BEND), ASSORTED TIP SHAPE, ASSORTED SIZES, ASSORTED NUMBER OF LUMENS (DOUBLE OR TRIPLE LUMEN), ASSORTED COMPATIBILITY WITH LONG GUIDEWIRES SIZES (00.035 INCH AND 00.025 INCH) | ENDOSCOPY CONSUMABLES SUPPLIES
10680 | 4229497808700 | BILIARY ERCP CANNULA , ASSORTED TYPES (STRAIGHT AND BEND), ASSORTED TIP SHAPE, ASSORTED SIZES, ASSORTED NUMBER OF LUMENS (DOUBLE OR TRIPLE LUMEN), ASSORTED COMPATIBILITY WITH SHORT GUIDEWIRES SIZES (00.035 INCH AND 00.025 INCH) | ENDOSCOPY CONSUMABLES SUPPLIES
10681 | 4229498301600 | TUBE AUXILIARY WATER TUBE TO CONNECT WATER PORT OF THE SCOPE TO IRRIGATION TUBE COMPATIBLE WITH HOSPITAL MACHINE REUSABLE | ENDOSCOPY CONSUMABLES SUPPLIES
10682 | 4214250420600 | FULL THICKNESS RESECTION BIOPSY SET FOR STOMACH AND DUODENUM (GASTRODUODENAL), COMPLETE SET | ENDOSCOPY CONSUMABLES SUPPLIES
10683 | 4214250420500 | FULL THICKNESS RESECTION BIOPSY SET FOR COLON AND RECTUM, COMPLETE SET | ENDOSCOPY CONSUMABLES SUPPLIES
10684 | 4229500000200 | SINGLE USE BRONCHOSCOPIC FLEXIBLE CRYOPROBE, ASSORTED DIAMETER | ENDOSCOPY CONSUMABLES SUPPLIES
10685 | 4229501700700 | REPLACEMENT PERCUTANEOUS ENDOSCOPIC GASTROSTOMY (PEG) TUBE , STRAIGHT , LONG, BALLOON, ≥6 MOTHS DURABILITY, ASSORTED SIZES | ENDOSCOPY CONSUMABLES SUPPLIES
10686 | 4214250420200 | EUS BIOPSY NEEDLE, FINE NEEDLE BIOPSY (FNB), WITH NITINOL CONSTRUCTION TECHNOLOGY , ASSORTED SIZES (INCLUDING 19G, 22 G, 25 G) | ENDOSCOPY CONSUMABLES SUPPLIES
10687 | 4214250420100 | EUS BIOPSY NEEDLE, FINE NEEDLE BIOPSY (FNB), WITH COBALT-CHROMIUM CONSTRUCTION TECHNOLOGY ASSORTED SIZES (INCLUDING 19G, 22 G, 25 G) | ENDOSCOPY CONSUMABLES SUPPLIES
10688 | 4229501700900 | REPLACEMENT PERCUTANEOUS ENDOSCOPIC GASTROSTOMY (BUTTON )TUBE , SHORT, BALLOON, ≥6 MOTHS DURABILITY, ASSORTED SIZES | ENDOSCOPY CONSUMABLES SUPPLIES
10689 | 4229501701100 | PERCUTANEOUS ENDOSCOPIC GASTROSTOMY AND JEJUNAL TUBE (PEG-J) COMPATIBLE WITH LEVODOPA - CARBIDOPA PUMP MACHINE, ASSORTED SIZE | ENDOSCOPY CONSUMABLES SUPPLIES
10690 | 4229494105200 | BILIARY GUIDEWIRE WITH HYDROPHILIC AND RADIOPAQUE TIP WITH SPRING COIL DESIGN TIP ASSORTED TYPES OF TIP (STRAIGHT AND ANGULATED) ASSORTED TYPES OF STIFFNESS (REGULAR/ STIFF) ASSORTED SIZES (0.035 INCH 0.025 / INCH) LONG WIRE (GREATER THAN 400 CM LENGTH) | ENDOSCOPY CONSUMABLES SUPPLIES
10691 | 4223161100300 | NON ADJUSTABLE INTRAGASTRIC BALLOON, FLUID FILLED, ( > 6 MONTHS DURABILITY) | ENDOSCOPY CONSUMABLES SUPPLIES
10692 | 4229490901500 | WIRE GUIDED BALLOON DILATOR FOR BILIARY DILATATION, SINGLE SIZE , ASSORTED SIZES INCLUDING 4MM - 6MM - 8 MM DIAMETER | ENDOSCOPY CONSUMABLES SUPPLIES
10693 | 4110180400100 | THROUGH THE SCOPE (TTS) PARTIALLY COVERED SELF EXPANDING COLONIC METALLIC STENT , ASSORTED SIZES AND DIAMETERS | ENDOSCOPY CONSUMABLES SUPPLIES
10694 | 4223160908200 | ARGON PLASMA COAGULATION (APC) PROBE(CIRCUMFERENTIAL FIRE) WITH INTEGRATED FILTER, , ASSORTED SIZES OF DIAMETER AND WORKING LENGTH | ENDOSCOPY CONSUMABLES SUPPLIES
10695 | 4223160908400 | ARGON PLASMA COAGULATION (APC) PROBE, (STRAIGHT FIRE) WITH INTEGRATED FILTER, ASSORTED SIZES OF DIAMETER AND WORKING LENGTH | ENDOSCOPY CONSUMABLES SUPPLIES
10696 | 4227150400900 | 3 STAGES WIRE GUIDED BALLOON DILATOR FOR ESOPHAGEAL ,PYLORIC ,DUODENAL ,COLONIC , AND BILIARY DILATATION, ASSORTED SIZES AND DIAMETERS | ENDOSCOPY CONSUMABLES SUPPLIES
10697 | 4229590503200 | PANCREATIC SINGLE PIGTAIL PLASTIC STENT WITH INTERNAL FLAP, SET (STENT WITH PUSHER), SHORT WIRE SYSTEM, ASSORTED SIZES | ENDOSCOPY CONSUMABLES SUPPLIES
10698 | 4227150401100 | ESOPHAGEAL MULTIBAND LEGATOR (≥6 SHOTS) | ENDOSCOPY CONSUMABLES SUPPLIES
10699 | 4227150401200 | ESOPHAGEAL MULTIBAND LEGATOR (≥10 SHOTS) | ENDOSCOPY CONSUMABLES SUPPLIES
10700 | 4227150401300 | THROUGH THE SCOPE (TTS) FULLY COVERED SELF EXPANDING ESOPHAGEAL METALLIC STENT, ASSORTED SIZES AND DIAMETERS | ENDOSCOPY CONSUMABLES SUPPLIES
10701 | 4227150401500 | THROUGH THE SCOPE (TTS) PARTIALLY COVERED SELF EXPANDING ESOPHAGEAL METALLIC STENT, ASSORTED SIZES AND DIAMETERS | ENDOSCOPY CONSUMABLES SUPPLIES
10702 | 4229590503100 | PANCREATIC SINGLE PIGTAIL PLASTIC STENT WITH INTERNAL FLAP, SET (STENT WITH PUSHER), LONG WIRE SYSTEM, ASSORTED SIZES | ENDOSCOPY CONSUMABLES SUPPLIES
10703 | 4227150402000 | SHEATH FOR ESOPHAGEAL MANOMETRY CATHETER ASSORTED SIZES SINGLE USE | ENDOSCOPY CONSUMABLES SUPPLIES
10704 | 4229590503000 | PANCREATIC SINGLE PIGTAIL PLASTIC STENT WITH INTERNAL FLAP, (STENT WITHOUT PUSHER), ASSORTED SIZES | ENDOSCOPY CONSUMABLES SUPPLIES
10705 | 4229590502900 | PANCREATIC SINGLE PIGTAIL PLASTIC STENT WITHOUT INTERNAL FLAP ,SET (STENT WITH PUSHER), SHORT WIRE SYSTEM, ASSORTED SIZES | ENDOSCOPY CONSUMABLES SUPPLIES
10706 | 4229590502800 | PANCREATIC SINGLE PIGTAIL PLASTIC STENT WITHOUT INTERNAL FLAP ,SET (STENT WITH PUSHER), LONG WIRE SYSTEM, ASSORTED SIZES | ENDOSCOPY CONSUMABLES SUPPLIES
10707 | 4229590502700 | PANCREATIC PLASTIC STENT STRAIGHT WITH INTERNAL FLAP, SET (STENT WITH PUSHER), SHORT WIRE SYSTEM, ASSORTED SIZES | ENDOSCOPY CONSUMABLES SUPPLIES
10708 | 4220341018000 | TRANSGASTRIC JEJUNAL FEEDING TUBE, ASSORTED TYPE AND SIZES | ENDOSCOPY CONSUMABLES SUPPLIES
10709 | 4229590502600 | PANCREATIC PLASTIC STENT STRAIGHT WITH INTERNAL FLAP, SET (STENT WITH PUSHER), LONG WIRE SYSTEM, ASSORTED SIZES | ENDOSCOPY CONSUMABLES SUPPLIES
10710 | 4229590502500 | PANCREATIC PLASTIC STENT STRAIGHT WITH INTERNAL FLAP, (STENT WITHOUT PUSHER), ASSORTED SIZES | ENDOSCOPY CONSUMABLES SUPPLIES
10711 | 4229590502400 | PANCREATIC PLASTIC STENT STRAIGHT WITHOUT INTERNAL FLAP, SET (STENT WITH PUSHER), SHORT WIRE SYSTEM, ASSORTED SIZES | ENDOSCOPY CONSUMABLES SUPPLIES
10712 | 4227160018800 | "MOUTHPIECE FOR UREA BREATH TEST (UBT) / STRAW, ASSORTED SIZES" | ENDOSCOPY CONSUMABLES SUPPLIES
10713 | 4220340010600 | INJECTION NEEDLE WITHOUT METALLIC TIP, ASSORTED SIZES OF DIAMETER AND ASSORTED SIZES OF WORKING LENGTH | ENDOSCOPY CONSUMABLES SUPPLIES
10714 | 4220340225400 | MOUTH GUARD (BITE BLOCK) WITH STRAP, LATEX FREE, ASSORTED SIZES FOR ADULT AND PEDIATRIC | ENDOSCOPY CONSUMABLES SUPPLIES
10715 | 4220340225600 | BITE BLOCK, WITH OUT STRAP, FOR ADULT, LATEX-FREE, ASSORTED SIZES | ENDOSCOPY CONSUMABLES SUPPLIES
10716 | 4220340225700 | WATER BOTTLE FOR ENDOSCOPES (WATER CONTAINER, CAP, AND TUBING THAT ARE USED FOR INSUFFLATION OF ENDOSCOPIC AIR AND LENS WASH), COMPATIBLE WITH HOSPITAL MACHINE, REUSABLE | ENDOSCOPY CONSUMABLES SUPPLIES
10717 | 4229590502300 | PANCREATIC PLASTIC STENT STRAIGHT WITHOUT INTERNAL FLAP, SET (STENT WITH PUSHER), LONG WIRE SYSTEM, ASSORTED SIZES | ENDOSCOPY CONSUMABLES SUPPLIES
10718 | 4228152107600 | IRRIGATION TUBE TO BE CONNECTED TO IRRIGATION PUMP (WATER JET), SINGLE USE | ENDOSCOPY CONSUMABLES SUPPLIES
10719 | 4229590503300 | BILIARY PRELOADED PLASTIC STENT WITH ASSORTED TYPES (FLAP NUMBER AND SHAPE), SET (WITH DELIVERY SYSTEM AND PUSHER), SHORT WIRE SYSTEM, ASSORTED SIZES | ENDOSCOPY CONSUMABLES SUPPLIES
10720 | 4229590502200 | PARTIALLY COVERED SELF EXPANDING PYLORIC/DUODENAL METALLIC STENT, ASSORTED SIZES AND DIAMETERS | ENDOSCOPY CONSUMABLES SUPPLIES
10721 | 4229590503700 | BILIARY PARTIALLY COVERED METALLIC STENT, LONG WIRE SYSTEM, ASSORTED LENGTH, ASSORTED DIAMETER | ENDOSCOPY CONSUMABLES SUPPLIES
10722 | 4229590600700 | FULLY COVERED SELF EXPANDING ESOPHAGEAL METALLIC STENT, ASSORTED SIZES AND DIAMETERS | ENDOSCOPY CONSUMABLES SUPPLIES
10723 | 4232220001100 | BILIARY GUIDEWIRE WITH HYDROPHILIC TIP ASSORTED TYPES OF TIP (STRAIGHT AND ANGULATED) ASSORTED TYPES OF STIFFNESS (REGULAR/ STIFF) ASSORTED / SIZES (00.035 INCH AND 00.025 INCH) LONG WIRE (GREATER THAN 400 CM / LENGTH) | ENDOSCOPY CONSUMABLES SUPPLIES
10724 | 4232220001400 | BILIARY GUIDEWIRE WITH HYDROPHILIC TIP ASSORTED TYPES OF TIP (STRAIGHT AND ANGULATED) ASSORTED TYPES OF STIFFNESS (REGULAR/ STIFF) 0.021 / INCH LONG WIRE (GREATER THAN 400 CM LENGTH) | ENDOSCOPY CONSUMABLES SUPPLIES
10725 | 4232250512900 | ELECTROHYDRAULIC LITHOTRIPSY (EHL) PROBE FOR DIRECT VISUALIZATION SYSTEM OF CHOLANGIOSCOPE, ASSORTED SIZES | ENDOSCOPY CONSUMABLES SUPPLIES
10726 | 4232250513200 | BILIARY EXTRACTION LITHOTRIPTER BASKET COMPATIBLE WITH MECHANICAL LITHOTRIPTER HANDLE DISPOSABLE | ENDOSCOPY CONSUMABLES SUPPLIES
10727 | 4228152104900 | AUTOMATED WATER LEAKAGE TESTER (TO BE CONNECTED TO SCOPE AND AIR PUMP TO CHECK SCOPE LEAKAGE) REUSABLE | ENDOSCOPY CONSUMABLES SUPPLIES
10728 | 4229610023700 | FULLY COVERED SELF EXPANDING ESOPHAGEAL METALLIC STENT FOR POST BARIATRIC SURGERY LEAK OR FISTULA, ASSORTED SIZES AND DIAMETERS | ENDOSCOPY CONSUMABLES SUPPLIES
10729 | 4229610023800 | FULLY COVERED SELF EXPANDING ESOPHAGEAL METALLIC STENT FOR POST BARIATRIC SURGERY LEAK OR FISTULA WITH ANTIMIGRATORY DESIGN, ASSORTED SIZES AND DIAMETERS | ENDOSCOPY CONSUMABLES SUPPLIES
10730 | 4110180400000 | THROUGH THE SCOPE (TTS) FULLY COVERED SELF EXPANDING COLONIC METALLIC STENT , ASSORTED SIZES AND DIAMETERS | ENDOSCOPY CONSUMABLES SUPPLIES
10731 | 4110180400200 | THROUGH THE SCOPE (TTS) UNCOVERED SELF EXPANDING COLONIC METALLIC STENT , ASSORTED SIZES AND DIAMETERS | ENDOSCOPY CONSUMABLES SUPPLIES
10732 | 4110180400300 | RADIOFREQUENCY ABLATION (RFA) CATHETER, 90 DEGREE, OVER THE SCOPE (OTS) PROBE FOR FOCAL ABLATION OF BARRETT'S ESOPHAGUS, SET OF CATHETER AND ELECTRODE | ENDOSCOPY CONSUMABLES SUPPLIES
10733 | 4110180400400 | RADIOFREQUENCY ABLATION (RFA) CATHETER, 60 DEGREE, OVER THE SCOPE (OTS) PROBE FOR FOCAL ABLATION OF BARRETT'S ESOPHAGUS, SET OF CATHETER AND ELECTRODE | ENDOSCOPY CONSUMABLES SUPPLIES
10734 | 4229610024400 | FULLY COVERED SELF EXPANDING COLONIC METALLIC STENT, ASSORTED SIZES AND DIAMETERS | ENDOSCOPY CONSUMABLES SUPPLIES
10735 | 4110180400600 | DISTAL ATTACHMENT CAP (TRANSPARENT), BOUGIE, ASSORTED LENGTH, ASSORTED CAP OUTER DIAMETER, ASSORTED SCOPE TIP OUTER DIAMETER | ENDOSCOPY CONSUMABLES SUPPLIES
10736 | 4229591002100 | BILIARY PLASTIC STENT WITH ASSORTED TYPES (FLAP NUMBER AND SHAPE), (WITHOUT DELIVERY SYSTEM AND PUSHER), ASSORTED SIZES | ENDOSCOPY CONSUMABLES SUPPLIES
10737 | 4229591001800 | BILIARY UNCOVERED SELF METALLIC STENT, LONG WIRE SYSTEM, ASSORTED LENGTH, ASSORTED DIAMETER | ENDOSCOPY CONSUMABLES SUPPLIES
10738 | 4229610024500 | STENT FULLY COVERED TRACHEOBRONCHIAL POLYURETHANE ASSORTED SIZE S STERILE DISPOSABLE | ENDOSCOPY CONSUMABLES SUPPLIES
10739 | 4223150202500 | NASOJEJUNAL FEEDING TUBE WITH NASAL TRANSFER TUBE (WIRE GUIDED FOR ENDOSCOPIC INSERTION), ASSORTED TYPES (PIGTAIL TIP AND BENT TIP), ASSORTED SIZES | ENDOSCOPY CONSUMABLES SUPPLIES
10740 | 4229610024900 | BILIARY FULLY COVERED METALLIC STENT, LONG WIRE SYSTEM , ASSORTED LENGTH, ASSORTED DIAMETER | ENDOSCOPY CONSUMABLES SUPPLIES
10741 | 4111582700200 | ADJUSTABLE INTRAGASTRIC BALLOON, FLUID FILLED, (≥6 MONTHS DURABILITY) | ENDOSCOPY CONSUMABLES SUPPLIES
10742 | 4229610026200 | UNCOVERED SELF EXPANDING COLONIC METALLIC STENT, ASSORTED SIZES AND DIAMETERS | ENDOSCOPY CONSUMABLES SUPPLIES
10743 | 4110180400700 | REUSABLE STAINLESS STEEL COIL SHEATH(USED WITH MECHANICAL LITHOTRIPTER HANDLE) FOR CRUSHING STONE OUTSIDE THE SCOPE | ENDOSCOPY CONSUMABLES SUPPLIES
10744 | 4229590600800 | PARTIALLY COVERED SELF EXPANDING ESOPHAGEAL METALLIC STENT (UNCOVERED FLANGES WITH COVERED STENT BODY), ASSORTED SIZES AND DIAMETERS | ENDOSCOPY CONSUMABLES SUPPLIES
10745 | 4229610026300 | UNCOVERED SELF EXPANDING ESOPHAGEAL METALLIC STENT, ASSORTED SIZES AND DIAMETERS | ENDOSCOPY CONSUMABLES SUPPLIES
10746 | 4229610026500 | UNCOVERED SELF EXPANDING PYLORIC/DUODENAL METALLIC STENT, ASSORTED SIZES AND DIAMETERS | ENDOSCOPY CONSUMABLES SUPPLIES
10747 | 4410311200500 | RIBBON, THERMAL TRANSFER FOR PRINTER (COMPATIBLE WITH HOSPITAL STANDARD) | ENDOSCOPY CONSUMABLES SUPPLIES
10748 | 4229590504100 | PANCREATIC PLASTIC STENT, SOFT, MULTIPLE DRAINAGE HOLES WITHOUT FLAP, (STENT WITH PUSHER), ASSORTED SIZES | ENDOSCOPY CONSUMABLES SUPPLIES
10749 | 4229590502100 | FULLY COVERED SELF EXPANDING PYLORIC/DUODENAL METALLIC STENT, ASSORTED SIZES AND DIAMETERS | ENDOSCOPY CONSUMABLES SUPPLIES
10750 | 4220340225800 | DETACHABLE LIGATION LOOP FOR POLYPECTOMY HEMOSTASIS | ENDOSCOPY CONSUMABLES SUPPLIES
10751 | 4220340226600 | ESOPHAGEAL POTENTIAL HYDROGEN (PH) MONITORING WITH IMPEDANCE CATHETER, DUAL CHANNEL PH SENSOR ASSORTED SIZES FOR ADULT AND PEDIATRIC, SINGLE USE | ENDOSCOPY CONSUMABLES SUPPLIES
10752 | 4110180402300 | PROTEIN RESIDUE DETECTION TEST KIT FOR SCOPES | ENDOSCOPY CONSUMABLES SUPPLIES
10753 | 4228150301500 | FILTER, REPLACEMENT, ACTIVE VAPOR MANAGEMENT, CHARCOAL, ONE EACH | ENDOSCOPY CONSUMABLES SUPPLIES
10754 | 4228150301400 | FILTER, FOR WATER, 1 MICRON, ONE EACH | ENDOSCOPY CONSUMABLES SUPPLIES
10755 | 4227222004800 | DISTAL ATTACHMENT CAP (TRANSPARENT), ASSORTED TYPES, ASSORTED LENGTH, ASSORTED CAP OUTER DIAMETER, ASSORTED SCOPE TIP OUTER DIAMETER | ENDOSCOPY CONSUMABLES SUPPLIES
10756 | 4220340226000 | RAPID EXCHANGE LOCKING DEVICE (FOR ERCP SCOPE ), ASSORTED SIZES | ENDOSCOPY CONSUMABLES SUPPLIES
10757 | 4227250009600 | GASTROINTESTINAL CYTOLOGY BRUSH BIOPSY, ,ASSORTED SIZES OF WORKING CHANNEL AND WORKING LENGTH | ENDOSCOPY CONSUMABLES SUPPLIES
10758 | 4227250009700 | BRUSH CYTOLOGY FOR BRONCHOSCOPE ASSORTED BRUSH DIAMETER AND LENGTH DISPOSABLE | ENDOSCOPY CONSUMABLES SUPPLIES
10759 | 4227250010000 | WIRE GUIDE BILIARY CYTOLOGY BRUSH BIOPSY FOR ERCP , ASSORTED SIZES | ENDOSCOPY CONSUMABLES SUPPLIES
10760 | 4110180400800 | SINGLE USE ACCESS AND DELIVERY CATHETER DIRECT VISUALIZATION SYSTEM OF PERCUTANEOUS TRANSHEPATIC CHOLANGIOSCOPE, PTC, (THE SCOPE) | ENDOSCOPY CONSUMABLES SUPPLIES
10761 | 4229630001400 | VIDEO CAPSULE ENDOSCOPY FOR SMALL BOWEL IMAGING | ENDOSCOPY CONSUMABLES SUPPLIES
10762 | 4111612004800 | TISSUE HELIX 165CM LENGTH, 2.8 OD FOR OVERSTITCH SYSTEM 6/BOX | ENDOSCOPY CONSUMABLES SUPPLIES
10763 | 4228150300200 | DISINFECTANT FILTER FOR AUTOMATED ENDOSCOPE REPROCESSING | ENDOSCOPY CONSUMABLES SUPPLIES
10764 | 4110180402200 | CLEANING BRUSH FOR AIR/WATER CHANNEL OF EUS SCOPE, SINGLE USE | ENDOSCOPY CONSUMABLES SUPPLIES
10765 | 4228150300900 | FILTER, DRAIN, BASIN, 12 FILTERS / BOX | ENDOSCOPY CONSUMABLES SUPPLIES
10766 | 4228150301000 | FILTER, FOR AIR, 8 FILTERS / BOX | ENDOSCOPY CONSUMABLES SUPPLIES
10767 | 4228150301200 | FILTER, FOR WATER, 0.1 MICRON ABSOLUTE BACTERIA RETENTIVE, ONE EACH | ENDOSCOPY CONSUMABLES SUPPLIES
10768 | 4228150301300 | FILTER, FOR WATER, 0.4 MICRON, ONE EACH | ENDOSCOPY CONSUMABLES SUPPLIES
10769 | 4229630001500 | WIRELESS CAPSULE PH MONITORING | ENDOSCOPY CONSUMABLES SUPPLIES
10770 | 4110180401900 | CLEANING BRUSH FOR SCOPE SUCTION/AIR WATER PORTS, SINGLE USE, ASSORTED SIZES | ENDOSCOPY CONSUMABLES SUPPLIES
10771 | 4110180400900 | REMOVAL SYSTEM FOR OVER THE SCOPE CLIP (OTSC), COMPLETE SET, ASSORTED SIZES, ASSORTED WORKING LENGTH, ONE (1) EACH = ONE (1) SET | ENDOSCOPY CONSUMABLES SUPPLIES
10772 | 4227190505200 | BRONCHOSCOPY BASKET WITH MAXIMUM WORKING CHANNEL 1.2 MM ASSORTED SIZES DISPOSABLE | ENDOSCOPY CONSUMABLES SUPPLIES
10773 | 4110180401600 | CONNECTOR AUXILIARY WATER CONNECTOR TO CONNECT AUXILIARY WATER PORT OF THE SCOPE TO IRRIGATION TUBE SINGLE USE | ENDOSCOPY CONSUMABLES SUPPLIES
10774 | 4227190906500 | SUCTION VALVE, FOR BRONCHOSCOPE, SINGLE USE (IT SHOULD BE COMPATIBLE WITH HOSPITAL STANDARD) | ENDOSCOPY CONSUMABLES SUPPLIES
10775 | 4227190907900 | SUCTION VALVE FOR GASTROSCOPE AND COLONOSCOPE AND DUODENOSCOPE, REUSABLE | ENDOSCOPY CONSUMABLES SUPPLIES
10776 | 4229590100600 | PANCREATIC SINGLE PIGTAIL PLASTIC STENT WITHOUT INTERNAL FLAP , (STENT WITHOUT PUSHER), ASSORTED SIZES | ENDOSCOPY CONSUMABLES SUPPLIES
10777 | 4229590100300 | LUMEN APPOSING METAL STENT FOR PSEUDOCYST DRAINAGE WITHOUT ELECTROCAUTERY, ASSORTED SIZES AND DIAMETER | ENDOSCOPY CONSUMABLES SUPPLIES
10778 | 4220340324900 | LOOP CUTTER TO REMOVE DETACHABLE LIGATION LOOP REUSABLE | ENDOSCOPY CONSUMABLES SUPPLIES
10779 | 4227190505300 | BRONCHOSCOPY BASKET WITH MAXIMUM WORKING CHANNEL 2 MM ASSORTED SIZES DISPOSABLE | ENDOSCOPY CONSUMABLES SUPPLIES
10780 | 4227221700400 | SUCTION POLYP TRAP, ASSORTED TYPES AND SIZES | ENDOSCOPY CONSUMABLES SUPPLIES
10781 | 4227162101500 | WASHING TUBE (ALL CHANNEL IRRIGATOR) TO FLUSH WATER/CHEMICALS THROUGH SCOPE CHANNELS FOR SCOPE MANUAL CLEANING AND DISINFECTION COMPATIBLE WITH EACH HOSPITAL SCOPE REUSABLE | ENDOSCOPY CONSUMABLES SUPPLIES
10782 | 4229590205300 | STENT PARTIALLY COVERED TRACHEOBRONCHIAL, ASSORTED SIZES, STERILE DISPOSABLE | ENDOSCOPY CONSUMABLES SUPPLIES
10783 | 4220340227800 | DISPOSABLE SHORTS AND PANTS FOR COLONOSCOPY PROCEDURE, ASSORTED SIZES | ENDOSCOPY CONSUMABLES SUPPLIES
10784 | 4220340226800 | ARGON PLASMA COAGULATION (APC) PROBE (SIDE FIRE) WITH INTEGRATED FILTER, , ASSORTED SIZES OF DIAMETER AND WORKING LENGTH | ENDOSCOPY CONSUMABLES SUPPLIES
10785 | 4229590205400 | STENT UNCOVERED TRACHEOBRONCHIAL, ASSORTED SIZES, STERILE DISPOSABLE | ENDOSCOPY CONSUMABLES SUPPLIES
10786 | 4220340425300 | COLON DECOMPRESSION SET, ASSORTED SIZES | ENDOSCOPY CONSUMABLES SUPPLIES
10787 | 4227190907000 | SUCTION VALVE, AIR WATER VALVE SET FOR GASTROSCOPE AND COLONOSCOPE AND DUODENOSCOPE, SINGLE USE | ENDOSCOPY CONSUMABLES SUPPLIES
10788 | 4220340430100 | BILIARY SPHINCTEROTOME, STANDARD TAPERED TIP, TRIPLE LUMEN, ASSORTED SIZES OF DISTAL TIP LENGTH AND CUTTING WIRE LENGTH, LONG WIRE SYSTEM | ENDOSCOPY CONSUMABLES SUPPLIES
10789 | 4220340430900 | BILIARY PRELOADED SPHINCTEROTOME (WITH ASSORTED GUIDEWIRE SIZES, 00.035 INCH AND 00.025 INCH), STANDARD TAPERED TIP, TRIPLE LUMEN, ASSORTED SIZES OF DISTAL TIP LENGTH AND CUTTING WIRE LENGTH, LONG WIRE SYSTEM | ENDOSCOPY CONSUMABLES SUPPLIES
10790 | 4227190906900 | AIR/WATER VALVE FOR GASTROSCOPE AND COLONOSCOPE AND DUODENOSCOPE, REUSABLE | ENDOSCOPY CONSUMABLES SUPPLIES
10791 | 4227190907700 | AIR/WATER VALVE FOR ENDOSCOPIC ULTRASOUND SCOPE (EUS), REUSABLE | ENDOSCOPY CONSUMABLES SUPPLIES
10792 | 4227190908100 | SUCTION VALVE FOR ENDOSCOPIC ULTRASOUND SCOPE (EUS), REUSABLE | ENDOSCOPY CONSUMABLES SUPPLIES
10793 | 4215200003500 | DIGITAL X-RAY SENSOR DISPOSABLE SLEEVES SIZE 2 | DENTAL GENERAL SUPPLIES SUPPLEMENTARY
10794 | 4215181001100 | COMPOSITE POLISHING PASTE | DENTAL GENERAL SUPPLIES SUPPLEMENTARY
10795 | 4215165800000 | FLOSS DENTAL SUPER UNWAXED 15 - 50 METERS | DENTAL GENERAL SUPPLIES SUPPLEMENTARY
10796 | 4231160702600 | 15%-20% FERRIC SULPHATE EQUIVALENT SOLUTION | DENTAL GENERAL SUPPLIES SUPPLEMENTARY
10797 | 4215165800300 | DENTAL FLOSS THREADER 10ENVELOPE 100 | DENTAL GENERAL SUPPLIES SUPPLEMENTARY
10798 | 4215201202600 | INTRAORAL IMAGING PLATE PHOTO-STIMULABLE PHOSPHOR SIZE 4 COMPATIBLE WITH DURR SCANNER OR EQUIVALENT | DENTAL GENERAL SUPPLIES SUPPLEMENTARY
10799 | 4228150905500 | SELF-SEALING WITH BLUE-TINTED TRANSPARENT FILM FOR EASY DETECTION OF PUNCTURES OR TEARS.EQUIPPED WITH INTERNAL AND EXTERNAL CHEMICAL INDICATORS; MULTIPLE SEALS FOR MAXIMUM PROTECTION.SIZE: 3.5 X 4 INCHES (1000 POUCH/BOX) | DENTAL GENERAL SUPPLIES SUPPLEMENTARY
10800 | 4215150022700 | COTTON ROLL #4 FOR DENTAL | DENTAL GENERAL SUPPLIES SUPPLEMENTARY
10801 | 4215161600500 | INTERPROXIMAL REDUCTION (IPR) GAUGE | DENTAL GENERAL SUPPLIES SUPPLEMENTARY
10802 | 4215210300100 | TRAY ADHESIVE MATERIAL DESIGNED TO ADHERE TO POLYVINYL SILOXANE IMPRESSION MATERIAL TO ACRYLIC TRAY | DENTAL GENERAL SUPPLIES SUPPLEMENTARY
10803 | 4215150052100 | ENDODONTIC BUCHANAN ROOT CANAL PLUGGER SET A TAPERED NICKEL - TITANIUM END AND A STAINLESS STEEL END SIZE 2 | DENTAL GENERAL SUPPLIES SUPPLEMENTARY
10804 | 4215150052300 | ENDODONTIC HAND SPREADER STAINLESS STEEL SINGLE ENDED SIZE D11 | DENTAL GENERAL SUPPLIES SUPPLEMENTARY
10805 | 4215161009000 | INTRAORAL POLISHING CERAMIC KIT | DENTAL GENERAL SUPPLIES SUPPLEMENTARY
10806 | 4215161005100 | 5.25% MEDICAL SODIUM HYPOCHLORITE CANAL IRRIGATION SOLUTION 500 ML | DENTAL GENERAL SUPPLIES SUPPLEMENTARY
10807 | 4215161004900 | 3% MEDICAL SODIUM HYPOCHLORITE CANAL IRRIGATION SOLUTION 500 ML | DENTAL GENERAL SUPPLIES SUPPLEMENTARY
10808 | 4215161004100 | SILVER DIAMINE FLUORIDE FILLING 38% | DENTAL GENERAL SUPPLIES SUPPLEMENTARY
10809 | 4215160001400 | SPACE MAINTAINER PREFABRICATED KIT STAINLESS STEEL BAND ASSORTED KIT FOR DECIDUOUS (PRIMARY) MOLARS ANATOMICALLY CONTOURED PRE - WELDED RETAINER TUBE ON BAND WITH THE FOLLOWING COMPONENTS 120 - 144 BANDS - NARROW PERFORMED MAINTAINER WIRE (20) - PREFORMED MAINTAINER WIRES WITH DROP - LOOP (30) .NARROW PREFORMED MAINTAINER WIRES WITH RESTS (20) - NARROW PREFORMED MAINTENANCE WIRES WITH DISTAL SHOES (20 EACH) - CRIMPING PLIERS FOR THE TUBES (1) | DENTAL GENERAL SUPPLIES SUPPLEMENTARY
10810 | 4215151000000 | SHIELD PROTECTIVE VISIBLE LIGHT CURE HAND - HELD | DENTAL GENERAL SUPPLIES SUPPLEMENTARY
10811 | 4215150070000 | ENDODONTIC HAND SPREADER STAINLESS STEEL SINGLE ENDED SIZE 25 | DENTAL GENERAL SUPPLIES SUPPLEMENTARY
10812 | 4215271824100 | NITI ORTHO FORM UPPER .016 X .016 ARCHWIRE | DENTAL GENERAL SUPPLIES SUPPLEMENTARY
10813 | 4215242503000 | COMPLETE KIT CHAIRSIDE ACRYLIC DENTURE HARD RELINE MATERIAL SELF-CURE LOW HEAT HIGH DURABILITY POWDER AND LIQUID | DENTAL GENERAL SUPPLIES SUPPLEMENTARY
10814 | 4215271820800 | ARCHWIRE, ORTHODONTIC, .017X.025, REVERSE CURVE, UPPER, TMA | DENTAL GENERAL SUPPLIES SUPPLEMENTARY
10815 | 4215245300900 | DENTAL COMPOSITE FILLING MATERIAL KIT PACKABLE FOR POSTERIOR TEETH RADIOPAQUE KIT CONSISTS OF THE FOLLOWING: 4 COMPOSITE SYRINGE - COLOR A 2 A 3 A 3.5 C 2 ONE SYRINGE 37% ETCHING GEL ONE SINGLE - BOTTLE (PRIMER BONDING) DENTIN ADHESIVE 50 DISPOSABLE MICRO BRUSHES ETCHING GEL NE EDLE TIPS | DENTAL GENERAL SUPPLIES SUPPLEMENTARY
10816 | 4215247702300 | GUTTA PERCHA BAR FOR DENTAL ENDODONTIC OBTURA II SYSTEM | DENTAL GENERAL SUPPLIES SUPPLEMENTARY
10817 | 4215250801100 | DENTAL SHORT NEEDLE METRIC GAUGE 30 (0.30 X 25 MM) STERILE 100 | DENTAL GENERAL SUPPLIES SUPPLEMENTARY
10818 | 4215250801200 | DENTAL LONG NEEDLE METRIC GAUGE 30 (0.30 X 35 MM) STERILE 100 | DENTAL GENERAL SUPPLIES SUPPLEMENTARY
10819 | 4215250801500 | DENTAL LONG NEEDLE METRIC GAUGE 25 (0.50 X 35 MM) STERILE 100 | DENTAL GENERAL SUPPLIES SUPPLEMENTARY
10820 | 4215250801700 | DENTAL LONG NEEDLE METRIC GAUGE 27 (0.40X35MM) STERILE LONG 100 | DENTAL GENERAL SUPPLIES SUPPLEMENTARY
10821 | 4215250802600 | NEEDLE 29 GAUGE, FLEXIBLE, STAINLESS STEEL, 25MM SIDEPORT TIP FOR CALCIUM HYDROXIDE PASTE APPLICATION | DENTAL GENERAL SUPPLIES SUPPLEMENTARY
10822 | 4215260000100 | CAVITY CLEANSER WITH CHLORHEXIDINE ANTIBACTERIAL SOLUTION 7ML BOTTLE | DENTAL GENERAL SUPPLIES SUPPLEMENTARY
10823 | 4215260200000 | DIGITAL X-RAY SENSOR DISPOSABLE SLEEVES SIZE 1 | DENTAL GENERAL SUPPLIES SUPPLEMENTARY
10824 | 4215271824300 | NITI ORTHO FORM UPPER .018 X .025 ARCHWIRE | DENTAL GENERAL SUPPLIES SUPPLEMENTARY
10825 | 4215270008900 | CLASS II CORRECTOR DEVICE X-SHORT 22MM LEFT (FATIGUE RESISTANT DEVICE) | DENTAL GENERAL SUPPLIES SUPPLEMENTARY
10826 | 4215270009000 | CLASS II CORRECTOR DEVICE X-SHORT 22MM KIT (FATIGUE RESISTANT DEVICE) | DENTAL GENERAL SUPPLIES SUPPLEMENTARY
10827 | 4215270009100 | CLASS II CORRECTOR SHORT DEVICE 25MM KIT (FATIGUE RESISTANT DEVICE) | DENTAL GENERAL SUPPLIES SUPPLEMENTARY
10828 | 4215270009200 | CLASS II CORRECTOR SHORT DEVICE 25MM RIGHT (FATIGUE RESISTANT DEVICE) | DENTAL GENERAL SUPPLIES SUPPLEMENTARY
10829 | 4215270009300 | CLASS II CORRECTOR MEDIUM DEVICE 29MM KIT (FATIGUE RESISTANT DEVICE) | DENTAL GENERAL SUPPLIES SUPPLEMENTARY
10830 | 4215270009400 | CLASS II CORRECTOR MEDIUM DEVICE 29 MM RIGHT (FATIGUE RESISTANT DEVICE) | DENTAL GENERAL SUPPLIES SUPPLEMENTARY
10831 | 4215270009500 | CLASS II CORRECTOR KIT WITH FATIGUE-RESISTANT DEVICES DESIGNED FOR ORTHODONTIC CORRECTION OF CLASS II MALOCCLUSIONS. INCLUDES MULTIPLE SIZES TO FIT VARIOUS PATIENTS | DENTAL GENERAL SUPPLIES SUPPLEMENTARY
10832 | 4215271701900 | PREFORMED KOBAYASHI LIGATURE WIRE LONG SIZE 0.014 INCH | DENTAL GENERAL SUPPLIES SUPPLEMENTARY
10833 | 4215293000400 | ENDODONTIC MICRO - SURGICAL INSTRUMENT KIT PROVIDED WITH PREFABRICATED METAL CASSETTE WITH SELF - LOCK (AUTOCLAVABLE) CONTAIN THE FOLLOWING ITEMS 20 KIS DE DOUBLE ENDED HANDLE 1 KIS SE SINGLE ENDED HANDLE 1 KISSCAL SCAPEL HANDLE 1 KISSTAR STAR COLLET HANDLE 2 K WRENCH KIS INSTRUMENTS 2 KB 1 BURNISHER. 052 INCH 1.3 MM BALL 1 KB 2 BURNISHER. 056 INCH 1.4 MM BALL 1 KC 1 COLUMBIA CURETTE LEFT 1 KC 2 COLUMBIA CURETTE RIGHT 1 KC 3 EXT GRACEY CURETTE 13 LEFT 1 KC 4 EXT GRACEY CURETTE 14 RT 1 KC 5 SMALL ENDO E XC LEFT 1 KC 6 SMALL ENDO EXC RIGHT 1 KC 7 LARGE ENDO EXC LEFT 1 KC 8 LARGE ENDO EXC RIGHT 1 KC 9 MOLT 2 CURETTE 1 KC 10 MOLT 4 CURETTE 1 KC 11 MOLT CURETTE OFFSET L 1 KC 12 MOLT CURETTE OFFSET R 1 KC 13 CURRETTE SCALER 2.0 LEFT 1 KC 14 CURR ETTE SCALER 2.0 RIGHT 1 KC 15 SURG CURETTE OFFSET 1.5 L 1 KC 16 SURG CURETTE OFFSET 1.5 R 1 KE 1 PRICHA | DENTAL GENERAL SUPPLIES SUPPLEMENTARY
10834 | 4228190403400 | SELF-SEALING WITH BLUE-TINTED TRANSPARENT FILM FOR EASY DETECTION OF PUNCTURES OR TEARS.EQUIPPED WITH INTERNAL AND EXTERNAL CHEMICAL INDICATORS; MULTIPLE SEALS FOR MAXIMUM PROTECTION.SIZE: 6.5 X10 INCHES (1000 POUCH/BOX) | DENTAL GENERAL SUPPLIES SUPPLEMENTARY
10835 | 4228190403200 | SELF-SEALING WITH BLUE-TINTED TRANSPARENT FILM FOR EASY DETECTION OF PUNCTURES OR TEARS.EQUIPPED WITH INTERNAL AND EXTERNAL CHEMICAL INDICATORS; MULTIPLE SEALS FOR MAXIMUM PROTECTION.SIZE: 4.5 X 9 INCHES (1000 POUCH/BOX) | DENTAL GENERAL SUPPLIES SUPPLEMENTARY
10836 | 4215271824400 | NITI ORTHO FORM LOWER .018 X .025 ARCHWIRE | DENTAL GENERAL SUPPLIES SUPPLEMENTARY
10837 | 4215271819700 | UPPER 0.018 X 0.025INCH ARCHWIRE OVOIDE SHAPE PACKED SEPARATELY (ARCH COORDINATED) | DENTAL GENERAL SUPPLIES SUPPLEMENTARY
10838 | 4215271819600 | LOWER 0.018 X 0.025INCH ARCHWIRE OVOIDE SHAPE PACKED SEPARATELY (ARCH COORDINATED) | DENTAL GENERAL SUPPLIES SUPPLEMENTARY
10839 | 5313150400000 | WAXED DENTAL FLOSS OF 15 - 50 METERS | DENTAL GENERAL SUPPLIES SUPPLEMENTARY
10840 | 4215271800000 | GOSHGARIAN PALATAL BUR STANDARD LOOP DISTAL LENGTH 37MM | DENTAL GENERAL SUPPLIES SUPPLEMENTARY
10841 | 4215247100200 | LIGHT CURE COMPOSITE WETTING RESIN, SYRINGE | DENTAL GENERAL SUPPLIES SUPPLEMENTARY
10842 | 4215245317800 | FINISHING AND POLISHING COMPOSITE CURED URETHANE DIMETHACRYLATE RESIN - SHAPE DISCS | DENTAL GENERAL SUPPLIES SUPPLEMENTARY
10843 | 4215270008800 | ORTHO TONGUE TAMERS APPLIANCE | DENTAL GENERAL SUPPLIES SUPPLEMENTARY
10844 | 4215271824200 | NITI ORTHO FORM LOWER .016 X .016 ARCHWIRE | DENTAL GENERAL SUPPLIES SUPPLEMENTARY
10845 | 4215271820700 | ARCHWIRE, ORTHODONTIC, .016X.022, REVERSE CURVE, UPPER, TMA | DENTAL GENERAL SUPPLIES SUPPLEMENTARY
10846 | 4215245317700 | FINISHING AND POLISHING COMPOSITE CURED URETHANE DIMETHACRYLATE RESIN - SHAPE CUPS | DENTAL GENERAL SUPPLIES SUPPLEMENTARY
10847 | 4215271820400 | LOWER 0.016 X 0.022 TMA REVERSE CURVE ARCHWIRE | DENTAL GENERAL SUPPLIES SUPPLEMENTARY
10848 | 4215245317600 | FINISHING AND POLISHING COMPOSITE CURED URETHANE DIMETHACRYLATE RESIN - SHAPE POINTS | DENTAL GENERAL SUPPLIES SUPPLEMENTARY
10849 | 4215271820500 | ARCHWIRE, ORTHODONTIC, .017X.025, REVERSE CURVE, LOWER, TMA | DENTAL GENERAL SUPPLIES SUPPLEMENTARY
10850 | 4618160907200 | CUSTOM MADE, REGULAR INSOLES, WITH ONLOADING AFFECTED AREAS, ADULT, MADE OF PEDILIN 4MM + PLASTAZOTE 3MM + PERFORATED MATERIAL 2MM, (PAIR) | PROSTHETICS & ORTHOSIS SUPPLIES SUPPLEMENTARY
10851 | 4224200020500 | JOINT, ANKLE ADJUSTABLE PLANTAR FLEXION AND DORSIFLEXION, PROVIDES RESISTANCE TO PLANTAR FLEXION, MOTION, PROVIDES RESISTANCE TO DOR SIFLEXION, MOTION ANKLE JOINTS ARE AVAILABLE IN STAINLESS STEEL AND ALUMINUM, STIRRUPS ARE STAINLESS STEEL UPRIGHTS ARE AVAILABLE IN STAINLESS STEEL, TITANIUM, AND ALUMINUM, MEDIAL/LATERAL CONTROL MOTION, LIMITING ASSIST DORSIFLEXION AND/OR PLANTAR FLEXION, ANKLE JOINTS COMPONENTS AND ACCESSORIES FOR INCLUSION IN AN ORTHOSIS TO INFLUENCE DORSIFLEXION/PLANTAR FLEXION ACTION | PROSTHETICS & ORTHOSIS SUPPLIES SUPPLEMENTARY
10852 | 4224200015000 | SYSTEM, ANKLE, JOINTS, WITH LAMINATION PIECES, RIGHT SYSTEM, WIDTH 20 MM | PROSTHETICS & ORTHOSIS SUPPLIES SUPPLEMENTARY
10853 | 4224170640200 | DYNAMIC WALK, LIGHTWEIGHT, MOLDABLE CARBON FIBER, COMPOSITE OPEN HEEL WITH PADDING KIT, SMALL, LEFT | PROSTHETICS & ORTHOSIS SUPPLIES SUPPLEMENTARY
10854 | 4224170640300 | DYNAMIC WALK, LIGHTWEIGHT, MOLDABLE CARBON FIBER, COMPOSITE OPEN HEEL WITH PADDING KIT, SMALL, RIGHT | PROSTHETICS & ORTHOSIS SUPPLIES SUPPLEMENTARY
10855 | 4224200038900 | CUSTOM MADE BOOTS, THE FOLLOWING ADDITIONS COULD BE REQUIRED :1- WELTED CONSTRUCTION 2- STICH DOWN CONSTRUCTION 3- INDUSTRIAL CONSTRUCTION INCLUDING HEAVY UPPERS AND COMMANDO TYPE HARD WEARING SOLES AND HEELS 4- LEATHER SOLE AND HEEL WITH RUBBER TOP PIECE 5- COMMANDO TYPE SOLES AND HEELS 6- BRIDGED OR ARCHED WAIST BRIDGE ARCHED WAIST 7- ADDITIONAL PADDING 8- LAMBSWOOL LINING 9- A CONCEALED OR OUTSIDE METATARSAL SUPPORT BAR 10- ROCKER SOLE 11- SOLE WEDGE 12- STIFFENER OR SOLE PLATE IN COMPOSITE MATERIAL 13- STIFFENER OR SOLE PLATE IN NON-COMPOSITE MATERIAL 14- A RUBBER OR STEEL TIP TO THE TOE OR HEEL 15- FLANGE TO PROTECT THE WELT 16- FLOATED SOLE 17- ELONGATED HALF ELONGATED OBLIQUE FLOATED OR WEDGE TO THE HEEL 18- TOE ROUND OR RECTANGULAR SOCKET 19- SOCKET WITH FRONT OR BACKSTOPS 20- TOE RAISING/TORSION SOCKET 21- LINED AND PADDED T OR Y STRAP 22- LINED AND PADDED DOUBLE DECKER T OR Y STRAP 23- STIRRUP HEEL TOE RAISING OR CALIPER RETAINING STRAP 24- PROTECTIVE TOE CAP TO COVER THE FOREPART OF THE VAMP WELT AND OUTER SOLE PROTECTIVE TOE CAP 25- FULL LENGTH OR THREE QUARTER NON-MOULDED INLAY IN NON SHOCK ABSORBENT MATERIAL 26- FULL LENGTH OR THREE QUARTER NON-MOULDED INLAY IN SHOCK ABSORBENT MATERIAL 27- FULL LENGTH OR THREE QUARTER NON-MOULDED INLAY MANUFACTURED IN SILICON OR SIMILAR 28- SINGLE DENSITY MATERIAL COVERING INLAY 29- DUAL DENSITY MATERIALS COVERING INLAY 30- MULTI DENSITY MATERIALS COVERING INLAY 31- METATARSAL VALGUS 32- HEEL PAD 33- HEEL WEDGE 34-FILLER TO COMPENSATE FOR THE AMPUTATION. (REFER TO APPENDIX) | PROSTHETICS & ORTHOSIS SUPPLIES SUPPLEMENTARY
10856 | 4224200039000 | CUSTOM MADE SANDAL, THE FOLLOWING ADDITIONS COULD BE REQUIRED :1- WELTED CONSTRUCTION 2- STICH DOWN CONSTRUCTION 3- INDUSTRIAL CONSTRUCTION INCLUDING HEAVY UPPERS AND COMMANDO TYPE HARD WEARING SOLES AND HEELS 4- LEATHER SOLE AND HEEL WITH RUBBER TOP PIECE 5- COMMANDO TYPE SOLES AND HEELS 6- BRIDGED OR ARCHED WAIST BRIDGE ARCHED WAIST 7- ADDITIONAL PADDING 8- LAMBSWOOL LINING 9- A CONCEALED OR OUTSIDE METATARSAL SUPPORT BAR 10- ROCKER SOLE 11-SOLE WEDGE 12- STIFFENER OR SOLE PLATE IN COMPOSITE MATERIAL 13- STIFFENER OR SOLE PLATE IN NON-COMPOSITE MATERIAL 14- A RUBBER OR STEEL TIP TO THE TOE OR HEEL 15- FLANGE TO PROTECT THE WELT 16- FLOATED SOLE 17- ELONGATED HALF ELONGATED OBLIQUE FLOATED OR WEDGE TO THE HEEL 18- TOE ROUND OR RECTANGULAR SOCKET 19- SOCKET WITH FRONT OR BACKSTOPS 20- TOE RAISING/TORSION SOCKET 21- LINED AND PADDED T OR Y STRAP 22- LINED AND PADDED DOUBLE DECKER T OR Y STRAP 23- STIRRUP HEEL TOE RAISING OR CALIPER RETAINING STRAP 24- PROTECTIVE TOE CAP TO COVER THE FOREPART OF THE VAMP WELT AND OUTER SOLE PROTECTIVE TOE CAP 25- FULL LENGTH OR THREE QUARTER NON-MOULDED INLAY IN NON SHOCK ABSORBENT MATERIAL 26- FULL LENGTH OR THREE QUARTER NON-MOULDED INLAY IN SHOCK ABSORBENT MATERIAL 27- FULL LENGTH OR THREE QUARTER NON-MOULDED INLAY MANUFACTURED IN SILICON OR SIMILAR 28- SINGLE DENSITY MATERIAL COVERING INLAY 29- DUAL DENSITY MATERIALS COVERING INLAY 30- MULTI DENSITY MATERIALS COVERING INLAY 31- METATARSAL VALGUS 32- HEEL PAD 33- HEEL WEDGE 34-FILLER TO COMPENSATE FOR THE AMPUTATION. (REFER TO APPENDIX) | PROSTHETICS & ORTHOSIS SUPPLIES SUPPLEMENTARY
10857 | 4224170641300 | SPLINT LEG POSTURAL ORTHOSIS FOR POSITIONING OF LOWER LIMB EASY FITTING ANTIDECUBITUS HEEL COMFORTABLE PADS FOR THE PATIENT FORMED FOAM IN THE CALF AREA OPENING IN THE HEEL AREA TO PREVENT POSSIBLE PRESSURE SORES PLANTAR TRIANGLE THAT ALLOWS ROTATIONAL REGULATION (- 15 DEGREE 0 DEGREE + 15 DEGREE) IMMOBILIZATION POSITIONAL CONTROL PREVENTION OF DEFORMITIES OF PATIENTS POST - OPERATIVE HIP KNEE AND FOOT WHICH REQUIRE THE POSITIONING OF THE LOWER EXTREMITY ANTIDECUBITUS BY PADDING MAINLY IN THE HEEL AREA DUE TO THE FORMED OPENING IN THE FOAM AND IN FINGERS DUE TO THE PLANT HEIGHT WHICH PREVENTS THE SHEETS CONTACT | PROSTHETICS & ORTHOSIS SUPPLIES SUPPLEMENTARY
10858 | 4224200039100 | CUSTOM MADE SHOES, THE FOLLOWING ADDITIONS COULD BE REQUIRED :1- WELTED CONSTRUCTION 2- STICH DOWN CONSTRUCTION 3- INDUSTRIAL CONSTRUCTION INCLUDING HEAVY UPPERS AND COMMANDO TYPE HARD WEARING SOLES AND HEELS 4- LEATHER SOLE AND HEEL WITH RUBBER TOP PIECE 5- COMMANDO TYPE SOLES AND HEELS 6- BRIDGED OR ARCHED WAIST BRIDGE ARCHED WAIST 7- ADDITIONAL PADDING 8- LAMBSWOOL LINING 9- A CONCEALED OR OUTSIDE METATARSAL SUPPORT BAR 10- ROCKER SOLE 11- SOLE WEDGE 12- STIFFENER OR SOLE PLATE IN COMPOSITE MATERIAL 13- STIFFENER OR SOLE PLATE IN NON-COMPOSITE MATERIAL 14- A RUBBER OR STEEL TIP TO THE TOE OR HEEL 15- FLANGE TO PROTECT THE WELT 16- FLOATED SOLE 17- ELONGATED HALF ELONGATED OBLIQUE FLOATED OR WEDGE TO THE HEEL 18- TOE ROUND OR RECTANGULAR SOCKET 19- SOCKET WITH FRONT OR BACKSTOPS 20- TOE RAISING/TORSION SOCKET 21- LINED AND PADDED T OR Y STRAP 22- LINED AND PADDED DOUBLE DECKER T OR Y STRAP 23- STIRRUP HEEL TOE RAISING OR CALIPER RETAINING STRAP 24- PROTECTIVE TOE CAP TO COVER THE FOREPART OF THE VAMP WELT AND OUTER SOLE PROTECTIVE TOE CAP 25- FULL LENGTH OR THREE QUARTER NON-MOULDED INLAY IN NON SHOCK ABSORBENT MATERIAL 26- FULL LENGTH OR THREE QUARTER NON-MOULDED INLAY IN SHOCK ABSORBENT MATERIAL 27- FULL LENGTH OR THREE QUARTER NON-MOULDED INLAY MANUFACTURED IN SILICON OR SIMILAR 28- SINGLE DENSITY MATERIAL COVERING INLAY 29- DUAL DENSITY MATERIALS COVERING INLAY 30- MULTI DENSITY MATERIALS COVERING INLAY 31- METATARSAL VALGUS 32- HEEL PAD 33- HEEL WEDGE 34-FILLER TO COMPENSATE FOR THE AMPUTATION. (REFER TO APPENDIX) | PROSTHETICS & ORTHOSIS SUPPLIES SUPPLEMENTARY
10859 | 4224200039200 | ORTHOPEDIC BOOT WIDE (PEDIATRIC) , LEATHER INSOLE, AND AVAILABLE IN DIFFERENT WIDTHS. FULL GRAIN COW/CALF LEATHER, SOFT PADDING AROUND THE COLLAR AND ANKLE FOR A BETTER FIT, A HIGH AND EXTRA-LONG STIFFENER TO SUPPORT THE ANKLE, FULL LEATHER INSOLE, EASILY REMOVABLE AND ADAPTABLE (HARD-WEARING) SOLE-UNIT, SUFFICIENT TOE-SPRING FOR EASY ROLL-OFF, REMOVABLE PROFILED CORK INLAY INSIDE SHOE, HIGH TOE-BOX AND STRONG TOE-CAP FOR PROTECTION OF THE TOES, EXTRA PADDING AROUND THE ANKLE FOR MORE COMFORT, SOFT TONGUE PADDING TO MOULD THE SHOE ROUND THE FOOT, FIXATES THE SUBTALAR JOINTS AND STABILIZES THE TALOCRURAL JOINT, MADE ON EXTRA DEPTH LASTS, HIGH AND EXTENDED HEEL STIFFENERS, REMOVABLE ANATOMICAL FOOTBEDS AND ADAPTABLE FOR PATIENTS WITH EXTREME VALGUS OR VARUS INSTABILITY, SEVERE CEREBRAL PALSY, LIMITED DORSI-FLEXION, DETERIORATION OF THE TALOCRURAL JOINT, PROBLEMS WITH LIGAMENTS IN THE LOWER LIMBS, PAINFUL OR PRESSURE SENSITIVE FEET, TO STABILIZE THE (POST) OPERATIVE FOOT, ASSORTED SIZE | PROSTHETICS & ORTHOSIS SUPPLIES SUPPLEMENTARY
10860 | 4224200039400 | PROSTHESIS, ABOVE ELBOW, ELECTRIC HAND AND ELBOW JOINT (ELECTRONICALLY CONTROLLED AND POWERED) COMPLETE WORKING SYSTEM INCLUDING COVER SUITABLE FOR USE WITH ELECTRONIC COMPONENTS - AND BATTERY CHARGER AND TWO RECHARGEABLE BATTERIES (110 - 220 V, 50/60 HZ) , LEFT OR RIGHT .INCLUDES - PATIENT ASSESSMENT AT CUSTOMERS PREMISES, MEASURING, INCLUDES ALL REQUIRED MATERIALS/COMPONENTS TO FABRICATE PROSTHESIS, DELIVERY, FITTING BY CERTIFIED PROSTHETIST, IN MULTIPLE CLINICS AND DIFFERENT REGIONS WITH FOLLOW UP SIZE ON DEMAND (REFER TO APPENDIX A) | PROSTHETICS & ORTHOSIS SUPPLIES SUPPLEMENTARY
10861 | 4224170644400 | ORTHOSIS FOOT METATARSAL PAD SMALL | PROSTHETICS & ORTHOSIS SUPPLIES SUPPLEMENTARY
10862 | 4618160906700 | REGULAR INSOLE WITH MEDIAL ARCH SUPPORT ADULT CUSTOM MADE, PEDILIN 4MM + PLASTAZOTE 3MM 3/4 SHORTENING STARTING FROM 2MM - 15CM (PAIR) | PROSTHETICS & ORTHOSIS SUPPLIES SUPPLEMENTARY
10863 | 4224200039500 | PROSTHESIS, BELOW ELBOW, ELECTRIC HAND COMPLETE WORKING SYSTEM INCLUDING COVER SUITABLE FOR USE WITH ELECTRONIC COMPONENTS - AND BATTERY CHARGER (110 - 220 V, 50/60 HZ) , INCLUDES - PATIENT ASSESSMENT AT CUSTOMERS PREMISES, MEASURING, INCLUDES ALL REQUIRED MATERIALS/COMPONENTS TO FABRICATE PROSTHESIS, DELIVERY, FITTING BY CERTIFIED PROSTHETIST, IN MULTIPLE CLINICS AND DIFFERENT REGIONS WITH FOLLOW UP, SIZE OF HAND TO BE DETERMINED UPON ORDER. (REFER TO APPENDIX A) | PROSTHETICS & ORTHOSIS SUPPLIES SUPPLEMENTARY
10864 | 4618160907000 | CUSTOM MADE, MORTON EXTENSION INSOLES, WITH MEDIAL ARCH SUPPORT, ADULT, MADE OF PEDILIN 4MM + PLASTAZOTE 3MM + PERFORATED MATERIAL 2MM UNDER BIG TOE AND THE TRANSVERSE ARCH, (PAIR) | PROSTHETICS & ORTHOSIS SUPPLIES SUPPLEMENTARY
10865 | 4224200039600 | PROSTHESIS, BELOW ELBOW, ELECTRIC HAND, COMPLETE WORKING SYSTEM INCLUDING COVER SUITABLE FOR USE WITH ELECTRONIC COMPONENTS -, FOR WRIST DISARTICULATION, AMPUTATION, AND BATTERY CHARGER (110 - 220 V, 50/60 HZ) , LEFT OR RIGHT .INCLUDES - PATIENT ASSESSMENT AT CUSTOMERS PREMISES, MEASURING, INCLUDES ALL REQUIRED MATERIALS/COMPONENTS TO FABRICATE PROSTHESIS, DELIVERY, FITTING BY CERTIFIED PROSTHETIST, IN MULTIPLE CLINICS AND DIFFERENT REGIONS WITH FOLLOW UP, SIZE ON DEMAND (REFER TO APPENDIX A) | PROSTHETICS & ORTHOSIS SUPPLIES SUPPLEMENTARY
10866 | 4618160907100 | CUSTOM MADE, 3/4 INSOLES, ADULT, FOR METATARSUS ADDUCTUS, MADE OF PEDILIN 4MM + PLASTAZOTE 3MM + PERFORATED MATERIAL 2MM (PAIR) | PROSTHETICS & ORTHOSIS SUPPLIES SUPPLEMENTARY
10867 | 4224170644500 | DYNAMIC ANKLE FOOT ORTHOSIS (ARTICULATED AFO) PEDIATRIC, WHITE COLOR, THERMOLYN POLYETHYLENE THICKNESS 2MM - 4MM, WITH VELCRO STRAPS, FULL PADDING PERFORATED MATERIAL, WITH OUTSOLES 2MM - 1CM INCLUDES: PATIENT ASSESSMENT AT CUSTOMERS PREMISES, MEASURING, DELIVERY, FITTING BY CERTIFIED PROSTHETIST ORTHOTIST IN MULTIPLE CLINICS AND DIFFERENT REGIONS WITH FOLLOW UP. WITH THE COMMITMENT WITH APPENDIX D. | PROSTHETICS & ORTHOSIS SUPPLIES SUPPLEMENTARY
10868 | 4224170908600 | SHOE MULTICAST POST OP FOREFOOT RELIEF TO OFFLOAD WEIGHT AND PRESSURE FROM THE FOREFOOT LARGE | PROSTHETICS & ORTHOSIS SUPPLIES SUPPLEMENTARY
10869 | 4224170644600 | DYNAMIC ANKLE FOOT ORTHOSIS (ARTICULATED AFO) PEDIATRIC, WHITE COLOR, THERMOLYN POLYPROPYLENE THICKNESS 4MM -6MM, WITH VELCRO STRAPS, FULL PADDING PERFORATED MATERIAL, WITH OUTSOLES 2MM - 1CM INCLUDES: PATIENT ASSESSMENT AT CUSTOMERS PREMISES, MEASURING, DELIVERY, FITTING BY CERTIFIED PROSTHETIST ORTHOTIST IN MULTIPLE CLINICS AND DIFFERENT REGIONS WITH FOLLOW UP. WITH THE COMMITMENT WITH APPENDIX D. | PROSTHETICS & ORTHOSIS SUPPLIES SUPPLEMENTARY
10870 | 4231250500500 | MEDIAL HEEL WEDGE PEDILIN MATERIAL STARTING FROM 2MM - 1CM CUSTOM MADE | PROSTHETICS & ORTHOSIS SUPPLIES SUPPLEMENTARY
10871 | 4224170908400 | SHOE MULTICAST POST OP FOREFOOT RELIEF TO OFFLOAD WEIGHT AND PRESSURE FROM THE FOREFOOT MEDIUM | PROSTHETICS & ORTHOSIS SUPPLIES SUPPLEMENTARY
10872 | 4224170908500 | SHOE MULTICAST POST OP FOREFOOT RELIEF TO OFFLOAD WEIGHT AND PRESSURE FROM THE FOREFOOT SMALL | PROSTHETICS & ORTHOSIS SUPPLIES SUPPLEMENTARY
10873 | 4224170640100 | DYNAMIC WALK, LIGHTWEIGHT, MOLDABLE CARBON FIBER, COMPOSITE OPEN HEEL WITH PADDING KIT, MEDIUM, RIGHT | PROSTHETICS & ORTHOSIS SUPPLIES SUPPLEMENTARY
10874 | 4224200023600 | EXTENDED THE WARRANTY TO THREE-YEARS, FOR ADVANCED TECHNOLOGY ITEMS - CLASS A | PROSTHETICS & ORTHOSIS SUPPLIES SUPPLEMENTARY
10875 | 4224200038800 | COVER - SPLIT TOE BELOW KNEE, SIZE AND COLOR ORDERED ON DEMAND, INTEGRATED REINFORCING MESH AND ADVANCED MATERIAL FOR A MORE DURABLE FINISH, AVAILABLE IN 19 COLOR SHADES WITH MICROPIGMENTATION AND SEAMLESS FINISH FOR AUTHENTIC REALISM TO SUIT ANY FOOT SIZE APPROXIMATELY 220MM TO 300MM, TWO CALF SIZES, EASILY REMOVABLE FOR HARDWARE ADJUSTMENT, MAINTENANCE OR REPAIR, SUITABLE FOR ANKLE DISARTICULATION AND PARTIAL FOOT APPLICATIONS, EASY TO CLEAN USING SOAP AND WATER, RIGHT OR LEFT | PROSTHETICS & ORTHOSIS SUPPLIES SUPPLEMENTARY
10876 | 4224170639800 | DYNAMIC WALK, LIGHTWEIGHT, MOLDABLE CARBON FIBER, COMPOSITE OPEN HEEL WITH PADDING KIT, LARGE, LEFT | PROSTHETICS & ORTHOSIS SUPPLIES SUPPLEMENTARY
10877 | 4224170617400 | PRESSURE, RELIEF ANKLE-FOOT ORTHOSIS, USED TO DYNAMICALLY CORRECT AND PREVENT FOOT AND ANKLE CONTRACTURES, ASSORTED SIZES | PROSTHETICS & ORTHOSIS SUPPLIES SUPPLEMENTARY
10878 | 4224170614300 | DIABETIC SANDALS, FEMALE, THERMO COMFORT WITH FLEXIBLE LINING REDUCE PRESSURE OPEN TOE, REMOVABLE INSOLES, ANKLE BACK STRAP, BIG OPENING; PROTECTIVE INTERIOR THAT IS MADE FROM SOFT MATERIAL, INSIDE SEAMLESS, NON-BINDING UPPERS; LIGHTWEIGHT, CUSHIONING SOLES, STRETCHABLE SHOES CONFORM TO THE CONTOURS OF THE FOOT AND HELP ELIMINATE PRESSURE POINTS, BLACK/BEIGE, SIZE 41 | PROSTHETICS & ORTHOSIS SUPPLIES SUPPLEMENTARY
10879 | 4224170614200 | DIABETIC SANDALS, FEMALE, THERMO COMFORT WITH FLEXIBLE LINING REDUCE PRESSURE OPEN TOE, REMOVABLE INSOLES, ANKLE BACK STRAP, BIG OPENING; PROTECTIVE INTERIOR THAT IS MADE FROM SOFT MATERIAL, INSIDE SEAMLESS, NON-BINDING UPPERS; LIGHTWEIGHT, CUSHIONING SOLES, STRETCHABLE SHOES CONFORM TO THE CONTOURS OF THE FOOT AND HELP ELIMINATE PRESSURE POINTS, BLACK/BEIGE, SIZE 40 | PROSTHETICS & ORTHOSIS SUPPLIES SUPPLEMENTARY
10880 | 4224170614100 | DIABETIC SANDALS, FEMALE, THERMO COMFORT WITH FLEXIBLE LINING REDUCE PRESSURE OPEN TOE, REMOVABLE INSOLES, ANKLE BACK STRAP, BIG OPENING; PROTECTIVE INTERIOR THAT IS MADE FROM SOFT MATERIAL, INSIDE SEAMLESS, NON-BINDING UPPERS; LIGHTWEIGHT, CUSHIONING SOLES, STRETCHABLE SHOES CONFORM TO THE CONTOURS OF THE FOOT AND HELP ELIMINATE PRESSURE POINTS, BLACK/BEIGE, SIZE 39 | PROSTHETICS & ORTHOSIS SUPPLIES SUPPLEMENTARY
10881 | 4224170614000 | DIABETIC SANDALS, FEMALE, THERMO COMFORT WITH FLEXIBLE LINING REDUCE PRESSURE OPEN TOE, REMOVABLE INSOLES, ANKLE BACK STRAP, BIG OPENING; PROTECTIVE INTERIOR THAT IS MADE FROM SOFT MATERIAL, INSIDE SEAMLESS, NON-BINDING UPPERS; LIGHTWEIGHT, CUSHIONING SOLES, STRETCHABLE SHOES CONFORM TO THE CONTOURS OF THE FOOT AND HELP ELIMINATE PRESSURE POINTS, BLACK/BEIGE, SIZE 38 | PROSTHETICS & ORTHOSIS SUPPLIES SUPPLEMENTARY
10882 | 4224200032900 | SINGLE-HOOK SPANNER KIT, STEEL, AN ORTHOTICS WORKSHOP TOOL | PROSTHETICS & ORTHOSIS SUPPLIES SUPPLEMENTARY
10883 | 4224200031900 | SPREADING PLIERS, AN ORTHOTICS WORKSHOP TOOL | PROSTHETICS & ORTHOSIS SUPPLIES SUPPLEMENTARY
10884 | 4224170613900 | DIABETIC SANDALS, FEMALE, THERMO COMFORT WITH FLEXIBLE LINING REDUCE PRESSURE OPEN TOE, REMOVABLE INSOLES, ANKLE BACK STRAP, BIG OPENING; PROTECTIVE INTERIOR THAT IS MADE FROM SOFT MATERIAL, INSIDE SEAMLESS, NON-BINDING UPPERS; LIGHTWEIGHT, CUSHIONING SOLES, STRETCHABLE SHOES CONFORM TO THE CONTOURS OF THE FOOT AND HELP ELIMINATE PRESSURE POINTS, BLACK/BEIGE, SIZE 37 | PROSTHETICS & ORTHOSIS SUPPLIES SUPPLEMENTARY
10885 | 4224170613800 | DIABETIC SANDALS, FEMALE, THERMO COMFORT WITH FLEXIBLE LINING REDUCE PRESSURE OPEN TOE, REMOVABLE INSOLES, ANKLE BACK STRAP, BIG OPENING; PROTECTIVE INTERIOR THAT IS MADE FROM SOFT MATERIAL, INSIDE SEAMLESS, NON-BINDING UPPERS; LIGHTWEIGHT, CUSHIONING SOLES, STRETCHABLE SHOES CONFORM TO THE CONTOURS OF THE FOOT AND HELP ELIMINATE PRESSURE POINTS, BLACK/BEIGE, SIZE 36 | PROSTHETICS & ORTHOSIS SUPPLIES SUPPLEMENTARY
10886 | 4224170316500 | UNLOAD THE MEDIAL OR LATERAL COMPARTMENT OF THE KNEE ALLOWS FOR ADJUSTMENT AND CONTROL IN SAGITTAL CORONAL AND TRANSVERSE PLANES OF THE KNEE INTEGRAL ADHESION LAYERS DESIGNED TO PREVENT MIGRATION OF THE ORTHOSIS COST - EFFECTIVE RELIEVES PAIN OF OSTEOARTHRITIS PREVENTS FURTHER PROGRESSION OF OSTEOARTHRITIS MILD TO MODERATE UNI - COMPARTMENTAL OSTEOARTHRITIS OF THE KNEE. SIZES AND SIDE WILL BE ON DEMAND | PROSTHETICS & ORTHOSIS SUPPLIES SUPPLEMENTARY
10887 | 4618220711000 | CUSTOM MADE ARIZONA BRACE ANKLE FOOT ORTHOSIS FOR CHARCOT FOOT DEFORMITY SOFT MOLDED LEATHER INNER SHELL LINING PADDED WITH MEDICAL GRADE FOAM WITH REINFORCE OF THE FOOT AND ANKLE LACE WITH OUTSOLE ANTI SLIP FOR WALKING ADULT THE COLOR WILL BE ON PATIENT REQUEST | PROSTHETICS & ORTHOSIS SUPPLIES SUPPLEMENTARY
10888 | 4224200038200 | ABOVE KNEE SUCTION/ EXPULSION VALVE, MANUAL, EQUIPPED WITH PUSH BUTTON RELEASE, CORE OF VALVE CAN BE UNSCREWED FROM HOUSING, ALLOWS DONNING WITH PULL SOCKS, LOW BUILD AND SUITABLE FOR FABRICATION OF SOFT SOCKET INTERFACE | PROSTHETICS & ORTHOSIS SUPPLIES SUPPLEMENTARY
10889 | 4224200038300 | ACCOMMODATIVE SHOES MADE FOR ORTHOTIC DEVICES - AFO. CEMENTED ON A LEATHER INSOLE MADE FROM FULL GRAIN COW/CALF LEATHER, AVAILABLE IN MULTIPLE WIDTHS, FOOTWEAR SHOULD BE DEEPER TO ACCOMMODATE THE INCREASED DEPTH REQUIRED TO ACCOMMODATE THE FOOT AND AFO WITH OR WITHOUT DEFORMITY. THE HEEL AND SOLE OF THE SHOE MAY REQUIRE MODIFICATION TO MAXIMIZE FUNCTION AND WALKING EFFICIENCY. TO ACCOMMODATE AN ANKLE FOOT ORTHOSIS (AFO) , TO ACCOMMODATE AN INNER SHOE AS A RAINIER BOOT OR AN ARIZONA SPLINT. SOFT PADDING AROUND THE COLLAR TO FIX THE AFO, A SPECIAL SHAPED EXTENDED HEEL STIFFENER MOULDED TO FIT THE AFO, FLAT INSOLE, EASILY REMOVABLE AND ADAPTABLE (HARD-WEARING) LIGHT SOLE-UNIT, SUFFICIENT TOE-SPRING FOR EASY ROLL-OF, HIGH TOE-BOX AND STRONG TOE-CAP FOR PROTECTION OF THE TOES, SOFT TONGUE PADDING TO MOULD THE SHOE ROUND THE FOOT/AFO. FEATURES: MADE ON SPECIALIST FOOTWEAR LASTS TO ENSURE THE CORRECT POSITION OF THE LOWER LIMB AT 90 DEGREES, SPECIAL STIFFENER TO ACCOMMODATE THE AFO, ASSORTED SIZES. | PROSTHETICS & ORTHOSIS SUPPLIES SUPPLEMENTARY
10890 | 4224200038400 | BELOW KNEE AUTO EXPULSION VALVE WITH PUSH BUTTON SUCTION RELEASE, THREADED BODY (SIZE OF THREAD M10) FOR SEAL IN LINER | PROSTHETICS & ORTHOSIS SUPPLIES SUPPLEMENTARY
10891 | 4224200038500 | CARBON BRAID WEBBING 50 METERS IN LENGTH AND 200MM WIDE. | PROSTHETICS & ORTHOSIS SUPPLIES SUPPLEMENTARY
10892 | 4224200038600 | COSMETIC HAND OF LIGHT FOAM WITH METAL WIRE IN ALL FINGERS, AVAILABLE IN LENGTHS APPROXIMATELY 220MM TO 640MM IN A VARIETY OF CIRCUMFERENCES, SIZE, SIDE AND COLOR ON DEMAND | PROSTHETICS & ORTHOSIS SUPPLIES SUPPLEMENTARY
10893 | 4224200024700 | EXTENDED THE WARRANTY TO THREE-YEARS, FOR ADVANCED TECHNOLOGY ITEMS - CLASS D | PROSTHETICS & ORTHOSIS SUPPLIES SUPPLEMENTARY
10894 | 4224200024600 | EXTENDED THE WARRANTY TO THREE-YEARS, FOR ADVANCED TECHNOLOGY ITEMS - CLASS C | PROSTHETICS & ORTHOSIS SUPPLIES SUPPLEMENTARY
10895 | 4224200038700 | COVER - CLOSED TOE BELOW KNEE, SIZE AND COLOR ORDERED ON DEMAND, INTEGRATED REINFORCING MESH AND ADVANCED MATERIAL FOR A MORE DURABLE FINISH, AVAILABLE IN 19 COLOR SHADES WITH MICROPIGMENTATION AND SEAMLESS FINISH FOR AUTHENTIC REALISM TO SUIT ANY FOOT SIZE APPROXIMATELY 220MM TO 300MM, TWO CALF SIZES, EASILY REMOVABLE FOR HARDWARE ADJUSTMENT, MAINTENANCE OR REPAIR, SUITABLE FOR ANKLE DISARTICULATION AND PARTIAL FOOT APPLICATIONS, EASY TO CLEAN USING SOAP AND WATER, AS OF PATIENT SIZE AND COLOR, RIGHT OR LEFT | PROSTHETICS & ORTHOSIS SUPPLIES SUPPLEMENTARY
10896 | 4618220711300 | CUSTOM MADE ARIZONA BRACE ANKLE FOOT ORTHOSIS FOR CHARCOT FOOT DEFORMITY SOFT MOLDED LEATHER INNER SHELL LINING PADDED WITH MEDICAL GRADE FOAM WITH REINFORCE OF THE FOOT AND ANKLE STRAPS AND LOOP WITH OUTSOLE ANTI SLIP FOR WALKING ADULT THE COLOR WILL BE ON PATIENT REQUEST | PROSTHETICS & ORTHOSIS SUPPLIES SUPPLEMENTARY
10897 | 4224200024500 | EXTENDED THE WARRANTY TO THREE-YEARS, FOR ADVANCED TECHNOLOGY ITEMS - CLASS B | PROSTHETICS & ORTHOSIS SUPPLIES SUPPLEMENTARY
10898 | 4224170640000 | DYNAMIC WALK, LIGHTWEIGHT, MOLDABLE CARBON FIBER, COMPOSITE OPEN HEEL WITH PADDING KIT, MEDIUM, LEFT | PROSTHETICS & ORTHOSIS SUPPLIES SUPPLEMENTARY
10899 | 4224200021100 | ANKLE, JOINT, ADJUSTABLE RANGE - OF - MOTION, WITH ANATOMICAL AXIS ALIGNMENT, HYBRID MATERIAL, EASY TO FABRICATE, MATCHES CONTOURS, AND CO - AXIAL ALIGNMENT, OF THE ANATOMICAL ANKLE JOINT, PLANTAR FLEXION RANGE OF MOTION, IS LIMITED DORSIFLEXION RANGE OF MOTION, IS LIMITED, CAN BE CONFIGURED, TO PROVIDE FREE MOTION, OR NO MOTION, DESIGN TO BE STRONG AND STABLE, MEDIAL/LATERAL, CONTROL MOTION, LIMITING DORSIFLEXION AND/OR PLANTAR FLEXION MOTION ADJUSTMENT | PROSTHETICS & ORTHOSIS SUPPLIES SUPPLEMENTARY
10900 | 4224170639900 | DYNAMIC WALK, LIGHTWEIGHT, MOLDABLE CARBON FIBER, COMPOSITE OPEN HEEL WITH PADDING KIT, LARGE, RIGHT | PROSTHETICS & ORTHOSIS SUPPLIES SUPPLEMENTARY
10901 | 4224171325200 | MONOCENTRIC KNEE JOINT KNEE OFFERS K1-K2 WITH A LOAD-DEPENDENT BRAKE MECHANISM AND AN OPTIONAL LOCKING FUNCTION THE SWING PHASE IS CONTROLLED BY AN INTEGRATED PNEUMATIC EXTENSION ASSIST KNEE FLEXION ANGLE 125-145 DEGREES FOR BODY WEIGHT 120-140 | PROSTHETICS & ORTHOSIS SUPPLIES SUPPLEMENTARY
10902 | 4224170910300 | STABILITY FOOTWEAR SANDAL HIGH COUNTERS (STIFFENERS) THEY PROVIDE GREATER SUPPORT AND ARE SUITABLE FOR MORE SEVERE INSTABILITY OF THE FOOT AND ANKLE COMPLEX SIZE 37 ASSORTED COLORS (AT LEAST 3 DIFFERENT COLORS IN CATALOGUE) | PROSTHETICS & ORTHOSIS SUPPLIES SUPPLEMENTARY
10903 | 4412211900200 | FASTENER, SELF ADHESIVE, HOOK, VELCRO OR EQUIVALENT, GREY WHITE, 30 MM, WIDTH, 25 METER | PROSTHETICS & ORTHOSIS SUPPLIES SUPPLEMENTARY
10904 | 4412211900100 | FASTENER, SELF ADHESIVE, HOOK, VELCRO OR EQUIVALENT, 30 MM, WIDTH, BROWN, 25 METER | PROSTHETICS & ORTHOSIS SUPPLIES SUPPLEMENTARY
10905 | 4224180204000 | LSO, BI-VALVE, WITH ADJUSTABLE HIP EXTENSION (HIP SPICA) , FOAM PADDED, POLYETHYLENE, THICKNESS 4MM, RESTRICTS ROTATION, PREVENTION, SIZE MEDIUM, RIGHT | PROSTHETICS & ORTHOSIS SUPPLIES SUPPLEMENTARY
10906 | 4224150008600 | SPLINTING, MATERIAL, NON-PERFORATED, 0.3 X 94 X 50 CM SHEET | PROSTHETICS & ORTHOSIS SUPPLIES SUPPLEMENTARY
10907 | 4618221103700 | BRACE LSO (LUMBAR SACRAL ORTHOSIS) FOR POST - OPERATIVE SPINAL IMMOBILIZATION AND COMPRESSION FRACTURES BIVALVE FOR EASY DONNING ILIO - LOC PROVIDES ABDOMINAL COMPRESSION POSITIONING PREVENTS MIGRATION ADJUSTABLE A/P CONTROL REMOVABLE WASHABLE LINER 1/8 INCH HIGH-DENSITY POLYETHYLENE HIP CIRCUMFERENCE 41 INCHES - 45 INCHES PENDULOUS ABDOMEN APPROXIMATELY | PROSTHETICS & ORTHOSIS SUPPLIES SUPPLEMENTARY
10908 | 4618221106700 | CUSTOM SPINAL ORTHOSIS BOSTON BRACE POLYETHYLENE FOR SCOLIOSIS TREATMENT WITH THICKNESS OF 6 MM FOR PEDIATRIC WHITE COLOR INCLUDES: PATIENT ASSESSMENT AT CUSTOMERS PREMISES, MEASURING, DELIVERY, FITTING BY CERTIFIED PROSTHETIST ORTHOTIST IN MULTIPLE CLINICS AND DIFFERENT REGIONS WITH FOLLOW UP. WITH THE COMMITMENT WITH APPENDIX D. | PROSTHETICS & ORTHOSIS SUPPLIES SUPPLEMENTARY
10909 | 4618221106600 | CUSTOM SPINAL ORTHOSIS BOSTON BRACE POLYETHYLENE FOR SCOLIOSIS TREATMENT WITH THICKNESS OF 6 MM FOR ADULT WHITE COLOR INCLUDES: PATIENT ASSESSMENT AT CUSTOMERS PREMISES, MEASURING, DELIVERY, FITTING BY CERTIFIED PROSTHETIST ORTHOTIST IN MULTIPLE CLINICS AND DIFFERENT REGIONS WITH FOLLOW UP. WITH THE COMMITMENT WITH APPENDIX D. | PROSTHETICS & ORTHOSIS SUPPLIES SUPPLEMENTARY
10910 | 4618221105900 | LSO BIVALVE CORSET WITH BOA CLOSURE OVERLAPPING ON THE FRONT FACE THE FLEXIBILITY OF THE MATERIAL MAKES IT EASY THE ADAPTATION TO MOST OF THE PATIENTS THE STRENGTH OF THE MATERIAL MAINTAINS THE STABILIZATION AND IMMOBILIZATION THAT IS NECESSARY FOR THE PATHOLOGIES FOR WHICH HAS BEEN DESIGNED STABILIZATION AND IMMOBILIZATION CORRECTION OF THE HYPERLORDOSIS INTRA - ABDOMINAL COMPRESSION DISCHARGE OF THE LS SPINE CONTROL OF MOBILITY IN THE SAGITTAL FRONTAL AND LATERAL PLANES LUMBAR SPINE AILMENTS CANAL STENOSIS SPONDYLOLYSIS. SPONDYLOARTHRITIS OSTEOPOROSIS MICRO ADJUSTMENT NON - TAPERED SIZE FROM SMALL TO XX-LARGE | PROSTHETICS & ORTHOSIS SUPPLIES SUPPLEMENTARY
10911 | 4323261400700 | BLOCK, POLYURETHANE, FOR CAD CAM, COMPATIBLE WITH CANFIT PLUS VISUAL CAM, 7.2 OR EQUIVALENT, FOR KNEE ANKLE FOOT ORTHOSIS | PROSTHETICS & ORTHOSIS SUPPLIES SUPPLEMENTARY
10912 | 4323261400600 | BLOCK, POLYURETHANE, FOR CAD CAM, COMPATIBLE WITH CANFIT PLUS VISUAL CAM, 7.2 OR EQUIVALENT, FOR ANKLE FOOT ORTHOSIS | PROSTHETICS & ORTHOSIS SUPPLIES SUPPLEMENTARY
10913 | 4323261400500 | BLOCK, POLYURETHANE, FOR CAD CAM, COMPATIBLE WITH CANFIT –PLUS VISUAL CAM, 7.2 OR EQUIVALENT, FOR SPINAL ORTHOSIS, SHORT | PROSTHETICS & ORTHOSIS SUPPLIES SUPPLEMENTARY
10914 | 4323261400400 | BLOCK, POLYURETHANE, FOR CAD CAM, COMPATIBLE WITH CANFIT –PLUS VISUAL CAM, 7.2 OR EQUIVALENT, FOR SPINAL ORTHOSIS, LONG | PROSTHETICS & ORTHOSIS SUPPLIES SUPPLEMENTARY
10915 | 4412211900400 | FASTENER, SELF ADHESIVE, HOOK, VELCRO OR EQUIVALENT, WHITE, 30 MM, WIDTH 25 METER | PROSTHETICS & ORTHOSIS SUPPLIES SUPPLEMENTARY
10916 | 4323261400300 | BLOCK, POLYURETHANE, FOR CAD CAM, COMPATIBLE WITH CANFIT –PLUS VISUAL CAM, 7.2 OR EQUIVALENT, FOR TRANS - FEMORAL SOCKET | PROSTHETICS & ORTHOSIS SUPPLIES SUPPLEMENTARY
10917 | 4224200039800 | STABILITY BOOTS FOR CHILDREN, WIDE FITTING MADE FROM FULL GRAIN COW/CALF LEATHER IN A SELECTION OF COLORS, AVAILABLE IN 8 WIDTHS- NARROW - WIDE. STITCH DOWN CONSTRUCTION, LACE CLOSING, SUPPORTIVE FOOTWEAR CAN ASSIST CHILDREN WITH MOBILITY IMPAIRMENTS IMPROVING THEIR FUNCTION, STABILITY AND POSTURE. SOFT PADDING AROUND THE COLLAR AND ANKLE FOR A BETTER FIT, A HIGH AND EXTRA-LONG STIFFENER TO SUPPORT THE ANKLE, FULL LEATHER INSOLE, EASILY REMOVABLE AND ADAPTABLE (HARD-WEARING) SOLE-UNIT, SUFFICIENT TOE-SPRING FOR EASY ROLL-OFF, REMOVABLE PROFILED CORK INLAY, INSIDE SHOE, HIGH TOE-BOX AND STRONG TOE-CAP FOR PROTECTION OF THE TOES, EXTENDED FACINGS FOR MAXIMUM ACCESSIBILITY, EXTRA PADDING AROUND THE ANKLE FOR MORE COMFORT, SOFT TONGUE PADDING TO MOLD THE SHOE ROUND THE FOOT, ASSORTED SIZES, BOOTS HEIGHT UP TO 125MM, 3 DIFFERENT COLORS IN CATALOGUE | PROSTHETICS & ORTHOSIS SUPPLIES SUPPLEMENTARY
10918 | 4323261400100 | BLOCK, POLYURETHANE, FOR CAD CAM, COMPATIBLE WITH CANFIT –PLUS VISUAL CAM, 7.2 OR EQUIVALENT, FOR TRANS - TIBIAL SOCKET | PROSTHETICS & ORTHOSIS SUPPLIES SUPPLEMENTARY
10919 | 4323261400000 | BLOCK, POLYURETHANE, FOR CAD CAM, COMPATIBLE WITH CANFIT –PLUS VISUAL CAM, 7.2 OR EQUIVALENT, FOR TRANS - TIBIAL SOCKET, SMALL SIZE | PROSTHETICS & ORTHOSIS SUPPLIES SUPPLEMENTARY
10920 | 4618221103800 | BRACE LSO (LUMBAR SACRAL ORTHOSIS) FOR POST - OPERATIVE SPINAL IMMOBILIZATION AND COMPRESSION FRACTURES BIVALVE FOR EASY DONNING ILIO - LOC PROVIDES ABDOMINAL COMPRESSION POSITIONING PREVENTS MIGRATION ADJUSTABLE A/P CONTROL REMOVABLE WASHABLE LINER 1/8 INCH HIGH-DENSITY POLYETHYLENE HIP CIRCUMFERENCE 41 INCHES - 45 INCHES SHORT APPROXIMATELY | PROSTHETICS & ORTHOSIS SUPPLIES SUPPLEMENTARY
10921 | 4618221104000 | BRACE LSO (LUMBAR SACRAL ORTHOSIS) FOR POST - OPERATIVE SPINAL IMMOBILIZATION AND COMPRESSION FRACTURES BIVALVE FOR EASY DONNING ILIO - LOC PROVIDES ABDOMINAL COMPRESSION POSITIONING PREVENTS MIGRATION ADJUSTABLE A/P CONTROL REMOVABLE WASHABLE LINER 1/8 INCH HIGH-DENSITY POLYETHYLENE HIP CIRCUMFERENCE 45 INCHES - 49 INCHES PENDULOUS ABDOMEN APPROXIMATELY | PROSTHETICS & ORTHOSIS SUPPLIES SUPPLEMENTARY
10922 | 4224180202500 | PEDIATRIC HIP BRACE, POLYETHYLENE PELVIC SECTION, UPRIGHT 123 DEGREE THAT EXTENDS FROM L 2 /L 3 TO DISTAL MARGIN OF THE SACRUM, PROVIDING MAXIMUM THORACIC AND PELVIC SUPPORT, PATIENTS WITH LOW TRUNK TONE AND/OR VERY LIMITED TRUNK, CONTROL STRENGTH MAY BENEFIT FROM THE INCREASED POSTERIOR AND LATERAL SUPPORT THIS DESIGN OFFERS, WHEN PATIENT IS PRIMARILY NON - AMBULATORY (GMFCS IV - V) , WHEN THE GREATER PELVIC COVERAGE TRIGGERS MORE DESIRABLE NEURO - SENSORY MOTOR RESPONSE WITH COMPLETE ACCESSORIES | PROSTHETICS & ORTHOSIS SUPPLIES SUPPLEMENTARY
10923 | 4224150010500 | CAST SIT, A PROSTHETIC SYSTEM WITH AIR PUMP, USING FOR ASSISTANCE DURING ABOVE KNEE CASTING, ALL ACCESSORIES AND BRIM SIZES MUST BE INCLUDED | PROSTHETICS & ORTHOSIS SUPPLIES SUPPLEMENTARY
10924 | 4224180203400 | LSO, BI-VALVE, WITH ADJUSTABLE HIP EXTENSION (HIP SPICA) , FOAM PADDED, POLYETHYLENE, THICKNESS 4MM, RESTRICTS ROTATION, PREVENTION, SIZE SMALL, LEFT | PROSTHETICS & ORTHOSIS SUPPLIES SUPPLEMENTARY
10925 | 4224180203500 | LSO, BI-VALVE, WITH ADJUSTABLE HIP EXTENSION (HIP SPICA) , FOAM PADDED, POLYETHYLENE, THICKNESS 4MM, RESTRICTS ROTATION, PREVENTION, SIZE MEDIUM, LEFT | PROSTHETICS & ORTHOSIS SUPPLIES SUPPLEMENTARY
10926 | 4224180203600 | LSO, BI-VALVE, WITH ADJUSTABLE HIP EXTENSION (HIP SPICA) , FOAM PADDED, POLYETHYLENE, THICKNESS 4MM, RESTRICTS ROTATION, PREVENTION, SIZE LARGE, LEFT | PROSTHETICS & ORTHOSIS SUPPLIES SUPPLEMENTARY
10927 | 4224180203700 | LSO, BI-VALVE, WITH ADJUSTABLE HIP EXTENSION (HIP SPICA) , FOAM PADDED, POLYETHYLENE, THICKNESS 4MM, RESTRICTS ROTATION, PREVENTION, SIZE X-LARGE, LEFT | PROSTHETICS & ORTHOSIS SUPPLIES SUPPLEMENTARY
10928 | 4224180203800 | LSO, BI-VALVE, WITH ADJUSTABLE HIP EXTENSION (HIP SPICA) , FOAM PADDED, POLYETHYLENE, THICKNESS 4MM, RESTRICTS ROTATION, PREVENTION, SIZE XX-LARGE, LEFT | PROSTHETICS & ORTHOSIS SUPPLIES SUPPLEMENTARY
10929 | 4323261400200 | BLOCK, POLYURETHANE, FOR CAD CAM, COMPATIBLE WITH CANFIT –PLUS VISUAL CAM, 7.2 OR EQUIVALENT, FOR TRANS - FEMORAL SOCKET, SMALL SIZE | PROSTHETICS & ORTHOSIS SUPPLIES SUPPLEMENTARY
10930 | 4224180204100 | LSO, BI-VALVE, WITH ADJUSTABLE HIP EXTENSION (HIP SPICA) , FOAM PADDED, POLYETHYLENE, THICKNESS 4MM, RESTRICTS ROTATION, PREVENTION, SIZE LARGE, RIGHT | PROSTHETICS & ORTHOSIS SUPPLIES SUPPLEMENTARY
10931 | 4224180204200 | LSO, BI-VALVE, WITH ADJUSTABLE HIP EXTENSION (HIP SPICA) , FOAM PADDED, POLYETHYLENE, THICKNESS 4MM, RESTRICTS ROTATION, PREVENTION, SIZE X-LARGE, RIGHT | PROSTHETICS & ORTHOSIS SUPPLIES SUPPLEMENTARY
10932 | 4224180204300 | LSO, BI-VALVE, WITH ADJUSTABLE HIP EXTENSION (HIP SPICA) , FOAM PADDED, POLYETHYLENE, THICKNESS 4MM, RESTRICTS ROTATION, PREVENTION, SIZE XX-LARGE, RIGHT | PROSTHETICS & ORTHOSIS SUPPLIES SUPPLEMENTARY
10933 | 4224170910600 | STABILITY FOOTWEAR SANDAL HIGH COUNTERS (STIFFENERS) THEY PROVIDE GREATER SUPPORT AND ARE SUITABLE FOR MORE SEVERE INSTABILITY OF THE FOOT AND ANKLE COMPLEX SIZE 38 ASSORTED COLORS (AT LEAST 3 DIFFERENT COLORS IN CATALOGUE) | PROSTHETICS & ORTHOSIS SUPPLIES SUPPLEMENTARY
10934 | 4224170910900 | STABILITY FOOTWEAR SANDAL HIGH COUNTERS (STIFFENERS) THEY PROVIDE GREATER SUPPORT AND ARE SUITABLE FOR MORE SEVERE INSTABILITY OF THE FOOT AND ANKLE COMPLEX SIZE 39 ASSORTED COLORS (AT LEAST 3 DIFFERENT COLORS IN CATALOGUE) | PROSTHETICS & ORTHOSIS SUPPLIES SUPPLEMENTARY
10935 | 4618160906500 | CUSTOM MADE, INSOLES WITH FILLER FOR FOOT AMPUTATION WITH MEDIAL ARCH SUPPORT + SOFT DIABETIC MATERIAL | PROSTHETICS & ORTHOSIS SUPPLIES SUPPLEMENTARY
10936 | 4618160906400 | FOOT INSOLE KIT, INCLUDE: REMOVABLE WEDGES, (MEDIAL, LATERAL AND HEEL) , LARGE | PROSTHETICS & ORTHOSIS SUPPLIES SUPPLEMENTARY
10937 | 4224171309600 | CARBON FIBERGLASS WEBBING UNIDIRECTIONAL WIDTH 19 MM LENGTH /ROLL 50 METERS APPROXIMATELY | PROSTHETICS & ORTHOSIS SUPPLIES SUPPLEMENTARY
10938 | 4224171309800 | UNIDIRECTIONAL WEBBING CARBON FIBERGLASS ROLL ,WIDTH IS 50 MM APPROXIMATELY ,LENGTH IS 50 M APPROXIMATELY | PROSTHETICS & ORTHOSIS SUPPLIES SUPPLEMENTARY
10939 | 4224171310000 | CARBON FIBER WEBBING UNIDIRECTIONAL WIDTH 100 MM LENGTH /ROLL 50 METERS APPROXIMATELY | PROSTHETICS & ORTHOSIS SUPPLIES SUPPLEMENTARY
10940 | 4224171316200 | PROSTHETIC WRIST UNIT RATCHET TYPE ROTATION SHORT, WITH LOCK LEVER FOR LONG BELOW - ELBOW RESIDUAL LIMBS, DIAMETER 50 MM | PROSTHETICS & ORTHOSIS SUPPLIES SUPPLEMENTARY
10941 | 4224171316500 | PROSTHESIS, SHOULDER DISARTICULATION, INCLUDED SHOULDER JOINT, ELECTRIC HAND AND ELBOW JOINT (ELECTRONICALLY CONTROLLED AND POWERED) COMPLETE WORKING SYSTEM INCLUDING COVER SUITABLE FOR USE WITH ELECTRONIC COMPONENTS - AND BATTERY CHARGER AND TWO RECHARGEABLE BATTERIES (110 - 220 V, 50/60 HZ) , LEFT OR RIGHT .INCLUDES - PATIENT ASSESSMENT AT CUSTOMERS PREMISES, MEASURING, INCLUDES ALL REQUIRED MATERIALS/COMPONENTS TO FABRICATE PROSTHESIS, DELIVERY, FITTING BY CERTIFIED PROSTHETIST, IN MULTIPLE CLINICS AND DIFFERENT REGIONS WITH FOLLOW UP SIZE ON DEMAND (REFER TO APPENDIX A) | PROSTHETICS & ORTHOSIS SUPPLIES SUPPLEMENTARY
10942 | 4224180203900 | LSO, BI-VALVE, WITH ADJUSTABLE HIP EXTENSION (HIP SPICA) , FOAM PADDED, POLYETHYLENE, THICKNESS 4MM, RESTRICTS ROTATION, PREVENTION, SIZE SMALL, RIGHT | PROSTHETICS & ORTHOSIS SUPPLIES SUPPLEMENTARY
10943 | 4618160906300 | FOOT INSOLE KIT, INCLUDE: REMOVABLE WEDGES, (MEDIAL, LATERAL AND HEEL) , MEDIUM | PROSTHETICS & ORTHOSIS SUPPLIES SUPPLEMENTARY
10944 | 4618160906200 | INSOLE, THERMOPLASTIC BASE, FOR PEDIATRIC ORTHOSIS, SIZE 37-38 (PAIR) | PROSTHETICS & ORTHOSIS SUPPLIES SUPPLEMENTARY
10945 | 4618160906100 | INSOLE, THERMOPLASTIC BASE, FOR PEDIATRIC ORTHOSIS, SIZE 35-36 (PAIR) | PROSTHETICS & ORTHOSIS SUPPLIES SUPPLEMENTARY
10946 | 4618160906000 | INSOLE, THERMOPLASTIC BASE, FOR PEDIATRIC ORTHOSIS, SIZE 33-34 (PAIR) | PROSTHETICS & ORTHOSIS SUPPLIES SUPPLEMENTARY
10947 | 4618160905900 | INSOLE, THERMOPLASTIC BASE, FOR PEDIATRIC ORTHOSIS, SIZE 31-32 (PAIR) | PROSTHETICS & ORTHOSIS SUPPLIES SUPPLEMENTARY
10948 | 4618160905800 | INSOLE, THERMOPLASTIC BASE, FOR PEDIATRIC ORTHOSIS, SIZE 29-30 (PAIR) | PROSTHETICS & ORTHOSIS SUPPLIES SUPPLEMENTARY
10949 | 4214170000800 | ORTHOSIS ANTI DECUBITUS HEEL FOR POSITIONING OF LOWER LIMB EASY PLACEMENT HEEL ANTI DECUBITUS COMFORTABLE CUSHIONS FOR THE PATIENT VERY SOFT MATERIAL THAT DECREASES THE PRESSURE EXTERNAL SEAMS TO AVOID FRICTION VELCRO ADJUSTMENT OR EQUIVALENT IT PREVENTS THE SORES ON THE HEEL THE MALLEUS AND THE RUBBING EFFECTS ON THE AREA REDUCES FRICTION AND SHEARING FORCES KEEPS THE SKIN CLEAN AND DRY THANKS TO ITS BREATHABILITY CONTROLS EXCESS MOISTURE IT FACILITATES BETTER PROPHYLACTIC AND THERAPEUTIC CARE PREVENTION OF ULCERS AND SORES IN PATIENTS WHO REMAIN FOR LONG PERIODS OF TIME IN THE SAME POSITION UNIVERSAL SIZE | PROSTHETICS & ORTHOSIS SUPPLIES SUPPLEMENTARY
10950 | 4618220800000 | SHOE, RAISE, STARTING FROM 2 CM- 10 CM, CUSTOM MADE WITH DURABLE MATERIAL AND NON SLIPPING OUTSOLE, COLOR ON DEMAND | PROSTHETICS & ORTHOSIS SUPPLIES SUPPLEMENTARY
10951 | 4618160905700 | INSOLE, THERMOPLASTIC BASE, FOR PEDIATRIC ORTHOSIS, SIZE 27-28 (PAIR) | PROSTHETICS & ORTHOSIS SUPPLIES SUPPLEMENTARY
10952 | 4618221103200 | BRACE LSO (LUMBAR SACRAL ORTHOSIS) FOR POST - OPERATIVE SPINAL IMMOBILIZATION AND COMPRESSION FRACTURES BIVALVE FOR EASY DONNING ILIO - LOC PROVIDES ABDOMINAL COMPRESSION POSITIONING PREVENTS MIGRATION ADJUSTABLE A/P CONTROL REMOVABLE WASHABLE LINER 1/8 INCH HIGH-DENSITY POLYETHYLENE HIP CIRCUMFERENCE 30 INCHES - 34 INCHES APPROXIMATELY | PROSTHETICS & ORTHOSIS SUPPLIES SUPPLEMENTARY
10953 | 4618221103300 | BRACE LSO (LUMBAR SACRAL ORTHOSIS) FOR POST - OPERATIVE SPINAL IMMOBILIZATION AND COMPRESSION FRACTURES BIVALVE FOR EASY DONNING ILIO - LOC PROVIDES ABDOMINAL COMPRESSION POSITIONING PREVENTS MIGRATION ADJUSTABLE A/P CONTROL REMOVABLE WASHABLE LINER 1/8 INCH HIGH-DENSITY POLYETHYLENE HIP CIRCUMFERENCE 34 INCHES - 37 INCHES APPROXIMATELY | PROSTHETICS & ORTHOSIS SUPPLIES SUPPLEMENTARY
10954 | 4618160905600 | INSOLE, THERMOPLASTIC BASE, FOR PEDIATRIC ORTHOSIS, SIZE 25-26 (PAIR) | PROSTHETICS & ORTHOSIS SUPPLIES SUPPLEMENTARY
10955 | 4618160905500 | INSOLE, THERMOPLASTIC BASE, FOR PEDIATRIC ORTHOSIS, SIZE 23-24 (PAIR) | PROSTHETICS & ORTHOSIS SUPPLIES SUPPLEMENTARY
10956 | 4618160905400 | INSOLE, THERMOPLASTIC BASE, FOR PEDIATRIC ORTHOSIS, SIZE 21-22 (PAIR) | PROSTHETICS & ORTHOSIS SUPPLIES SUPPLEMENTARY
10957 | 4618160904400 | INSOLE, FOOT, FOR PEDIATRIC ORTHOSIS, SIZE 19-20 (PAIR) | PROSTHETICS & ORTHOSIS SUPPLIES SUPPLEMENTARY
10958 | 4618160902900 | SEMI RIGID INSOLES, FULL LENGTH, MULTIFORM, MEDIUM WIDTH, SIZE 20 | PROSTHETICS & ORTHOSIS SUPPLIES SUPPLEMENTARY
10959 | 4618221103500 | BRACE LSO (LUMBAR SACRAL ORTHOSIS) FOR POST - OPERATIVE SPINAL IMMOBILIZATION AND COMPRESSION FRACTURES BIVALVE FOR EASY DONNING ILIO - LOC PROVIDES ABDOMINAL COMPRESSION POSITIONING PREVENTS MIGRATION ADJUSTABLE A/P CONTROL REMOVABLE WASHABLE LINER 1/8 INCH HIGH-DENSITY POLYETHYLENE HIP CIRCUMFERENCE 37 INCHES - 41 INCHES SHORT APPROXIMATELY | PROSTHETICS & ORTHOSIS SUPPLIES SUPPLEMENTARY
10960 | 4224170909000 | CUSTOM MADE MEDICAL BOOTS LEATHER LONG DURABILITY, LIGHTWEIGHT, BLACK COLOR (PAIR) | PROSTHETICS & ORTHOSIS SUPPLIES SUPPLEMENTARY
10961 | 4224200107400 | DYNAMIC ANKLE FOOT ORTHOSIS, LEFT, FOOT SIZE 103/4 INCHES, FOOT PLATE 101/4 INCHES, HEIGHT AT THICKEST PART OF CALF 131/4 INCHES - 15 INCHES, PROXIMAL STRAP 141/4 INCHES, HEEL HEIGHT 3/5 INCHES APPROXIMATELY, CARBON FIBER INCORPORATED LIGHTWEIGHT ENERGY RETURN WITH TEXTILE COVER TO PREVENT SKIN CONTACT | PROSTHETICS & ORTHOSIS SUPPLIES SUPPLEMENTARY
10962 | 4224170911200 | STABILITY FOOTWEAR SANDAL HIGH COUNTERS (STIFFENERS) THEY PROVIDE GREATER SUPPORT AND ARE SUITABLE FOR MORE SEVERE INSTABILITY OF THE FOOT AND ANKLE COMPLEX SIZE 40 ASSORTED COLORS (AT LEAST 3 DIFFERENT COLORS IN CATALOGUE) | PROSTHETICS & ORTHOSIS SUPPLIES SUPPLEMENTARY
10963 | 4231151900300 | BELT TWISTER CUSTOM MADE PEDIATRIC ELASTIC STRAPS WITH BUCKLES, INCLUDES: PATIENT ASSESSMENT AT CUSTOMERS PREMISES, MEASURING, DELIVERY, FITTING BY CERTIFIED PROSTHETIST ORTHOTIST IN MULTIPLE CLINICS AND DIFFERENT REGIONS WITH FOLLOW UP. WITH THE COMMITMENT WITH APPENDIX D. | PROSTHETICS & ORTHOSIS SUPPLIES SUPPLEMENTARY
10964 | 4224170119100 | SHOES, MEDICAL, ORTHOPEDIC, LEATHER BLACK, EXTRA SOFT, GENUINE NAPA LEATHER, UPPER EXTRA LENGTH COUNTER SUPPORT, ADDED DEPTH OF 5/16 INCHES DEEPER THAN REGULAR SHOES, DURABLE HD EVA OUTSOLE, OFFERS EASY MODIFICATION, ACCOMMODATES HAMMERTOES/OVERLAPPING, CLAW TOES, STRETCHABLE LYCRA VAMPS, BUNION/BUNIONETTE FLEX AREA, DOUBLE DEPTH, ACCOMMODATES SEVERE HIGH INSTEP, SWELLING, PRONATION, FLAT FEET, BUNIONS AND HAMMERTOES, ACCOMMODATES PARTIAL FOOT AND ANKLE-FOOT-ORTHOSIS, SIZE 46/PAIR | PROSTHETICS & ORTHOSIS SUPPLIES SUPPLEMENTARY
10965 | 4224170119200 | SHOES, MEDICAL, ORTHOPEDIC, LEATHER BLACK, EXTRA SOFT, GENUINE NAPA LEATHER, UPPER EXTRA LENGTH COUNTER SUPPORT, ADDED DEPTH OF 5/16 INCHES DEEPER THAN REGULAR SHOES, DURABLE HD EVA OUTSOLE, OFFERS EASY MODIFICATION, ACCOMMODATES HAMMERTOES/OVERLAPPING, CLAW TOES, STRETCHABLE LYCRA VAMPS, BUNION/BUNIONETTE FLEX AREA, DOUBLE DEPTH, ACCOMMODATES SEVERE HIGH INSTEP, SWELLING, PRONATION, FLAT FEET, BUNIONS AND HAMMERTOES, ACCOMMODATES PARTIAL FOOT AND ANKLE-FOOT-ORTHOSIS, SIZE 47/PAIR | PROSTHETICS & ORTHOSIS SUPPLIES SUPPLEMENTARY
10966 | 4224200220000 | ELBOW EXTENSION ORTHOSIS DESIGNED FOR USE WITH INDIVIDUALS WITH ELBOW FLEXION CONTRACTURES PROVIDES ACTIVE SERIAL ADULT UNIVERSAL SIZE | PROSTHETICS & ORTHOSIS SUPPLIES SUPPLEMENTARY
10967 | 4224200510000 | ADAPTER FEMALE SHORT ALUMINUM HEIGHT 100 MM AND CAN BE CUT TO LENGTH 60 MM BUILD HEIGHT 100 MM WEIGHT CAPACITY IS UP TO 100 KG | PROSTHETICS & ORTHOSIS SUPPLIES SUPPLEMENTARY
10968 | 4224200220100 | ELBOW EXTENSION ORTHOSIS, DESIGNED FOR USE WITH INDIVIDUALS WITH ELBOW FLEXION CONTRACTURES PROVIDES ACTIVE SERIAL, ADULT SMALL SIZE | PROSTHETICS & ORTHOSIS SUPPLIES SUPPLEMENTARY
10969 | 4224200500700 | ADJUSTABLE MODULAR ABOVE KNEE SOCKET, CUSTOM FIT DIRECTLY ON THE PATIENT, WITH CIRCUMFERENTIAL AND LENGTH ADJUSTMENTS, AS WELL AS AL IGNMENT OPTIMIZATION FEATURES, ASSORTED SIZES, WITH OPTION OF CONICAL / CYLINDRICAL SHAPE | PROSTHETICS & ORTHOSIS SUPPLIES SUPPLEMENTARY
10970 | 4224200447600 | STUMP SOCK, SPACER FABRIC, PROVIDES EXCELLENT AIR AND MOISTURE PERMEABILITIES, CUSHION PERFORMANCE, GOOD FOR PRESSURE DISTRIBUTION, MACHINE WASHABLE SIZE - NARROW - LENGTH 26-36CM APPROXIMATELY | PROSTHETICS & ORTHOSIS SUPPLIES SUPPLEMENTARY
10971 | 4224200447500 | STUMP SOCK, SPACER FABRIC, PROVIDES EXCELLENT AIR AND MOISTURE PERMEABILITIES, CUSHION PERFORMANCE, GOOD FOR PRESSURE DISTRIBUTION, MACHINE WASHABLE SIZE - NARROW - LENGTH 20-26CM APPROXIMATELY | PROSTHETICS & ORTHOSIS SUPPLIES SUPPLEMENTARY
10972 | 4224200447200 | STUMP SOCK, SPACER FABRIC, PROVIDES EXCELLENT AIR AND MOISTURE PERMEABILITIES, CUSHION PERFORMANCE, GOOD FOR PRESSURE DISTRIBUTION, MACHINE WASHABLE SIZE - MEDIUM - LENGTH 26-36CM APPROXIMATELY | PROSTHETICS & ORTHOSIS SUPPLIES SUPPLEMENTARY
10973 | 4224200401700 | ELASTIC FABRIC SOCKS, COOLMAX OR EQUIVALENT, WITH INNER POLYMER GEL COATING FOR TRANSTIBIAL AMPUTATION SOCKS, LENGTH 300 MM, GEL LENGTH 250 MM, DISTAL CIRCUMFERENCE 120 - 260 MM, PROXIMAL CIRCUMFERENCE 280 - 420 MM, APPROXIMATELY | PROSTHETICS & ORTHOSIS SUPPLIES SUPPLEMENTARY
10974 | 4224200401800 | ELASTIC FABRIC SOCKS, COOLMAX OR EQUIVALENT, WITH INNER POLYMER GEL COATING FOR TRANSTIBIAL AMPUTATION SOCKS, LENGTH 400 MM, GEL LENGTH 300 MM, DISTAL CIRCUMFERENCE 120 - 260 MM, PROXIMAL CIRCUMFERENCE 280 - 450 MM, APPROXIMATELY | PROSTHETICS & ORTHOSIS SUPPLIES SUPPLEMENTARY
10975 | 4224200408900 | SOCKS, ABOVE KNEE RESIDUAL, LIMB COMPRESSION, CLASS 2, SIZE: LARGE 38 | PROSTHETICS & ORTHOSIS SUPPLIES SUPPLEMENTARY
10976 | 4224200409000 | SOCKS, ABOVE KNEE RESIDUAL, LIMB COMPRESSION, CLASS 2, SIZE: LARGE 46 | PROSTHETICS & ORTHOSIS SUPPLIES SUPPLEMENTARY
10977 | 4224200409200 | SOCKS, ABOVE KNEE RESIDUAL, LIMB COMPRESSION, CLASS 2, SIZE: MEDIUM 38 | PROSTHETICS & ORTHOSIS SUPPLIES SUPPLEMENTARY
10978 | 4224200409300 | SOCKS, ABOVE KNEE RESIDUAL, LIMB COMPRESSION, CLASS 2, SIZE: MEDIUM 46 | PROSTHETICS & ORTHOSIS SUPPLIES SUPPLEMENTARY
10979 | 4224200409500 | SOCKS, ABOVE KNEE RESIDUAL, LIMB COMPRESSION, CLASS 2, SIZE: SMALL 38 | PROSTHETICS & ORTHOSIS SUPPLIES SUPPLEMENTARY
10980 | 4224200447100 | STUMP SOCK, SPACER FABRIC, PROVIDES EXCELLENT AIR AND MOISTURE PERMEABILITIES, CUSHION PERFORMANCE, GOOD FOR PRESSURE DISTRIBUTION, MACHINE WASHABLE SIZE - MEDIUM - LENGTH 20-26CM APPROXIMATELY | PROSTHETICS & ORTHOSIS SUPPLIES SUPPLEMENTARY
10981 | 4224200427000 | ABOVE KNEE RESIDUAL LIMB COMPRESSION SOCKS NATURAL COLOR CLASS 2, SIZE XL 20 | PROSTHETICS & ORTHOSIS SUPPLIES SUPPLEMENTARY
10982 | 4224200513200 | ABOVE KNEE LAMINATED SOCKET SHUTTLE LOCK WITH ADJUSTMENT SCREWS, SKIN COLOR FOR ADULT, BODY WEIGHT USER UP TO 125 KG. SIZE AND SIDE WILL BE SPECIFIED WHEN ORDERED FOR EACH PATIENT INDIVIDUAL, INCLUDES: TEST SOCKET THERMOLYN MATERIAL 15 OR 20 MM. PATIENT ASSESSMENT AT CUSTOMERS PREMISES, MEASURING, DELIVERY, FITTING BY CERTIFIED PROSTHETIST ORTHOTIST IN MULTIPLE CLINICS AND DIFFERENT REGIONS WITH FOLLOW UP. WARRANTY 2 YEARS. WITH THE COMMITMENT WITH APPENDIX D. | PROSTHETICS & ORTHOSIS SUPPLIES SUPPLEMENTARY
10983 | 4224200513500 | ABOVE KNEE LAMINATED SOCKET WITH VALVE SUSPENSION SYSTEM, SKIN COLOR FOR ADULT, TITANIUM PYRAMID SOCKET ADAPTER, WEIGHT RANGE 50 - 60 G, BODY WEIGHT APPROXIMATELY 150 KG. SIZE AND SIDE WILL BE SPECIFIED WHEN ORDERED FOR EACH PATIENT INDIVIDUAL, INCLUDES: TEST SOCKET THERMOLYN MATERIAL 15 OR 20 MM, PATIENT ASSESSMENT AT CUSTOMERS PREMISES, MEASURING, DELIVERY, FITTING BY CERTIFIED PROSTHETIST ORTHOTIST IN MULTIPLE CLINICS AND DIFFERENT REGIONS WITH FOLLOW UP. WARRANTY 2 YEARS. WITH THE COMMITMENT WITH APPENDIX D. | PROSTHETICS & ORTHOSIS SUPPLIES SUPPLEMENTARY
10984 | 4224200514000 | ABOVE KNEE LAMINATED SOCKET WITH VALVE SUSPENSION SYSTEM, SKIN COLOR FOR PEDIATRIC, ALUMINUM PYRAMID RECEIVER SOCKET ADAPTER, WEIGHT RANGE 35 - 50 G, BODY WEIGHT 45 G. SIZE AND SIDE WILL BE SPECIFIED WHEN ORDERED FOR EACH PATIENT INDIVIDUAL, INCLUDES: TEST SOCKET THERMOLYN MATERIAL 8 OR 10 MM, PATIENT ASSESSMENT AT CUSTOMERS PREMISES, MEASURING, DELIVERY, FITTING BY CERTIFIED PROSTHETIST ORTHOTIST IN MULTIPLE CLINICS AND DIFFERENT REGIONS WITH FOLLOW UP. WARRANTY 2 YEARS. WITH THE COMMITMENT WITH APPENDIX D. | PROSTHETICS & ORTHOSIS SUPPLIES SUPPLEMENTARY
10985 | 4224200142400 | ANKLE FOOT ORTHOSIS FULL FOOT FOR PEDIATRIC CUSTOM-MADE, WHITE COLOR, THERMOLYN POLYPROPYLENE THICKNESS 4MM -6MM, WITH VELCRO STRAPS, FULL PADDING PERFORATED MATERIAL, WITH OUTSOLES 2MM - 1CM INCLUDES: PATIENT ASSESSMENT AT CUSTOMERS PREMISES, MEASURING, DELIVERY, FITTING BY CERTIFIED PROSTHETIST ORTHOTIST IN MULTIPLE CLINICS AND DIFFERENT REGIONS WITH FOLLOW UP. WITH THE COMMITMENT WITH APPENDIX D. | PROSTHETICS & ORTHOSIS SUPPLIES SUPPLEMENTARY
10986 | 4224200142500 | CARBON FIBER ANKLE FOOT ORTHOSIS ADULT CUSTOM-MADE, WITH LAMINATED 4- 10 LAYERS OF CARBON FIBER. INCLUDES: PATIENT ASSESSMENT AT CUSTOMERS PREMISES, MEASURING, DELIVERY, FITTING BY CERTIFIED PROSTHETIST ORTHOTIST IN MULTIPLE CLINICS AND DIFFERENT REGIONS WITH FOLLOW UP. WARRANTY 2 YEARS. WITH THE COMMITMENT WITH APPENDIX D. | PROSTHETICS & ORTHOSIS SUPPLIES SUPPLEMENTARY
10987 | 4224200194200 | DYNAMIC ANKLE FOOT ORTHOSIS FULL FOOT WHITE COLOR, FOR ADULT CUSTOM-MADE, THERMOLYN POLYETHYLENE THICKNESS 3MM - 5MM, WITH VELCRO ST RAPS, FULL PADDING PERFORATED MATERIAL, WITH OUTSOLES 2MM - 1CM INCLUDES: PATIENT ASSESSMENT AT CUSTOMERS PREMISES, MEASURING, DELIVERY, FITTING BY CERTIFIED PROSTHETIST ORTHOTIST IN MULTIPLE CLINICS AND DIFFERENT REGIONS WITH FOLLOW UP. WARRANTY 2 YEARS. WITH THE COMMITMENT WITH APPENDIX D. | PROSTHETICS & ORTHOSIS SUPPLIES SUPPLEMENTARY
10988 | 4224200194300 | GROUND REACTION ANKLE FOOT ORTHOSIS (GRAFO) CUSTOM-MADE PEDIATRIC WHITE COLOR, THERMOLYN POLYETHYLENE THICKNESS 3MM - 4MM, WITH VELCRO STRAPS, FULL PADDING PERFORATED MATERIAL, WITH OUTSOLES 2MM - 1CM INCLUDES: PATIENT ASSESSMENT AT CUSTOMERS PREMISES, MEASURING, DELIVERY, FITTING BY CERTIFIED PROSTHETIST ORTHOTIST IN MULTIPLE CLINICS AND DIFFERENT REGIONS WITH FOLLOW UP. WITH THE COMMITMENT WITH APPENDIX D. | PROSTHETICS & ORTHOSIS SUPPLIES SUPPLEMENTARY
10989 | 4224200194400 | KIT CUSTOM-MADE HIP DISARTICULATION MODULAR PROSTHESIS FOR ADULT K1+K2 FLEXIBLE LAMINATED SOCKET PROXIMALLY AND HARD DISTALLY WITH MANUAL LOCK HIP JOINT FLEXION ANGLE 120 DEGREE WEIGHT APPROXIMATELY 900 G MAX BODY WEIGHT 100 KG OVER MONOCENTRIC KNEE JOINT WITH FRICTION BRAKE AND EXTENSION ASSIST K1+K2 PROSTHETIC FOOT SKIN COLOR. SIZE AND SIDE WILL BE SPECIFIED WHEN ORDERED FOR EACH PATIENT INDIVIDUAL INCLUDES: PATIENT ASSESSMENT AT CUSTOMERS PREMISES MEASURING DELIVERY FITTING BY CERTIFIED PROSTHETIST ORTHOTIST IN MULTIPLE CLINICS AND DIFFERENT REGIONS WITH FOLLOW UP. WARRANTY 2 YEARS. WITH THE COMMITMENT WITH APPENDIX D. | PROSTHETICS & ORTHOSIS SUPPLIES SUPPLEMENTARY
10990 | 4224200194500 | KNEE ANKLE FOOT ORTHOSIS (KAFO) CUSTOM-MADE FOR ADULT WITH RING LOCK KNEE JOINT, STAINLESS STEEL BAR 20MM, THERMOLYN POLYETHYLENE THICKNESS 4MM - 6MM, WITH VELCRO STRAPS, FULL PADDING PERFORATED MATERIAL. INCLUDES: PATIENT ASSESSMENT AT CUSTOMERS PREMISES, MEASURING, DELIVERY, FITTING BY CERTIFIED PROSTHETIST ORTHOTIST IN MULTIPLE CLINICS AND DIFFERENT REGIONS WITH FOLLOW UP. WARRANTY 2 YEARS. WITH THE COMMITMENT WITH APPENDIX D. | PROSTHETICS & ORTHOSIS SUPPLIES SUPPLEMENTARY
10991 | 4224200194600 | KNEE ANKLE FOOT ORTHOSIS KAFO CUSTOM-MADE FOR ADULT WITH RING LOCK KNEE JOINT, STAINLESS STEEL BAR 20MM, THERMOLYN POLYPROPYLENE THICKNESS 4MM - 6MM, WITH VELCRO STRAPS, FULL PADDING PERFORATED MATERIAL. INCLUDES: PATIENT ASSESSMENT AT CUSTOMERS PREMISES, MEASURING, DELIVERY, FITTING BY CERTIFIED PROSTHETIST ORTHOTIST IN MULTIPLE CLINICS AND DIFFERENT REGIONS WITH FOLLOW UP. WARRANTY 2 YEARS. WITH THE COMMITMENT WITH APPENDIX D. | PROSTHETICS & ORTHOSIS SUPPLIES SUPPLEMENTARY
10992 | 4224200194700 | KNEE ANKLE FOOT ORTHOSIS KAFO CUSTOM-MADE FOR ADULT WITHOUT KNEE JOINT, WHITE COLOR CUSTOM-MADE THERMOLYN POLYETHYLENE THICKNESS 4MM - 6MM, WITH VELCRO STRAPS, FULL PADDING PERFORATED MATERIAL INCLUDES: PATIENT ASSESSMENT AT CUSTOMERS PREMISES, MEASURING, DELIVERY, FITTING BY CERTIFIED PROSTHETIST ORTHOTIST IN MULTIPLE CLINICS AND DIFFERENT REGIONS WITH FOLLOW UP. WARRANTY 2 YEARS. WITH THE COMMITMENT WITH APPENDIX D. | PROSTHETICS & ORTHOSIS SUPPLIES SUPPLEMENTARY
10993 | 4224200409600 | SOCKS, ABOVE KNEE RESIDUAL, LIMB COMPRESSION, CLASS 2, SIZE: SMALL 46 | PROSTHETICS & ORTHOSIS SUPPLIES SUPPLEMENTARY
10994 | 4224200194800 | KNEE ANKLE FOOT ORTHOSIS KAFO CUSTOM-MADE FOR ADULT WITH SWISS LOCK KNEE JOINT, STAINLESS STEEL BAR 20MM, THERMOLYN POLYPROPYLENE THICKNESS 4MM - 6MM, WITH VELCRO STRAPS, FULL PADDING PERFORATED MATERIAL. INCLUDES: PATIENT ASSESSMENT AT CUSTOMERS PREMISES, MEASURING, DELIVERY, FITTING BY CERTIFIED PROSTHETIST ORTHOTIST IN MULTIPLE CLINICS AND DIFFERENT REGIONS WITH FOLLOW UP. WARRANTY 2 YEARS. WITH THE COMMITMENT WITH APPENDIX D. | PROSTHETICS & ORTHOSIS SUPPLIES SUPPLEMENTARY
10995 | 4224200195000 | MULTIAXIAL FOOT WITH DIVIDED HEEL, 3-D SPACER SMOOTH TRANSITION FROM STANCE PHASE TO SWING PHASE, PHYSIOLOGICAL ROLLOVER AND S-SPRING MULTI-AXIAL MOBILITY TO COMPENSATE FOR UNEVEN SURFACES AND COMFORTABLE WALKING UPHILL AND ON INCLINES ELASTIC FOAM COMPRESSION SPRING ARCH AT HEEL STRIKE OF THE BACK SPRING ARCH AT ROLLOVER, SIZE: 29 CM, RIGHT | PROSTHETICS & ORTHOSIS SUPPLIES SUPPLEMENTARY
10996 | 4224200195100 | MULTIAXIAL FOOT WITH DIVIDED HEEL, 3-D SPACER SMOOTH TRANSITION FROM STANCE PHASE TO SWING PHASE, PHYSIOLOGICAL ROLLOVER AND S-SPRING MULTI-AXIAL MOBILITY TO COMPENSATE FOR UNEVEN SURFACES AND COMFORTABLE WALKING UPHILL AND ON INCLINES ELASTIC FOAM COMPRESSION SPRING ARCH AT HEEL STRIKE OF THE BACK SPRING ARCH AT ROLLOVER, SIZE: 27 CM, RIGHT | PROSTHETICS & ORTHOSIS SUPPLIES SUPPLEMENTARY
10997 | 4224200195200 | MULTIAXIAL FOOT WITH DIVIDED HEEL, 3-D SPACER SMOOTH TRANSITION FROM STANCE PHASE TO SWING PHASE, PHYSIOLOGICAL ROLLOVER AND S-SPRING MULTI-AXIAL MOBILITY TO COMPENSATE FOR UNEVEN SURFACES AND COMFORTABLE WALKING UPHILL AND ON INCLINES ELASTIC FOAM COMPRESSION SPRING ARCH AT HEEL STRIKE OF THE BACK SPRING ARCH AT ROLLOVER, SIZE: 26 CM, RIGHT | PROSTHETICS & ORTHOSIS SUPPLIES SUPPLEMENTARY
10998 | 4224200195300 | MULTIAXIAL FOOT WITH DIVIDED HEEL, 3-D SPACER SMOOTH TRANSITION FROM STANCE PHASE TO SWING PHASE, PHYSIOLOGICAL ROLLOVER AND S-SPRING MULTI-AXIAL MOBILITY TO COMPENSATE FOR UNEVEN SURFACES AND COMFORTABLE WALKING UPHILL AND ON INCLINES ELASTIC FOAM COMPRESSION SPRING ARCH AT HEEL STRIKE OF THE BACK SPRING ARCH AT ROLLOVER, SIZE: 30 CM, RIGHT | PROSTHETICS & ORTHOSIS SUPPLIES SUPPLEMENTARY
10999 | 4224200195500 | POLYCENTRIC KNEE WITH HYDRAULIC SWING PHASE CONTROL FOR KNEE DISARTICULATION MAXIMUM BODY WEIGHT 120-130 KG | PROSTHETICS & ORTHOSIS SUPPLIES SUPPLEMENTARY
11000 | 4224200515000 | BELOW KNEE LAMINATED SOCKET WITH VALVE SUSPENSION SYSTEM, SKIN COLOR FOR PEDIATRIC, ALUMINUM PYRAMID SOCKET ADAPTER, ADAPTER WEIGHT RANGE 25 - 40 G, BODY WEIGHT USER 45 KG. SIZE AND SIDE WILL BE SPECIFIED WHEN ORDERED FOR EACH PATIENT INDIVIDUAL, INCLUDES: TEST SOCKET THERMOLYN MATERIAL 8 OR 10 MM, PATIENT ASSESSMENT AT CUSTOMERS PREMISES, MEASURING, DELIVERY, FITTING BY CERTIFIED PROSTHETIST ORTHOTIST IN MULTIPLE CLINICS AND DIFFERENT REGIONS WITH FOLLOW UP. WARRANTY 2 YEARS. WITH THE COMMITMENT WITH APPENDIX D. | PROSTHETICS & ORTHOSIS SUPPLIES SUPPLEMENTARY
11001 | 4224200514400 | BELOW KNEE LAMINATED SOCKET SHUTTLE LOCK SKIN COLOR FOR ADULT, PYRAMID SHUTTLE LOCK ADAPTER, BODY WEIGHT USER 100 - 125 KG. SIZE AND SIDE WILL BE SPECIFIED WHEN ORDERED FOR EACH PATIENT INDIVIDUAL, INCLUDES: TEST SOCKET THERMOLYN MATERIAL 10 OR 12 MM, PATIENT ASSESSMENT AT CUSTOMERS PREMISES, MEASURING, DELIVERY, FITTING BY CERTIFIED PROSTHETIST ORTHOTIST IN MULTIPLE CLINICS AND DIFFERENT REGIONS WITH FOLLOW UP. WARRANTY 2 YEARS. | PROSTHETICS & ORTHOSIS SUPPLIES SUPPLEMENTARY
11002 | 4224200514100 | BELOW KNEE LAMINATED SOCKET SKIN COLOR FOR ADULT, TITANIUM PYRAMID SOCKET ADAPTER, WEIGHT RANGE 50 - 60 G, BODY WEIGHT UP TO 150 KG. SIZE AND SIDE WILL BE SPECIFIED WHEN ORDERED FOR EACH PATIENT INDIVIDUAL, INCLUDES: TEST SOCKET THERMOLYN MATERIAL 10 OR 12 MM, PATIENT ASSESSMENT AT CUSTOMERS PREMISES, MEASURING, DELIVERY, FITTING BY CERTIFIED PROSTHETIST ORTHOTIST IN MULTIPLE CLINICS AND DIFFERENT REGIONS WITH FOLLOW UP. WARRANTY 2 YEARS. WITH THE COMMITMENT WITH APPENDIX D. | PROSTHETICS & ORTHOSIS SUPPLIES SUPPLEMENTARY
11003 | 4224200194900 | KNEE ANKLE FOOT ORTHOSIS KAFO METAL WITH INNER LEATHER SHOE CUSTOM-MADE FOR ADULT WITH SWISS LOCK KNEE JOINT, STAINLESS STEEL BAR 20MM, STIRRUP ANKLE JOINT WITH LEATHER STRAPS WITH BUCKLES, FULL PADDING LEATHER MATERIAL. | PROSTHETICS & ORTHOSIS SUPPLIES SUPPLEMENTARY
11004 | 4224200409800 | SOCKS ABOVE KNEE RESIDUAL LIMB COMPRESSION CLASS 2 SIZE: EXTRA-LARGE 38 | PROSTHETICS & ORTHOSIS SUPPLIES SUPPLEMENTARY
11005 | 4224200438700 | GEL - SHOCK ABSORBING LINER, CONSTRUCTED WITH SPACER FABRIC, REDUCES SHOCK, PROVIDES EXCELLENT AIR AND MOISTURE PERMEABILITIES, CUSHION PERFORMANCE, GOOD FOR PRESSURE DISTRIBUTION. GOOD THERMAL REGULATION. ASSORTED SIZES | PROSTHETICS & ORTHOSIS SUPPLIES SUPPLEMENTARY
11006 | 4224200430200 | EASY PROTH, FOR TRANSFEMORAL PROSTHESIS, WASHABLE, UNIVERSAL SIZE | PROSTHETICS & ORTHOSIS SUPPLIES SUPPLEMENTARY
11007 | 4224200427500 | ABOVE KNEE RESIDUAL LIMB COMPRESSION SOCKS NATURAL COLOR CLASS 2, SIZE X-SMALL 35 | PROSTHETICS & ORTHOSIS SUPPLIES SUPPLEMENTARY
11008 | 4224200427400 | ABOVE KNEE RESIDUAL LIMB COMPRESSION SOCKS NATURAL COLOR CLASS 2, SIZE X-SMALL 25 | PROSTHETICS & ORTHOSIS SUPPLIES SUPPLEMENTARY
11009 | 4224200410100 | SOCKS, ABOVE KNEE RESIDUAL, LIMB COMPRESSION, CLASS 2, SIZE: EXTRA SMALL 38 | PROSTHETICS & ORTHOSIS SUPPLIES SUPPLEMENTARY
11010 | 4224200427300 | ABOVE KNEE RESIDUAL LIMB COMPRESSION SOCKS NATURAL COLOR CLASS 2, SIZE X-SMALL 20 | PROSTHETICS & ORTHOSIS SUPPLIES SUPPLEMENTARY
11011 | 4224200427200 | ABOVE KNEE RESIDUAL LIMB COMPRESSION SOCKS NATURAL COLOR CLASS 2, SIZE XL 35 | PROSTHETICS & ORTHOSIS SUPPLIES SUPPLEMENTARY
11012 | 4224200427100 | ABOVE KNEE RESIDUAL LIMB COMPRESSION SOCKS NATURAL COLOR CLASS 2, SIZE XL 25 | PROSTHETICS & ORTHOSIS SUPPLIES SUPPLEMENTARY
11013 | 4224200107500 | DYNAMIC ANKLE FOOT ORTHOSIS, LEFT, FOOT SIZE 11 1/2 INCHES, FOOT PLATE 11 INCHES, HEIGHT AT THICKEST PART OF CALF 14 1/4 INCHES-15 3/4 INCHES, PROXIMAL STRAP 15 INCHES, HEEL HEIGHT 3/5 INCHES APPROXIMATELY, CARBON FIBER INCORPORATED LIGHTWEIGHT ENERGY RETURN WITH TEXTILE COVER TO PREVENT SKIN CONTACT | PROSTHETICS & ORTHOSIS SUPPLIES SUPPLEMENTARY
11014 | 4231250500300 | LATERAL HEEL WEDGE PEDILIN MATERIAL STARTING FROM 2MM - 1CM CUSTOM MADE | PROSTHETICS & ORTHOSIS SUPPLIES SUPPLEMENTARY
11015 | 4224200427600 | ABOVE KNEE RESIDUAL LIMB COMPRESSION SOCKS NATURAL COLOR CLASS 2, SIZE XX-LARGE 20 | PROSTHETICS & ORTHOSIS SUPPLIES SUPPLEMENTARY
11016 | 4231250500200 | LATERAL WEDGE PEDILIN MATERIAL STARTING FROM 2MM - 12CM CUSTOM MADE | PROSTHETICS & ORTHOSIS SUPPLIES SUPPLEMENTARY
11017 | 4224200410400 | SOCKS ABOVE KNEE RESIDUAL LIMB COMPRESSION CLASS 2 SIZE: DOUBLE EXTRA-LARGE XX-LARGE 38 | PROSTHETICS & ORTHOSIS SUPPLIES SUPPLEMENTARY
11018 | 4224200410500 | SOCKS ABOVE KNEE RESIDUAL LIMB COMPRESSION CLASS 2 SIZE: DOUBLE EXTRA-LARGE XX-LARGE 46 | PROSTHETICS & ORTHOSIS SUPPLIES SUPPLEMENTARY
11019 | 4224200426300 | ABOVE KNEE RESIDUAL LIMB COMPRESSION SOCKS NATURAL COLOR CLASS 2, SIZE LARGE 35 | PROSTHETICS & ORTHOSIS SUPPLIES SUPPLEMENTARY
11020 | 4224200426400 | ABOVE KNEE RESIDUAL LIMB COMPRESSION SOCKS NATURAL COLOR CLASS 2, SIZE MEDIUM 20 | PROSTHETICS & ORTHOSIS SUPPLIES SUPPLEMENTARY
11021 | 4224200426500 | ABOVE KNEE RESIDUAL LIMB COMPRESSION SOCKS NATURAL COLOR CLASS 2, SIZE MEDIUM 25 | PROSTHETICS & ORTHOSIS SUPPLIES SUPPLEMENTARY
11022 | 4224200426600 | ABOVE KNEE RESIDUAL LIMB COMPRESSION SOCKS NATURAL COLOR CLASS 2, SIZE MEDIUM 35 | PROSTHETICS & ORTHOSIS SUPPLIES SUPPLEMENTARY
11023 | 4224200426700 | ABOVE KNEE RESIDUAL LIMB COMPRESSION SOCKS NATURAL COLOR CLASS 2, SIZE SMALL 20 | PROSTHETICS & ORTHOSIS SUPPLIES SUPPLEMENTARY
11024 | 4224200426800 | ABOVE KNEE RESIDUAL LIMB COMPRESSION SOCKS NATURAL COLOR CLASS 2, SIZE SMALL 25 | PROSTHETICS & ORTHOSIS SUPPLIES SUPPLEMENTARY
11025 | 4224200410200 | SOCKS, ABOVE KNEE RESIDUAL, LIMB COMPRESSION, CLASS 2, SIZE: EXTRA SMALL 46 | PROSTHETICS & ORTHOSIS SUPPLIES SUPPLEMENTARY
11026 | 4231250500400 | MEDIAL WEDGE PEDILIN MATERIAL STARTING FROM 2MM - 12CM CUSTOM MADE CUSTOM MADE | PROSTHETICS & ORTHOSIS SUPPLIES SUPPLEMENTARY
11027 | 4224200427700 | ABOVE KNEE RESIDUAL LIMB COMPRESSION SOCKS NATURAL COLOR CLASS 2, SIZE XX-LARGE 25 | PROSTHETICS & ORTHOSIS SUPPLIES SUPPLEMENTARY
11028 | 4224200427900 | BELOW KNEE RESIDUAL LIMB COMPRESSION SOCKS CLASS 2, SIZE LARGE 30 | PROSTHETICS & ORTHOSIS SUPPLIES SUPPLEMENTARY
11029 | 4224200429600 | BELOW KNEE RESIDUAL LIMB COMPRESSION SOCKS CLASS 2, SIZE XX-LARGE 46 | PROSTHETICS & ORTHOSIS SUPPLIES SUPPLEMENTARY
11030 | 4224200429500 | BELOW KNEE RESIDUAL LIMB COMPRESSION SOCKS CLASS 2, SIZE XX-LARGE 38 | PROSTHETICS & ORTHOSIS SUPPLIES SUPPLEMENTARY
11031 | 4224200429400 | BELOW KNEE RESIDUAL LIMB COMPRESSION SOCKS CLASS 2, SIZE XX-LARGE 30 | PROSTHETICS & ORTHOSIS SUPPLIES SUPPLEMENTARY
11032 | 4224200429300 | BELOW KNEE RESIDUAL LIMB COMPRESSION SOCKS CLASS 2, SIZE X-SMALL 46 | PROSTHETICS & ORTHOSIS SUPPLIES SUPPLEMENTARY
11033 | 4224200429200 | BELOW KNEE RESIDUAL LIMB COMPRESSION SOCKS CLASS 2, SIZE X-SMALL 38 | PROSTHETICS & ORTHOSIS SUPPLIES SUPPLEMENTARY
11034 | 4224200429100 | BELOW KNEE RESIDUAL LIMB COMPRESSION SOCKS CLASS 2, SIZE X-SMALL 30 | PROSTHETICS & ORTHOSIS SUPPLIES SUPPLEMENTARY
11035 | 4224200429000 | BELOW KNEE RESIDUAL LIMB COMPRESSION SOCKS CLASS 2, SIZE XL 46 | PROSTHETICS & ORTHOSIS SUPPLIES SUPPLEMENTARY
11036 | 4224200428900 | BELOW KNEE RESIDUAL LIMB COMPRESSION SOCKS CLASS 2, SIZE XL 38 | PROSTHETICS & ORTHOSIS SUPPLIES SUPPLEMENTARY
11037 | 4224200427800 | ABOVE KNEE RESIDUAL LIMB COMPRESSION SOCKS NATURAL COLOR CLASS 2, SIZE XX-LARGE 35 | PROSTHETICS & ORTHOSIS SUPPLIES SUPPLEMENTARY
11038 | 4224200428800 | BELOW KNEE RESIDUAL LIMB COMPRESSION SOCKS CLASS 2, SIZE XL 30 | PROSTHETICS & ORTHOSIS SUPPLIES SUPPLEMENTARY
11039 | 4224200428700 | BELOW KNEE RESIDUAL LIMB COMPRESSION SOCKS CLASS 2, SIZE SMALL 46 | PROSTHETICS & ORTHOSIS SUPPLIES SUPPLEMENTARY
11040 | 4224200428600 | BELOW KNEE RESIDUAL LIMB COMPRESSION SOCKS CLASS 2, SIZE SMALL 38 | PROSTHETICS & ORTHOSIS SUPPLIES SUPPLEMENTARY
11041 | 4224200428500 | BELOW KNEE RESIDUAL LIMB COMPRESSION SOCKS CLASS 2, SIZE SMALL 30 | PROSTHETICS & ORTHOSIS SUPPLIES SUPPLEMENTARY
11042 | 4224200428400 | BELOW KNEE RESIDUAL LIMB COMPRESSION SOCKS CLASS 2, SIZE MEDIUM 46 | PROSTHETICS & ORTHOSIS SUPPLIES SUPPLEMENTARY
11043 | 4224200428300 | BELOW KNEE RESIDUAL LIMB COMPRESSION SOCKS CLASS 2, SIZE MEDIUM 38 | PROSTHETICS & ORTHOSIS SUPPLIES SUPPLEMENTARY
11044 | 4224200428200 | BELOW KNEE RESIDUAL LIMB COMPRESSION SOCKS CLASS 2, SIZE MEDIUM 30 | PROSTHETICS & ORTHOSIS SUPPLIES SUPPLEMENTARY
11045 | 4224200428100 | BELOW KNEE RESIDUAL LIMB COMPRESSION SOCKS CLASS 2, SIZE LARGE 46 | PROSTHETICS & ORTHOSIS SUPPLIES SUPPLEMENTARY
11046 | 4224200428000 | BELOW KNEE RESIDUAL LIMB COMPRESSION SOCKS CLASS 2, SIZE LARGE 38 | PROSTHETICS & ORTHOSIS SUPPLIES SUPPLEMENTARY
11047 | 4224200409900 | SOCKS ABOVE KNEE RESIDUAL LIMB COMPRESSION CLASS 2 SIZE: EXTRA-LARGE 46 | PROSTHETICS & ORTHOSIS SUPPLIES SUPPLEMENTARY
11048 | 4224200142300 | ANKLE FOOT ORTHOSIS FULL FOOT FOR PEDIATRIC CUSTOM-MADE, WHITE COLOR, THERMOLYN POLYETHYLENE THICKNESS 2MM - 4MM, WITH VELCRO STRAPS, FULL PADDING PERFORATED MATERIAL, WITH OUTSOLES 2MM - 1CM INCLUDES: PATIENT ASSESSMENT AT CUSTOMERS PREMISES, MEASURING, DELIVERY, FITTING BY CERTIFIED PROSTHETIST ORTHOTIST IN MULTIPLE CLINICS AND DIFFERENT REGIONS WITH FOLLOW UP. WITH THE COMMITMENT WITH APPENDIX D. | PROSTHETICS & ORTHOSIS SUPPLIES SUPPLEMENTARY
11049 | 4224200513100 | ABOVE KNEE LAMINATED SOCKET WITH VALVE SUSPENSION SYSTEM, SKIN COLOR FOR ADULT, STAINLESS STEEL LAMINATION ANCHOR WITH PYRAMID ADAPTER 3 OR 4 ARMS ANCHOR, ROTATABLE, WEIGHT RANGE 160 TO 180 G, BODY WEIGHT USER APPROXIMATELY 150 KG, SIZE AND SIDE WILL BE SPECIFIED WHEN ORDERED FOR EACH PATIENT INDIVIDUAL, INCLUDES: TEST SOCKET THERMOLYN MATERIAL 15 OR 20 MM, PATIENT ASSESSMENT AT CUSTOMERS PREMISES, MEASURING, DELIVERY, FITTING BY CERTIFIED PROSTHETIST ORTHOTIST IN MULTIPLE CLINICS AND DIFFERENT REGIONS WITH FOLLOW UP. WARRANTY 2 YEARS. WITH THE COMMITMENT WITH APPENDIX D. | PROSTHETICS & ORTHOSIS SUPPLIES SUPPLEMENTARY
11050 | 4224200426900 | ABOVE KNEE RESIDUAL LIMB COMPRESSION SOCKS NATURAL COLOR CLASS 2, SIZE SMALL 35 | PROSTHETICS & ORTHOSIS SUPPLIES SUPPLEMENTARY
11051 | 4224170001200 | PREFABRICATED LIGHT WEIGHT KNEE-ANKLE-FOOT-ORTHOSIS FOR HYPER EXTENDED KNEE JOINT DOUBLE UPRIGHT RANGE OF MOTION KNEE JOINT ; PRIMARILY DESIGNED FOR SAGITTAL PLANE MOTION CONTROL ; UNIQUE SINGLE POSTERIOR UPRIGHT DESIGN ALLOWS FOR A SIMPLIFIED FIT ; ADDRESSES UP TO FIVE DIFFERENT KNEE ORTHOSIS FUNCTIONS ; IDEAL FOR CONTRACTURE FRACTURE MOTOR AND SENSORY MANAGEMENT ; ADJUSTABLE MEDIAL AND LATERAL FEMORAL AND TIBIAL STABILIZING PANELS ; TELESCOPING THIGH AND CALF SEGMENTS FOR INCREASED COMFORT AND OPTIMAL JOINT PLACEMENT EXTRA LARGE RIGHT | PROSTHETICS & ORTHOSIS SUPPLIES SUPPLEMENTARY
11052 | 4224170001100 | PREFABRICATED LIGHT WEIGHT KNEE-ANKLE-FOOT-ORTHOSIS FOR HYPER EXTENDED KNEE JOINT DOUBLE UPRIGHT RANGE OF MOTION KNEE JOINT ; PRIMARILY DESIGNED FOR SAGITTAL PLANE MOTION CONTROL ; UNIQUE SINGLE POSTERIOR UPRIGHT DESIGN ALLOWS FOR A SIMPLIFIED FIT ; ADDRESSES UP TO FIVE DIFFERENT KNEE ORTHOSIS FUNCTIONS ; IDEAL FOR CONTRACTURE FRACTURE MOTOR AND SENSORY MANAGEMENT ; ADJUSTABLE MEDIAL AND LATERAL FEMORAL AND TIBIAL STABILIZING PANELS ; TELESCOPING THIGH AND CALF SEGMENTS FOR INCREASED COMFORT AND OPTIMAL JOINT PLACEMENT EXTRA LARGE LEFT | PROSTHETICS & ORTHOSIS SUPPLIES SUPPLEMENTARY
11053 | 4224200115900 | 3D SILICONE LINER FOR TRANS-FEMORAL AMPUTEES, WITH DISTAL CONNECTION, WITH THE ANTIBACTERIAL ADDITIVE IN THE LINER MATERIAL PROTECTS THE LINER FROM BACTERIA AND THUS PREVENTS UNPLEASANT ODORS FROM DEVELOPING, COMFORT TO THE AMPUTEES WHO HAVE A LARGE AMOUNT OF SOFT TISSUE, THE ADAPTS BY INITIALLY TAPERING IN THE DISTAL AREA SO THAT SENSITIVE SOFT TISSUE IS GENTLY CUSHIONED AND NOT CONSTRICTED OR PUSHED UPWARDS. THE UPPER SECTION OF THE LINER IS CYLINDRICAL IN SHAPE, DROP-SHAPED TEXTILE INLAY IN THE LINER’S FABRIC ACTS AS A POSITIONING AID FOR ATTACHING THE LANYARD SYSTEM, SIZE 550 MM, APPROXIMATELY | PROSTHETICS & ORTHOSIS SUPPLIES SUPPLEMENTARY
11054 | 4224170001000 | PREFABRICATED LIGHT WEIGHT KNEE-ANKLE-FOOT-ORTHOSIS FOR HYPER EXTENDED KNEE JOINT DOUBLE UPRIGHT RANGE OF MOTION KNEE JOINT ; PRIMARILY DESIGNED FOR SAGITTAL PLANE MOTION CONTROL ; UNIQUE SINGLE POSTERIOR UPRIGHT DESIGN ALLOWS FOR A SIMPLIFIED FIT ; ADDRESSES UP TO FIVE DIFFERENT KNEE ORTHOSIS FUNCTIONS ; IDEAL FOR CONTRACTURE FRACTURE MOTOR AND SENSORY MANAGEMENT ; ADJUSTABLE MEDIAL AND LATERAL FEMORAL AND TIBIAL STABILIZING PANELS ; TELESCOPING THIGH AND CALF SEGMENTS FOR INCREASED COMFORT AND OPTIMAL JOINT PLACEMENT SMALL RIGHT | PROSTHETICS & ORTHOSIS SUPPLIES SUPPLEMENTARY
11055 | 4224170000900 | PREFABRICATED LIGHT WEIGHT KNEE-ANKLE-FOOT-ORTHOSIS FOR HYPER EXTENDED KNEE JOINT DOUBLE UPRIGHT RANGE OF MOTION KNEE JOINT ; PRIMARILY DESIGNED FOR SAGITTAL PLANE MOTION CONTROL ; UNIQUE SINGLE POSTERIOR UPRIGHT DESIGN ALLOWS FOR A SIMPLIFIED FIT ; ADDRESSES UP TO FIVE DIFFERENT KNEE ORTHOSIS FUNCTIONS ; IDEAL FOR CONTRACTURE FRACTURE MOTOR AND SENSORY MANAGEMENT ; ADJUSTABLE MEDIAL AND LATERAL FEMORAL AND TIBIAL STABILIZING PANELS ; TELESCOPING THIGH AND CALF SEGMENTS FOR INCREASED COMFORT AND OPTIMAL JOINT PLACEMENT SMALL LEFT | PROSTHETICS & ORTHOSIS SUPPLIES SUPPLEMENTARY
11056 | 4224200140400 | KIT CUSTOM-MADE HIP DISARTICULATION MODULAR PROSTHESIS FOR ADULT K4 MOBILITY, FLEXIBLE LAMINATED SOCKET PROXIMALLY AND HARD DISTALLY, WITH HYDRAULIC MONOCENTRIC HIP JOINT K3, FLEXION ANGLE 130 DEGREE, WEIGHT 690 G, MAX BODY WEIGHT 125 KG, OVER HYDRAULIC KNEE JOINT SWING PHASE CONTROL K4, PROSTHETIC FOOT K4, SKIN COLOR. SIZE AND SIDE WILL BE SPECIFIED WHEN ORDERED FOR EACH PATIENT INDIVIDUAL, INCLUDES: PATIENT ASSESSMENT AT CUSTOMERS PREMISES, MEASURING, DELIVERY, FITTING BY CERTIFIED PROSTHETIST IN MULTIPLE CLINICS AND DIFFERENT REGIONS WITH FOLLOW UP. WARRANTY 2 YEARS. WITH THE COMMITMENT WITH APPENDIX D. | PROSTHETICS & ORTHOSIS SUPPLIES SUPPLEMENTARY
11057 | 4224200141400 | KNEE ANKLE FOOT ORTHOSIS (KAFO) CUSTOM-MADE FOR ADULT WITH SWISS LOCK KNEE JOINT, STAINLESS STEEL BAR 20MM, THERMOLYN POLYETHYLENE THICKNESS 4MM - 6MM, WITH VELCRO STRAPS, FULL PADDING PERFORATED MATERIAL. INCLUDES: PATIENT ASSESSMENT AT CUSTOMERS PREMISES, MEASURING, DELIVERY, FITTING BY CERTIFIED PROSTHETIST ORTHOTIST IN MULTIPLE CLINICS AND DIFFERENT REGIONS WITH FOLLOW UP. WARRANTY 2 YEARS. WITH THE COMMITMENT WITH APPENDIX D. | PROSTHETICS & ORTHOSIS SUPPLIES SUPPLEMENTARY
11058 | 4224200141300 | GROUND REACTION ANKLE FOOT ORTHOSIS ADULT WHITE COLOR CUSTOM-MADE THERMOLYN POLYETHYLENE THICKNESS 4MM - 6MM, WITH VELCRO STRAPS, FULL PADDING PERFORATED MATERIAL, WITH OUTSOLES 2MM - 1CM INCLUDES: PATIENT ASSESSMENT AT CUSTOMERS PREMISES, MEASURING, DELIVERY, FITTING BY CERTIFIED PROSTHETIST ORTHOTIST IN MULTIPLE CLINICS AND DIFFERENT REGIONS WITH FOLLOW UP. WARRANTY 2 YEARS. WITH THE COMMITMENT WITH APPENDIX D. | PROSTHETICS & ORTHOSIS SUPPLIES SUPPLEMENTARY
11059 | 4224200119400 | LIGHTWEIGHT CARBON FOOT WITH COMFORTABLE ROLLOVER CHARACTERISTICS INCLUDES THE FOOTSHELL WITH COSMESIS CONNECTION CAP SMOOTH TRANSITION FROM STANCE PHASE TO SWING PHASE MULTI - AXIAL MOBILITY TO COMPENSATE FOR UNEVEN SURFACES AND COMFORTABLE WALKING UPHILL AND ON INCLINES GOOD ENERGY RETURN IN THE FOREFOOT AND HEEL GOOD SHOCK ABSORPTION PROGRESSIVE SPRING CHARACTERISTICS SAFETY: CONTROLLED PLANTAR FLEXION OF UP TO 12 DEGREE VERY GOOD IN - EVERSION AND PRO - SUPINATION GOOD INITIATION OF KNEE FLEXION C - SPRING AND CONTROL RING GUARANTEES THAT BOTH SPRINGS WORK TOGETHER SIZE 30 LEFT | PROSTHETICS & ORTHOSIS SUPPLIES SUPPLEMENTARY
11060 | 4224200141200 | ANKLE FOOT ORTHOSIS FULL FOOT WHITE COLOR, FOR ADULT CUSTOM-MADE, THERMOLYN POLYPROPYLENE THICKNESS 3MM - 5MM, WITH VELCRO STRAPS, FULL PADDING PERFORATED MATERIAL, WITH OUTSOLES 2MM - 1CM INCLUDES: PATIENT ASSESSMENT AT CUSTOMERS PREMISES, MEASURING, DELIVERY, FITTING BY CERTIFIED PROSTHETIST ORTHOTIST IN MULTIPLE CLINICS AND DIFFERENT REGIONS WITH FOLLOW UP. WARRANTY 2 YEARS. WITH THE COMMITMENT WITH APPENDIX D. | PROSTHETICS & ORTHOSIS SUPPLIES SUPPLEMENTARY
11061 | 4224200120100 | LIGHTWEIGHT CARBON FOOT WITH COMFORTABLE ROLLOVER CHARACTERISTICS INCLUDES THE FOOTSHELL WITH COSMESIS CONNECTION CAP SMOOTH TRANSITION FROM STANCE PHASE TO SWING PHASE MULTI - AXIAL MOBILITY TO COMPENSATE FOR UNEVEN SURFACES AND COMFORTABLE WALKING UPHILL AND ON INCLINES GOOD ENERGY RETURN IN THE FOREFOOT AND HEEL GOOD SHOCK ABSORPTION PROGRESSIVE SPRING CHARACTERISTICS SAFETY: CONTROLLED PLANTAR FLEXION OF UP TO 12 DEGREE VERY GOOD IN - EVERSION AND PRO - SUPINATION GOOD INITIATION OF KNEE FLEXION C - SPRING AND CONTROL RING GUARANTEES THAT BOTH SPRINGS WORK TOGETHER SIZE 30 RIGHT | PROSTHETICS & ORTHOSIS SUPPLIES SUPPLEMENTARY
11062 | 4224200134700 | EARLIER/LATER STANCE RELEASE LATER MORE SAFETY NORMAL SAFETY AND DYNAMICS EARLIER MORE DYNAMICS STANCE PHASE STABILITY LOW VOLUNTARY CONTROL REQUIRED MID SWING SHORTENING FOR BETTER TO CLEARANCE ADJUSTABLE EXTENSION TO OPTIMIZE EXTENSION SPEED ADJUSTABLE STANCE SETTINGS FOR INDIVIDUAL USERS NEED FOR STABILITY INCREASED STABILITY LESS EFFORT AND MORE CONFIDENCE DURING WALKING REDUCED RISK OF TRIPS AND FALLS SAFER WALKING AND MORE CONFIDENCE TRANSFEMORAL LOW TO MODERATE IMPACT LEVEL MAX USER WEIGHT ABOVE 120 KG. K - LEVEL: K 1 AND K 2 ADJUSTABLE GEOMETRY WITH STANCE RELEASE SETTING 4 - BAR GEOMETRY INTEGRATED EXTENSION SPRING | PROSTHETICS & ORTHOSIS SUPPLIES SUPPLEMENTARY
11063 | 4224200107800 | DYNAMIC ANKLE FOOT ORTHOSIS, RIGHT, FOOT SIZE 11 1/2 INCHES, FOOT PLATE 11 INCHES, HEIGHT AT THICKEST PART OF CALF 14 1/4 INCHES-15 3/4 INCHES, PROXIMAL STRAP 15 INCHES, HEEL HEIGHT 3/5 INCHES APPROXIMATELY, CARBON FIBER INCORPORATED LIGHTWEIGHT ENERGY RETURN WITH TEXTILE COVER TO PREVENT SKIN CONTACT | PROSTHETICS & ORTHOSIS SUPPLIES SUPPLEMENTARY
11064 | 4224200135300 | MAIN PIVOT WORKS AS ANKLE JOINT LOW STIFFNESS IN MID - STANCE HIGH STIFFNESS IN LATE STANCE BETTER PLANTAR PRESSURE SOLE BLADE OFFERS FULL-LENGTH AND BIG TOE SOLE BLADE: SPLIT FROM MID - FOOT TO FOREFOOT AND WIDER BLADE MULTI - AXIAL ADAPTATION ALLOWING THE FOOT TO ADJUST TO THE SURFACE LIGHTWEIGHT WITH GRIPPING SOLE FOR BETTER GRIP BAREFOOT SANDAL CLAMPING FOR FLIP - FLOPS NATURAL ARCH AND FOOTPRINT AND PAINTABLE NAILS SMOOTH AND MORE SYMMETRICAL GAIT MORE NATURAL MOVEMENT AND LESS IMPACT ON SOUND SIDE INCREASED PUSH - OFF AND CONTROL MORE STABILITY UNTIL TERMINAL STANCE HELPS TO MAINTAIN BALANCE STABILITY AND REDUCES PEAK IMPACT DURING LOADING ALLOWING AMPUTEES TO WALK NATURALLY ON EVEN GROUND MORE NATURAL LOOK AND MORE NATURAL USE TRANSTIBIAL TRANSFEMORAL KNEE AND HIP DISARTICULATION AMPUTEES LOW TO MODERATE IMPACT LEVEL MAXIMUM USER WEIGHT 125 KGK - LEVEL: K 2 AND K 3 THREE ROTATIONAL JOINTS 3 - BLADE CARBON DESIGN SPLIT TOE ANATOMICALLY SHAPED FOOT COVER | PROSTHETICS & ORTHOSIS SUPPLIES SUPPLEMENTARY
11065 | 4224200141000 | LISFRANC LAMINATED PROSTHESIS PEDIATRIC COMBINING A SOFT SOCKET WITH A RIGID SHAFT WITH A SACH FOOT IN CORRECTED POSITION, SKIN COLOR. SIZE AND SIDE WILL BE SPECIFIED WHEN ORDERED FOR EACH PATIENT INDIVIDUAL, INCLUDES: PATIENT ASSESSMENT AT CUSTOMERS PREMISES, MEASURING, DELIVERY, FITTING BY CERTIFIED PROSTHETIST IN MULTIPLE CLINICS AND DIFFERENT REGIONS WITH FOLLOW UP. WARRANTY 2 YEARS. | PROSTHETICS & ORTHOSIS SUPPLIES SUPPLEMENTARY
11066 | 4224200140900 | LISFRANC LAMINATED PROSTHESIS ADULT COMBINING A SOFT SOCKET WITH A RIGID SHAFT WITH A SACH FOOT IN CORRECTED POSITION, SKIN COLOR. SIZE AND SIDE WILL BE SPECIFIED WHEN ORDERED FOR EACH PATIENT INDIVIDUAL, INCLUDES: PATIENT ASSESSMENT AT CUSTOMERS PREMISES, MEASURING, DELIVERY, FITTING BY CERTIFIED PROSTHETIST ORTHOTIST IN MULTIPLE CLINICS AND DIFFERENT REGIONS WITH FOLLOW UP. WARRANTY 2 YEARS. WITH THE COMMITMENT WITH APPENDIX D. | PROSTHETICS & ORTHOSIS SUPPLIES SUPPLEMENTARY
11067 | 4224170000800 | PREFABRICATED LIGHT WEIGHT KNEE-ANKLE-FOOT-ORTHOSIS FOR HYPER EXTENDED KNEE JOINT DOUBLE UPRIGHT RANGE OF MOTION KNEE JOINT ; PRIMARILY DESIGNED FOR SAGITTAL PLANE MOTION CONTROL ; UNIQUE SINGLE POSTERIOR UPRIGHT DESIGN ALLOWS FOR A SIMPLIFIED FIT ; ADDRESSES UP TO FIVE DIFFERENT KNEE ORTHOSIS FUNCTIONS ; IDEAL FOR CONTRACTURE FRACTURE MOTOR AND SENSORY MANAGEMENT ; ADJUSTABLE MEDIAL AND LATERAL FEMORAL AND TIBIAL STABILIZING PANELS ; TELESCOPING THIGH AND CALF SEGMENTS FOR INCREASED COMFORT AND OPTIMAL JOINT PLACEMENT MEDIUM RIGHT | PROSTHETICS & ORTHOSIS SUPPLIES SUPPLEMENTARY
11068 | 4224170000700 | PREFABRICATED LIGHT WEIGHT KNEE-ANKLE-FOOT-ORTHOSIS FOR HYPER EXTENDED KNEE JOINT DOUBLE UPRIGHT RANGE OF MOTION KNEE JOINT ; PRIMARILY DESIGNED FOR SAGITTAL PLANE MOTION CONTROL ; UNIQUE SINGLE POSTERIOR UPRIGHT DESIGN ALLOWS FOR A SIMPLIFIED FIT ; ADDRESSES UP TO FIVE DIFFERENT KNEE ORTHOSIS FUNCTIONS ; IDEAL FOR CONTRACTURE FRACTURE MOTOR AND SENSORY MANAGEMENT ; ADJUSTABLE MEDIAL AND LATERAL FEMORAL AND TIBIAL STABILIZING PANELS ; TELESCOPING THIGH AND CALF SEGMENTS FOR INCREASED COMFORT AND OPTIMAL JOINT PLACEMENT MEDIUM LEFT | PROSTHETICS & ORTHOSIS SUPPLIES SUPPLEMENTARY
11069 | 4224200135500 | CARBON FOOT, SMOOTH ROLL OVER INCREASED PUSH - OFF CONTROL UNTIL LAST STANCE MORE STABILITY VERTICAL SHOCK ABSORPTION MORE DORSIFLEXION THAN STANDARD FEET CLOSER TO SOUND SIDE, STANDARD PROSTHETIC FEET (LESS COMORBIDITIES) LESS EFFORT WHEN WALKING LESS FATIGUE IMPROVED SATISFACTION AND DISPLACEMENT TRANSTIBIAL TRANSFEMORAL KNEE AND HIP DISARTICULATION AMPUTEES LOW MODERATE AND HIGH IMPACT LEVEL K - LEVEL: K2 K 3 AND K 4, USER WEIGHT ABOVE 130 KG MAX, SIZE AND SIDE UP ON PATIENT DEMAND | PROSTHETICS & ORTHOSIS SUPPLIES SUPPLEMENTARY
11070 | 4224170000600 | PREFABRICATED LIGHT WEIGHT KNEE-ANKLE-FOOT-ORTHOSIS FOR HYPER EXTENDED KNEE JOINT DOUBLE UPRIGHT RANGE OF MOTION KNEE JOINT ; PRIMARILY DESIGNED FOR SAGITTAL PLANE MOTION CONTROL ; UNIQUE SINGLE POSTERIOR UPRIGHT DESIGN ALLOWS FOR A SIMPLIFIED FIT ; ADDRESSES UP TO FIVE DIFFERENT KNEE ORTHOSIS FUNCTIONS ; IDEAL FOR CONTRACTURE FRACTURE MOTOR AND SENSORY MANAGEMENT ; ADJUSTABLE MEDIAL AND LATERAL FEMORAL AND TIBIAL STABILIZING PANELS ; TELESCOPING THIGH AND CALF SEGMENTS FOR INCREASED COMFORT AND OPTIMAL JOINT PLACEMENT LARGE RIGHT | PROSTHETICS & ORTHOSIS SUPPLIES SUPPLEMENTARY
11071 | 4224170000500 | PREFABRICATED LIGHT WEIGHT KNEE-ANKLE-FOOT-ORTHOSIS FOR HYPER EXTENDED KNEE JOINT DOUBLE UPRIGHT RANGE OF MOTION KNEE JOINT ; PRIMARILY DESIGNED FOR SAGITTAL PLANE MOTION CONTROL ; UNIQUE SINGLE POSTERIOR UPRIGHT DESIGN ALLOWS FOR A SIMPLIFIED FIT ; ADDRESSES UP TO FIVE DIFFERENT KNEE ORTHOSIS FUNCTIONS ; IDEAL FOR CONTRACTURE FRACTURE MOTOR AND SENSORY MANAGEMENT ; ADJUSTABLE MEDIAL AND LATERAL FEMORAL AND TIBIAL STABILIZING PANELS ; TELESCOPING THIGH AND CALF SEGMENTS FOR INCREASED COMFORT AND OPTIMAL JOINT PLACEMENT LARGE LEFT | PROSTHETICS & ORTHOSIS SUPPLIES SUPPLEMENTARY
11072 | 4224200136600 | KNEE MICROPROCESSOR-CONTROLLED AUTOMATIC SET-UP LESS STEPS NEEDED FOR USER SPECIFIC SETTINGS ADVANCED CONTROL FEATURES MONITOR AN D ADAPT TO RESISTANCE LEVELS AND POSSIBLE TO MANUALLY ADAPT ANGLE SENSOR MEASURING KNEE ANGLE ROBUST SENSOR NO NEED FOR CALIBRATION LOAD CELLS IN ANTERIOR AND POSTERIOR MEASURING LOAD FROM HEEL STRIKE TO TOE OFF KINEMATIC SENSOR FOR CONTINUOUS STABILITY CONTROL WHILE STANDING ACCURATE STAND TO WALK TRANSITION SECURE AND COMFORTABLE KNEELING AT UP TO 45 DEGREE ABDUCTION ANGLE CIRCUMFERENCE MAGNETORHEOLOGICAL TECHNOLOGY ENSURES IMMEDIATE PROPORTIONAL RESPONSE TO GAIT VARIATIONS AND ENABLES KNEE TO ADAPT TO USERS MOTIONS ACTUATOR DESIGN INCREASES RESPONSIVENESS TO DIFFERENT AND CHANGING CIRCUMSTANCES. IT ALSO INCREASES THE MAXIMUM TORQUE FOR ADDITIONAL SUPPORT AND STABILITY. LASTLY IT ENABLES EASY SWING INITIATION AND NATURAL SWING MOTION MANUAL EXTENSION LOCK ADDED AT THE SIDE COVERS AND MATERIALS ARE RATED IP34 OR EQUIVALENT LOGIC APP COMPATIBLE AND THEREFORE VISUAL FEEDBACK AVAILABLE EASY EXTENSION INCREASES MOBILITY LONGER DISTANCES FASTER WALKING AND INCREASED QUALITY OF LIFE FACILITATES STEPPING OVER OBSTACLES MORE TOE CLEARANCE SO INCRE = ASED FEELING OF STABILITY AND SAFETY MORE NATURAL GAIT AND MOVEMENT INCREASED SAFETY AND STABILITY LESS ENERGY CONSUMPTION AND MORE MOBILITY MORE SYMMETRICAL GATE TOTAL STANCE STABILITY FURING EXTREME CIRCUMSTANCES (LONG STANDING PERIODS REHAB OR EXTREME TERRAIN) KNEE CAN WITHSTAND CONDENSATION HUMIDITY AND FOG SPILLING WATER SPLASHING WATER AND HEAVY RAIN USER AND THEIR CLINICIAN CAN CHANGE SETTINGS TO BEST MATCH THE USERS NEEDS POSSIBILITY TO MONITOR PROGRESS AND IMPROVE FUNCTIONAL USE BY EXERCISE SYMMETRICAL STANDING UP WITHOUT ANY EXTRA EFFORT TRANS-FEMORAL AND KNEE DISARTICULATION LOW TO MODERATE IMPACT LEVEL MAX WEIGHT 136 KG. K-LEVEL AS PATIENT NEEDS - PATIENT ASSESSMENT AT CUSTOMERS PREMISES MEASURING INCLUDES ALL REQUIRED MATERIALS/COMPONENTS TO FABRIC ATE PROSTHESIS FITTING AND DELIVERY | PROSTHETICS & ORTHOSIS SUPPLIES SUPPLEMENTARY
11073 | 4224200140800 | SYMES LAMINATED PROSTHESES PEDIATRIC DESIGNED TO ASSIST IN FOREFOOT/MIDFOOT AND ANKLE DISARTICULATION AMPUTATION A POSTERIOR OPENING, SKIN COLOR. SIZE AND SIDE WILL BE SPECIFIED WHEN ORDERED FOR EACH PATIENT INDIVIDUAL, INCLUDES: PATIENT ASSESSMENT AT CUSTOMERS PR EMISES, MEASURING, DELIVERY, FITTING BY CERTIFIED PROSTHETIST IN MULTIPLE CLINICS AND DIFFERENT REGIONS WITH FOLLOW UP. WARRANTY 2 YEARS WITH THE COMMITMENT WITH APPENDIX D. | PROSTHETICS & ORTHOSIS SUPPLIES SUPPLEMENTARY
11074 | 4224200140700 | SYMES LAMINATED PROSTHESES ADULT DESIGNED TO ASSIST IN FOREFOOT/MIDFOOT AND ANKLE DISARTICULATION AMPUTATION A POSTERIOR OPENING, SKIN COLOR. SIZE AND SIDE WILL BE SPECIFIED WHEN ORDERED FOR EACH PATIENT INDIVIDUAL, INCLUDES: PATIENT ASSESSMENT AT CUSTOMERS PREMISES, MEASURING, DELIVERY, FITTING BY CERTIFIED PROSTHETIST ORTHOTIST IN MULTIPLE CLINICS AND DIFFERENT REGIONS WITH FOLLOW UP. WARRANTY 2 YEARS. WITH THE COMMITMENT WITH APPENDIX D. | PROSTHETICS & ORTHOSIS SUPPLIES SUPPLEMENTARY
11075 | 4224200140600 | EXTENSION ORTHO-PROSTHESIS FOR PEDIATRIC SKIN COLOR FOR PROXIMAL FEMORAL FOCAL DEFICIENCY (PFFD) , MODULAR ALUMINUM COMPONENTS, PROSTHETIC FOOT K2+K3. SIZE AND SIDE WILL BE SPECIFIED WHEN ORDERED FOR EACH PATIENT INDIVIDUAL, INCLUDES: PATIENT ASSESSMENT AT CUSTOMERS PREMISES, MEASURING, DELIVERY, FITTING BY CERTIFIED PROSTHETIST ORTHOTIST IN MULTIPLE CLINICS AND DIFFERENT REGIONS WITH FOLLOW UP. WARRANTY 2 YEARS. WITH THE COMMITMENT WITH APPENDIX D. | PROSTHETICS & ORTHOSIS SUPPLIES SUPPLEMENTARY
11076 | 4224200140500 | EXTENSION ORTHO-PROSTHESIS FOR ADULT (K1 + K2 + K3 + K4) SKIN COLOR FOR PROXIMAL FEMORAL FOCAL DEFICIENCY (PFFD) , MODULAR TITANIUM COMPONENTS, FOOT PROSTHESIS. SIZE AND SIDE WILL BE SPECIFIED WHEN ORDERED FOR EACH PATIENT INDIVIDUAL, INCLUDES: PATIENT ASSESSMENT AT CUSTOMERS PREMISES, MEASURING, DELIVERY, FITTING BY CERTIFIED PROSTHETIST ORTHOTIST IN MULTIPLE CLINICS AND DIFFERENT REGIONS WITH FOLLOW UP. WARRANTY 2 YEARS. WITH THE COMMITMENT WITH APPENDIX D. | PROSTHETICS & ORTHOSIS SUPPLIES SUPPLEMENTARY
11077 | 4224200141100 | ANKLE FOOT ORTHOSIS FULL FOOT WHITE COLOR, FOR ADULT CUSTOM-MADE, THERMOLYN POLYETHYLENE THICKNESS 4MM - 6MM, WITH VELCRO STRAPS, FULL PADDING PERFORATED MATERIAL, WITH OUTSOLES 2MM - 1CM | PROSTHETICS & ORTHOSIS SUPPLIES SUPPLEMENTARY
11078 | 4224200141500 | KNEE ANKLE FOOT ORTHOSIS (KAFO) CUSTOM-MADE FOR ADULT WITHOUT KNEE JOINT, WHITE COLOR CUSTOM-MADE THERMOLYN POLYPROPYLENE THICKNESS 4MM - 6MM, WITH VELCRO STRAPS, FULL PADDING PERFORATED MATERIAL. INCLUDES: PATIENT ASSESSMENT AT CUSTOMERS PREMISES, MEASURING, DELIVERY, FITTING BY CERTIFIED PROSTHETIST ORTHOTIST IN MULTIPLE CLINICS AND DIFFERENT REGIONS WITH FOLLOW UP. WARRANTY 2 YEARS. WITH THE COMMITMENT WITH APPENDIX D. | PROSTHETICS & ORTHOSIS SUPPLIES SUPPLEMENTARY
11079 | 4618220710900 | CUSTOM MADE ARIZONA BRACE ANKLE FOOT ORTHOSIS FOR CHARCOT FOOT DEFORMITY SOFT MOLDED LEATHER INNER SHELL LINING PADDED WITH MEDICAL GRADE FOAM WITH REINFORCE OF THE FOOT AND ANKLE LACE + STRAPS AND LOOP WITH OUTSOLE ANTI SLIP FOR WALKING ADULT THE COLOR WILL BE ON PATIENT REQUEST | PROSTHETICS & ORTHOSIS SUPPLIES SUPPLEMENTARY
11080 | 4224200140300 | KIT CUSTOM-MADE HIP DISARTICULATION MODULAR PROSTHESIS FOR ADULT K2+K3, FLEXIBLE LAMINATED SOCKET PROXIMALLY AND HARD DISTALLY, WITH MONOCENTRIC HIP JOINT INTERNAL EXTENSION ASSIST FLEXION ANGLE 120 DEGREE, WEIGHT 680 - 800 G, OVER HYDRAULIC KNEE JOINT SWING PHASE CONTROL, WEIGHT 850 G, MAX BODY WEIGHT 125 KG, K2+K3 PROSTHETIC FOOT, SKIN COLOR. SIZE AND SIDE WILL BE SPECIFIED WHEN ORDERED FOR EACH PATIENT INDIVIDUAL, INCLUDES: PATIENT ASSESSMENT AT CUSTOMERS PREMISES, MEASURING, DELIVERY, FITTING BY CERTIFIED PROSTHETIST ORTHOTIST IN MULTIPLE CLINICS AND DIFFERENT REGIONS WITH FOLLOW UP. WARRANTY 2 YEARS. WITH THE COMMITMENT WITH APPENDIX D. | PROSTHETICS & ORTHOSIS SUPPLIES SUPPLEMENTARY
11081 | 4224200141900 | HIP KNEE ANKLE FOOT ORTHOSIS (HKAFO) FOR ADULT WITH HIP JOINT (HIP WITH STEEL BAR) AND KNEE JOINT (KNEE WITH STEEL BAR) , WHITE COLOR CUSTOM-MADE THERMOLYN POLYPROPYLENE THICKNESS 4MM - 6MM, WITH VELCRO STRAPS, FULL PADDING PERFORATED MATERIAL. INCLUDES: PATIENT ASSESSMENT AT CUSTOMERS PREMISES, MEASURING, DELIVERY, FITTING BY CERTIFIED PROSTHETIST ORTHOTIST IN MULTIPLE CLINICS AND DIFFERENT REGIONS WITH FOLLOW UP. WARRANTY 2 YEARS. WITH THE COMMITMENT WITH APPENDIX D. | PROSTHETICS & ORTHOSIS SUPPLIES SUPPLEMENTARY
11082 | 4224200142200 | KNEE ANKLE FOOT ORTHOSIS (KAFO) CUSTOM-MADE FOR PEDIATRIC (KNEE WITH STEEL BAR) WHITE COLOR, THERMOLYN POLYETHYLENE THICKNESS 3MM - 4MM, WITH VELCRO STRAPS, FULL PADDING PERFORATED MATERIAL. INCLUDES: PATIENT ASSESSMENT AT CUSTOMERS PREMISES, MEASURING, DELIVERY, FITTING BY CERTIFIED PROSTHETIST ORTHOTIST IN MULTIPLE CLINICS AND DIFFERENT REGIONS WITH FOLLOW UP. WITH THE COMMITMENT WITH APPENDIX D. | PROSTHETICS & ORTHOSIS SUPPLIES SUPPLEMENTARY
11083 | 4224200142100 | KNEE ANKLE FOOT ORTHOSIS (KAFO) CUSTOM-MADE FOR PEDIATRIC (KNEE + ANKLE WITH STEEL BAR) WHITE COLOR, THERMOLYN POLYETHYLENE THICKNESS 3MM - 4MM, WITH VELCRO STRAPS, FULL PADDING PERFORATED MATERIAL. INCLUDES: PATIENT ASSESSMENT AT CUSTOMERS PREMISES, MEASURING, DELIVERY, FITTING BY CERTIFIED PROSTHETIST ORTHOTIST IN MULTIPLE CLINICS AND DIFFERENT REGIONS WITH FOLLOW UP. WITH THE COMMITMENT WITH APPENDIX D. | PROSTHETICS & ORTHOSIS SUPPLIES SUPPLEMENTARY
11084 | 4224200141700 | KNEE ANKLE FOOT ORTHOSIS (KAFO) METAL WITH INNER LEATHER SHOE CUSTOM-MADE FOR ADULT WITH RING LOCK KNEE JOINT, STAINLESS STEEL BAR 2 0MM, STIRRUP ANKLE JOINT WITH LEATHER STRAPS WITH BUCKLES, FULL PADDING LEATHER MATERIAL. INCLUDES: PATIENT ASSESSMENT AT CUSTOMERS PREMISES, MEASURING, DELIVERY, FITTING BY CERTIFIED PROSTHETIST ORTHOTIST IN MULTIPLE CLINICS AND DIFFERENT REGIONS WITH FOLLOW UP. WARRANTY 2 YEARS. WITH THE COMMITMENT WITH APPENDIX D. | PROSTHETICS & ORTHOSIS SUPPLIES SUPPLEMENTARY
11085 | 4224200141800 | HIP KNEE ANKLE FOOT ORTHOSIS (HKAFO) FOR PEDIATRIC WITH HIP JOINT (HIP WITH STEEL BAR) AND KNEE JOINT (KNEE WITH STEEL BAR) , WHITE COLOR CUSTOM-MADE THERMOLYN POLYPROPYLENE THICKNESS 4MM - 6MM, WITH VELCRO STRAPS, FULL PADDING PERFORATED MATERIAL. INCLUDES: PATIENT ASSESSMENT AT CUSTOMERS PREMISES, MEASURING, DELIVERY, FITTING BY CERTIFIED PROSTHETIST ORTHOTIST IN MULTIPLE CLINICS AND DIFFERENT REGIONS WITH FOLLOW UP. WARRANTY 2 YEARS. WITH THE COMMITMENT WITH APPENDIX D. | PROSTHETICS & ORTHOSIS SUPPLIES SUPPLEMENTARY
11086 | 4224200141600 | DYNAMIC ANKLE FOOT ORTHOSIS FULL FOOT WHITE COLOR, FOR ADULT CUSTOM-MADE, THERMOLYN POLYPROPYLENE THICKNESS 3MM - 5MM, WITH VELCRO S TRAPS, FULL PADDING PERFORATED MATERIAL, WITH OUTSOLES 2MM - 1CM INCLUDES: PATIENT ASSESSMENT AT CUSTOMERS PREMISES, MEASURING, DELIVERY, FITTING BY CERTIFIED PROSTHETIST ORTHOTIST IN MULTIPLE CLINICS AND DIFFERENT REGIONS WITH FOLLOW UP. WARRANTY 2 YEARS. WITH THE COMMITMENT WITH APPENDIX D. | PROSTHETICS & ORTHOSIS SUPPLIES SUPPLEMENTARY
11087 | 4224200142000 | KNEE ANKLE FOOT ORTHOSIS (KAFO) CUSTOM-MADE FOR PEDIATRIC WITHOUT KNEE JOINT, WHITE COLOR, THERMOLYN POLYETHYLENE THICKNESS 3MM - 4MM, WITH VELCRO STRAPS, FULL PADDING PERFORATED MATERIAL. INCLUDES: PATIENT ASSESSMENT AT CUSTOMERS PREMISES, MEASURING, DELIVERY, FITTING BY CERTIFIED PROSTHETIST ORTHOTIST IN MULTIPLE CLINICS AND DIFFERENT REGIONS WITH FOLLOW UP. WITH THE COMMITMENT WITH APPENDIX D. | PROSTHETICS & ORTHOSIS SUPPLIES SUPPLEMENTARY
11088 | 4224152011800 | SPLINTING ACCESSORIES, TURNBUCKLE MADE OF HEAVY-DUTY STEEL SCREWS WITH A RUBBERIZED TURN HANDLE, HELP TO CREATE CUSTOM STATIC PROGRESSIVE WRIST AND ELBOW SPLINTS, USE FOR SOFT TISSUE JOINT CONTRACTURES TO IMPROVE RANGE OF MOTION SERIALLY BY ATTACHING THE TURNBUCKLE, MEDIUM APPROXIMATELY 4-3/4 INCH TO 6-3/4 INCH (12 TO 17CM) | REHABILITATION AND PHYSIOTHERAPY SUPPLIES
11089 | 4224150010300 | SPLINTING ACCESSORIES, AIR SPLINT HAND PUMP PRESSURE GAUGE IS A COMBINATION OF GAUGE/HAND PUMP WHICH ALLOWS ONE TO INFLATE AND MONITOR THE PRESSURE OF THE SPLINT AT THE SAME TIME. THE USER IS ABLE TO ADD/RELEASE PRESSURE AND DETACH IT WITHOUT THE LOSS OF AIR FROM THE SPLINT WHEN DONE | REHABILITATION AND PHYSIOTHERAPY SUPPLIES
11090 | 4224152011900 | SPLINTING ACCESSORIES, TURNBUCKLE MADE OF HEAVY-DUTY STEEL SCREWS WITH A RUBBERIZED TURN HANDLE, HELP TO CREATE CUSTOM STATIC PROGRESSIVE WRIST AND ELBOW SPLINTS, USE FOR SOFT TISSUE JOINT CONTRACTURES TO IMPROVE RANGE OF MOTION SERIALLY BY ATTACHING THE TURNBUCKLE, SMALL APPROXIMATELY 4-1/8 INCH TO 6-1/8 INCH (10 TO 16CM) | REHABILITATION AND PHYSIOTHERAPY SUPPLIES
11091 | 4224150206300 | SPLINTING ACCESSORIES, GEL PADDING, HELP DIFFUSE AND DISTRIBUTE PRESSURE, HELPS DISPERSE ENERGY OF IMPACTS AND REDUCE SKIN SHEAR, SIZE: 4.8MM X 250MM X 340MM SHEET | REHABILITATION AND PHYSIOTHERAPY SUPPLIES
11092 | 4224151013400 | SPLINTING MATERIAL, THERMOPLASTIC SHEET, LOW STRETCHING, LOW MEMORY, LOW DRAPING, RIGID, STICK, NON PERFORATED, THICKNESS 3.2 MM SIZE 45 X 60 CM APPROXIMATELY, WHITE OR BEIGE | REHABILITATION AND PHYSIOTHERAPY SUPPLIES
11093 | 4224151011600 | SPLINTING MATERIAL, THERMOPLASTIC SHEET, LOW STRETCHING, HIGH MEMORY, NON STICK, NON PERFORATED, THICKNESS 3.2 MM SIZE 45 X 60 CM AP PROXIMATELY, WHITE OR BEIGE | REHABILITATION AND PHYSIOTHERAPY SUPPLIES
11094 | 4224151013300 | SPLINTING MATERIAL, THERMOPLASTIC SHEET, LOW STRETCHING, LOW MEMORY, STICK, RIGID, NON PERFORATED, THICKNESS 1.6 MM SIZE 30 X 45 CM APPROXIMATELY, WHITE OR BEIGE | REHABILITATION AND PHYSIOTHERAPY SUPPLIES
11095 | 4224152009100 | SPLINTING ACCESSORIES, STRAP, SELF ADHESIVE D-RING FASTENING SYSTEM CUSHION, 5X45 CM, NOT STRETCHABLE, (PER PACK) | REHABILITATION AND PHYSIOTHERAPY SUPPLIES
11096 | 4221170000000 | THERAPEUTIC, SAFETY IN AND AROUND THE HOME, BOXED SETS OF 48 COLOR PHOTOGRAPHS THAT ARE DESIGNED TO HELP DEVELOP LANGUAGE IN BOTH ADULTS AND CHILDREN. REAL OBJECTS, PEOPLE, SITUATIONS AND ACTIVITIES ARE DEPICTED TO PROVIDE THE THERAPIST WITH CREATIVE AND VISUALLY STIMULATING MATERIALS. ALL ARE STORED IN A STURDY BOX AND INCLUDE A MULTILINGUAL BOOKLET | REHABILITATION AND PHYSIOTHERAPY SUPPLIES
11097 | 4920160101100 | NEOPRENE DUMBBELLS, 5 LB | REHABILITATION AND PHYSIOTHERAPY SUPPLIES
11098 | 4221150603600 | WALKER, REVERSE, TWO PAIRS OF HANDGRIP, FOLDABLE, FRONT NON SWIVEL WHEEL 3 INCHES, WITH REAR RUBBER TIPS, POSSIBILITY TO ADD ACCESSORIES, HEAVY DUTY, ADJUSTABLE HEIGHT 72 - 92 CM (+/- 4 CM), WIDTH 40 CM (+/- 4 CM), WEIGHT CAPACITY UP - TO 82 KGS | REHABILITATION AND PHYSIOTHERAPY SUPPLIES
11099 | 4221170400100 | ASSISTIVE TOOLS, ADJUSTABLE MOUTH STICKS AID THE DISABLED AND THOSE WHO CANNOT OPERATE HANDHELD TOOLS WITHOUT ASSISTANCE THERMOPLASTIC RUBBER STAINLESS STEEL ASSISTIVE TOOL 14TO19IN POINTER OR PAGE TURNER LIGHTWEIGHT ADJUSTABLE ANGLE THAT ALLOW BETTER VISIBILITY AND A MORE NATURAL WRITING OR TYPING ANGLE LATEX FREE | REHABILITATION AND PHYSIOTHERAPY SUPPLIES
11100 | 4224150001400 | SPLINTING ACCESSORIES, ELASTOMER, PUTTY, USED TO BUILD UP SURFACES OF GLOVES OR SPLINTS TO PUT PRESSURE ON AND BREAK UP SCAR TISSUE, MORE THAN 800 GM, WITH MEASURING SCOOP | REHABILITATION AND PHYSIOTHERAPY SUPPLIES
11101 | 4224150206400 | SPLINTING ACCESSORIES, GEL PADDING, HELP DIFFUSE AND DISTRIBUTE PRESSURE, HELPS DISPERSE ENERGY OF IMPACTS AND REDUCE SKIN SHEAR, SIZE: 6.4MM X 250MM X 340MM SHEET | REHABILITATION AND PHYSIOTHERAPY SUPPLIES
11102 | 4224152009000 | SPLINTING ACCESSORIES, STRAP, SELF ADHESIVE D-RING FASTENING SYSTEM CUSHION, 5X38 CM, NOT STRETCHABLE, (PER PACK) | REHABILITATION AND PHYSIOTHERAPY SUPPLIES
11103 | 4224150208100 | SPLINTING ACCESSORIES, PADDING, SOFT ADHESIVE, MOLESTICK OR EQUIVALENT, APPROXIMATELY 23 CM X 3.7 M (+/- 2) | REHABILITATION AND PHYSIOTHERAPY SUPPLIES
11104 | 4224151011800 | SPLINTING MATERIAL, THERMOPLASTIC SHEET, LOW STRETCHING, HIGH MEMORY, NON STICK, 13% PERFORATED APPROXIMATELY, THICKNESS 1.6 MM SIZE 45 X 60 CM APPROXIMATELY, WHITE OR BEIGE | REHABILITATION AND PHYSIOTHERAPY SUPPLIES
11105 | 4224150207400 | SPLINTING ACCESSORIES, PADDING MATERIAL, SOFT, SELF-ADHESIVE, CLOSED-CELL PADDING, SIZE: APPROXIMATELY 46 CM X 61 CM | REHABILITATION AND PHYSIOTHERAPY SUPPLIES
11106 | 4921182000000 | ASSESSMENT TOOLS, HYDRAULIC HAND KIT, FOR ROUTINE SCREENING OF GRIP STRENGTH AND INITIAL AND ONGOING EVALUATION OF CLIENTS WITH HAND TRAUMA AND DYSFUNCTION. INCLUDES HYDRAULIC HAND DYNAMOMETER, PINCH GAUGE AND 15.2 CM FINGER GONIOMETER | REHABILITATION AND PHYSIOTHERAPY SUPPLIES
11107 | 4221150604100 | WALKER, PEDIATRIC, 2-FRONT WHEELS, FOLDING, MADE FROM ALUMINUM, HEAVY DUTY, WITH ADJUSTABLE HEIGHT 61 - 71 CM (+/- 4 CM), HEAVY DUTY, WITH WEIGHT CAPACITY UP TO 90 KG | REHABILITATION AND PHYSIOTHERAPY SUPPLIES
11108 | 4224150207300 | SPLINTING ACCESSORIES, PADDING, OPEN CELL PADDING MATERIAL, SLOW RECOVERY SELF ADHESIVE PADDING, SOFT DENSITY, APPROXIMATELY 9.5 MM X 41 CM X 61 CM | REHABILITATION AND PHYSIOTHERAPY SUPPLIES
11109 | 4224151011700 | SPLINTING MATERIAL, THERMOPLASTIC SHEET, LOW STRETCHING, HIGH MEMORY, NON STICK, NON PERFORATED, THICKNESS 1.6 MM SIZE 45 X 60 CM AP PROXIMATELY, WHITE OR BEIGE | REHABILITATION AND PHYSIOTHERAPY SUPPLIES
11110 | 4920160101200 | NEOPRENE DUMBBELLS, 6 LB | REHABILITATION AND PHYSIOTHERAPY SUPPLIES
11111 | 4221150901400 | HELMET, SOFT FABRIC, PEDIATRIC, MEDIUM | REHABILITATION AND PHYSIOTHERAPY SUPPLIES
11112 | 4224150206600 | SPLINTING ACCESSORIES, NEOPRENE ROLLS, CONSISTS OF NYLON LINING ON ONE SIDE AND PILE MATERIAL ON THE OTHER OVER A RUBBER CORE, EASY HOOK ATTACHMENT, LIGHTWEIGHT AND NON BULKY, 3.2 MM THICKNESS, 5 CM X 3.2 MM | REHABILITATION AND PHYSIOTHERAPY SUPPLIES
11113 | 4221150901500 | HELMET, SOFT FABRIC, PEDIATRIC, LARGE | REHABILITATION AND PHYSIOTHERAPY SUPPLIES
11114 | 4224151010700 | SPLINTING MATERIAL, THERMOPLASTIC SHEET, LOW STRETCHING, HIGH MEMORY, STICK, NON PERFORATED APPROXIMATELY, THICKNESS 1.6MM SIZE 30 X 45 CM APPROXIMATELY, WHITE OR BEIGE | REHABILITATION AND PHYSIOTHERAPY SUPPLIES
11115 | 4224150206500 | SPLINTING ACCESSORIES, NEOPRENE ROLLS, CONSISTS OF NYLON LINING ON ONE SIDE AND PILE MATERIAL ON THE OTHER OVER A RUBBER CORE, EASY HOOK ATTACHMENT, LIGHTWEIGHT AND NON BULKY, 3.2 MM THICKNESS, 3.8 CM X 3.2 MM | REHABILITATION AND PHYSIOTHERAPY SUPPLIES
11116 | 4221150603800 | WALKER, FOR CEREBRAL PALSY, REVERSE, TWO PAIRS OF HANDGRIP, FOLDABLE, FRONT ONE-WAY SWIVEL WHEEL 3 INCHES, ADJUSTABLE HEIGHT 58 - 70 CM (+/- 4 CM), MEDIUM | REHABILITATION AND PHYSIOTHERAPY SUPPLIES
11117 | 4221150604000 | WALKER, PEDIATRIC, 2-FRONT, WHEELS, FOLDING, MADE FROM ALUMINUM, HEAVY DUTY, WITH ADJUSTABLE HEIGHT 51 - 61 CM (+/- 4 CM), HEAVY DUTY, WITH WEIGHT CAPACITY UP TO 77 KG | REHABILITATION AND PHYSIOTHERAPY SUPPLIES
11118 | 4224152008800 | SPLINTING ACCESSORIES, STRAP, SELF ADHESIVE D-RING FASTENING SYSTEM CUSHION, 2.5X45 CM, NOT STRETCHABLE, (PER PACK) | REHABILITATION AND PHYSIOTHERAPY SUPPLIES
11119 | 4224152004100 | SPLINTING ACCESSORY, STRAP, SELF ADHESIVE, HOOK + LOOP, (VELCRO OR EQUIVALENT) ROLL 25M, 25 MM APPROXIMATELY, WHITE | REHABILITATION AND PHYSIOTHERAPY SUPPLIES
11120 | 4221150901600 | HELMET, SOFT FABRIC, PEDIATRIC, EXTRA LARGE | REHABILITATION AND PHYSIOTHERAPY SUPPLIES
11121 | 4221160801200 | ASSISTIVE TOOLS, INSULATED GRAB RAILS 16 INCH LONG - THIS GRAB RAIL IS MADE TO INCREASE STABILITY AND GRIP IN THE SHOWER OR BATH, IT PROVIDES A CONVENIENT BAR TO HOLD ON TO FOR EXTRA SUPPORT. THE SCREWS AND MOUNTING DEVICE ARE HIDDEN BEHIND THE ENDS OF THE RAILS FOR A SLEEK AND STYLISH DESIGN. | REHABILITATION AND PHYSIOTHERAPY SUPPLIES
11122 | 4221160801100 | ASSISTIVE TOOLS, INSULATED GRAB RAILS 12 INCH LONG - THIS GRAB RAIL IS MADE TO INCREASE STABILITY AND GRIP IN THE SHOWER OR BATH. IT PROVIDES A CONVENIENT BAR TO HOLD ON TO FOR EXTRA SUPPORT. THE SCREWS AND MOUNTING DEVICE ARE HIDDEN BEHIND THE ENDS OF THE RAILS FOR A SLEEK AND STYLISH DESIGN. | REHABILITATION AND PHYSIOTHERAPY SUPPLIES
11123 | 4224151010800 | SPLINTING MATERIAL, THERMOPLASTIC SHEET, MODERATE STRETCHING, MODERATE DRAPING, MODERATE MEMORY, STICK, RIGID, 1% PERFORATED APPROXIMATELY, THICKNESS 3.2 MM SIZE 60 X 90 CM APPROXIMATELY, WHITE | REHABILITATION AND PHYSIOTHERAPY SUPPLIES
11124 | 4221160800900 | ASSISTIVE TOOLS, SUCTION CUP GRAB BARS PROVIDES A SAFE GRIP FOR PEOPLE THAT REQUIRE ASSISTANCE IN PHYSICAL MOVEMENT ABS PLASTIC STEEL AND RUBBER ASSISTIVE TOOL ABOUT 12IN NON ADJUSTABLE SUCTION CUP GRAB BAR WEIGHT CAPACITY 130KG CAN BE FITTED TO FLAT WALL SURFACES WITHOUT THE NEED FOR TOOLS IT FEATURES A VISUAL INDICATOR THAT CHANGES FROM RED TO GREEN TO SHOW WHEN THE GRAB BAR IS SECURELY IN PLACE AND PROPERLY ADHERED. | REHABILITATION AND PHYSIOTHERAPY SUPPLIES
11125 | 4224150002400 | SPLINT, FINGER SPLINTS, OVAL-8 OR EQUIVALENT, STABILIZE AND ALIGN THE DIP OR PIP JOINT TO ENHANCE HAND FUNCTION. FEATURES A WIDE, FLAT BAND FOR COMFORTABLE PRESSURE DISTRIBUTION. FITS BOTH A FULL AND A HALF RING SIZE. SIZE: 7 | REHABILITATION AND PHYSIOTHERAPY SUPPLIES
11126 | 4224151013500 | SPLINTING MATERIAL, THERMOPLASTIC SHEET, MODERATE DRAPING, HIGH MEMORY, STICK, RIGID, 1% PERFORATED APPROXIMATELY, THICKNESS 3.2 MM SIZE 45 X 60 CM APPROXIMATELY, WHITE | REHABILITATION AND PHYSIOTHERAPY SUPPLIES
11127 | 4224150204300 | SPLINTING ACCESSORIES, LOW-TACK POLYCUSHION PADDING, WITH LESS AGGRESSIVE ADHESIVE IDEAL FOR SPLINTS THAT REQUIRE FREQUENT PADDING C HANGES, LOW TACK PADDING PEELS OFF AFTER APPLICATION TO A SPLINT WITHOUT LEAVING A STICKY RESIDUE, CLOSED CELL. SIZE: 3.2MM X 45CM X 61CM. CASE OF 4 COLOR BEIGE | REHABILITATION AND PHYSIOTHERAPY SUPPLIES
11128 | 4221160800800 | ASSISTIVE TOOLS, HANDY BAR, PROVIDES A SOLID HANDLE WHICH ASSISTS WITH GETTING IN AND OUT OF A CAR DOOR, CAN BE USED ON THE DRIVER OR PASSENGER SIDE, PRECISELY SHAPED NOSE LOCKS SECURELY INTO POSITION, WEIGHT CAPACITY 280 KG APPROXIMATELY | REHABILITATION AND PHYSIOTHERAPY SUPPLIES
11129 | 4221160800400 | ASSISTIVE TOOLS, SUCTION CUP GRAB BARS PROVIDES A SAFE GRIP FOR PEOPLE THAT REQUIRE ASSISTANCE IN PHYSICAL MOVEMENT ABS PLASTIC STEEL AND RUBBER ASSISTIVE TOOL ABOUT 17 TO 22IN ADJUSTABLE SUCTION CUP GRAB BAR CORROSION RESISTANT WEIGHT CAPACITY 130KG CAN BE FITTED TO FLAT WALL SURFACES WITHOUT THE NEED FOR TOOLS | REHABILITATION AND PHYSIOTHERAPY SUPPLIES
11130 | 4221160800200 | ASSISTIVE TOOLS, DOUBLE BED GRAB RAIL HELP PEOPLE WITH LIMITED BALANCE OR STRENGTH GET IN AND OUT OF BED EASILY HEAVY GAUGE METAL ASSISTIVE TOOL 98-134 X 44-75CM BASE FITS BETWEEN BED PLATFORM AND MATTRESS WEIGHT CAPACITY 120KG | REHABILITATION AND PHYSIOTHERAPY SUPPLIES
11131 | 4221160800100 | ASSISTIVE TOOLS, ADJUSTABLE SINGLE BED GRAB RAIL HELP PEOPLE WITH LIMITED BALANCE OR STRENGTH GET IN AND OUT OF BED EASILY HEAVY GAUGE METAL ASSISTIVE TOOL 85 TO 95X26CM FIX BY HAVING A SECTION WHICH SLIDES BENEATH THE BED OR MATTRESS WEIGHT CAPACITY 120KG | REHABILITATION AND PHYSIOTHERAPY SUPPLIES
11132 | 4224150002200 | SPLINT, FINGER SPLINTS, OVAL-8 OR EQUIVALENT, STABILIZE AND ALIGN THE DIP OR PIP JOINT TO ENHANCE HAND FUNCTION. FEATURES A WIDE, FLAT BAND FOR COMFORTABLE PRESSURE DISTRIBUTION. FITS BOTH A FULL AND A HALF RING SIZE. SIZE: 5 | REHABILITATION AND PHYSIOTHERAPY SUPPLIES
11133 | 4221160800000 | ASSISTIVE TOOLS, ADJUSTABLE BATHTUB GRAB, MEDICAL HEIGHT SAFETY BAR RAIL, ANTI-SLIP TOOL, DESIGNED TO FIT JUST ABOUT ANY STYLE OF BATHTUB, MATERIAL ARE IRON AND FOAM AND RUBBER AND PLASTIC, OVERALL DIMENSIONS 22 X 17 X 55 CM, WEIGHT CAPACITY 130KG APPROXIMATELY | REHABILITATION AND PHYSIOTHERAPY SUPPLIES
11134 | 4224150002100 | SPLINT, FINGER SPLINTS, OVAL-8 OR EQUIVALENT, STABILIZE AND ALIGN THE DIP OR PIP JOINT TO ENHANCE HAND FUNCTION. FEATURES A WIDE, FLAT BAND FOR COMFORTABLE PRESSURE DISTRIBUTION. FITS BOTH A FULL AND A HALF RING SIZE. SIZE: 4 | REHABILITATION AND PHYSIOTHERAPY SUPPLIES
11135 | 4224180203200 | SACRO-ILIAC BELT, ADJUSTABLE PADS TO PROVIDE ANTERIOR AND POSTERIOR SUPPORT TO SACRO-ILIAC JOINT, NEOPRENE MATERIAL, LOW PROFILE, WITH VELCRO FASTENING, SIZE SMALL | REHABILITATION AND PHYSIOTHERAPY SUPPLIES
11136 | 4221160200300 | ASSISTIVE TOOLS, TOE AND FOOT CLEANER SPONGE, LONG HANDLED BATH SHOWER HANDLE LENGTH ABOUT 650MM FIRM, SPECIALLY CONTOURED SPONGE HELPS ENSURE THOROUGH CLEANING BROAD EASY GRIP HANDLE FOR CONTROL, AID FOR PEOPLE WHO STRUGGLE TO BEND | REHABILITATION AND PHYSIOTHERAPY SUPPLIES
11137 | 4221160200200 | ASSISTIVE TOOLS, LONG HANDLE SPONGE, ROUND POLYFOAM SPONGE FOR BATHING AIDS HANDLES CAN BE BENT TO ANY DESIRED ANGLE TO CHANGE POSITION TO FORM A CUSTOMIZED HOOK OR CURVE, SPONGE IS TREATED WITH AN ANTIBACTERIAL AGENT THAT PROLONGS THE SPONGE LIFE IDEAL FOR ELDERLY, DISABLED, AND THOSE RECOVERING FROM HIP OR KNEE REPLACEMENT SURGERY WHO HAVE DIFFICULTY BENDING OR A LIMITED RANGE OF MOTION, MEASURES 57 CM APPROXIMATELY LENGTH | REHABILITATION AND PHYSIOTHERAPY SUPPLIES
11138 | 4224170302100 | KNEE SUPPORT, MADE FROM LIGHTWEIGHT ELASTIC, TWO WAY STRETCH, SIZE: SMALL | REHABILITATION AND PHYSIOTHERAPY SUPPLIES
11139 | 4224151016100 | SPLINTING MATERIAL, THERMOPLASTIC SHEET, MODERATE STRETCHING, HIGH MEMORY, NON STICK, 38% PERFORATED APPROXIMATELY, THICKNESS 3.2 MM SIZE 45 X 60 CM APPROXIMATELY | REHABILITATION AND PHYSIOTHERAPY SUPPLIES
11140 | 4224150202900 | SPLINTING MATERIAL, THERMOPLASTIC SHEET, MODERATE STRETCHING, HIGH MEMORY, NON STICK, 13% PERFORATED APPROXIMATELY, THICKNESS 1.6 MM SIZE 45 X 60 CM APPROXIMATELY, WHITE OR BEIGE | REHABILITATION AND PHYSIOTHERAPY SUPPLIES
11141 | 4224150001700 | SPLINT CLOCKSPRING/BUNNELL EXTENSION MADE WITH ALUMINUM AND PADDED WITH FELT THIS SPLINT IS USED IN THE CASE OF FLEXION CONTRACTURES LATEX FREE. SIZE: MEDIUM | REHABILITATION AND PHYSIOTHERAPY SUPPLIES
11142 | 4224150203500 | SPLINTING ACCESSORIES, GEL PADDING, HELP DIFFUSE AND DISTRIBUTE PRESSURE, HELPS DISPERSE ENERGY OF IMPACTS AND REDUCE SKIN SHEAR, SIZE: 3.2MM X 250MM X 340MM SHEET | REHABILITATION AND PHYSIOTHERAPY SUPPLIES
11143 | 4224150001900 | SPLINT, FINGER SPLINTS, OVAL-8 OR EQUIVALENT, STABILIZE AND ALIGN THE DIP OR PIP JOINT TO ENHANCE HAND FUNCTION. FEATURES A WIDE, FLAT BAND FOR COMFORTABLE PRESSURE DISTRIBUTION. FITS BOTH A FULL AND A HALF RING SIZE. SIZE: 2 | REHABILITATION AND PHYSIOTHERAPY SUPPLIES
11144 | 4224152008600 | SPLINTING ACCESSORIES, STRAP, SELF ADHESIVE D-RING FASTENING SYSTEM CUSHION, 2.5X30 CM, NOT STRETCHABLE, (PER PACK) | REHABILITATION AND PHYSIOTHERAPY SUPPLIES
11145 | 4224151014600 | SPLINTING MATERIAL, THERMOPLASTIC SHEET, HIGH STRETCHING, MODERATE MEMORY, NON STICK, 38% PERFORATED APPROXIMATELY, THICKNESS 2.4 MM SIZE 45 X 60 CM APPROXIMATELY | REHABILITATION AND PHYSIOTHERAPY SUPPLIES
11146 | 4221151100300 | WALKING AID ACCESSORY, GRIP HAND, FOAM, CRUTCH ACCESSORY | REHABILITATION AND PHYSIOTHERAPY SUPPLIES
11147 | 4221151100400 | WALKING AID ACCESSORY, PAD FOR AXILLARY CRUTCH | REHABILITATION AND PHYSIOTHERAPY SUPPLIES
11148 | 4221160100100 | ASSISTIVE TOOLS, BATH BOARD, FEATURES FLEXIBLE, RIBBED OVER, MOULDED PADS, FOR SUPERIOR GRIP TO THE BATH AND GREATER DURABILITY, A SWIVEL BRACKET ENABLES THE BOARD TO BE USED WITH A VARIETY OF BATH SHAPES, A UNIQUE LOCKING MECHANISM ENSURES THE BRACKETS ARE SECURELY FIXED AT ANY ANGLE, NARROW SLOTS ALLOW EASY DRAINAGE AND USE AS A SHOWER BOARD, AND AID IN THE PREVENTION OF GENITALIA ENTRAPMENT, OPTIONAL GRAB HANDLE, SMOOTH SURFACE FOR COMFORT AND EASE OF TRANSFER, LATEX FREE, STAINLESS STEEL FITTINGS, SUITABLE FOR USERS UP TO 190 KG, 66CM | REHABILITATION AND PHYSIOTHERAPY SUPPLIES
11149 | 4221160100200 | ASSISTIVE TOOLS, BATH BOARD, FEATURES FLEXIBLE, RIBBED OVER, MOULDED PADS, FOR SUPERIOR GRIP TO THE BATH AND GREATER DURABILITY, A SWIVEL BRACKET ENABLES THE BOARD TO BE USED WITH A VARIETY OF BATH SHAPES, A UNIQUE LOCKING MECHANISM ENSURES THE BRACKETS ARE SECURELY FIXED AT ANY ANGLE, NARROW SLOTS ALLOW EASY DRAINAGE AND USE AS A SHOWER BOARD, AND AID IN THE PREVENTION OF GENITALIA ENTRAPMENT, OPTIONAL GRAB HANDLE, SMOOTH SURFACE FOR COMFORT AND EASE OF TRANSFER, LATEX FREE, STAINLESS STEEL FITTINGS, SUITABLE FOR USERS UP TO 190 KG, 68 CM | REHABILITATION AND PHYSIOTHERAPY SUPPLIES
11150 | 4224150002000 | SPLINT, FINGER SPLINTS, OVAL-8 OR EQUIVALENT, STABILIZE AND ALIGN THE DIP OR PIP JOINT TO ENHANCE HAND FUNCTION. FEATURES A WIDE, FLAT BAND FOR COMFORTABLE PRESSURE DISTRIBUTION. FITS BOTH A FULL AND A HALF RING SIZE. SIZE: 3 | REHABILITATION AND PHYSIOTHERAPY SUPPLIES
11151 | 4221160200000 | ASSISTIVE TOOLS, SENSORY BRUSH, BRUSHING THERAPY, REDUCE RESISTANCE TO TOUCH WITH THE WILBARGER THERAPY BRUSH THAT DELIVERS A DEEP PRESSURE MASSAGE, AN ESSENTIAL TOOL IN THE WILBARGER PROTOCOL, BRUSHING CAN ALSO IMPROVE ATTENTION SPAN AND ABILITY TO TRANSITION BETWEEN ACTIVITIES, INCREASES ALERTNESS, CALMNESS AND FOCUS, IDEAL FOR ANYONE WITH FEAR, SENSITIVITY OR RESISTANCE TO TOUCH, EASY-TO-GRIP BRUSH WITH FIRM BUT GENTLE PLASTIC BRISTLES. PACK OF 2 | REHABILITATION AND PHYSIOTHERAPY SUPPLIES
11152 | 4224180102500 | ARMSLING, ADULT, IMMOBILIZES THE SHOULDER JOINT IN INTERNAL ROTATION, EASY ADJUSTMENT BY VELCRO OR EQUIVALENT, CONTROLS FLEXO-EXTENSION, ROTATION, ABDUCTION, AND SHOULDER ADDUCTION, KEEPS THE ELBOW IN 90º FLEXION AND PRONOSUPINATION INTERMEDIATE, DISTRIBUTES THE WEIGHT OF THE TREATED ARM AVOIDING OVERLOAD OF THE CERVICAL AREA, STRAPS CROSSED OVER THE BACK TO IMPROVE SUPPORT, COMFORTABLE, BREATHABLE, SIZE SMALL | REHABILITATION AND PHYSIOTHERAPY SUPPLIES
11153 | 4224150002300 | SPLINT, FINGER SPLINTS, OVAL-8 OR EQUIVALENT, STABILIZE AND ALIGN THE DIP OR PIP JOINT TO ENHANCE HAND FUNCTION. FEATURES A WIDE, FLAT BAND FOR COMFORTABLE PRESSURE DISTRIBUTION. FITS BOTH A FULL AND A HALF RING SIZE. SIZE: 6 | REHABILITATION AND PHYSIOTHERAPY SUPPLIES
11154 | 4214280273300 | ARMSLEEVE, READY MADE, MEDICAL GRADUATED COMPRESSION, SEAMLESS, MITTEN TO AXILLA, COVERED THUMB, WIDE/PLUS, SEAMLESS, SILICONE TOPBAND, SKIN COLOR, CLASS 2 (20 - 30 MMHG), ASSORTED SIZES (LYMPHEDEMA) | REHABILITATION AND PHYSIOTHERAPY SUPPLIES
11155 | 4221150604300 | WHEELED, WALKER, WAGONS OR EQUIVALENT, RED COLOR, SIZE: SMALL, OVERALL WIDTH 47 CM (+/- 2 CM), INSIDE WIDTH 37 CM (+/- 2 CM), HEIGHT - FLOOR TO TOP OF HANDLE, 38 - 64 CM (+/- 4 CM), STORAGE SIZE 38 CM (+/- 2 CM) HEIGHT X 23 CM DIAMETER (+/- 2 CM) | REHABILITATION AND PHYSIOTHERAPY SUPPLIES
11156 | 4224151012300 | SPLINTING MATERIAL, THERMOPLASTIC SHEET, MODERATE STRETCHING, HIGH MEMORY, NON STICK, 19% PERFORATED APPROXIMATELY, THICKNESS 3.2 MM SIZE 45 X 60 CM APPROXIMATELY, WHITE OR BEIGE | REHABILITATION AND PHYSIOTHERAPY SUPPLIES
11157 | 4221150604500 | WHEELED, WALKER, WAGONS OR EQUIVALENT, RED COLOR, SIZE: LARGE, OVERALL WIDTH 47 CM (+/- 2 CM), INSIDE WIDTH 37 CM (+/- 2 CM), HEIGHT - FLOOR TO TOP OF HANDLE, 53 - 78 CM (+/- 4 CM), STORAGE SIZE 38 CM (+/- 2 CM) HEIGHT X 23 CM DIAMETER (+/- 2 CM) | REHABILITATION AND PHYSIOTHERAPY SUPPLIES
11158 | 4221150604400 | WHEELED, WALKER, WAGONS OR EQUIVALENT, NATURAL COLOR, SIZE: LARGE, OVERALL WIDTH 47 CM (+/- 2 CM), INSIDE WIDTH 37 CM (+/- 2 CM), HEIGHT - FLOOR TO TOP OF HANDLE, 53 - 78 CM (+/- 4 CM), STORAGE SIZE 38 CM (+/- 2 CM) HEIGHT X 23 CM DIAMETER (+/- 2 CM) | REHABILITATION AND PHYSIOTHERAPY SUPPLIES
11159 | 4224150003800 | SPLINTS, MALLET FINGER SPLINT, SUPPORTS THE DIP IN EXTENSION WHILE PERMITTING UNRESTRICTED MOVEMENT OF THE PIP JOINTS, NORMALLY USED WITHOUT PADDING, STRAP ON THE MIDDLE PHALANX, WITH A SMALL ADHESIVE STRIP OR STAX STRAPS TO ELEVATE THE DISTAL JOINT TO ITS PROPER EXTENDED POSITION. SIZE 5 | REHABILITATION AND PHYSIOTHERAPY SUPPLIES
11160 | 4224170001900 | FEMALE GENITAL PAD, FOR LYMPHEDEMA, SHREDDED-FOAM, FILLED LINER WITH VERTICAL CONTINUOUS FLOW STITCHING PATTERN DIRECTS LYMPH FLOW AWAY FROM THE PUBIS, SIZE 7 X 15 CM APPROXIMATELY (LYMPHEDEMA) | REHABILITATION AND PHYSIOTHERAPY SUPPLIES
11161 | 4224151012200 | SPLINTING MATERIAL, THERMOPLASTIC SHEET, MODERATE STRETCHING, HIGH MEMORY, NON STICK, 38% PERFORATED APPROXIMATELY, THICKNESS 2.4 MM SIZE 45 X 60 CM APPROXIMATELY, WHITE OR BEIGE | REHABILITATION AND PHYSIOTHERAPY SUPPLIES
11162 | 4224151012100 | SPLINTING MATERIAL, THERMOPLASTIC SHEET, MODERATE STRETCHING, HIGH MEMORY, NON STICK, NON PERFORATED, THICKNESS 2.4 MM SIZE 45 X 60 CM APPROXIMATELY, WHITE OR BEIGE | REHABILITATION AND PHYSIOTHERAPY SUPPLIES
11163 | 4224151012000 | SPLINTING MATERIAL, THERMOPLASTIC SHEET, MODERATE STRETCHING, HIGH MEMORY, NON STICK, 19% PERFORATED APPROXIMATELY, THICKNESS 2.4 MM SIZE 45 X 60 CM APPROXIMATELY, WHITE OR BEIGE | REHABILITATION AND PHYSIOTHERAPY SUPPLIES
11164 | 4224151011900 | SPLINTING MATERIAL, THERMOPLASTIC SHEET, MODERATE STRETCHING, HIGH MEMORY, NON STICK, 19% PERFORATED APPROXIMATELY, THICKNESS 1.6 MM SIZE 45 X 60 CM APPROXIMATELY, WHITE OR BEIGE | REHABILITATION AND PHYSIOTHERAPY SUPPLIES
11165 | 4224170109000 | ANKLE SUPPORT, MADE FROM LIGHTWEIGHT ELASTIC MATERIAL, FOUR WAY STRETCH ELASTIC, FITS FOR LEFT OR RIGHT, SIZE: LARGE | REHABILITATION AND PHYSIOTHERAPY SUPPLIES
11166 | 4224150003300 | SPLINTS, MALLET FINGER SPLINT, SUPPORTS THE DIP IN EXTENSION WHILE PERMITTING UNRESTRICTED MOVEMENT OF THE PIP JOINTS, NORMALLY USED WITHOUT PADDING, WITH A SMALL ADHESIVE STRIP OR STAX STRAPS TO ELEVATE THE DISTAL JOINT TO ITS PROPER EXTENDED POSITION. BOX OF ASSORTED SIZES | REHABILITATION AND PHYSIOTHERAPY SUPPLIES
11167 | 4224150003900 | SPLINTS, MALLET FINGER SPLINT, SUPPORTS THE DIP IN EXTENSION WHILE PERMITTING UNRESTRICTED MOVEMENT OF THE PIP JOINTS, NORMALLY USED WITHOUT PADDING, STRAP ON THE MIDDLE PHALANX, WITH A SMALL ADHESIVE STRIP OR STAX STRAPS TO ELEVATE THE DISTAL JOINT TO ITS PROPER EXTENDED POSITION. SIZE 5 1/2 | REHABILITATION AND PHYSIOTHERAPY SUPPLIES
11168 | 4224170110800 | ANKLE SUPPORT, MADE FROM LIGHTWEIGHT ELASTIC MATERIAL, FOUR WAY STRETCH ELASTIC, FITS FOR LEFT OR RIGHT, SIZE: MEDIUM | REHABILITATION AND PHYSIOTHERAPY SUPPLIES
11169 | 4224150004000 | SPLINTS, MALLET FINGER SPLINT, SUPPORTS THE DIP IN EXTENSION WHILE PERMITTING UNRESTRICTED MOVEMENT OF THE PIP JOINTS, NORMALLY USED WITHOUT PADDING, STRAP ON THE MIDDLE PHALANX, WITH A SMALL ADHESIVE STRIP OR STAX STRAPS TO ELEVATE THE DISTAL JOINT TO ITS PROPER EXTENDED POSITION. SIZE 6 | REHABILITATION AND PHYSIOTHERAPY SUPPLIES
11170 | 4224150003200 | SPLINT, FINGER SPLINTS, OVAL-8 OR EQUIVALENT, STABILIZE AND ALIGN THE DIP OR PIP JOINT TO ENHANCE HAND FUNCTION. FEATURES A WIDE, FLAT BAND FOR COMFORTABLE PRESSURE DISTRIBUTION. FITS BOTH A FULL AND A HALF RING SIZE. SIZE: 15 | REHABILITATION AND PHYSIOTHERAPY SUPPLIES
11171 | 4224170101600 | ANKLE SUPPORT, MADE FROM LIGHTWEIGHT ELASTIC MATERIAL, FOUR WAY STRETCH ELASTIC, FITS FOR LEFT OR RIGHT, SIZE: SMALL | REHABILITATION AND PHYSIOTHERAPY SUPPLIES
11172 | 4224150003700 | SPLINTS, MALLET FINGER SPLINT, SUPPORTS THE DIP IN EXTENSION WHILE PERMITTING UNRESTRICTED MOVEMENT OF THE PIP JOINTS, NORMALLY USED WITHOUT PADDING, STRAP ON THE MIDDLE PHALANX, WITH A SMALL ADHESIVE STRIP OR STAX STRAPS TO ELEVATE THE DISTAL JOINT TO ITS PROPER EXTENDED POSITION. SIZE 4 | REHABILITATION AND PHYSIOTHERAPY SUPPLIES
11173 | 4224150003600 | SPLINTS, MALLET FINGER SPLINT, SUPPORTS THE DIP IN EXTENSION WHILE PERMITTING UNRESTRICTED MOVEMENT OF THE PIP JOINTS, NORMALLY USED WITHOUT PADDING, STRAP ON THE MIDDLE PHALANX, WITH A SMALL ADHESIVE STRIP OR STAX STRAPS TO ELEVATE THE DISTAL JOINT TO ITS PROPER EXTENDED POSITION. SIZE 3 | REHABILITATION AND PHYSIOTHERAPY SUPPLIES
11174 | 4224180306400 | CERVICAL COLLAR, RIGID, PLASTIC, WITH CHIN SUPPORT, SIZE EXTRA SMALL | REHABILITATION AND PHYSIOTHERAPY SUPPLIES
11175 | 4221150605700 | WALKER, ALUMINUM (WALKING FRAME), NON-FOLDING, WITH METAL REINFORCEMENT, RUBBER TIPS, AND HEIGHT ADJUSTABLE, SIZE 65 - 75 CM (+/- 4 CM) | REHABILITATION AND PHYSIOTHERAPY SUPPLIES
11176 | 4224170002300 | BREAST PAD, FOR LYMPHEDEMA, SHREDDED-FOAM, FILLED LINER WITH VERTICAL CONTINUOUS FLOW STITCHING PATTERN DIRECTS LYMPH FLOW, SIZE 43.5 X 14 CM APPROXIMATELY (LYMPHEDEMA) | REHABILITATION AND PHYSIOTHERAPY SUPPLIES
11177 | 4224180303900 | CERVICAL COLLAR, SOFT, WITH VELCRO, MADE FROM CONTOURED FOAM COVERED BY SOFT COTTON STOCKINETTE, SIZE: EXTRA LARGE | REHABILITATION AND PHYSIOTHERAPY SUPPLIES
11178 | 4224180303500 | CERVICAL COLLAR, RIGID, PHILADELPHIA TYPE, ANTERIOR AND POSTERIOR RIGID PIECES, VELCRO CLOSURES, SIZE EXTRA LARGE | REHABILITATION AND PHYSIOTHERAPY SUPPLIES
11179 | 4224180301700 | CERVICAL COLLAR, SOFT, WITH VELCRO, MADE FROM CONTOURED FOAM COVERED BY SOFT COTTON STOCKINETTE, SIZE: SMALL | REHABILITATION AND PHYSIOTHERAPY SUPPLIES
11180 | 4224170002100 | THORA-THIGH PAD, FOR LYMPHEDEMA, SHREDDED-FOAM, FILLED LINER WITH VERTICAL CONTINUOUS FLOW STITCHING PATTERN DIRECTS LYMPH FLOW, SIZE 52 X 22 CM APPROXIMATELY (LYMPHEDEMA) | REHABILITATION AND PHYSIOTHERAPY SUPPLIES
11181 | 4224180301600 | CERVICAL COLLAR, SOFT, WITH VELCRO, MADE FROM CONTOURED FOAM COVERED BY SOFT COTTON STOCKINETTE, SIZE: EXTRA SMALL | REHABILITATION AND PHYSIOTHERAPY SUPPLIES
11182 | 4224150004100 | SPLINTS, MALLET FINGER SPLINT, SUPPORTS THE DIP IN EXTENSION WHILE PERMITTING UNRESTRICTED MOVEMENT OF THE PIP JOINTS, NORMALLY USED WITHOUT PADDING, STRAP ON THE MIDDLE PHALANX, WITH A SMALL ADHESIVE STRIP OR STAX STRAPS TO ELEVATE THE DISTAL JOINT TO ITS PROPER EXTENDED POSITION. SIZE 7 | REHABILITATION AND PHYSIOTHERAPY SUPPLIES
11183 | 4224180306100 | CERVICAL COLLAR, SOFT, WITH VELCRO, MADE FROM CONTOURED FOAM COVERED BY SOFT COTTON STOCKINETTE, SIZE: LARGE | REHABILITATION AND PHYSIOTHERAPY SUPPLIES
11184 | 4224180301400 | CERVICAL COLLAR, RIGID, PHILADELPHIA TYPE, ANTERIOR AND POSTERIOR RIGID PIECES, VELCRO CLOSURES, SIZE MEDIUM | REHABILITATION AND PHYSIOTHERAPY SUPPLIES
11185 | 4224180301300 | CERVICAL COLLAR, RIGID, PHILADELPHIA TYPE, ANTERIOR AND POSTERIOR RIGID PIECES, VELCRO CLOSURES, SIZE LARGE | REHABILITATION AND PHYSIOTHERAPY SUPPLIES
11186 | 4224151012600 | SPLINTING MATERIAL, THERMOPLASTIC SHEET, MODERATE STRETCHING, HIGH MEMORY, NON STICK, 19% PERFORATED APPROXIMATELY, THICKNESS 2.4 MM SIZE 45 X 60 CM APPROXIMATELY, PURPLE | REHABILITATION AND PHYSIOTHERAPY SUPPLIES
11187 | 4224170101400 | ANKLE SUPPORT, MADE FROM LIGHTWEIGHT ELASTIC MATERIAL, FOUR WAY STRETCH ELASTIC, FITS FOR LEFT OR RIGHT, SIZE: EXTRA LARGE | REHABILITATION AND PHYSIOTHERAPY SUPPLIES
11188 | 4224170101500 | ANKLE SUPPORT, MADE FROM LIGHTWEIGHT MATERIAL, FIGURE OF 8 ELASTIC STRAP, OPEN HEEL AND TOES, FITS FOR LEFT OR RIGHT, SIZE: SMALL | REHABILITATION AND PHYSIOTHERAPY SUPPLIES
11189 | 4224150003400 | SPLINTS, MALLET FINGER SPLINT, SUPPORTS THE DIP IN EXTENSION WHILE PERMITTING UNRESTRICTED MOVEMENT OF THE PIP JOINTS, NORMALLY USED WITHOUT PADDING, STRAP ON THE MIDDLE PHALANX, WITH A SMALL ADHESIVE STRIP OR STAX STRAPS TO ELEVATE THE DISTAL JOINT TO ITS PROPER EXTENDED POSITION. SIZE 1 | REHABILITATION AND PHYSIOTHERAPY SUPPLIES
11190 | 4224150003500 | SPLINTS, MALLET FINGER SPLINT, SUPPORTS THE DIP IN EXTENSION WHILE PERMITTING UNRESTRICTED MOVEMENT OF THE PIP JOINTS, NORMALLY USED WITHOUT PADDING, STRAP ON THE MIDDLE PHALANX, WITH A SMALL ADHESIVE STRIP OR STAX STRAPS TO ELEVATE THE DISTAL JOINT TO ITS PROPER EXTENDED POSITION. SIZE 2 | REHABILITATION AND PHYSIOTHERAPY SUPPLIES
11191 | 4224180306200 | CERVICAL COLLAR, SOFT, WITH VELCRO, MADE FROM CONTOURED FOAM COVERED BY SOFT COTTON STOCKINETTE, SIZE: MEDIUM | REHABILITATION AND PHYSIOTHERAPY SUPPLIES
11192 | 4221150604200 | WHEELED, WALKER, WAGONS OR EQUIVALENT, NATURAL COLOR, SIZE: SMALL, OVERALL WIDTH 47 CM (+/- 2 CM), INSIDE WIDTH 37 CM (+/- 2 CM), HEIGHT - FLOOR TO TOP OF HANDLE, 38 - 64 CM (+/- 4 CM), STORAGE SIZE 38 CM (+/- 2 CM) HEIGHT X 23 CM DIAMETER (+/- 2 CM) | REHABILITATION AND PHYSIOTHERAPY SUPPLIES
11193 | 4224150004500 | SPLINTING ACCESSORIES, ECONOMY, STRAPPING, MATERIALS, A SOFT PILE LOOP FABRIC LAMINATED TO BOTH SIDES OF 1/5 INCHES, THICK FOAM PADDING, THE DOUBLE LAMINATING OVER 1, 000 CLOSURES MAKING IT AN EXCELLENT CHOICE WHEN A SOFT, NON-STRETCHING, DURABLE STRAPPING MATERIAL IS DESIRED, LATEX FREE, 1 INCH X 10 YARDS | REHABILITATION AND PHYSIOTHERAPY SUPPLIES
11194 | 4224150005000 | SPLINT, BASEBALL FINGER SPLINT, MALLEABLE ALUMINUM SPLINT CAN BE BE ADJUSTED FOR PROPER FIT AND RESHAPED TO HOLD FINGERS AT AN EXACT DEGREE OF FLEXION OR EXTENSION, FOAM PADDING, SIZE: SMALL | REHABILITATION AND PHYSIOTHERAPY SUPPLIES
11195 | 4224150007200 | SPLINTING ACCESSORIES, STRAP, PERMANENTLY BONED BACK TO BACK STRAPPING OF WHITE HOOK AND BLUE LOOP, SIZE: 2.5 CM X 9 M | REHABILITATION AND PHYSIOTHERAPY SUPPLIES
11196 | 4214280273900 | STOCKING, READY MADE, MEDICAL GRADUATED COMPRESSION, SEAMLESS, ABOVE KNEE, WITH OPEN TOE, POLYAMIDE, ELASTANE, LATEX FREE, SILICONE TOP BAND, SKIN COLOR, CLASS 1 (18 - 21 MMHG), PAIR, ASSORTED SIZES (LYMPHEDEMA) | REHABILITATION AND PHYSIOTHERAPY SUPPLIES
11197 | 4214280273800 | STOCKING, READY MADE, MEDICAL GRADUATED COMPRESSION, SEAMLESS, ABOVE KNEE, WITH CLOSE TOE, POLYAMIDE, ELASTANE, LATEX FREE, SILICONE TOP BAND, SKIN COLOR, CLASS 3 (34 - 46 MMHG), PAIR, ASSORTED SIZES (LYMPHEDEMA) | REHABILITATION AND PHYSIOTHERAPY SUPPLIES
11198 | 4214280273700 | STOCKING, READY MADE, MEDICAL GRADUATED COMPRESSION, SEAMLESS, ABOVE KNEE, WITH CLOSE TOE, POLYAMIDE, ELASTANE, LATEX FREE, SILICONE TOP BAND, SKIN COLOR, CLASS 1 (18 - 21 MMHG), PAIR, ASSORTED SIZES (LYMPHEDEMA) | REHABILITATION AND PHYSIOTHERAPY SUPPLIES
11199 | 4214280273600 | STOCKING, READY MADE, MEDICAL GRADUATED COMPRESSION, SEAMLESS, ABOVE KNEE, WIDE/PLUS, WITH OPEN TOE, POLYAMIDE, ELASTANE, LATEX FREE, SILICONE TOP BAND, SKIN COLOR, CLASS 1 (18 - 21 MMHG), PAIR, ASSORTED SIZES (LYMPHEDEMA) | REHABILITATION AND PHYSIOTHERAPY SUPPLIES
11200 | 4221150901300 | HELMET, SOFT FABRIC, PEDIATRIC, SMALL | REHABILITATION AND PHYSIOTHERAPY SUPPLIES
11201 | 4224150002600 | SPLINT, FINGER SPLINTS, OVAL-8 OR EQUIVALENT, STABILIZE AND ALIGN THE DIP OR PIP JOINT TO ENHANCE HAND FUNCTION. FEATURES A WIDE, FLAT BAND FOR COMFORTABLE PRESSURE DISTRIBUTION. FITS BOTH A FULL AND A HALF RING SIZE. SIZE: 9 | REHABILITATION AND PHYSIOTHERAPY SUPPLIES
11202 | 4224150002500 | SPLINT, FINGER SPLINTS, OVAL-8 OR EQUIVALENT, STABILIZE AND ALIGN THE DIP OR PIP JOINT TO ENHANCE HAND FUNCTION. FEATURES A WIDE, FLAT BAND FOR COMFORTABLE PRESSURE DISTRIBUTION. FITS BOTH A FULL AND A HALF RING SIZE. SIZE: 8 | REHABILITATION AND PHYSIOTHERAPY SUPPLIES
11203 | 4214280273500 | STOCKING, READY MADE, MEDICAL GRADUATED COMPRESSION, SEAMLESS, ABOVE KNEE, WIDE/PLUS, WITH CLOSE TOE, POLYAMIDE, ELASTANE, LATEX FREE, SILICONE TOP BAND, SKIN COLOR, CLASS 3 (34 - 46 MMHG), PAIR, ASSORTED SIZES (LYMPHEDEMA) | REHABILITATION AND PHYSIOTHERAPY SUPPLIES
11204 | 4224150007500 | SPLINTING ACCESSORIES, STRAP, VELCRO, PERMANENTLY BONED BACK TO BACK STRAPPING, PULLS APART, EASILY FOR DONNING AND DOFFING, APPROXIMATELY 2.5 CM X 10 YARDS, ROLL, 2.5 CM X 9.14 M, BLACK | REHABILITATION AND PHYSIOTHERAPY SUPPLIES
11205 | 4920160100900 | NEOPRENE DUMBBELLS, 3 LB | REHABILITATION AND PHYSIOTHERAPY SUPPLIES
11206 | 4224160201200 | ASSISTIVE TOOLS, REPLACEMENT BLADES, OF UTILITY KNIVES | REHABILITATION AND PHYSIOTHERAPY SUPPLIES
11207 | 4224150008800 | SPLINTING MATERIAL, THERMOPLASTIC SHEET, HIGH STRETCHING, LOW MEMORY, HIGH DRAPING, NON STICK, NON PERFORATED, THICKNESS 2.4 MM SIZE 45 X 60 CM APPROXIMATELY, WHITE OR BEIGE | REHABILITATION AND PHYSIOTHERAPY SUPPLIES
11208 | 4920160101000 | NEOPRENE DUMBBELLS, 4 LB | REHABILITATION AND PHYSIOTHERAPY SUPPLIES
11209 | 4224150009100 | SPLINTING MATERIAL, THERMOPLASTIC SHEET, HIGH STRETCHING, HIGH MEMORY, HIGH DRAPING, RIGID, STICK, 1% PERFORATED APPROXIMATELY, THICKNESS 4.2 MM SIZE 60 X 90 CM APPROXIMATELY | REHABILITATION AND PHYSIOTHERAPY SUPPLIES
11210 | 4224150002700 | SPLINT, FINGER SPLINTS, OVAL-8 OR EQUIVALENT, STABILIZE AND ALIGN THE DIP OR PIP JOINT TO ENHANCE HAND FUNCTION. FEATURES A WIDE, FLAT BAND FOR COMFORTABLE PRESSURE DISTRIBUTION. FITS BOTH A FULL AND A HALF RING SIZE. SIZE: 10 | REHABILITATION AND PHYSIOTHERAPY SUPPLIES
11211 | 4224150002800 | SPLINT, FINGER SPLINTS, OVAL-8 OR EQUIVALENT, STABILIZE AND ALIGN THE DIP OR PIP JOINT TO ENHANCE HAND FUNCTION. FEATURES A WIDE, FLAT BAND FOR COMFORTABLE PRESSURE DISTRIBUTION. FITS BOTH A FULL AND A HALF RING SIZE. SIZE: 11 | REHABILITATION AND PHYSIOTHERAPY SUPPLIES
11212 | 4224150002900 | SPLINT, FINGER SPLINTS, OVAL-8 OR EQUIVALENT, STABILIZE AND ALIGN THE DIP OR PIP JOINT TO ENHANCE HAND FUNCTION. FEATURES A WIDE, FLAT BAND FOR COMFORTABLE PRESSURE DISTRIBUTION. FITS BOTH A FULL AND A HALF RING SIZE. SIZE: 12 | REHABILITATION AND PHYSIOTHERAPY SUPPLIES
11213 | 4224150003000 | SPLINT, FINGER SPLINTS, OVAL-8 OR EQUIVALENT, STABILIZE AND ALIGN THE DIP OR PIP JOINT TO ENHANCE HAND FUNCTION. FEATURES A WIDE, FLAT BAND FOR COMFORTABLE PRESSURE DISTRIBUTION. FITS BOTH A FULL AND A HALF RING SIZE. SIZE: 13 | REHABILITATION AND PHYSIOTHERAPY SUPPLIES
11214 | 4224150003100 | SPLINT, FINGER SPLINTS, OVAL-8 OR EQUIVALENT, STABILIZE AND ALIGN THE DIP OR PIP JOINT TO ENHANCE HAND FUNCTION. FEATURES A WIDE, FLAT BAND FOR COMFORTABLE PRESSURE DISTRIBUTION. FITS BOTH A FULL AND A HALF RING SIZE. SIZE: 14 | REHABILITATION AND PHYSIOTHERAPY SUPPLIES
11215 | 4224170301900 | KNEE SUPPORT, MADE FROM LIGHTWEIGHT ELASTIC, TWO WAY STRETCH, SIZE: LARGE | REHABILITATION AND PHYSIOTHERAPY SUPPLIES
11216 | 4224170302000 | KNEE SUPPORT, MADE FROM LIGHTWEIGHT ELASTIC, TWO WAY STRETCH, SIZE: MEDIUM | REHABILITATION AND PHYSIOTHERAPY SUPPLIES
11217 | 4214280229400 | STOCKING, READY MADE, MEDICAL GRADUATED COMPRESSION, SEAMLESS, PANTY, WITH CLOSE TOE, POLYAMIDE, ELASTANE, LATEX FREE, SKIN COLOR, CLASS 2 (20 - 32 MMHG), ASSORTED SIZES (LYMPHEDEMA) | REHABILITATION AND PHYSIOTHERAPY SUPPLIES
11218 | 4224150005100 | SPLINT, BASEBALL FINGER SPLINT, MALLEABLE ALUMINUM SPLINT CAN BE BE ADJUSTED FOR PROPER FIT AND RESHAPED TO HOLD FINGERS AT AN EXACT DEGREE OF FLEXION OR EXTENSION, FOAM PADDING, SIZE: MEDIUM | REHABILITATION AND PHYSIOTHERAPY SUPPLIES
11219 | 4214280228900 | STOCKING, READY MADE, MEDICAL GRADUATED COMPRESSION, SEAMLESS, ABOVE KNEE, WIDE/PLUS, WITH CLOSE TOE, POLYAMIDE, ELASTANE, LATEX FREE, SILICONE TOP BAND, SKIN COLOR, CLASS 2 (20 - 32 MMHG), PAIR, ASSORTED SIZES (LYMPHEDEMA) | REHABILITATION AND PHYSIOTHERAPY SUPPLIES
11220 | 4224150005200 | SPLINT, BASEBALL FINGER SPLINT, MALLEABLE ALUMINUM SPLINT CAN BE BE ADJUSTED FOR PROPER FIT AND RESHAPED TO HOLD FINGERS AT AN EXACT DEGREE OF FLEXION OR EXTENSION, FOAM PADDING, SIZE: LARGE | REHABILITATION AND PHYSIOTHERAPY SUPPLIES
11221 | 4224150004600 | SPLINTING ACCESSORIES, ECONOMY, STRAPPING, MATERIALS, A SOFT PILE LOOP FABRIC LAMINATED TO BOTH SIDES OF 1/5 INCHES, THICK FOAM PADDING, THE DOUBLE LAMINATING OVER 1, 000 CLOSURES MAKING IT AN EXCELLENT CHOICE WHEN A SOFT, NON-STRETCHING, DURABLE STRAPPING MATERIAL IS DESIRED, LATEX FREE, 2 INCHES X 10 YARDS | REHABILITATION AND PHYSIOTHERAPY SUPPLIES
11222 | 4214280228800 | STOCKING, READY MADE, MEDICAL GRADUATED COMPRESSION, SEAMLESS, ABOVE KNEE, WITH CLOSE TOE, POLYAMIDE, ELASTANE, LATEX FREE, SILICONE TOP BAND, SKIN COLOR, CLASS 2 (20 - 32 MMHG), PAIR, ASSORTED SIZES (LYMPHEDEMA) | REHABILITATION AND PHYSIOTHERAPY SUPPLIES
11223 | 4224150005400 | SPLINT, FINGER GUTTER SPLINT, LIGHTWEIGHT, ALUMINUM, FOAM PADDING, FOLDS OVER THE END OF FINGER, PROVIDE PROTECTION AND STABILIZATION SIZE: SMALL | REHABILITATION AND PHYSIOTHERAPY SUPPLIES
11224 | 4224150005500 | SPLINT, FINGER GUTTER SPLINT, LIGHTWEIGHT, ALUMINUM, FOAM PADDING, FOLDS OVER THE END OF FINGER, PROVIDE PROTECTION AND STABILIZATION SIZE: MEDIUM | REHABILITATION AND PHYSIOTHERAPY SUPPLIES
11225 | 4224150005600 | SPLINT, FINGER GUTTER SPLINT, LIGHTWEIGHT, ALUMINUM, FOAM PADDING, FOLDS OVER THE END OF FINGER, PROVIDE PROTECTION AND STABILIZATION SIZE: LARGE | REHABILITATION AND PHYSIOTHERAPY SUPPLIES
11226 | 4214280274400 | STOCKING, READY MADE, MEDICAL GRADUATED COMPRESSION, SEAMLESS, BELOW KNEE, WITH CLOSE TOE, POLYAMIDE, ELASTANE, LATEX FREE, SKIN COLOR, CLASS 3 (34 - 46 MMHG), PAIR, ASSORTED SIZES (LYMPHEDEMA) | REHABILITATION AND PHYSIOTHERAPY SUPPLIES
11227 | 4214280274300 | STOCKING, READY MADE, MEDICAL GRADUATED COMPRESSION, SEAMLESS, BELOW KNEE, WITH CLOSE TOE, POLYAMIDE, ELASTANE, LATEX FREE, SKIN COLOR, CLASS 2 (20 - 32 MMHG), PAIR, ASSORTED SIZES (LYMPHEDEMA) | REHABILITATION AND PHYSIOTHERAPY SUPPLIES
11228 | 4224150007000 | SPLINTING ACCESSORIES, LOOP, STRETCHABLE, FASTENING, COLOR BEIGE, SIZE: 2.5 CM X 9 M | REHABILITATION AND PHYSIOTHERAPY SUPPLIES
11229 | 4224150007100 | SPLINTING ACCESSORIES, LOOP, STRETCHABLE, WHITE, SIZE 2.5 CM X 9 M | REHABILITATION AND PHYSIOTHERAPY SUPPLIES
11230 | 4921182000100 | ASSESSMENT TOOLS, DIGITAL HAND DYNAMOMETER, USED TO ASSESS HAND GRIP AND STRENGTH IN ORDER TO MONITOR PROGRESS, SCRATCH-RESISTANT UV COATING PROTECTS ALL DIGITAL COMPONENTS FROM DAMAGE, UNIT DOES NOT HAVE INTERNAL MOVING PARTS | REHABILITATION AND PHYSIOTHERAPY SUPPLIES
11231 | 4224151013200 | SPLINTING MATERIAL, THERMOPLASTIC SHEET, LOW STRETCHING, LOW MEMORY, STICK, RIGID, 1% PERFORATED APPROXIMATELY, THICKNESS 1.6 MM SIZE 30 X 45 CM APPROXIMATELY, WHITE | REHABILITATION AND PHYSIOTHERAPY SUPPLIES
11232 | 4214280226300 | STOCKING, READY MADE, MEDICAL GRADUATED COMPRESSION, SEAMLESS, ABOVE KNEE, WIDE/PLUS, WITH CLOSE TOE, POLYAMIDE, ELASTANE, LATEX FREE, SILICONE TOP BAND, SKIN COLOR, CLASS 1 (18 - 21 MMHG), PAIR, ASSORTED SIZES (LYMPHEDEMA) | REHABILITATION AND PHYSIOTHERAPY SUPPLIES
11233 | 4224180102400 | ARMSLING, ADULT, IMMOBILIZES THE SHOULDER JOINT IN INTERNAL ROTATION, EASY ADJUSTMENT BY VELCRO OR EQUIVALENT, CONTROLS FLEXO-EXTENSION, ROTATION, ABDUCTION, AND SHOULDER ADDUCTION, KEEPS THE ELBOW IN 90º FLEXION AND PRONOSUPINATION INTERMEDIATE, DISTRIBUTES THE WEIGHT OF THE TREATED ARM AVOIDING OVERLOAD OF THE CERVICAL AREA, STRAPS CROSSED OVER THE BACK TO IMPROVE SUPPORT, COMFORTABLE, BREATHABLE, SIZE MEDIUM | REHABILITATION AND PHYSIOTHERAPY SUPPLIES
11234 | 4224170309900 | KNEE HINGED BRACE, WITH TWO RIGID STAY, MADE OF NEOPRENE, VELCRO STRAPS, SIZE SMALL | REHABILITATION AND PHYSIOTHERAPY SUPPLIES
11235 | 4224170310000 | KNEE HINGE BRACE, FOR ANTERIOR/POSTERIOR CRUCIATE LIGAMENTS INJURY, SIZE SMALL | REHABILITATION AND PHYSIOTHERAPY SUPPLIES
11236 | 4224170310100 | KNEE HINGE BRACE, FOR ANTERIOR/POSTERIOR CRUCIATE LIGAMENTS INJURY, SIZE MEDIUM | REHABILITATION AND PHYSIOTHERAPY SUPPLIES
11237 | 4224171201700 | ASSISTIVE TOOLS, CLOSED CELL FOAM TUBING: USED FOR BUILDING UP TOOL AND UTENSIL HANDLES, TUBING HAS A SLIP RESISTANT OUTER LAYER, CAN BE CUT TO THE REQUIRED LENGTH. SIZE: 28MM X 16MM X 30 CM PACK OF 6 | REHABILITATION AND PHYSIOTHERAPY SUPPLIES
11238 | 4224171201600 | ASSISTIVE TOOLS, CLOSED CELL FOAM TUBING: USED FOR BUILDING UP TOOL AND UTENSIL HANDLES, TUBING HAS A SLIP RESISTANT OUTER LAYER, CAN BE CUT TO THE REQUIRED LENGTH. SIZE: 28MM X 10MM X 30 CM PACK OF 6 | REHABILITATION AND PHYSIOTHERAPY SUPPLIES
11239 | 4224171201500 | ASSISTIVE TOOLS, CLOSED CELL FOAM TUBING: USED FOR BUILDING UP TOOL AND UTENSIL HANDLES, TUBING HAS A SLIP RESISTANT OUTER LAYER, CAN BE CUT TO THE REQUIRED LENGTH. SIZE: 22MM X 9MM X 30 CM PACK OF 6 | REHABILITATION AND PHYSIOTHERAPY SUPPLIES
11240 | 4224171201400 | ASSISTIVE TOOLS, CLOSED CELL FOAM TUBING: USED FOR BUILDING UP TOOL AND UTENSIL HANDLES, TUBING HAS A SLIP RESISTANT OUTER LAYER, CAN BE CUT TO THE REQUIRED LENGTH. SIZE: 22MM X 6MM X 30 CM PACK OF 6 | REHABILITATION AND PHYSIOTHERAPY SUPPLIES
11241 | 4224170310200 | KNEE HINGE BRACE, FOR ANTERIOR/POSTERIOR CRUCIATE LIGAMENTS INJURY, SIZE LARGE | REHABILITATION AND PHYSIOTHERAPY SUPPLIES
11242 | 4224170310300 | KNEE HINGE BRACE, FOR ANTERIOR/POSTERIOR CRUCIATE LIGAMENTS INJURY, SIZE EXTRA-LARGE | REHABILITATION AND PHYSIOTHERAPY SUPPLIES
11243 | 4229553702100 | SILICONE BREAST FORM, DELTA SHAPE, FULL CUP, SOFT AND LIGHT, NATURAL LOOKING DRAPE, TEAR-PROOF SILICON ENCASED IN TEAR-PROOF FILM, FIT IN POCKETED BRA, SIZE 3 (LYMPHEDEMA) | REHABILITATION AND PHYSIOTHERAPY SUPPLIES
11244 | 4224151008500 | SPLINTING MATERIAL, THERMOPLASTIC SHEET, MODERATE STRETCHING, HIGH MEMORY, NON STICK, 1% PERFORATED APPROXIMATELY, THICKNESS 3.2 MM SIZE 60 X 90 CM APPROXIMATELY, WHITE OR BEIGE | REHABILITATION AND PHYSIOTHERAPY SUPPLIES
11245 | 4920151400000 | THERAPEUTIC, EXERCISE BALL ANTI-SLIP PROFESSIONAL QUALITY WITH NON-TOXIC PVC MATERIAL, FREE OF BPA AND HEAVY METALS, 2000 MICROMETERS IN THICKNESS HEAVY DUTY RATING CAN MATCH ANY HEAVY WEIGHT CAN CARRY THE STRESS OF HEAVY LOADS UP TO 2200 LBS WITHOUT POPPING TO PREVENT YOU FROM BEING INJURED ANTI-SLIP BALL CAN WITHSTAND UP TO A 2CM CUT WITHOUT EXPLOSIVELY DEFLATING INCLUDES HAND PUMP, 2 AIR PLUGS AND VALVE REMOVER TOOL, ABOUT 65CM DIAMETER | REHABILITATION AND PHYSIOTHERAPY SUPPLIES
11246 | 4224170310400 | KNEE HINGE BRACE, FOR ANTERIOR/POSTERIOR CRUCIATE LIGAMENTS INJURY, SIZE DOUBLE EXTRA-LARGE | REHABILITATION AND PHYSIOTHERAPY SUPPLIES
11247 | 4224170310500 | KNEE HINGE BRACE, POPLITEAL AREA OPEN, WRAP AROUND, SHORT, SIZE SMALL | REHABILITATION AND PHYSIOTHERAPY SUPPLIES
11248 | 4224170310700 | KNEE HINGE BRACE, POPLITEAL AREA OPEN, WRAP AROUND, SHORT, SIZE MEDIUM | REHABILITATION AND PHYSIOTHERAPY SUPPLIES
11249 | 4920160101300 | NEOPRENE DUMBBELLS, 7 LB | REHABILITATION AND PHYSIOTHERAPY SUPPLIES
11250 | 4224170310900 | KNEE HINGE BRACE, POPLITEAL AREA OPEN, WRAP AROUND, SHORT, SIZE LARGE | REHABILITATION AND PHYSIOTHERAPY SUPPLIES
11251 | 4224170311100 | KNEE HINGE BRACE, POPLITEAL AREA OPEN, WRAP AROUND, SHORT, SIZE EXTRA-LARGE | REHABILITATION AND PHYSIOTHERAPY SUPPLIES
11252 | 4214280208900 | STOCKING, READY MADE, MEDICAL GRADUATED COMPRESSION, SEAMLESS, ABOVE KNEE, WIDE/PLUS, WITH OPEN TOE, POLYAMIDE, ELASTANE, LATEX FREE, SILICONE TOP BAND, SKIN COLOR, CLASS 3 (34 - 46 MMHG), PAIR, ASSORTED SIZES (LYMPHEDEMA) | REHABILITATION AND PHYSIOTHERAPY SUPPLIES
11253 | 4214280208400 | STOCKING, READY MADE, MEDICAL GRADUATED COMPRESSION, SEAMLESS, ABOVE KNEE, WIDE/PLUS, WITH OPEN TOE, POLYAMIDE, ELASTANE, LATEX FREE, SILICONE TOP BAND, SKIN COLOR, CLASS 2 (20 - 32 MMHG), PAIR, ASSORTED SIZES (LYMPHEDEMA) | REHABILITATION AND PHYSIOTHERAPY SUPPLIES
11254 | 4912150700100 | AIR MATTRESS, NON-POWERED SYSTEM, POLY VINYL, OVERLY DESIGNED FOR STAGE I OR II ISCHEMIC ULCER, INTERCONNECTED AIR-FILLED CELLS ARE EASY TO SET UP, INFLATE AND ADJUST-ADDING UP TO EASY USE FOR ANY CARE SETTING, COMES WITH THREE SECTIONS, EACH ADJUSTABLE TO ADDRESS THE SPECIFIC NEEDS OF A PATIENT'S BODY SHAPE AND SIZE, MEASURES 80 X 35 INCH (27 X 35 INCH PER SECTION) INCLUDE HAND INFLATION PUMP, REPAIR KIT AND OPERATING INSTRUCTIONS | REHABILITATION AND PHYSIOTHERAPY SUPPLIES
11255 | 4224180000500 | RIB BELT, FEMALE, SMALL | REHABILITATION AND PHYSIOTHERAPY SUPPLIES
11256 | 4224180000600 | RIB BELT, FEMALE, MEDIUM | REHABILITATION AND PHYSIOTHERAPY SUPPLIES
11257 | 4221230400300 | ASSISTIVE TOOLS, ALUMINUM REACHER AID, EXTRA LONG FOR ADULTS, WITH SINGLE MOVING JAW, OPERATED WITH A TRIGGER ACTION FROM THE HANDLE, THE HEAD IS COMPLETE WITH A MAGNET, FOR PICKING UP SMALL METAL OBJECTS, EG., PINS AND A HOOK TO AID DRESSING, THE JAW MAY BE ROTATED 360 º, TO AVOID THE NEED TO ROTATE THE WRIST WHICH MAY BE PAINFUL TO CERTAIN USERS THE TRIGGER OPERATED BY FOUR FINGERS INSTEAD OF THE USUAL TWO IS EASY TO GRIP AND OPERATE, LENGTH ABOUT 90 CMS APPROXIMATELY | REHABILITATION AND PHYSIOTHERAPY SUPPLIES
11258 | 4224150707300 | SPLINT, FUNCTIONAL WRIST-HAND ORTHOSIS MALLEABLE, ALUMINUM WITH SOFT LINER AND STRAPS, ALLOWS DIFFERENT POSITIONING OF FINGERS, HAND, AND WRIST, LARGE, RIGHT | REHABILITATION AND PHYSIOTHERAPY SUPPLIES
11259 | 4224150707400 | SPLINT, FUNCTIONAL WRIST-HAND ORTHOSIS, MALLEABLE, ALUMINUM WITH SOFT LINER AND STRAPS, ALLOWS DIFFERENT POSITIONING OF FINGERS, HAND, AND WRIST, NO THUMB SUPPORT, 3 DIFFERENT STRAP FINGERS, WRIST AND FOREARM, LARGE, RIGHT | REHABILITATION AND PHYSIOTHERAPY SUPPLIES
11260 | 4224150707500 | SPLINT, FROG FINGER SPLINT, MALLEABLE ALUMINUM SPLINT FOR IMMOBILIZATION OF FINGER, FOAM PADDING, MAINTAIN THE DIP JOINT IN HYPEREXTENSION, ASSORTED SIZE | REHABILITATION AND PHYSIOTHERAPY SUPPLIES
11261 | 4224150712000 | AIR SPLINTS SET INCLUDING LONG ARMS, SHORT ARM, HALF ARM ELBOW HAND AND WRIST LONGER LEG AND FOOT DIFFERENT SIZES PEDIATRIC TO ADULT SIZED SPLINTS MADE FROM DOUBLE LAYER OF WASHABLE TRANSPARENT PVC SHEETING WITH PLASTIC ZIPPER CLOSURE MEASUREMENT X-RAY TRANSPARENT IS EASY TO APPLY AND REMOVE IT HAS A PUSH-PULL VALVE FOR HASSLE-FREE INFLATION 2 X INFLATION TUBES WITH INLET TAPS, HIGH-FREQUENCY HEAT WELDED SEAMS LATEX-FREEING | REHABILITATION AND PHYSIOTHERAPY SUPPLIES
11262 | 4221190703800 | ASSISTIVE TOOLS, STEADY SPOON WITH COUNTER WEIGHTS TO PREVENT SPILLAGE, KEEP THE SPOON BOWL LEVEL NO MATTER THE ARM POSITION OR TREMOR, NO NEED A STRONG GRASP ON THE SPOON, HOOK AND LOOP STRAP CONNECTED TO THE BUILT-UP HANDLE, ADULT HANDLE L: 5-1/2 INCH X D: 1-1/4 INCH, TOTAL HANDLE AND BOWL LENGTH 9 1/2 INCH, STRAP LENGTH 5 INCH, WEIGHS 225G, BPA, PHTHALATES, AND LATEX FREE | REHABILITATION AND PHYSIOTHERAPY SUPPLIES
11263 | 4221191100200 | ASSISTIVE TOOLS, FOOD GUARD PLATE, PREVENTS FOOD FROM BEING PUSHED OFF, THE PLATE CONCAVE WALL ASSISTS IN GUIDING FOOD ONTO THE UTENSIL, SECURED TO THE PLATE WITH AN INTERNAL GROOVE, LARGE SIZE, FITS PLATES WITH A DIAMETER OF 9 INCHES - 11 INCH | REHABILITATION AND PHYSIOTHERAPY SUPPLIES
11264 | 4221191500000 | ASSISTIVE TOOLS, SLIDE SELF-FEEDING SUPPORT, STABLE, SMOOTHLY GUIDES THE ARM WHILE MOVING FROM PLATE TO MOUTH, SUPPORTS THE FOREARM AS THE CLIENT GATHERS FOOD ONTO THE UTENSIL, THEN WITH A SIMPLE SLIDING MOTION MOVES THE WRIST INTO THE SMALLER TOP SECTION, GIVING STABILITY AND SUPPORT WHILE BRINGING FOOD TO THE MOUTH, INCLUDES A ROOF ATTACHMENT THAT CAN BE USED TO HELP KEEP THE ARM ON THE SLIDE AND PROVIDE ADDITIONAL CONTROL AND SUPPORT, LATEX FREE | REHABILITATION AND PHYSIOTHERAPY SUPPLIES
11265 | 4221191700000 | ASSISTIVE TOOLS, TREMOR DINING KIT, DESIGNED FOR THOSE WITH PARKINSON’S DISEASE, OR OTHER TYPE OF TREMOR-CAUSING CONDITION, PACKAGED TOGETHER AND SPECIALLY PRICED, INCLUDES WEIGHTED UTENSILS, A WEIGHTED INSULATED CUP AND A SUCTION-CUP PLATE | REHABILITATION AND PHYSIOTHERAPY SUPPLIES
11266 | 4221191700100 | ASSISTIVE TOOLS, SCOOPER PLATE WITHOUT SUCTION CUP, FLAT BOTTOM WITH NON SKID BOTTOM AND HIGH RIMS WITH A REVERSE CURVE ON ONE SIDE TO REDUCE SPILLS WHILE SCOOPING. MADE OF DURABLE POLYESTER THAT IS LIGHTWEIGHT, BREAK RESISTANT, MOLDED OF HEAT-RESISTANT PLASTIC AND MICROWAVABLE, MEASURES ABOUT 8 INCHES IN DIAMETER | REHABILITATION AND PHYSIOTHERAPY SUPPLIES
11267 | 4221191700200 | ASSISTIVE TOOLS, SCOOPER PLATE WITH SUCTION CUP, FLAT BOTTOM AND HIGH RIMS WITH A REVERSE CURVE ON ONE SIDE TO REDUCE SPILLS WHILE SCOOPING WITH SUCTION CUP BASE. MADE OF DURABLE POLYESTER THAT IS LIGHTWEIGHT, BREAK RESISTANT, MOLDED OF HEAT-RESISTANT PLASTIC AND MICROWAVABLE, MEASURES ABOUT 6 3/4 INCHES IN DIAMETER | REHABILITATION AND PHYSIOTHERAPY SUPPLIES
11268 | 4221191700300 | ASSISTIVE TOOLS, SCOOPER BOWL WITH SUCTION CUP, FLAT BOTTOM AND HIGH RIMS WITH A REVERSE CURVE ON ONE SIDE TO REDUCE SPILLS WHILE SCOOPING WITH SUCTION CUP BASE. MADE OF DURABLE POLYESTER THAT IS LIGHTWEIGHT, BREAK RESISTANT, MOLDED OF HEAT-RESISTANT PLASTIC AND MICROWAVABLE, MEASURES ABOUT 5 1/2 INCHES X 6 1/2 INCHES | REHABILITATION AND PHYSIOTHERAPY SUPPLIES
11269 | 4224180000800 | RIB BELT, FEMALE, EXTRA LARGE | REHABILITATION AND PHYSIOTHERAPY SUPPLIES
11270 | 4224170309500 | KNEE HINGED BRACE, WITH TWO RIGID STAY, MADE OF NEOPRENE, VELCRO STRAPS, SIZE MEDIUM | REHABILITATION AND PHYSIOTHERAPY SUPPLIES
11271 | 4221211100000 | ASSISTIVE TOOLS, PLASTIC CARD HOLDER FOR THOSE WITH LIMITED HAND FUNCTION, HOLDING THIN AND LIGHTWEIGHT CARDS CAN BE A CHALLENGE | REHABILITATION AND PHYSIOTHERAPY SUPPLIES
11272 | 4224180000700 | RIB BELT, FEMALE, LARGE | REHABILITATION AND PHYSIOTHERAPY SUPPLIES
11273 | 4221230100100 | ASSISTIVE TOOLS, HOLD GRIP STRAPS ALLOW HOLDING ONTO A WIDE RANGE OF ITEMS WITH EASE, ATTACH THEM TO TOOTHBRUSH, PENS, HAIRBRUSH, CUTLERY OR ANYTHING ELSE, HOLD STRAPS ARE ANTI –SLIP, STRAPS ARE MADE OF FOOD GRADE SILICONE AND ARE HYPOALLERGENIC AND LATEX FREE, CAN BE WASHED IN THE DISHWASHER OR SANITIZED WITH DISINFECTANT WIPES, PACK INCLUDES 8 DIFFERENT COLOR WITH DIFFERENT SIZES TO FIT INFANT, CHILDREN AND ADULT | REHABILITATION AND PHYSIOTHERAPY SUPPLIES
11274 | 4221230200000 | ASSISTIVE TOOLS, WEIGHTED UNIVERSAL HOLDER, FOR ADULTS, TO REDUCE SHAKING FROM TREMORS, ATAXIC, AND PARKINSON'S, IMPROVE WRITING WITH PEN OR PENCIL, ACCOMMODATE ANY PEN, PENCIL, OR MARKER, 3MM TO 11 MM IN DIAMETER, 2.86 CM, INCLUDES CONTOURED COVER THAT HELPS BUILD-UP THE HANDLE, MAKING IT EASIER TO GRASP, INCLUDES ALLEN WRENCH AND THREE LONG SCREWS FOR SMALLER OBJECTS | REHABILITATION AND PHYSIOTHERAPY SUPPLIES
11275 | 4221230400100 | ASSISTIVE TOOLS, ALUMINUM REACHER AID, REGULAR FOR ADULTS, WITH SINGLE MOVING JAW, OPERATED WITH A TRIGGER ACTION FROM THE HANDLE, THE HEAD IS COMPLETE WITH A MAGNET, FOR PICKING UP SMALL METAL OBJECTS, EG., PINS AND A HOOK TO AID DRESSING, THE JAW MAY BE ROTATED 360 º, TO AVOID THE NEED TO ROTATE THE WRIST WHICH MAY BE PAINFUL TO CERTAIN USERS THE TRIGGER OPERATED BY FOUR FINGERS INSTEAD OF THE USUAL TWO IS EASY TO GRIP AND OPERATE, LENGTH ABOUT 61 CMS APPROXIMATELY | REHABILITATION AND PHYSIOTHERAPY SUPPLIES
11276 | 4221230400200 | ASSISTIVE TOOLS, ALUMINUM REACHER AID, LONG FOR ADULTS, WITH SINGLE MOVING JAW, OPERATED WITH A TRIGGER ACTION FROM THE HANDLE, THE HEAD IS COMPLETE WITH A MAGNET, FOR PICKING UP SMALL METAL OBJECTS, EG., PINS AND A HOOK TO AID DRESSING, THE JAW MAY BE ROTATED 360 º, TO AVOID THE NEED TO ROTATE THE WRIST WHICH MAY BE PAINFUL TO CERTAIN USERS THE TRIGGER OPERATED BY FOUR FINGERS INSTEAD OF THE USUAL TWO IS EASY TO GRIP AND OPERATE, LENGTH ABOUT 76 CMS APPROXIMATELY | REHABILITATION AND PHYSIOTHERAPY SUPPLIES
11277 | 4224170309600 | KNEE HINGED BRACE, WITH TWO RIGID STAY, MADE OF NEOPRENE, VELCRO STRAPS, SIZE DOUBLE EXTRA LARGE | REHABILITATION AND PHYSIOTHERAPY SUPPLIES
11278 | 4229553702200 | SILICONE BREAST FORM, DELTA SHAPE, FULL CUP, SOFT AND LIGHT, NATURAL LOOKING DRAPE, TEAR-PROOF SILICON ENCASED IN TEAR-PROOF FILM, FIT IN POCKETED BRA, SIZE 4 (LYMPHEDEMA) | REHABILITATION AND PHYSIOTHERAPY SUPPLIES
11279 | 4214280261700 | GARMENT, ADJUSTABLE COMPRESSION, THIGH, FOR LYMPHEDEMA, VELCRO, ADJUSTABLE BUILT-IN-TENSION SYSTEM, BREATHABLE, LATEX FREE, ODOR-INH IBITING MATERIAL WITH ANTI-BACTERIAL EFFECT, SHORT WIDE, ASSORTED SIZE (LYMPHEDEMA) | REHABILITATION AND PHYSIOTHERAPY SUPPLIES
11280 | 4920160400000 | THERAPEUTIC, MOBILE ANKLE/WRIST WEIGHT - DUMBBELL AND BAND RACK - CAN HOLD UP TO 64 ANKLE/WRIST WEIGHTS AND 22 DUMBBELLS 3 INCH SWIVEL CASTERS TWO RODS HOLD 6 HOLLOW CORE 50 YARD ROLLS MEASURES 31 INCH L X 53 INCH H X 24 INCH W. WEIGHTS AND BANDS NOT INCLUDED EXERCISE SUPPLIES SOLD SEPARATELY | REHABILITATION AND PHYSIOTHERAPY SUPPLIES
11281 | 4224170311300 | KNEE HINGE BRACE, POPLITEAL AREA OPEN, WRAP AROUND, SHORT, SIZE DOUBLE EXTRA-LARGE | REHABILITATION AND PHYSIOTHERAPY SUPPLIES
11282 | 4224150712100 | SPLINT, DYNAMIC HAND SPLINT (SAEBOSTRETCH OR EQUIVALENT) FOR INDIVIDUALS SUFFERING FROM NEUROLOGICAL INJURIES. THE SPLINT HELPS TO PREVENT JOINT DAMAGE WHILE IMPROVING AND MAINTAINING RANGE OF MOTION. IT HAS A DYNAMIC HAND PIECE THAT ALLOWS THE FINGERS TO MOVE THROUGH FLEXION CAUSED BY POSTURAL CHANGES, IT INCLUDES THREE DIFFERENT HAND PIECES THAT OFFER VARIOUS GRADES OF RESISTANCE. SIZE LARGE, LEFT | REHABILITATION AND PHYSIOTHERAPY SUPPLIES
11283 | 4224170316100 | KNEE IMMOBILIZER, MADE OF TWO PIECES OF THERMOPLASTIC, JOINT POSITION IN LIGHT FLEXION OF 10 º, ASSORTED SIZE | REHABILITATION AND PHYSIOTHERAPY SUPPLIES
11284 | 4224170316000 | KNEE SUPPORT, MADE FROM LIGHTWEIGHT ELASTIC, FOUR WAY STRETCH, SIZE: DOUBLE EXTRA LARGE | REHABILITATION AND PHYSIOTHERAPY SUPPLIES
11285 | 4224170312900 | FUNCTIONAL KNEE HINGE BRACE, STABILIZER, POLYCENTRIC HINGE, PREFORMED ANATOMICAL ALUMINUM FRAME, EXTENSION CONTROL (0° TO 40°) AND FLEXION (0° TO 90°), OPEN TEXTILE STRUCTURE FORMED BY 4 BANDS, FOUR POINT SYSTEM OF LEVERAGE, INCORPORATES CONDYLAR PADS, CONTROL OF THE DEGREE OF FLEXION-EXTENSION OF THE JOINT, IMMOBILIZATION OF THE ARTICULATION OR CONTROL OF RANGE OF MOVEMENT, SIZE: EXTRA LARGE | REHABILITATION AND PHYSIOTHERAPY SUPPLIES
11286 | 4224170313000 | FUNCTIONAL KNEE HINGE BRACE, STABILIZER, POLYCENTRIC HINGE, PREFORMED ANATOMICAL ALUMINUM FRAME, EXTENSION CONTROL (0° TO 40°) AND FLEXION (0° TO 90°), OPEN TEXTILE STRUCTURE FORMED BY 4 BANDS, FOUR POINT SYSTEM OF LEVERAGE, INCORPORATES CONDYLAR PADS, CONTROL OF THE DEGREE OF FLEXION-EXTENSION OF THE JOINT, IMMOBILIZATION OF THE ARTICULATION OR CONTROL OF RANGE OF MOVEMENT, SIZE: LARGE | REHABILITATION AND PHYSIOTHERAPY SUPPLIES
11287 | 4224151006600 | SPLINT, FINGER DYNAMIC SPLINT, THERMOPLASTIC MATERIAL, SPLINT IS IN DORSAL SIDE, THE SPLINT INCLUDES FIVE RUBBER BANDS AND FIVE SPRINGS, RIGHT, SIZE SMALL | REHABILITATION AND PHYSIOTHERAPY SUPPLIES
11288 | 4224170313100 | KNEE SUPPORT, ELASTIC WITH PAD AROUND PATELLA, FOUR WAY STRETCH, SIZE LARGE | REHABILITATION AND PHYSIOTHERAPY SUPPLIES
11289 | 4224170313300 | KNEE SUPPORT, ELASTIC WITH PAD AROUND PATELLA, FOUR WAY STRETCH, SIZE MEDIUM | REHABILITATION AND PHYSIOTHERAPY SUPPLIES
11290 | 4224170313500 | KNEE SUPPORT, ELASTIC WITH PAD AROUND PATELLA, FOUR WAY STRETCH, SIZE SMALL | REHABILITATION AND PHYSIOTHERAPY SUPPLIES
11291 | 4224151006500 | SPLINT, FINGER DYNAMIC SPLINT, THERMOPLASTIC MATERIAL, SPLINT IS IN DORSAL SIDE, THE SPLINT INCLUDES FIVE RUBBER BANDS AND FIVE SPRINGS, RIGHT, SIZE MEDIUM | REHABILITATION AND PHYSIOTHERAPY SUPPLIES
11292 | 4224170315900 | KNEE SUPPORT, MADE FROM LIGHTWEIGHT ELASTIC, FOUR WAY STRETCH, SIZE: EXTRA LARGE | REHABILITATION AND PHYSIOTHERAPY SUPPLIES
11293 | 4920160101400 | NEOPRENE DUMBBELLS, 8 LB | REHABILITATION AND PHYSIOTHERAPY SUPPLIES
11294 | 4224170315800 | KNEE SUPPORT, MADE FROM LIGHTWEIGHT ELASTIC, FOUR WAY STRETCH, SIZE: LARGE | REHABILITATION AND PHYSIOTHERAPY SUPPLIES
11295 | 4224170315700 | KNEE SUPPORT, MADE FROM LIGHTWEIGHT ELASTIC, FOUR WAY STRETCH, SIZE: MEDIUM | REHABILITATION AND PHYSIOTHERAPY SUPPLIES
11296 | 4224170313700 | KNEE SUPPORT, ELASTIC WITH PAD AROUND PATELLA, FOUR WAY STRETCH, SIZE EXTRA LARGE | REHABILITATION AND PHYSIOTHERAPY SUPPLIES
11297 | 4224170315600 | KNEE SUPPORT, MADE FROM LIGHTWEIGHT ELASTIC, FOUR WAY STRETCH, SIZE: SMALL | REHABILITATION AND PHYSIOTHERAPY SUPPLIES
11298 | 4920160100700 | NEOPRENE DUMBBELLS, 10 LB | REHABILITATION AND PHYSIOTHERAPY SUPPLIES
11299 | 4224151005100 | SPLINT, ANTISPASTICITY HAND SPLINT, THERMOPLASTIC RIGID MATERIAL, GROOVE FOR FINGERS, STRAP TO REST THE HAND ON THE SPLINT, RIGHT, ASSORTED SIZES | REHABILITATION AND PHYSIOTHERAPY SUPPLIES
11300 | 4224151006100 | SPLINT, FINGER DYNAMIC SPLINT, THERMOPLASTIC MATERIAL, SPLINT IS IN DORSAL SIDE, THE SPLINT INCLUDES FIVE RUBBER BANDS AND FIVE SPRINGS, LEFT, SIZE LARGE | REHABILITATION AND PHYSIOTHERAPY SUPPLIES
11301 | 4224151006200 | SPLINT, FINGER DYNAMIC SPLINT, THERMOPLASTIC MATERIAL, SPLINT IS IN DORSAL SIDE, THE SPLINT INCLUDES FIVE RUBBER BANDS AND FIVE SPRINGS, LEFT, SIZE MEDIUM | REHABILITATION AND PHYSIOTHERAPY SUPPLIES
11302 | 4224151006300 | SPLINT, FINGER DYNAMIC SPLINT, THERMOPLASTIC MATERIAL, SPLINT IS IN DORSAL SIDE, THE SPLINT INCLUDES FIVE RUBBER BANDS AND FIVE SPRINGS, LEFT, SIZE SMALL | REHABILITATION AND PHYSIOTHERAPY SUPPLIES
11303 | 4224151006400 | SPLINT, FINGER DYNAMIC SPLINT, THERMOPLASTIC MATERIAL, SPLINT IS IN DORSAL SIDE, THE SPLINT INCLUDES FIVE RUBBER BANDS AND FIVE SPRINGS, RIGHT, SIZE LARGE | REHABILITATION AND PHYSIOTHERAPY SUPPLIES
11304 | 4224170316200 | PATELLAR TENDONITIS BAND, INELASTIC, VELCRO ADJUSTMENT, IT INCORPORATES VISCOELASTIC MATERIAL PAD THAT PUTS PRESSURE ON THE PATELLAR TENDON, UNIVERSAL SIZE | REHABILITATION AND PHYSIOTHERAPY SUPPLIES
11305 | 4221190702500 | ASSISTIVE TOOLS, GRIP UTENSILS, ERGONOMIC BENDABLE DESIGN WITH A SOFT GRIP, IS COMFORTABLE RIBBED BUILT-UP HANDLES HELP PEOPLE WITH WEAK GRASP TO HOLD UTENSILS SECURELY HANDLE MADE OF THERMOPLASTIC, RUBBER, AND POLYPROPYLENE, DISHWASHER SAFE, LATEX FREE, TEASPOON | REHABILITATION AND PHYSIOTHERAPY SUPPLIES
11306 | 4224170316300 | KNEE BRACE, PEDIATRIC, WRAP AROUND, SIDE STAYS THAT PROVIDE STABILIZATION, POPLITEAL AREA OPEN, EASY PLACEMENT, CONTROL, AND REVIEW OF THE AREA, COMFORTABLE BRACES, BREATHABLE FABRIC, AND LATEX FREE, ASSORTED SIZE | REHABILITATION AND PHYSIOTHERAPY SUPPLIES
11307 | 4224170317200 | KNEE IMMOBILIZER, 3-PANEL, WITH RIGID STAY, WRAP AROUND DESIGN, SIZE MEDIUM | REHABILITATION AND PHYSIOTHERAPY SUPPLIES
11308 | 4920151400100 | THERAPEUTIC, EXERCISE BALL ANTI-SLIP PROFESSIONAL QUALITY WITH NON-TOXIC PVC MATERIAL, FREE OF BPA AND HEAVY METALS, 2000 MICROMETERS IN THICKNESS HEAVY DUTY RATING CAN MATCH ANY HEAVY WEIGHT CAN CARRY THE STRESS OF HEAVY LOADS UP TO 2200 LBS WITHOUT POPPING TO PREVENT YOU FROM BEING INJURED ANTI-SLIP BALL CAN WITHSTAND UP TO A 2CM CUT WITHOUT EXPLOSIVELY DEFLATING, INCLUDES HAND PUMP, 2 AIR PLUGS AND VALVE REMOVER TOOL, ABOUT 55CM DIAMETER | REHABILITATION AND PHYSIOTHERAPY SUPPLIES
11309 | 4224150712200 | SPLINT, DYNAMIC HAND SPLINT (SAEBOSTRETCH OR EQUIVALENT) FOR INDIVIDUALS SUFFERING FROM NEUROLOGICAL INJURIES. THE SPLINT HELPS TO PREVENT JOINT DAMAGE WHILE IMPROVING AND MAINTAINING RANGE OF MOTION. IT HAS A DYNAMIC HAND PIECE THAT ALLOWS THE FINGERS TO MOVE THROUGH FLEXION CAUSED BY POSTURAL CHANGES, IT INCLUDES THREE DIFFERENT HAND PIECES THAT OFFER VARIOUS GRADES OF RESISTANCE. SIZE LARGE, RIGHT | REHABILITATION AND PHYSIOTHERAPY SUPPLIES
11310 | 4224170311600 | KNEE LIGAMENT HINGED BRACE, WITH TWO RIGID STAY, CROSSING STRAPS CONTROL PATELLA MOVEMENT, MADE OF NEOPRENE, POPLITEAL AREA OPEN, FOR MILD LIGAMENT INSTABILITIES, SIZE LARGE | REHABILITATION AND PHYSIOTHERAPY SUPPLIES
11311 | 4224170311700 | KNEE LIGAMENT HINGED BRACE, WITH TWO RIGID STAY, CROSSING STRAPS CONTROL PATELLA MOVEMENT, MADE OF NEOPRENE, POPLITEAL AREA OPEN, FOR MILD LIGAMENT INSTABILITIES, SIZE MEDIUM | REHABILITATION AND PHYSIOTHERAPY SUPPLIES
11312 | 4224170311800 | KNEE LIGAMENT HINGED BRACE, WITH TWO RIGID STAY, CROSSING STRAPS CONTROL PATELLA MOVEMENT, MADE OF NEOPRENE, POPLITEAL AREA OPEN, FOR MILD LIGAMENT INSTABILITIES, SIZE SMALL | REHABILITATION AND PHYSIOTHERAPY SUPPLIES
11313 | 4224170311900 | KNEE LIGAMENT HINGED BRACE, WITH TWO RIGID STAY, CROSSING STRAPS CONTROL PATELLA MOVEMENT, MADE OF NEOPRENE, POPLITEAL AREA OPEN, FOR MILD LIGAMENT INSTABILITIES, SIZE EXTRA LARGE | REHABILITATION AND PHYSIOTHERAPY SUPPLIES
11314 | 4224170312000 | KNEE LIGAMENT HINGED BRACE, WITH TWO RIGID STAY, CROSSING STRAPS CONTROL PATELLA MOVEMENT, MADE OF NEOPRENE, POPLITEAL AREA OPEN, FOR MILD LIGAMENT INSTABILITIES, SIZE DOUBLE EXTRA LARGE | REHABILITATION AND PHYSIOTHERAPY SUPPLIES
11315 | 4920160101500 | NEOPRENE DUMBBELLS, 9 LB | REHABILITATION AND PHYSIOTHERAPY SUPPLIES
11316 | 4224150712300 | SPLINT, DYNAMIC HAND SPLINT (SAEBOSTRETCH OR EQUIVALENT) FOR INDIVIDUALS SUFFERING FROM NEUROLOGICAL INJURIES. THE SPLINT HELPS TO PREVENT JOINT DAMAGE WHILE IMPROVING AND MAINTAINING RANGE OF MOTION. IT HAS A DYNAMIC HAND PIECE THAT ALLOWS THE FINGERS TO MOVE THROUGH FLEXION CAUSED BY POSTURAL CHANGES, IT INCLUDES THREE DIFFERENT HAND PIECES THAT OFFER VARIOUS GRADES OF RESISTANCE. SIZE MEDIUM, LEFT | REHABILITATION AND PHYSIOTHERAPY SUPPLIES
11317 | 4224150712400 | SPLINT, DYNAMIC HAND SPLINT (SAEBOSTRETCH OR EQUIVALENT) FOR INDIVIDUALS SUFFERING FROM NEUROLOGICAL INJURIES. THE SPLINT HELPS TO PREVENT JOINT DAMAGE WHILE IMPROVING AND MAINTAINING RANGE OF MOTION. IT HAS A DYNAMIC HAND PIECE THAT ALLOWS THE FINGERS TO MOVE THROUGH FLEXION CAUSED BY POSTURAL CHANGES, IT INCLUDES THREE DIFFERENT HAND PIECES THAT OFFER VARIOUS GRADES OF RESISTANCE. SIZE MEDIUM, RIGHT | REHABILITATION AND PHYSIOTHERAPY SUPPLIES
11318 | 4224150712500 | SPLINT, DYNAMIC HAND SPLINT (SAEBOSTRETCH OR EQUIVALENT) FOR INDIVIDUALS SUFFERING FROM NEUROLOGICAL INJURIES. THE SPLINT HELPS TO PREVENT JOINT DAMAGE WHILE IMPROVING AND MAINTAINING RANGE OF MOTION. IT HAS A DYNAMIC HAND PIECE THAT ALLOWS THE FINGERS TO MOVE THROUGH FLEXION CAUSED BY POSTURAL CHANGES, IT INCLUDES THREE DIFFERENT HAND PIECES THAT OFFER VARIOUS GRADES OF RESISTANCE. SIZE SMALL, RIGHT | REHABILITATION AND PHYSIOTHERAPY SUPPLIES
11319 | 4224150712600 | SPLINT, DYNAMIC HAND SPLINT(SAEBOSTRETCH OR EQUIVALENT) FOR INDIVIDUALS SUFFERING FROM NEUROLOGICAL INJURIES. THE SPLINT HELPS TO PREVENT JOINT DAMAGE WHILE IMPROVING AND MAINTAINING RANGE OF MOTION. IT HAS A DYNAMIC HAND PIECE THAT ALLOWS THE FINGERS TO MOVE THROUGH FLEXION CAUSED BY POSTURAL CHANGES, IT INCLUDES THREE DIFFERENT HAND PIECES THAT OFFER VARIOUS GRADES OF RESISTANCE. SIZE SMALL, LEFT | REHABILITATION AND PHYSIOTHERAPY SUPPLIES
11320 | 4224170312100 | FUNCTIONAL KNEE HINGE BRACE, STABILIZER, POLYCENTRIC HINGE, PREFORMED ANATOMICAL ALUMINUM FRAME, EXTENSION CONTROL (0° TO 40°) AND FLEXION (0° TO 90°), OPEN TEXTILE STRUCTURE FORMED BY 4 BANDS, FOUR POINT SYSTEM OF LEVERAGE, INCORPORATES CONDYLAR PADS, CONTROL OF THE DEGREE OF FLEXION-EXTENSION OF THE JOINT, IMMOBILIZATION OF THE ARTICULATION OR CONTROL OF RANGE OF MOVEMENT, SIZE: EXTRA SMALL | REHABILITATION AND PHYSIOTHERAPY SUPPLIES
11321 | 4224170312300 | FUNCTIONAL KNEE HINGE BRACE, STABILIZER, POLYCENTRIC HINGE, PREFORMED ANATOMICAL ALUMINUM FRAME, EXTENSION CONTROL (0° TO 40°) AND FLEXION (0° TO 90°), OPEN TEXTILE STRUCTURE FORMED BY 4 BANDS, FOUR POINT SYSTEM OF LEVERAGE, INCORPORATES CONDYLAR PADS, CONTROL OF THE DEGREE OF FLEXION-EXTENSION OF THE JOINT, IMMOBILIZATION OF THE ARTICULATION OR CONTROL OF RANGE OF MOVEMENT, SIZE: MEDIUM | REHABILITATION AND PHYSIOTHERAPY SUPPLIES
11322 | 4224151001500 | SPLINTING MATERIAL, THERMOPLASTIC SHEET, MODERATE STRETCHING, LOW MEMORY, RIGID, NON STICK, 1% PERFORATED APPROXIMATELY, THICKNESS 2.4 MM SIZE 60 X 90 CM APPROXIMATELY, WHITE OR BEIGE | REHABILITATION AND PHYSIOTHERAPY SUPPLIES
11323 | 4224170312400 | FUNCTIONAL KNEE HINGE BRACE, STABILIZER, POLYCENTRIC HINGE, PREFORMED ANATOMICAL ALUMINUM FRAME, EXTENSION CONTROL (0° TO 40°) AND FLEXION (0° TO 90°), OPEN TEXTILE STRUCTURE FORMED BY 4 BANDS, FOUR POINT SYSTEM OF LEVERAGE, INCORPORATES CONDYLAR PADS, CONTROL OF THE DEGREE OF FLEXION-EXTENSION OF THE JOINT, IMMOBILIZATION OF THE ARTICULATION OR CONTROL OF RANGE OF MOVEMENT, SIZE: SMALL | REHABILITATION AND PHYSIOTHERAPY SUPPLIES
11324 | 4920151400300 | THERAPEUTIC, EXERCISE BALL ANTI-SLIP PROFESSIONAL QUALITY WITH NON-TOXIC PVC MATERIAL, FREE OF BPA AND HEAVY METALS, 2000 MICROMETERS IN THICKNESS HEAVY DUTY RATING CAN MATCH ANY HEAVY WEIGHT CAN CARRY THE STRESS OF HEAVY LOADS UP TO 2200 LBS WITHOUT POPPING TO PREVENT YOU FROM BEING INJURED ANTI-SLIP BALL CAN WITHSTAND UP TO A 2CM CUT WITHOUT EXPLOSIVELY DEFLATING, INCLUDES HAND PUMP, 2 AIR PLUGS AND VALVE REMOVER TOOL, ABOUT 75CM DIAMETER | REHABILITATION AND PHYSIOTHERAPY SUPPLIES
11325 | 4920160100600 | NEOPRENE DUMBBELLS, 1 LB | REHABILITATION AND PHYSIOTHERAPY SUPPLIES
11326 | 4224151004600 | SPLINT, ANTISPASTICITY HAND SPLINT, THERMOPLASTIC RIGID MATERIAL, GROOVE FOR FINGERS, STRAP TO REST THE HAND ON THE SPLINT, LEFT, ASSORTED SIZES | REHABILITATION AND PHYSIOTHERAPY SUPPLIES
11327 | 4224170312800 | FUNCTIONAL KNEE HINGE BRACE, STABILIZER, POLYCENTRIC HINGE, PREFORMED ANATOMICAL ALUMINUM FRAME, EXTENSION CONTROL (0° TO 40°) AND FLEXION (0° TO 90°), OPEN TEXTILE STRUCTURE FORMED BY 4 BANDS, FOUR POINT SYSTEM OF LEVERAGE, INCORPORATES CONDYLAR PADS, CONTROL OF THE DEGREE OF FLEXION-EXTENSION OF THE JOINT, IMMOBILIZATION OF THE ARTICULATION OR CONTROL OF RANGE OF MOVEMENT, SIZE: DOUBLE EXTRA LARGE | REHABILITATION AND PHYSIOTHERAPY SUPPLIES
11328 | 4224170317700 | KNEE HINGED BRACE, MADE OF NEOPRENE, WRAP AROUND DESIGN, WITH ADJUSTABLE STRUTS, AND ADJUSTABLE ROM, UNIVERSAL SIZE | REHABILITATION AND PHYSIOTHERAPY SUPPLIES
11329 | 4224170316700 | KNEE IMMOBILIZER 3-PANEL WITH RIGID STAY WRAP AROUND DESIGN SIZE LARGE | REHABILITATION AND PHYSIOTHERAPY SUPPLIES
11330 | 4224150402700 | TUBULAR BANDAGE, STOCKINETTE, FOR LYMPHEDEMA, 10 CM X 20 M (LYMPHEDEMA) | REHABILITATION AND PHYSIOTHERAPY SUPPLIES
11331 | 4221190702400 | ASSISTIVE TOOLS, UTILITY KNIFE, WITH KNUCKLE GUARD AND SECURE GRIP | REHABILITATION AND PHYSIOTHERAPY SUPPLIES
11332 | 4221190702100 | ASSISTIVE TOOLS, GRIP UTENSILS, ERGONOMIC BENDABLE DESIGN WITH A SOFT GRIP, IS COMFORTABLE RIBBED BUILT-UP HANDLES HELP PEOPLE WITH WEAK GRASP TO HOLD UTENSILS SECURELY. HANDLE MADE OF THERMOPLASTIC, RUBBER, AND POLYPROPYLENE, DISHWASHER SAFE, LATEX FREE, FORK. | REHABILITATION AND PHYSIOTHERAPY SUPPLIES
11333 | 4214280224200 | ARMSLEEVE, READY MADE, MEDICAL GRADUATED COMPRESSION, SEAMLESS, WRIST TO AXILLA, WIDE/PLUS, SILICONE TOP BAND, SKIN COLOR, CLASS 2 (20 - 32 MMHG), ASSORTED SIZES (LYMPHEDEMA) | REHABILITATION AND PHYSIOTHERAPY SUPPLIES
11334 | 4214280223400 | ARMSLEEVE, READY MADE, MEDICAL GRADUATED COMPRESSION, SEAMLESS, WRIST TO AXILLA, WIDE/PLUS, SILICONE TOP BAND, SKIN COLOR, CLASS 1 (18 - 21 MMHG), ASSORTED SIZES (LYMPHEDEMA) | REHABILITATION AND PHYSIOTHERAPY SUPPLIES
11335 | 4214280220200 | ARMSLEEVE, READY MADE, MEDICAL GRADUATED COMPRESSION, SEAMLESS, WRIST TO AXILLA, SILICONE TOP BAND, SKIN COLOR, CLASS 1 (18 - 21 MMHG), ASSORTED SIZES (LYMPHEDEMA) | REHABILITATION AND PHYSIOTHERAPY SUPPLIES
11336 | 4618221201200 | ARMSLING, ADULT, IMMOBILIZES THE SHOULDER JOINT IN ADDUCTION AND INTERNAL ROTATION, WITH LOOP TO FACILITATE THE RELAXATION OF THE THUMB AND THE POSITION OF THE WRIST, EASY ADJUSTMENT BY VELCRO OR EQUIVALENT, CONTROLS FLEXO-EXTENSION, ROTATION, ABDUCTION, AND SHOULDER ADDUCTION, KEEPS THE ELBOW IN 90º FLEXION AND PRONOSUPINATION INTERMEDIATE, DISTRIBUTES THE WEIGHT OF THE TREATED ARM AVOIDING OVERLOAD OF THE CERVICAL AREA, STRAPS CROSSED OVER THE BACK TO IMPROVE SUPPORT, COMFORTABLE, BREATHABLE, SIZE: EXTRA LARGE | REHABILITATION AND PHYSIOTHERAPY SUPPLIES
11337 | 4224150702900 | SPLINT, KIT, OVAL-8 OR EQUIVALENT, STABILIZE AND ALIGN THE DIP OR PIP JOINT TO ENHANCE HAND FUNCTION, FITS A FULL SIZE AND WHEN ROTATED 180 DEGREE, AN ADDITIONAL HALF SIZE TO ACCOMMODATE FLUCTUATIONS IN EDEMA AND TEMPERATURE THAT CAN AFFECT FINGER SIZE, 44 SPLINTS RANGING FROM SIZE 2 THROUGH 15, CARRYING CASE, PEN LIGHT, AND INSTRUCTION BOOKLET | REHABILITATION AND PHYSIOTHERAPY SUPPLIES
11338 | 4224150703200 | SPLINT, PRONATION OR SUPINATION, GLOVE UPPER EXTREMITY WITH FULL HOOK-AND-LOOP SIDE OPENING IS EASY TO PUT ON AND LEAVES THE INDEX F INGER, FREE FOR FUNCTIONAL HAND USE, POSITIONS THE THUMB IN ABDUCTION, PROVIDES CONSTANT LOW-LEVEL STRETCH IN PRONATION OR SUPINATION. NEOPRENE CAN BE TRIMMED FOR A MORE CUSTOM FIT. SIZE: RIGHT, X-SMALL | REHABILITATION AND PHYSIOTHERAPY SUPPLIES
11339 | 4214280219400 | ARMSLEEVE, READY MADE, MEDICAL GRADUATED COMPRESSION, SEAMLESS, MITTEN TO AXILLA, COVERED THUMB, SEAMLESS, SILICONE TOP BAND, SKIN COLOR, CLASS 2 (20 - 30 MMHG), ASSORTED SIZES (LYMPHEDEMA) | REHABILITATION AND PHYSIOTHERAPY SUPPLIES
11340 | 4214280218400 | ARMSLEEVE, READY MADE, MEDICAL GRADUATED COMPRESSION, SEAMLESS, WRIST TO AXILLA, SILICONE TOP BAND, SKIN COLOR, CLASS 2 (24 - 32 MMHG), ASSORTED SIZES (LYMPHEDEMA) | REHABILITATION AND PHYSIOTHERAPY SUPPLIES
11341 | 4214280216400 | STOCKING, READY MADE, MEDICAL GRADUATED COMPRESSION, SEAMLESS, BELOW KNEE, WITH OPEN TOE, POLYAMIDE, ELASTANE, LATEX FREE, SKIN COLOR, CLASS 1 (18 - 21 MMHG), PAIR, ASSORTED SIZES (LYMPHEDEMA) | REHABILITATION AND PHYSIOTHERAPY SUPPLIES
11342 | 4214280225800 | ASSISTIVE TOOLS, SOCK AND STOCKING AID, FLEXIBLE, CAN BE USED WITH COMPRESSION STOCKINGS UP TO 18 MMHG, COMPRESSION RATING TWO CORD, LENGTH 74 CM LONG APPROXIMATELY | REHABILITATION AND PHYSIOTHERAPY SUPPLIES
11343 | 4224150703300 | SPLINT, PRONATION OR SUPINATION, GLOVE UPPER EXTREMITY WITH FULL HOOK-AND-LOOP SIDE OPENING IS EASY TO PUT ON AND LEAVES THE INDEX F INGER, FREE FOR FUNCTIONAL HAND USE, POSITIONS THE THUMB IN ABDUCTION, PROVIDES CONSTANT LOW-LEVEL STRETCH IN PRONATION OR SUPINATION. NEOPRENE CAN BE TRIMMED FOR A MORE CUSTOM FIT. SIZE: LEFT X-SMALL | REHABILITATION AND PHYSIOTHERAPY SUPPLIES
11344 | 4224150703500 | SPLINT, PRONATION OR SUPINATION, GLOVE UPPER EXTREMITY WITH FULL HOOK-AND-LOOP SIDE OPENING IS EASY TO PUT ON AND LEAVES THE INDEX F INGER, FREE FOR FUNCTIONAL HAND USE, POSITIONS THE THUMB IN ABDUCTION, PROVIDES CONSTANT LOW-LEVEL STRETCH IN PRONATION OR SUPINATION. NEOPRENE CAN BE TRIMMED FOR A MORE CUSTOM FIT. SIZE: LEFT, SMALL | REHABILITATION AND PHYSIOTHERAPY SUPPLIES
11345 | 4221180100100 | ASSISTIVE TOOLS, BUTTON HOOK AND ZIP PULLER, EXCEPTIONAL VALUE FOR MONEY, THIS USEFUL TOOL COMBINES TWO PRODUCTS FOR THE PRICE OF ONE WITH A BUTTON HOOK ON ONE END AND A ZIP PULLER ON THE OTHER END, THIS DEVICE HELPS WITH A NUMBER OF DRESSING TASKS, LENGTH 235 MM, HANDLE WIDTH 19 MM APPROXIMATELY | REHABILITATION AND PHYSIOTHERAPY SUPPLIES
11346 | 4221180100200 | ASSISTIVE TOOLS, BUTTON HOOK FOR SMALL AND LARGER BUTTONS, INDEPENDENT DRESSING AID FOR HOOKING, BUTTONING FOR GETTING DRESSED, DRESS STICK FOR ARTHRITIS, ELDERLY, LIMITED HAND MOBILITY | REHABILITATION AND PHYSIOTHERAPY SUPPLIES
11347 | 4221180300000 | ASSISTIVE TOOLS, WOODEN DRESSING STICK WITH RUBBER TIP AT ONE END AND SPECIAL DOUBLE WIRE HOOK AT THE OTHER, IS USED TO PULL ON OR PUSH OFF GARMENTS THAT CANNOT BE REACHED EASILY, E.G. SOCKS, LENGTH 520 MM APPROXIMATELY | REHABILITATION AND PHYSIOTHERAPY SUPPLIES
11348 | 4224180100100 | ARMSLING, ADULT, IMMOBILIZES THE SHOULDER JOINT IN INTERNAL ROTATION, EASY ADJUSTMENT BY VELCRO OR EQUIVALENT, CONTROLS FLEXO-EXTENSION, ROTATION, ABDUCTION, AND SHOULDER ADDUCTION, KEEPS THE ELBOW IN 90º FLEXION AND PRONOSUPINATION INTERMEDIATE, DISTRIBUTES THE WEIGHT OF THE TREATED ARM AVOIDING OVERLOAD OF THE CERVICAL AREA, STRAPS CROSSED OVER THE BACK TO IMPROVE SUPPORT, COMFORTABLE, BREATHABLE, SIZE LARGE | REHABILITATION AND PHYSIOTHERAPY SUPPLIES
11349 | 4221180500000 | ASSISTIVE TOOLS, INSPECTION MIRROR, FLEXIBLE ACRYLIC MIRROR STAYS IN POSITION WHEN BENT. ADJUSTABLE PLASTIC CUFF ACCOMMODATES FULL PALMAR GRIP OR FINGER GRASP. 15 X 10 CM MIRROR IS 55 CM LONG APPROXIMATELY | REHABILITATION AND PHYSIOTHERAPY SUPPLIES
11350 | 4221181100000 | ASSISTIVE TOOLS, METAL SHOE HORN, LIGHT WEIGHT CHROME PLATED WITH SPRING ACTION ENABLES EASY BENDING BETWEEN HORN AND HANDLE NON-SLIP HANDLE ENSURES A SMOOTH SURFACE THAT WILL NOT STICK TO CLOTHING NOR THE USER'S SKIN 60 CM APPROXIMATELY LONG | REHABILITATION AND PHYSIOTHERAPY SUPPLIES
11351 | 4224180001500 | LUMBOSACRAL BELT, HOOK AND LOOP CLOSURE ALLOWS ADJUSTMENTS FOR FLUCTUATIONS IN SOFT TISSUE MASS PADDING INCREASES COMFORT SIZE SMALL | REHABILITATION AND PHYSIOTHERAPY SUPPLIES
11352 | 4224150703600 | SPLINT, PRONATION OR SUPINATION, GLOVE UPPER EXTREMITY WITH FULL HOOK-AND-LOOP SIDE OPENING IS EASY TO PUT ON AND LEAVES THE INDEX F INGER, FREE FOR FUNCTIONAL HAND USE, POSITIONS THE THUMB IN ABDUCTION, PROVIDES CONSTANT LOW-LEVEL STRETCH IN PRONATION OR SUPINATION. NEOPRENE CAN BE TRIMMED FOR A MORE CUSTOM FIT. SIZE: RIGHT, MEDIUM | REHABILITATION AND PHYSIOTHERAPY SUPPLIES
11353 | 4224150703400 | SPLINT, PRONATION OR SUPINATION, GLOVE UPPER EXTREMITY WITH FULL HOOK-AND-LOOP SIDE OPENING IS EASY TO PUT ON AND LEAVES THE INDEX F INGER, FREE FOR FUNCTIONAL HAND USE, POSITIONS THE THUMB IN ABDUCTION, PROVIDES CONSTANT LOW-LEVEL STRETCH IN PRONATION OR SUPINATION. NEOPRENE CAN BE TRIMMED FOR A MORE CUSTOM FIT. SIZE: RIGHT, SMALL | REHABILITATION AND PHYSIOTHERAPY SUPPLIES
11354 | 4214280225900 | GLOVE GARMENT COMPRESSION ISOTONER OR EQUIVALENT OPEN FINGER PROVIDE MODERATE COMPRESSION SIZE: LARGE | REHABILITATION AND PHYSIOTHERAPY SUPPLIES
11355 | 4214280226000 | GLOVE GARMENT COMPRESSION ISOTONER OR EQUIVALENT OPEN FINGER PROVIDE MODERATE COMPRESSION SIZE: MEDIUM | REHABILITATION AND PHYSIOTHERAPY SUPPLIES
11356 | 4214280226200 | GLOVE GARMENT COMPRESSION ISOTONER OR EQUIVALENT OPEN FINGER PROVIDE MODERATE COMPRESSION SIZE: SMALL | REHABILITATION AND PHYSIOTHERAPY SUPPLIES
11357 | 4221171000000 | ASSISTIVE TOOLS, ERGOWRITER FOR RIGHT- OR LEFT-HANDED USE DESIGNED TO ALLEVIATE THE PAIN OF WRITING ASSOCIATED WITH ARTHRITIS AND OTHER AND AFFLICTIONS | REHABILITATION AND PHYSIOTHERAPY SUPPLIES
11358 | 4224180101800 | ARMSLING, ADULT, IMMOBILIZES THE SHOULDER JOINT IN INTERNAL ROTATION, EASY ADJUSTMENT BY VELCRO OR EQUIVALENT, CONTROLS FLEXO-EXTENSION, ROTATION, ABDUCTION, AND SHOULDER ADDUCTION, KEEPS THE ELBOW IN 90º FLEXION AND PRONOSUPINATION INTERMEDIATE, DISTRIBUTES THE WEIGHT OF THE TREATED ARM AVOIDING OVERLOAD OF THE CERVICAL AREA, STRAPS CROSSED OVER THE BACK TO IMPROVE SUPPORT, COMFORTABLE, BREATHABLE, SIZE X-LARGE | REHABILITATION AND PHYSIOTHERAPY SUPPLIES
11359 | 4224150402800 | TUBULAR BANDAGE, STOCKINETTE, FOR LYMPHEDEMA, 5 CM X 20 M (LYMPHEDEMA) | REHABILITATION AND PHYSIOTHERAPY SUPPLIES
11360 | 4224151010400 | SPLINTING MATERIAL, THERMOPLASTIC SHEET, LOW STRETCHING, LOW MEMORY, STICK, RIGID, 1% PERFORATED, THICKNESS 3.2 MM SIZE 45 X 60 CM A PPROXIMATELY, WHITE OR BEIGE | REHABILITATION AND PHYSIOTHERAPY SUPPLIES
11361 | 4618221201000 | ARMSLING, ADULT, IMMOBILIZES THE SHOULDER JOINT IN ADDUCTION AND INTERNAL ROTATION, WITH LOOP TO FACILITATE THE RELAXATION OF THE THUMB AND THE POSITION OF THE WRIST, EASY ADJUSTMENT BY VELCRO OR EQUIVALENT, CONTROLS FLEXO-EXTENSION, ROTATION, ABDUCTION, AND SHOULDER ADDUCTION, KEEPS THE ELBOW IN 90º FLEXION AND PRONOSUPINATION INTERMEDIATE, DISTRIBUTES THE WEIGHT OF THE TREATED ARM AVOIDING OVERLOAD OF THE CERVICAL AREA, STRAPS CROSSED OVER THE BACK TO IMPROVE SUPPORT, COMFORTABLE, BREATHABLE, SIZE: MEDIUM | REHABILITATION AND PHYSIOTHERAPY SUPPLIES
11362 | 4224150702200 | SPLINT, FUNCTIONAL WRIST-HAND SPLINT, THERMOPLASTIC MATERIAL, POSITIONS THE WRIST AND HAND IN APPROXIMATELY 30 DEGREES OF WRIST EXTENSION, NO DEVIATION, LEFT, SIZE MEDIUM | REHABILITATION AND PHYSIOTHERAPY SUPPLIES
11363 | 4224150702300 | SPLINT, FUNCTIONAL WRIST-HAND SPLINT, THERMOPLASTIC MATERIAL, POSITIONS THE WRIST AND HAND IN APPROXIMATELY 30 DEGREES OF WRIST EXTENSION, NO DEVIATION, LEFT, SIZE LARGE | REHABILITATION AND PHYSIOTHERAPY SUPPLIES
11364 | 4224150702400 | SPLINT, FUNCTIONAL WRIST-HAND SPLINT, THERMOPLASTIC MATERIAL, POSITIONS THE WRIST AND HAND IN APPROXIMATELY 30 DEGREES OF WRIST EXTENSION, NO DEVIATION, LEFT, SIZE SMALL | REHABILITATION AND PHYSIOTHERAPY SUPPLIES
11365 | 4224170302200 | KNEE SUPPORT, MADE FROM LIGHTWEIGHT ELASTIC, TWO WAY STRETCH, SIZE: EXTRA LARGE | REHABILITATION AND PHYSIOTHERAPY SUPPLIES
11366 | 4224150702500 | SPLINT, FUNCTIONAL WRIST-HAND SPLINT, THERMOPLASTIC MATERIAL, POSITIONS THE WRIST AND HAND IN APPROXIMATELY 30 DEGREES OF WRIST EXTENSION, NO DEVIATION, RIGHT, SIZE LARGE | REHABILITATION AND PHYSIOTHERAPY SUPPLIES
11367 | 4224150702600 | SPLINT, FUNCTIONAL WRIST-HAND SPLINT, THERMOPLASTIC MATERIAL, POSITIONS THE WRIST AND HAND IN APPROXIMATELY 30 DEGREES OF WRIST EXTENSION, NO DEVIATION, RIGHT, SIZE MEDIUM | REHABILITATION AND PHYSIOTHERAPY SUPPLIES
11368 | 4224150702700 | SPLINT, FUNCTIONAL WRIST-HAND SPLINT, THERMOPLASTIC MATERIAL, POSITIONS THE WRIST AND HAND IN APPROXIMATELY 30 DEGREES OF WRIST EXTENSION, NO DEVIATION, RIGHT, SIZE SMALL | REHABILITATION AND PHYSIOTHERAPY SUPPLIES
11369 | 4224170302300 | KNEE SUPPORT, MADE FROM LIGHTWEIGHT ELASTIC, TWO WAY STRETCH, SIZE: DOUBLE EXTRA LARGE | REHABILITATION AND PHYSIOTHERAPY SUPPLIES
11370 | 4224170309300 | KNEE HINGED BRACE, WITH TWO RIGID STAY, MADE OF NEOPRENE, VELCRO STRAPS, SIZE EXTRA LARGE | REHABILITATION AND PHYSIOTHERAPY SUPPLIES
11371 | 4224151010300 | SPLINTING MATERIAL, THERMOPLASTIC SHEET, LOW STRETCHING, LOW MEMORY, STICK, RIGID, NON PERFORATED, THICKNESS 3.2 MM SIZE 45 X 60 CM APPROXIMATELY | REHABILITATION AND PHYSIOTHERAPY SUPPLIES
11372 | 4224151010200 | SPLINTING MATERIAL, THERMOPLASTIC SHEET, LOW STRETCHING, LOW MEMORY, STICK, RIGID, 19% PERFORATED, THICKNESS 2.4 MM SIZE 45 X 60 CM APPROXIMATELY | REHABILITATION AND PHYSIOTHERAPY SUPPLIES
11373 | 4618221201100 | ARMSLING, ADULT, IMMOBILIZES THE SHOULDER JOINT IN ADDUCTION AND INTERNAL ROTATION, WITH LOOP TO FACILITATE THE RELAXATION OF THE THUMB AND THE POSITION OF THE WRIST, EASY ADJUSTMENT BY VELCRO OR EQUIVALENT, CONTROLS FLEXO-EXTENSION, ROTATION, ABDUCTION, AND SHOULDER ADDUCTION, KEEPS THE ELBOW IN 90º FLEXION AND PRONOSUPINATION INTERMEDIATE, DISTRIBUTES THE WEIGHT OF THE TREATED ARM AVOIDING OVERLOAD OF THE CERVICAL AREA, STRAPS CROSSED OVER THE BACK TO IMPROVE SUPPORT, COMFORTABLE, BREATHABLE, SIZE: LARGE | REHABILITATION AND PHYSIOTHERAPY SUPPLIES
11374 | 4224151010100 | SPLINTING MATERIAL, THERMOPLASTIC SHEET, LOW STRETCHING, LOW MEMORY, STICK, RIGID, NON PERFORATED, THICKNESS 2.4 MM SIZE 45 X 60 CM APPROXIMATELY | REHABILITATION AND PHYSIOTHERAPY SUPPLIES
11375 | 4224151009400 | SPLINTING MATERIAL, THERMOPLASTIC SHEET, HIGH STRETCHING, HIGH MEMORY, NON STICK, NON PERFORATED, THICKNESS 3.2 MM SIZE 60 X 90 CM A PPROXIMATELY, WHITE OR BEIGE | REHABILITATION AND PHYSIOTHERAPY SUPPLIES
11376 | 4214280226800 | STOCKING, READY MADE, MEDICAL GRADUATED COMPRESSION, SEAMLESS, BELOW KNEE, WITH CLOSE TOE, POLYAMIDE, ELASTANE, LATEX FREE, SKIN COLOR, CLASS 1 (18 - 21 MMHG), PAIR, ASSORTED SIZES (LYMPHEDEMA) | REHABILITATION AND PHYSIOTHERAPY SUPPLIES
11377 | 4224170309400 | KNEE HINGED BRACE, WITH TWO RIGID STAY, MADE OF NEOPRENE, VELCRO STRAPS, SIZE LARGE | REHABILITATION AND PHYSIOTHERAPY SUPPLIES
11378 | 4224180001400 | LUMBOSACRAL BELT, HOOK AND LOOP CLOSURE ALLOWS ADJUSTMENTS FOR FLUCTUATIONS IN SOFT TISSUE MASS PADDING INCREASES COMFORT SIZE MEDIUM | REHABILITATION AND PHYSIOTHERAPY SUPPLIES
11379 | 4214280215700 | STOCKING, READY MADE, MEDICAL GRADUATED COMPRESSION, SEAMLESS, ABOVE KNEE, WITH OPEN TOE, POLYAMIDE, ELASTANE, LATEX FREE, SILICONE TOP BAND, SKIN COLOR, CLASS 3 (34 - 46 MMHG), PAIR, ASSORTED SIZES (LYMPHEDEMA) | REHABILITATION AND PHYSIOTHERAPY SUPPLIES
11380 | 4224180001300 | LUMBOSACRAL BELT, HOOK AND LOOP CLOSURE ALLOWS ADJUSTMENTS FOR FLUCTUATIONS IN SOFT TISSUE MASS PADDING INCREASES COMFORT SIZE LARGE | REHABILITATION AND PHYSIOTHERAPY SUPPLIES
11381 | 4214280215000 | STOCKING, READY MADE, MEDICAL GRADUATED COMPRESSION, SEAMLESS, ABOVE KNEE, WITH OPEN TOE, POLYAMIDE, ELASTANE, LATEX FREE, SILICONE TOP BAND, SKIN COLOR, CLASS 2 (20 - 32 MMHG), PAIR, ASSORTED SIZES (LYMPHEDEMA) | REHABILITATION AND PHYSIOTHERAPY SUPPLIES
11382 | 4224150704100 | SPLINT, PRONATION OR SUPINATION, GLOVE UPPER EXTREMITY WITH FULL HOOK-AND-LOOP SIDE OPENING IS EASY TO PUT ON AND LEAVES THE INDEX F INGER, FREE FOR FUNCTIONAL HAND USE, POSITIONS THE THUMB IN ABDUCTION, PROVIDES CONSTANT LOW-LEVEL STRETCH IN PRONATION OR SUPINATION. NEOPRENE CAN BE TRIMMED FOR A MORE CUSTOM FIT. SIZE: LEFT, X-LARGE | REHABILITATION AND PHYSIOTHERAPY SUPPLIES
11383 | 4221190500600 | ASSISTIVE TOOLS, ERGONOMIC NOSEY CUP PROVIDES EXTREMELY SAFE GRIP WITH ITS CONTOURED SHAPE, SLIGHTLY TEXTURED SURFACE GIVES ADDITIONAL SAFETY, CUT OUT IN THE NOSE AREA ENSURES USER CAN DRINK WITHOUT TIPPING HEAD BACK, TRANSLUCENT PLASTIC ALLOWS CARER TO SIMPLY MONITOR LIQUID INTAKE | REHABILITATION AND PHYSIOTHERAPY SUPPLIES
11384 | 4221190600000 | ASSISTIVE TOOLS, U DRINK OR EQUIVALENT, ADAPTABLE HOLDER, THE IDEAL SOLUTION, FOR PEOPLE WITH LIMITED, OR NO GRIP, STRENGTH, TO HOLD AND DRINK, BEVERAGES, CANS, CUPS, AND GLASSES, OF ALL DIFFERENT SHAPES, SIZES, AND MATERIALS INDEPENDENT, MADE OF STAINLESS STEEL, WITH AN ADJUSTABLE HANDLE AND NONSLIP STRAP LINER | REHABILITATION AND PHYSIOTHERAPY SUPPLIES
11385 | 4221190600100 | ASSISTIVE TOOLS, MULTI-UTENSIL HOLDER, DURABLE, 2.5 CM, MADE FROM A SOFT STRETCHY FABRIC WIDE NYLON WEBBING TO HELPS SUPPORT UTENSILS, THE POCKET HOLDS RANGE OF ITEMS OF UTENSILS, SECURELY SUCH AS CUTLERY, PENS, PENCILS, BRUSHES, AND COMBS, FOR LEFT OR RIGHT HANDED USE | REHABILITATION AND PHYSIOTHERAPY SUPPLIES
11386 | 4221190700000 | ASSISTIVE TOOLS, GRIP UTENSILS, ERGONOMIC BENDABLE DESIGN WITH A SOFT GRIP, IS COMFORTABLE RIBBED BUILT-UP HANDLES HELP PEOPLE WITH WEAK GRASP TO HOLD UTENSILS SECURELY HANDLE MADE OF THERMOPLASTIC, RUBBER, AND POLYPROPYLENE, DISHWASHER SAFE, LATEX FREE, SET OF 4 | REHABILITATION AND PHYSIOTHERAPY SUPPLIES
11387 | 4221190700100 | ASSISTIVE TOOLS, GRIP UTENSILS, ERGONOMIC BENDABLE DESIGN WITH A SOFT GRIP, IS COMFORTABLE RIBBED BUILT-UP HANDLES HELP PEOPLE WITH WEAK GRASP TO HOLD UTENSILS SECURELY HANDLE MADE OF THERMOPLASTIC, RUBBER, AND POLYPROPYLENE, DISHWASHER SAFE, LATEX FREE, TABLESPOON | REHABILITATION AND PHYSIOTHERAPY SUPPLIES
11388 | 4221190700200 | ASSISTIVE TOOLS, GRIP UTENSILS, ERGONOMIC BENDABLE DESIGN WITH A SOFT GRIP, IS COMFORTABLE RIBBED BUILT-UP HANDLES HELP PEOPLE WITH WEAK GRASP TO HOLD UTENSILS SECURELY HANDLE MADE OF THERMOPLASTIC, RUBBER, AND POLYPROPYLENE, DISHWASHER SAFE, LATEX FREE, SERRATED ROCKER KNIFE. | REHABILITATION AND PHYSIOTHERAPY SUPPLIES
11389 | 4221190700500 | ASSISTIVE TOOLS, ROUND SCOOP DISH, 23 CM, ROUND SCOOP DISH OF EXTRA-THICK WHITE MELAMINE, HEAVY-DUTY, REINFORCED RIM AND BASE, WITHS TANDS INSTITUTIONAL USAGE, THE GROOVED LIP CAN BE USED FOR RESTING AN EATING UTENSIL OR AS A LOCATION NOTCH, NONSKID BOTTOM PROVIDES STABILITY, CENTER DEPTH 4 CM, MOULDED LOW IN FRONT AND HIGH IN BACK RUBBER-PADDED BOTTOM PROVIDES CONTROL | REHABILITATION AND PHYSIOTHERAPY SUPPLIES
11390 | 4221190700600 | ASSISTIVE TOOLS, QUEENS ANGLED CUTLERY SET, 1 1/4 INCHES DIAMETER X 3 5/8 INCHES LENGTH, BUILT-UP HANDLES, INCREASE COMFORT FOR THOSE WITH WEAK OR PAINFUL GRASP, ENABLING THOSE WITH LIMITED WRIST MOVEMENT TO EAT MORE EASILY, LIGHTWEIGHT STAINLESS STEEL IN PLASTIC HANDLE, INSTITUTIONAL DISHWASHER SAFE, BPA, AND PHTHALATES FREE, THE KNIFE HAS A BLADE BENT AT AN ANGLE TO THE HANDLE AND CAN BE USED WITH A ROCKER ACTION, THE FORK AND SPOON ARE AVAILABLE AS RIGHT OR LEFT HANDED VERSIONS. SET OF KNIFE, RIGHT AND LEFT HANDED FORK, SPOON AND JUNIOR SPOON. | REHABILITATION AND PHYSIOTHERAPY SUPPLIES
11391 | 4221190700700 | ASSISTIVE TOOLS, QUEENS ANGLED CUTLERY, 1 1/4 INCHES DIAMETER X 3 5/8 INCHES LENGTH, BUILT-UP HANDLES, INCREASE COMFORT FOR THOSE WITH WEAK OR PAINFUL GRASP, ENABLING THOSE WITH LIMITED WRIST MOVEMENT TO EAT MORE EASILY, LIGHTWEIGHT STAINLESS STEEL IN PLASTIC HANDLE, INSTITUTIONAL DISHWASHER SAFE, BPA, AND PHTHALATES FREE, THE KNIFE HAS A BLADE BENT AT AN ANGLE TO THE HANDLE AND CAN BE USED WITH A ROCKER ACTION, KNIFE | REHABILITATION AND PHYSIOTHERAPY SUPPLIES
11392 | 4221190700800 | ASSISTIVE TOOLS, QUEENS ANGLED CUTLERY, 1 1/4 INCHES DIAMETER X 3 5/8 INCHES LENGTH, BUILT-UP HANDLES, INCREASE COMFORT FOR THOSE WITH WEAK OR PAINFUL GRASP, ENABLING THOSE WITH LIMITED WRIST MOVEMENT TO EAT MORE EASILY, LIGHTWEIGHT STAINLESS STEEL IN PLASTIC HANDLE, INSTITUTIONAL DISHWASHER SAFE, BPA, AND PHTHALATES FREE, FORK LEFT HANDED | REHABILITATION AND PHYSIOTHERAPY SUPPLIES
11393 | 4221190700900 | ASSISTIVE TOOLS, QUEENS ANGLED CUTLERY, 1 1/4 INCHES DIAMETER X 3 5/8 INCHES LENGTH, BUILT-UP HANDLES, INCREASE COMFORT FOR THOSE WITH WEAK OR PAINFUL GRASP, ENABLING THOSE WITH LIMITED WRIST MOVEMENT TO EAT MORE EASILY, LIGHTWEIGHT STAINLESS STEEL IN PLASTIC HANDLE, INSTITUTIONAL DISHWASHER SAFE, BPA, AND PHTHALATES FREE, RIGHT HANDED FORK | REHABILITATION AND PHYSIOTHERAPY SUPPLIES
11394 | 4221190701000 | ASSISTIVE TOOLS, QUEENS ANGLED CUTLERY, 1 1/4 INCHES DIAMETER X 3 5/8 INCHES LENGTH, BUILT-UP HANDLES, INCREASE COMFORT FOR THOSE WITH WEAK OR PAINFUL GRASP, ENABLING THOSE WITH LIMITED WRIST MOVEMENT TO EAT MORE EASILY, LIGHTWEIGHT STAINLESS STEEL IN PLASTIC HANDLE, INSTITUTIONAL DISHWASHER SAFE, BPA, AND PHTHALATES FREE, LEFT HANDED SPOON | REHABILITATION AND PHYSIOTHERAPY SUPPLIES
11395 | 4221190701100 | ASSISTIVE TOOLS, QUEENS ANGLED CUTLERY, 1 1/4 INCHES DIAMETER X 3 5/8 INCHES LENGTH, BUILT-UP HANDLES, INCREASE COMFORT FOR THOSE WITH WEAK OR PAINFUL GRASP, ENABLING THOSE WITH LIMITED WRIST MOVEMENT TO EAT MORE EASILY, LIGHTWEIGHT STAINLESS STEEL IN PLASTIC HANDLE, INSTITUTIONAL DISHWASHER SAFE, BPA, AND PHTHALATES FREE, RIGHT HANDED SPOON | REHABILITATION AND PHYSIOTHERAPY SUPPLIES
11396 | 4224150704700 | SPLINT, ULNAR POLYCENTRIC HINGED DEVIATION, RESTORES METACARPOPHALANGEAL (MP) JOINT ALIGNMENT, PALM FREE AND THE JOINT ALLOWS FULL FLEXION AND EXTENSION, PADDED FINGER STAYS ARE MALLEABLE FOR EASE OF APPLICATION AND TO PROVIDE OPTIMAL ALIGNMENT, FIT FOR LEFT AND RIGHT, SIZE: SMALL | REHABILITATION AND PHYSIOTHERAPY SUPPLIES
11397 | 4224150704800 | SPLINT, ULNAR POLYCENTRIC HINGED DEVIATION, RESTORES METACARPOPHALANGEAL (MP) JOINT ALIGNMENT, PALM FREE AND THE JOINT ALLOWS FULL FLEXION AND EXTENSION, PADDED FINGER STAYS ARE MALLEABLE FOR EASE OF APPLICATION AND TO PROVIDE OPTIMAL ALIGNMENT, FIT FOR LEFT AND RIGHT, SIZE: MEDIUM | REHABILITATION AND PHYSIOTHERAPY SUPPLIES
11398 | 4221190701300 | ASSISTIVE TOOLS, FLEXIBLE UTENSILS, PLASTISOL COATED FOR SELF-FEEDING WITH A FOAM HANDLE THAT CAN BE ANGLED OR POSITIONED IN A VARIETY OF DIRECTIONS FOR CUSTOMIZED USE FOAM HANDLE 1 INCH IN DIAMETER AND 14 INCHES LONG, CAN BE CUSTOMIZED TO FIT A USER’S GRIP, WEIGHS ONLY 4 OZ, INCLUDES A 10 INCHES VELCRO STRAP TO SECURE UTENSIL ON USER’S HAND AND ASSIST THOSE WITH DISABILITIES OR LIMITED HAND FUNCTION, FORK | REHABILITATION AND PHYSIOTHERAPY SUPPLIES
11399 | 4221190701400 | ASSISTIVE TOOLS, FLEXIBLE UTENSILS, FOR SELF-FEEDING WITH A FOAM HANDLE THAT CAN BE ANGLED OR POSITIONED IN A VARIETY OF DIRECTIONS FOR CUSTOMIZED USE FOAM HANDLE 1 INCH IN DIAMETER AND 14 INCHES LONG, CAN BE CUSTOMIZED TO FIT A USER’S GRIP, WEIGHS ONLY 4 OZ, INCLUDES A 10 INCHES VELCRO STRAP TO SECURE UTENSIL ON USER’S HAND AND ASSIST THOSE WITH DISABILITIES OR LIMITED HAND FUNCTION, TEASPOON | REHABILITATION AND PHYSIOTHERAPY SUPPLIES
11400 | 4221190701600 | ASSISTIVE TOOLS, FLEXIBLE UTENSILS, FOR SELF-FEEDING WITH A FOAM HANDLE THAT CAN BE ANGLED OR POSITIONED IN A VARIETY OF DIRECTIONS FOR CUSTOMIZED USE FOAM HANDLE 1 INCH IN DIAMETER AND 14 INCHES LONG, CAN BE CUSTOMIZED TO FIT A USER’S GRIP, WEIGHS ONLY 4 OZ, INCLUDES A 10 INCHES VELCRO STRAP TO SECURE UTENSIL ON USER’S HAND AND ASSIST THOSE WITH DISABILITIES OR LIMITED HAND FUNCTION, TABLESPOON | REHABILITATION AND PHYSIOTHERAPY SUPPLIES
11401 | 4221190701900 | ASSISTIVE TOOLS, PEDIATRIC, WEIGHTED, UTENSILS, WITH ERGONOMIC FINGER INDENTATIONS, PLASTISOL COATED, YOUTH TEASPOON | REHABILITATION AND PHYSIOTHERAPY SUPPLIES
11402 | 4221190702000 | ASSISTIVE TOOLS, PEDIATRIC WEIGHTED UTENSILS, WITH STRAP, WITH ERGONOMIC FINGER INDENTATIONS TEASPOON | REHABILITATION AND PHYSIOTHERAPY SUPPLIES
11403 | 4224150704000 | SPLINT, PRONATION OR SUPINATION, GLOVE UPPER EXTREMITY WITH FULL HOOK-AND-LOOP SIDE OPENING IS EASY TO PUT ON AND LEAVES THE INDEX F INGER, FREE FOR FUNCTIONAL HAND USE, POSITIONS THE THUMB IN ABDUCTION, PROVIDES CONSTANT LOW-LEVEL STRETCH IN PRONATION OR SUPINATION. NEOPRENE CAN BE TRIMMED FOR A MORE CUSTOM FIT. SIZE: RIGHT, X-LARGE | REHABILITATION AND PHYSIOTHERAPY SUPPLIES
11404 | 4221190702300 | ASSISTIVE TOOLS, NO TIP WEIGHTED BASE CUP, TWO-HANDLED CUP WITH WEIGHTED BASE AND ROUNDED CORNERS, FOR SELF-RIGHTING EVEN WHEN RELEASED FROM LYING POSITION HANDLES FOR TWO-HANDED HOLD TO AID CONTROL COMES WITH TWO SPILL-PROOF LIDS, TO FIT THE LEVEL OF DRINKING ASSISTANCE NEEDED BY THE CHILD, ONE LID IS DISH-SHAPE, CLEAR PLASTIC WITH TWO HOLES TO LET FLUID FLOW INTO THE DISH FOR DRINKING THE OTHER LID HAS A MOLDED PLASTIC MOUTHPIECE TOP SHELF DISHWASHER SAFE | REHABILITATION AND PHYSIOTHERAPY SUPPLIES
11405 | 4224150703900 | SPLINT, PRONATION OR SUPINATION, GLOVE UPPER EXTREMITY WITH FULL HOOK-AND-LOOP SIDE OPENING IS EASY TO PUT ON AND LEAVES THE INDEX F INGER, FREE FOR FUNCTIONAL HAND USE, POSITIONS THE THUMB IN ABDUCTION, PROVIDES CONSTANT LOW-LEVEL STRETCH IN PRONATION OR SUPINATION. NEOPRENE CAN BE TRIMMED FOR A MORE CUSTOM FIT. SIZE: LEFT, LARGE | REHABILITATION AND PHYSIOTHERAPY SUPPLIES
11406 | 4221190300000 | ASSISTIVE TOOLS, CAN OPENER MACHINE, BATTERY POWERED WORKS ON STANDARD SMALL, MEDIUM AND LARGE CANS, | REHABILITATION AND PHYSIOTHERAPY SUPPLIES
11407 | 4618221201600 | ARMSLING, PEDIATRIC, IMMOBILIZES THE SHOULDER JOINT IN INTERNAL ROTATION, EASY ADJUSTMENT BY VELCRO OR EQUIVALENT, CONTROLS FLEXO-EX TENSION, ROTATION, ABDUCTION, AND SHOULDER ADDUCTION, KEEPS THE ELBOW IN 90º FLEXION AND PRONOSUPINATION INTERMEDIATE, DISTRIBUTES THE WEIGHT OF THE TREATED ARM AVOIDING OVERLOAD OF THE CERVICAL AREA, STRAPS CROSSED OVER THE BACK TO IMPROVE SUPPORT, COMFORTABLE, B REATHABLE, ASSORTED SIZE | REHABILITATION AND PHYSIOTHERAPY SUPPLIES
11408 | 4224180001200 | RIB BELT, MALE, EXTRA LARGE | REHABILITATION AND PHYSIOTHERAPY SUPPLIES
11409 | 4224180001100 | RIB BELT, MALE, LARGE | REHABILITATION AND PHYSIOTHERAPY SUPPLIES
11410 | 4224180001000 | RIB BELT, MALE, MEDIUM | REHABILITATION AND PHYSIOTHERAPY SUPPLIES
11411 | 4224150703700 | SPLINT, PRONATION OR SUPINATION, GLOVE UPPER EXTREMITY WITH FULL HOOK-AND-LOOP SIDE OPENING IS EASY TO PUT ON AND LEAVES THE INDEX F INGER, FREE FOR FUNCTIONAL HAND USE, POSITIONS THE THUMB IN ABDUCTION, PROVIDES CONSTANT LOW-LEVEL STRETCH IN PRONATION OR SUPINATION. NEOPRENE CAN BE TRIMMED FOR A MORE CUSTOM FIT. SIZE: LEFT, MEDIUM | REHABILITATION AND PHYSIOTHERAPY SUPPLIES
11412 | 4224180000900 | RIB BELT, MALE, SMALL | REHABILITATION AND PHYSIOTHERAPY SUPPLIES
11413 | 4221181267600 | DONNING AID FOR CLOSED TOE COMPRESSION STOCKINGS, FOR LYMPHEDEMA, REDUCE FRICTION BETWEEN THE SKIN AND THE COMPRESSION GARMENT DURABLE AND TEAR-RESISTANT MATERIAL, ASSORTED SIZES (LYMPHEDEMA) | REHABILITATION AND PHYSIOTHERAPY SUPPLIES
11414 | 4221181267700 | DONNING AID FOR COMPRESSION GARMENT, DURABLE MATERIAL, ASSORTED SIZES (LYMPHEDEMA) | REHABILITATION AND PHYSIOTHERAPY SUPPLIES
11415 | 4221181267800 | DONNING AID FOR OPEN TOE COMPRESSION STOCKINGS, FOR LYMPHEDEMA, REDUCE FRICTION BETWEEN THE SKIN AND THE COMPRESSION GARMENT DURABLE AND TEAR-RESISTANT MATERIAL, ASSORTED SIZES (LYMPHEDEMA) | REHABILITATION AND PHYSIOTHERAPY SUPPLIES
11416 | 4214280214300 | STOCKING, READY MADE, MEDICAL GRADUATED COMPRESSION, SEAMLESS, BELOW KNEE, WITH OPEN TOE, POLYAMIDE, ELASTANE, LATEX FREE, SKIN COLOR, CLASS 3 (34 - 46 MMHG), PAIR, ASSORTED SIZES (LYMPHEDEMA) | REHABILITATION AND PHYSIOTHERAPY SUPPLIES
11417 | 4221190000300 | ASSISTIVE TOOLS, TWISTER JAR OPENER, RUBBER MOULDED CONE GRIPS LID SECURELY, FLUTED ON THE OUTSIDE FOR EASE OF USE, RIBBED ON THE INSIDE FOR MAXIMUM GRIP, DURABLE, NO MOVING PARTS TO BREAK, EASY TO CLEAN, EASY TO USE, SUITABLE FOR LIDS, 20 MM-85 MM DIAMETER TWISTER APPROXIMATELY | REHABILITATION AND PHYSIOTHERAPY SUPPLIES
11418 | 4229551400600 | SILICONE GEL, SHEETS, SELF-ADHESIVE THAT CAN BE USED MORE THAN 25 DAYS, FOR SCAR MANAGEMENT, FLEXIBLE MATERIAL, WATERPROOF, 15MM THICKNESS APPROXIMATELY, SIZE 7 X 10 CM APPROXIMATELY | REHABILITATION AND PHYSIOTHERAPY SUPPLIES
11419 | 4214280213600 | STOCKING, READY MADE, MEDICAL GRADUATED COMPRESSION, SEAMLESS, BELOW KNEE, WITH OPEN TOE, POLYAMIDE, ELASTANE, LATEX FREE, SKIN COLOR, CLASS 2 (20 - 32 MMHG), PAIR, ASSORTED SIZES (LYMPHEDEMA) | REHABILITATION AND PHYSIOTHERAPY SUPPLIES
11420 | 4229551400700 | SILICONE GEL, SHEETS, SELF-ADHESIVE THAT CAN BE USED MORE THAN 25 DAYS, FOR SCAR MANAGEMENT, FLEXIBLE MATERIAL, WATERPROOF, 15MM THICKNESS APPROXIMATELY, SIZE 12 X 15 CM APPROXIMATELY, PACK OF 10 | REHABILITATION AND PHYSIOTHERAPY SUPPLIES
11421 | 4229551400900 | SILICONE GEL, SHEETS, SELF-ADHESIVE THAT CAN BE USED MORE THAN 10 DAYS, FOR SCAR MANAGEMENT, FLEXIBLE MATERIAL, WATERPROOF, SIZE 10 X 18 CM APPROXIMATELY, | REHABILITATION AND PHYSIOTHERAPY SUPPLIES
11422 | 4618221201700 | ARMSLING, IMMOBILIZES THE SHOULDER JOINT IN ADDUCTION AND INTERNAL ROTATION, CONTROLS FLEXO-EXTENSION, ROTATION, ABDUCTION, AND SHOULDER ADDUCTION, KEEPS THE ELBOW IN 90º FLEXION AND PRONOSUPINATION INTERMEDIATE, DISTRIBUTES THE WEIGHT OF THE TREATED ARM AVOIDING OVERLOAD OF THE CERVICAL AREA, DOUBLE STRAPS ON SHOULDER DIVIDES LOAD, ARM RESTRAINT BAND ENSURES ADDITIONAL LOCKING AND ENHANCED I MMOBILIZATION, COMFORTABLE, BREATHABLE, SIZE: UNIVERSAL | REHABILITATION AND PHYSIOTHERAPY SUPPLIES
11423 | 4221190100000 | ASSISTIVE TOOLS, MATS, NON-SLIP, ROLL, RUBBER-LIKE, PLASTIC MATERIAL MADE FROM NON-WOVEN FABRIC COATED ON BOTH SIDES WITH DYCEM OR E QUIVALENT, USED TO STABILIZE SURFACES, REUSABLE, CUT TO MOST ANY SIZE OR SHAPE WITH SCISSORS, CLEANS WITH SOAP AND WATER | REHABILITATION AND PHYSIOTHERAPY SUPPLIES
11424 | 4221190100200 | ASSISTIVE TOOLS, NON SLIP RUBBER MAT, LIKE PLASTIC MATERIAL USED TO STABILIZE SURFACES, REUSABLE CUT TO MOST ANY SIZE OR SHAPE WITH SCISSORS CLEANS WITH SOAP AND WATER, NON TOXIC 40 CM X 10 YARD, ROLLS COLOR CLEAR OR SILVER | REHABILITATION AND PHYSIOTHERAPY SUPPLIES
11425 | 4221190100300 | ASSISTIVE TOOLS, NON SLIP RUBBER MAT, LIKE PLASTIC MATERIAL USED TO STABILIZE SURFACES, REUSABLE CUT TO MOST ANY SIZE OR SHAPE WITH SCISSORS CLEANS WITH SOAP AND WATER, NON TOXIC 40 CM X 10 YARD, ROLLS COLOR RED | REHABILITATION AND PHYSIOTHERAPY SUPPLIES
11426 | 4221190100400 | ASSISTIVE TOOLS, NON SLIP RUBBER MAT, LIKE PLASTIC MATERIAL USED TO STABILIZE SURFACES, REUSABLE CUT TO MOST ANY SIZE OR SHAPE WITH SCISSORS CLEANS WITH SOAP AND WATER, NON TOXIC 40 CM X 10 YARD, ROLLS COLOR BLUE | REHABILITATION AND PHYSIOTHERAPY SUPPLIES
11427 | 4214280212900 | STOCKING, READY MADE, MEDICAL GRADUATED COMPRESSION, SEAMLESS, PANTY, WITH OPEN TOE, POLYAMIDE, ELASTANE, LATEX FREE, SKIN COLOR, CLASS 2 (20 - 32 MMHG), ASSORTED SIZES (LYMPHEDEMA) | REHABILITATION AND PHYSIOTHERAPY SUPPLIES
11428 | 4224150703800 | SPLINT, PRONATION OR SUPINATION, GLOVE UPPER EXTREMITY WITH FULL HOOK-AND-LOOP SIDE OPENING IS EASY TO PUT ON AND LEAVES THE INDEX F INGER, FREE FOR FUNCTIONAL HAND USE, POSITIONS THE THUMB IN ABDUCTION, PROVIDES CONSTANT LOW-LEVEL STRETCH IN PRONATION OR SUPINATION. NEOPRENE CAN BE TRIMMED FOR A MORE CUSTOM FIT. SIZE: RIGHT, LARGE | REHABILITATION AND PHYSIOTHERAPY SUPPLIES
11429 | 4920160100800 | NEOPRENE DUMBBELLS, 2 LB | REHABILITATION AND PHYSIOTHERAPY SUPPLIES
11430 | 4224180617100 | SPLINT, WRIST BRACE, PADDED WITH SOFT, COMFORTABLE BREATHABLE FABRIC, WITH CORRECTIVE STRAPS TO CONTROL ULNAR DEVIATION OF THE FINGER, FOR RHEUMATOID WRIST-ULNAR DEVIATION, RIGHT, SIZE MEDIUM | REHABILITATION AND PHYSIOTHERAPY SUPPLIES
11431 | 4221150603400 | WALKER, REVERSE, TWO PAIRS OF HANDGRIP, FOLDABLE, FRONT NON SWIVEL WHEEL 3 INCHES, WITH REAR RUBBER TIPS, POSSIBILITY TO ADD ACCESSORIES, HEAVY DUTY, ADJUSTABLE HEIGHT 48 - 64 CM (+/- 4 CM), WIDTH 35 CM (+/- 2 CM), WEIGHT CAPACITY UP - TO 39 KG | REHABILITATION AND PHYSIOTHERAPY SUPPLIES
11432 | 4224210600100 | LUMBAR DECOMPRESSION BELT, AIR TRACTION, DECOMPRESSION, LIGHTWEIGHT, WORN UNDER CLOTHING, SIZE: SMALL | REHABILITATION AND PHYSIOTHERAPY SUPPLIES
11433 | 4224210301700 | AIR TRACTION CERVICAL COLLAR, DECOMPRESSION, LIGHTWEIGHT, UNIVERSAL SIZE | REHABILITATION AND PHYSIOTHERAPY SUPPLIES
11434 | 4224210200200 | SPLINT, COT FINGER SPLINT, LIGHTWEIGHT, MALLEABLE ALUMINUM, FOAM PADDING, PROVIDE PROTECTION AND STABILIZATION, FOLDED OVER THE FINGER, SIZE: X-LARGE | REHABILITATION AND PHYSIOTHERAPY SUPPLIES
11435 | 4224200601200 | SPLINT, RADIAL HINGED ULNAR DEVIATION SPLINT IMPROVES ALIGNMENT OF STRONGLY-DEVIATED FINGERS, SOFT FINGER STRAPS, PERMIT EACH FINGER TO BE CORRECTED INDIVIDUALLY FOR MAXIMUM CONTROL LINED WITH SOFT FELT, THIS DORSAL-BASED SPLINT LEAVES THE PALM FREE FOR FUNCTION, FIT FOR LEFT AND RIGHT, SIZE: SMALL | REHABILITATION AND PHYSIOTHERAPY SUPPLIES
11436 | 4224200601100 | SPLINTING ACCESSORIES, COMPOSITE, FINGER, FLEXION LOOP, ATTACHMENTS, HELPS ACHIEVE END RANGES OF MCP, PIP, AND DIP JOINT FLEXION, STRAPS WRAP AROUND THE FIRST AND THIRD PHALANX TO INCREASE PIP/DIP FLEXION THEN ATTACH TO THE GAUNTLET AND WRAP AROUND THE FIRST AND THIRD PHALANX, PULLING THE MCP INTO FLEXION WHILE INCREASING PIP/DIP FLEXION, LATEX FREE. PACK OF 4/STRAPS | REHABILITATION AND PHYSIOTHERAPY SUPPLIES
11437 | 4231220222200 | MATERNITY BELT, ELASTIC, MADE OF AIR-PERMEABLE, MICROFIBER, FABRIC WITH MAXIMUM SUPPORT FOR BELLY AND BACK, THROUGH INCORPORATED SUPPORT STRAP AND PARTICULARLY FLAT VELCRO FASTENER FOR INDIVIDUAL SIZE ADJUSTMENTS, SIZE: SMALL | REHABILITATION AND PHYSIOTHERAPY SUPPLIES
11438 | 4224200600800 | CLAVICLE SUPPORT, ADJUSTABLE TENSION, NON-ELASTIC STRAPS IN FIGURE OF EIGHT, SIZE: LARGE | REHABILITATION AND PHYSIOTHERAPY SUPPLIES
11439 | 4224200600700 | CLAVICLE SUPPORT, ADJUSTABLE TENSION, NON-ELASTIC STRAPS IN FIGURE OF EIGHT, SIZE: MEDIUM | REHABILITATION AND PHYSIOTHERAPY SUPPLIES
11440 | 4224200600600 | CLAVICLE SUPPORT, ADJUSTABLE TENSION, NON-ELASTIC STRAPS IN FIGURE OF EIGHT, SIZE: SMALL | REHABILITATION AND PHYSIOTHERAPY SUPPLIES
11441 | 4231155400600 | TAPE, HIGH ADHESIVE, RIGID, MADE FROM BROWN FABRIC WITH ZINC OXIDE, TO SUPPORT JOINTS UNDER MAXIMUM STRESS, SIZE 2 IN X 10-20 YARD | REHABILITATION AND PHYSIOTHERAPY SUPPLIES
11442 | 4229161432100 | SPLINTING ACCESSORIES, SCISSORS, NON-STICK, TITANIUM COATED STAINLESS STEEL CAN CUT THROUGH GLUE, TAPE, AND OTHER ADHESIVES WITHOUT DAMAGING THE BLADES, 8 INCH | REHABILITATION AND PHYSIOTHERAPY SUPPLIES
11443 | 4231155400400 | TAPE, HIGH ADHESIVE, RIGID, MADE FROM BROWN FABRIC WITH ZINC OXIDE, TO SUPPORT JOINTS UNDER MAXIMUM STRESS, SIZE 1.5 IN X 10-20 YARD | REHABILITATION AND PHYSIOTHERAPY SUPPLIES
11444 | 4231155400300 | KINESIOLOGY TAPE, ELASTIC, ADHESIVE, LATEX FREE, WATER REPELLENT, BLACK COLOR, SIZE 5 CM X 5 M | REHABILITATION AND PHYSIOTHERAPY SUPPLIES
11445 | 4231155400200 | KINESIOLOGY TAPE, ELASTIC, ADHESIVE, LATEX FREE, WATER REPELLENT, BEIGE COLOR, SIZE 5 CM X 5 M | REHABILITATION AND PHYSIOTHERAPY SUPPLIES
11446 | 4231155400100 | KINESIOLOGY TAPE, ELASTIC, ADHESIVE, LATEX FREE, WATER REPELLENT, BLUE COLOR, SIZE 5 CM X 5 M | REHABILITATION AND PHYSIOTHERAPY SUPPLIES
11447 | 4231155400000 | KINESIOLOGY TAPE, ELASTIC, ADHESIVE, LATEX FREE, WATER REPELLENT, RED COLOR, SIZE 5 CM X 5 M | REHABILITATION AND PHYSIOTHERAPY SUPPLIES
11448 | 4231155301700 | STOCKING, READY MADE, MEDICAL GRADUATED COMPRESSION, SEAMLESS, PANTY, WITH OPEN TOE, POLYAMIDE, ELASTANE, LATEX FREE, SKIN COLOR, CLASS 3 (34 - 46 MMHG), ASSORTED SIZES (LYMPHEDEMA) | REHABILITATION AND PHYSIOTHERAPY SUPPLIES
11449 | 4231155301500 | STOCKING, READY MADE, MEDICAL GRADUATED COMPRESSION, SEAMLESS, PANTY, WITH OPEN TOE, POLYAMIDE, ELASTANE, LATEX FREE, SKIN COLOR, CLASS 1 (18 - 21 MMHG), ASSORTED SIZES (LYMPHEDEMA) | REHABILITATION AND PHYSIOTHERAPY SUPPLIES
11450 | 4231155301400 | STOCKING, READY MADE, MEDICAL GRADUATED COMPRESSION, SEAMLESS, PANTY, WITH CLOSE TOE, POLYAMIDE, ELASTANE, LATEX FREE, SKIN COLOR, CLASS 3 (34 - 46 MMHG), ASSORTED SIZES (LYMPHEDEMA) | REHABILITATION AND PHYSIOTHERAPY SUPPLIES
11451 | 4231155301300 | STOCKING, READY MADE, MEDICAL GRADUATED COMPRESSION, SEAMLESS, PANTY, WIDE/PLUS, WITH OPEN TOE, POLYAMIDE, ELASTANE, LATEX FREE, SKIN COLOR, CLASS 3 (34 - 46 MMHG), ASSORTED SIZES (LYMPHEDEMA) | REHABILITATION AND PHYSIOTHERAPY SUPPLIES
11452 | 4231155301200 | STOCKING, READY MADE, MEDICAL GRADUATED COMPRESSION, SEAMLESS, PANTY, WIDE/PLUS, WITH OPEN TOE, POLYAMIDE, ELASTANE, LATEX FREE, SKIN COLOR, CLASS 2 (20 - 32 MMHG), ASSORTED SIZES (LYMPHEDEMA) | REHABILITATION AND PHYSIOTHERAPY SUPPLIES
11453 | 4231155301100 | STOCKING, READY MADE, MEDICAL GRADUATED COMPRESSION, SEAMLESS, PANTY, WIDE/PLUS, WITH OPEN TOE, POLYAMIDE, ELASTANE, LATEX FREE, SKIN COLOR, CLASS 1 (18 - 21 MMHG), ASSORTED SIZES (LYMPHEDEMA) | REHABILITATION AND PHYSIOTHERAPY SUPPLIES
11454 | 4231155301000 | STOCKING, READY MADE, MEDICAL GRADUATED COMPRESSION, SEAMLESS, PANTY, WIDE/PLUS, WITH CLOSE TOE, POLYAMIDE, ELASTANE, LATEX FREE, SKIN COLOR, CLASS 3 (34 - 46 MMHG), ASSORTED SIZES (LYMPHEDEMA) | REHABILITATION AND PHYSIOTHERAPY SUPPLIES
11455 | 4231155300900 | TUBULAR BANDAGE, STOCKINETTE, FOR LYMPHEDEMA, 16 CM X 20 M (LYMPHEDEMA) | REHABILITATION AND PHYSIOTHERAPY SUPPLIES
11456 | 4618220410000 | SPLINT, WRIST BRACE, WITH D-RING CLOSURE STRAPS, WITH ALUMINUM PLATES AND WITH SOFT, COMFORTABLE BREATHABLE FABRIC, PADDED, LEFT, MEDIUM | REHABILITATION AND PHYSIOTHERAPY SUPPLIES
11457 | 4618220410100 | SPLINT, WRIST BRACE, WITH D-RING CLOSURE STRAPS, WITH ALUMINUM PLATES AND WITH SOFT, COMFORTABLE BREATHABLE FABRIC, PADDED, LEFT, SMALL | REHABILITATION AND PHYSIOTHERAPY SUPPLIES
11458 | 4618220410200 | SPLINT, WRIST BRACE, WITH D-RING CLOSURE STRAPS, WITH ALUMINUM PLATES AND WITH SOFT, COMFORTABLE BREATHABLE FABRIC, PADDED, LEFT, X-LARGE | REHABILITATION AND PHYSIOTHERAPY SUPPLIES
11459 | 4618220410300 | SPLINT, WRIST BRACE, WITH D-RING CLOSURE STRAPS, WITH ALUMINUM PLATES AND WITH SOFT, COMFORTABLE BREATHABLE FABRIC, PADDED, RIGHT, LARGE | REHABILITATION AND PHYSIOTHERAPY SUPPLIES
11460 | 4618220410400 | SPLINT, WRIST BRACE, WITH D-RING CLOSURE STRAPS, WITH ALUMINUM PLATES AND WITH SOFT, COMFORTABLE BREATHABLE FABRIC, PADDED, LEFT, LARGE | REHABILITATION AND PHYSIOTHERAPY SUPPLIES
11461 | 4224210600200 | LUMBAR DECOMPRESSION BELT, AIR TRACTION, DECOMPRESSION, LIGHTWEIGHT, WORN UNDER CLOTHING, SIZE: MEDIUM | REHABILITATION AND PHYSIOTHERAPY SUPPLIES
11462 | 4618220410500 | SPLINT, WRIST BRACE, WITH D-RING CLOSURE STRAPS, WITH ALUMINUM PLATES AND WITH SOFT, COMFORTABLE BREATHABLE FABRIC, PADDED, RIGHT, MEDIUM | REHABILITATION AND PHYSIOTHERAPY SUPPLIES
11463 | 4224210600300 | LUMBAR DECOMPRESSION BELT, AIR TRACTION, DECOMPRESSION, LIGHTWEIGHT, WORN UNDER CLOTHING, SIZE: LARGE | REHABILITATION AND PHYSIOTHERAPY SUPPLIES
11464 | 4224210600500 | LUMBAR DECOMPRESSION BELT, AIR TRACTION, DECOMPRESSION, LIGHTWEIGHT, WORN UNDER CLOTHING, SIZE: DOUBLE EXTRA LARGE (XXL) | REHABILITATION AND PHYSIOTHERAPY SUPPLIES
11465 | 4618220409900 | SPLINT, WRIST BRACE, WITH D-RING CLOSURE STRAPS, WITH ALUMINUM PLATES WITH SOFT, COMFORTABLE BREATHABLE FABRIC, PADDED, UNIVERSAL (FIT RIGHT AND LEFT), XX-LARGE | REHABILITATION AND PHYSIOTHERAPY SUPPLIES
11466 | 4225150201700 | ASSESSMENT TOOLS, STEREOGNOSIS KIT - EVALUATION KIT INCLUDES 17 COMMON ITEMS AND MATCHING CARDS FOR EVALUATING AND DIAGNOSING STEREOGNOSIS, ALSO KNOWN AS HAPTIC PERCEPTION OR TACTILE GNOSIS, ALL ITEMS FEATURE A CORRESPONDING CARD FOR EASY IDENTIFICATION, CARDS MEASURE 3 X 5 INCH (8 X 13CM) AND ARE LAMINATED FOR INCREASED DURABILITY, INCLUDED STORAGE CASE KEEPS ALL ITEMS TOGETHER | REHABILITATION AND PHYSIOTHERAPY SUPPLIES
11467 | 4231250200700 | ABDOMINAL BINDER, THREE PANEL MULTIBAND, ABDOMINAL SUPPORT MADE OF SOFT PLUSH ELASTIC FABRIC, WIDE CLOSURE AREA AND ADJUSTMENT MADE BY VELCRO OR EQUIVALENT, THREE LINKED BUT SEPARATED BANDS WHICH ENABLES THE OPTIMAL ADAPTATION TO THE PATIENT´S ANATOMY, CHEST CONTUSIONS, RIB INJURIES, RIB FRACTURES, INJURIES OF ABDOMINAL AND THORACIC MUSCLES, VENTRAL HERNIAS, ABDOMINAL EVENTRATIONS, POSTURAL AND POST-SURGICAL REHABILITATION, POST-PARTUM, SIZE: SMALL | REHABILITATION AND PHYSIOTHERAPY SUPPLIES
11468 | 4225150201600 | ASSESSMENT TOOLS, SENSORY MOTOR KIT, 12 DIFFERENT TACTILE EXPERIENCES ALL IN ONE BAG TAKE IT WITH YOU WHEREVER YOU GO SMALLER ITEMS HELP DEVELOP FINE MOTOR SKILLS WHILE LARGER ITEMS HELP DEVELOP GROSS MOTOR SKILLS INCLUDES RINGS TACTILE BALLS IN VARIOUS SIZES AND STYLES WATER MAT KOOSH BALLS AND TANGLE GREAT FOR KIDS OF ALL AGES | REHABILITATION AND PHYSIOTHERAPY SUPPLIES
11469 | 4225150201500 | ASSESSMENT TOOLS, PINCH GAUGE, HYDRAULIC PINCH GAUGE IDEAL FOR ROUTINE SCREENING OF GRIP STRENGTH AND INITIAL AND ONGOING EVALUATION, DUAL SCALE READOUT MEASURES IN BOTH POUNDS AND KILOGRAMS, UP TO 45 LBS | REHABILITATION AND PHYSIOTHERAPY SUPPLIES
11470 | 4225150201400 | ASSESSMENT TOOLS, MOTOR-FREE VISUAL PERCEPTION AND VISUAL DISCRIMINATION TEST (MVPT-4 OR EQUIVALENT) - THE ABILITY TO DISCRIMINATE DOMINANT FEATURES OF DIFFERENT OBJECTS, INCLUDING THE ABILITY TO DISCRIMINATE POSITION, SHAPES, AND FORMS SPATIAL RELATIONSHIPS - THE ABILITY TO PERCEIVE THE POSITIONS OF OBJECTS IN RELATION TO ONESELF AND TO OTHER OBJECTS. ITEMS ASSESS THE PERCEPTION OF PICTURES, FIGURES, OR PATTERNS THAT ARE DISORIENTED IN RELATION TO EACH OTHER, SUCH AS FIGURE REVERSALS AND ROTATIONS | REHABILITATION AND PHYSIOTHERAPY SUPPLIES
11471 | 4225150201300 | ASSESSMENT TOOLS, MADDAK SENSORY STIMULATION ACTIVITIES KIT OR EQUIVALENT - IS A COMPREHENSIVE SENSORY AND COGNITIVE THERAPY TOOL KIT WITH MORE THAN 90 AGE-APPROPRIATE SENSORY ACTIVITIES INCLUDING AUDITORY, VISUAL, OLFACTORY, GUSTATORY AND TACTILE STIMULI. THE 13-1/2 H X 15-1/2 W X 6-1/4 D INCH (34 X 39 X 16CM) CARRYING CASE HOLDS 31 FUNCTIONAL | REHABILITATION AND PHYSIOTHERAPY SUPPLIES
11472 | 4231250003700 | SILICONE GEL, TUBE, OINTMENT, FOR SCAR MANAGEMENT, FOR SENSITIVE SKIN, WATERPROOF AND MOISTURE, TUBE WEIGHT:10 GRAM | REHABILITATION AND PHYSIOTHERAPY SUPPLIES
11473 | 4231250003200 | SILICONE GEL, FOR SCAR MANAGEMENT, CONTAINS NON STICKY AND QUICK DRYING WATERPROOF AND MOISTURE, WEIGHT: 4.25 GRAM | REHABILITATION AND PHYSIOTHERAPY SUPPLIES
11474 | 4231250003100 | SILICONE GEL, FOR SCAR MANAGEMENT, CONTAINS NON STICKY AND QUICK DRYING WATERPROOF AND MOISTURE, SUNSCREEN ACTIVE INGREDIENTS FOR SUN ULTRA-VIOLET PROTECTION, WEIGHT: 4.25 GRAM | REHABILITATION AND PHYSIOTHERAPY SUPPLIES
11475 | 4231250003000 | SILICONE GEL, FOR SCAR MANAGEMENT, CONTAINS NON STICKY AND QUICK DRYING WATERPROOF AND MOISTURE, FOR CHILDREN, WEIGHT: 4.25 GRAM | REHABILITATION AND PHYSIOTHERAPY SUPPLIES
11476 | 4225150201200 | ASSESSMENT TOOLS, COGNITIVE PERFORMANCE TEST - CONTAINS SEVEN SUBTASKS THAT REPLICATE COMMON DAILY ACTIVITIES. SOME OF THE ACTIVITIES INCLUDE SORTING MEDICINE, USING TABLEWARE, HANGING UP CLOTHING, AND SO ON. THE TEST IS TIMED AND OBSERVED TO DRAW CONCLUSIONS ON AN INDIVIDUAL’S ABILITY TO FUNCTION AND REMEMBER. AN INSTRUCTIONAL BOOKLET IS INCLUDED, AS WELL AS A CONVENIENT AND EASY-TO-CARRY BAG. THE BAG KEEPS THE TASKS ORGANIZED AND ALLOWS FOR TESTING IN A WIDE RANGE OF SETTINGS | REHABILITATION AND PHYSIOTHERAPY SUPPLIES
11477 | 4225150201100 | ASSESSMENT TOOLS, COGNITIVE ASSESSMENT KIT (DLOTCA OR EQUIVALENT), USED WITH CLIENTS 18 TO 69 YEARS OLD | REHABILITATION AND PHYSIOTHERAPY SUPPLIES
11478 | 4225150201000 | ASSESSMENT TOOLS, AN EARLY CHILDHOOD MOTOR DEVELOPMENT PROGRAM (PDMS2 OR EQUIVALENT)THAT PROVIDES (IN ONE PACKAGE) BOTH IN-DEPTH ASSESSMENT AND TRAINING OR REMEDIATION OF GROSS AND FINE MOTOR SKILLS. THE ASSESSMENT IS COMPOSED OF SIX SUBTESTS THAT MEASURE INTERRELATED MOTOR ABILITIES THAT DEVELOP EARLY IN LIFE. IT IS DESIGNED TO ASSESS THE MOTOR SKILLS OF CHILDREN FROM BIRTH THROUGH 5 YEARS OF AGE. | REHABILITATION AND PHYSIOTHERAPY SUPPLIES
11479 | 4225150200900 | ASSESSMENT KIT, ROEDER MANIPULATIVE APTITUDE TEST, MEASURES SPEED AND DEXTERITY IN ARM, HAND AND FINGERS MADE IN DURABLE PLASTIC WITH FOUR RECEPTACLES FOR WASHERS, RODS, CAPS AND NUTS. BOARD ALSO IS COMPRISED OF A HORIZONTAL T-BAR AND 40 INSERTS ARRANGED IN A PREDETERMINED PATTERN INCLUDE REPLACEMENT PINS, CAPS FOR ROEDER MANIPULATIVE, APTITUDE TEST AND RECORD BLANKS FOR THE ROEDER MANIPULATIVE APTITUDE TEST | REHABILITATION AND PHYSIOTHERAPY SUPPLIES
11480 | 4225150200800 | ASSESSMENT TOOLS, MANUAL DEXTERITY TEST KIT (MINNESOTA OR EQUIVALENT), MEASURES SPEED AND DEXTERITY IN ARM, HAND AND FINGERS MADE IN DURABLE PLASTIC WITH FOUR RECEPTACLES FOR WASHERS, RODS, CAPS AND NUTS T-BAR INCLUDED FOR SPECIAL TEST. TEST PIECES MEASURE 3.7CM IN DIAMETER AND 1.9CM IN HEIGHT | REHABILITATION AND PHYSIOTHERAPY SUPPLIES
11481 | 4225150200700 | ASSISTIVE TOOLS, ICE FINGER, FOR ORAL STIMULATION, CAN BE REFROZEN AND USED OVER AND OVER AGAIN WITH A SINGLE USER, 10 CM LONG BELOW THE HANDLE WITH 1.5 CM DIAMETER APPROXIMATELY | REHABILITATION AND PHYSIOTHERAPY SUPPLIES
11482 | 4225150002100 | THERAPEUTIC, SMALL MIRROR THERAPY MIRROR SIZE OF 14 X 10 INCH APPROXIMATELY SUITABLE FOR UPPER LIMBS WIDE HAND SPACE - 8.5 INCH / 21 CM WIDE HAND SPACE FOR GREATER COMFORT, VENTILATION AND ALLOWS HAND MOVEMENT AT THE SAME TIME, EASY TO SET UP, CAN BE EASILY SET UP WITH ONE HAND. EASY TO FOLD AND KEEP AFTER USE TOO | REHABILITATION AND PHYSIOTHERAPY SUPPLIES
11483 | 4225150001900 | THERAPEUTIC, HAND THERAPY MANIPULATION BOARD, INCLUDES: DOORCHAIN LOCK, ELECTRIC OUTLET PLATE, PADLOCK, KEY LOCK, FAUCET, HOOK AND EYE LOCK, LUGGAGE LOCK OR EQUIVALENT, NO SHARP EDGES | REHABILITATION AND PHYSIOTHERAPY SUPPLIES
11484 | 4225150001600 | THERAPEUTIC, COGNITIVE RETRAINING WORKBOOKS: SIMPLE COGNITIVE TASKS, SET OF 3 SIMPLE COGNITIVE TASKS, MARY EVANOFSKI. THIS WONDERFUL THREE-BOOK SET OF BEGINNING TASKS IS DESIGNED TO HELP CLIENTS GET BACK ON THE ROAD TO RECOVERY AFTER ANY NEUROLOGICAL | REHABILITATION AND PHYSIOTHERAPY SUPPLIES
11485 | 4225150001500 | THERAPEUTIC, CHILDREN’S MANUAL DEXTERITY VESTS - PRACTICE ADL SKILLS, FINE MOTOR COORDINATION AND PROBLEM SOLVING WITH THIS SET OF FOUR, HEAVY-DUTY, COTTON-POLYESTER VESTS. THREE VESTS ASSIST WITH SPECIFIC SKILLS—SNAPPING, BUTTONING AND ZIPPING. THE FOURTH IS A COMBINATION VEST WITH BUTTON AND ZIPPER. ELASTIC PANELS FOR ONE-SIZE-FITS-ALL CONVENIENCE. VESTS ARE 13-1/2 W X 18 L INCH. LATEX FREE | REHABILITATION AND PHYSIOTHERAPY SUPPLIES
11486 | 4225150001400 | THERAPEUTIC, BEAD SEQUENCING SET, INCLUDES 45 MULTICOLORED BEADS AND 10 SEQUENCING PATTERNS, FIVE HARDWOOD, 1 1/2 INCH DIAMETER, DOWELS COMES WITH STORAGE BOX, FOR AGES 4 YEARS AND UP, LATEX FREE | REHABILITATION AND PHYSIOTHERAPY SUPPLIES
11487 | 4225150001300 | THERAPEUTIC, BASIC SEQUENCES, COGNITIVE ASSESSMENT TOOL THAT HELPS PROMOTE AND ESTABLISH A BASIC UNDERSTANDING OF ORDER AND DIRECTION, LOGICAL THOUGHT, AND EXPRESSIVE LANGUAGE SKILLS. THIS SET INCLUDES SIXTEEN 3-STEP SEQUENCES OF | REHABILITATION AND PHYSIOTHERAPY SUPPLIES
11488 | 4225150001200 | THERAPEUTIC, "JUST FOR ADULTS PHOTO CARDS" OR EQUIVALENT, INCREASE LEVEL OF INDEPENDENCE, IMPROVE PROBLEM-SOLVING SKILLS AND FLEXIBILITY IN THINKING, RESPOND APPROPRIATELY TO SAFETY SITUATIONS, DEVELOP ABSTRACT REASONING AND IMPROVE ORGANIZATIONAL SKILLS. | REHABILITATION AND PHYSIOTHERAPY SUPPLIES
11489 | 4225150001100 | THERAPEUTIC, "COLORCARDS: SIMPLE SEQUENCES PICTURES" - COLORFUL PHOTOGRAPHS OF SIMPLE SEQUENCES OFFER 12 DIFFERENT 2-STEP SEQUENCES AND EIGHT 3-STEP SEQUENCES, SO THAT YOU CAN BEGIN WORK WITH "BEFORE AND AFTER" AND PROGRESS TO PUTTING THE LONGER SEQUENCES IN LOGICAL ORDER. FEATURING EVERYDAY ACTIVITIES THAT CHILDREN CAN RELATE TO. THESE CARDS CAN ALSO BE USED AS REMINDERS FOR COMPLETING A TASK, LIKE BRUSHING TEETH, TAKING OUT THE TRASH, TURNING OFF THE LAMP, RIDING A BIKE, AND DECORATING A CAKE. 48 CARDS | REHABILITATION AND PHYSIOTHERAPY SUPPLIES
11490 | 4225150000900 | ASSISTIVE TOOLS, MEDICAL RUBBER MASSAGE TOOTHBRUSH SET, FOR ORAL MOTOR FACILITATION, STIMULATION AND DESENSITIZATION OF ORAL TISSUES SAFE AND NON-TOXIC. 100% SOFT SILICONE AND BPA FREE FOOD GRADE PLASTIC, SILICONE HEADS NON-SLIP HANDLES WITH SOFT GRIP | REHABILITATION AND PHYSIOTHERAPY SUPPLIES
11491 | 4213151407200 | BRA, WITH 2 POCKETS, SEAMLESS CUPS, SOFT PADDED, WIDE ADJUSTABLE STRAPS, WIDER AND CLOSE-FITTING UNDER BUST BAND, NUDE/WHITE COLOR, ASSORTED CUPS FROM A TO F AND ASSORTED SIZES FROM 70 - 120 (LYMPHEDEMA) | REHABILITATION AND PHYSIOTHERAPY SUPPLIES
11492 | 4225150000500 | ASSESSMENT TOOLS, TWO POINT, DISK, DISCRIMINATOR | REHABILITATION AND PHYSIOTHERAPY SUPPLIES
11493 | 4224210600600 | LUMBAR DECOMPRESSION BELT AIR TRACTION DECOMPRESSION LIGHTWEIGHT WORN UNDER CLOTHING SIZE: X SMALL | REHABILITATION AND PHYSIOTHERAPY SUPPLIES
11494 | 4224210600400 | LUMBAR DECOMPRESSION BELT, AIR TRACTION, DECOMPRESSION, LIGHTWEIGHT, WORN UNDER CLOTHING, SIZE: EXTRA LARGE (XL) | REHABILITATION AND PHYSIOTHERAPY SUPPLIES
11495 | 4231155300800 | TUBULAR BANDAGE, STOCKINETTE, FOR LYMPHEDEMA, 12 CM X 20 M (LYMPHEDEMA) | REHABILITATION AND PHYSIOTHERAPY SUPPLIES
11496 | 4618220410600 | SPLINT, WRIST BRACE, WITH D-RING CLOSURE STRAPS, WITH ALUMINUM PLATES AND WITH SOFT, COMFORTABLE BREATHABLE FABRIC, PADDED, RIGHT, SMALL | REHABILITATION AND PHYSIOTHERAPY SUPPLIES
11497 | 4618220410700 | SPLINT, WRIST BRACE, WITH D-RING CLOSURE STRAPS, WITH ALUMINUM PLATES AND WITH SOFT, COMFORTABLE BREATHABLE FABRIC, PADDED, RIGHT, X-LARGE | REHABILITATION AND PHYSIOTHERAPY SUPPLIES
11498 | 4224200014200 | SILICONE BREAST FORM, TEARDROP SHAPE, FULL CUP, SOFT AND LIGHT, NATURAL LOOKING DRAPE, TEAR-PROOF SILICON ENCASED IN TEAR-PROOF FILM, FIT IN POCKETED BRA, SIZE 10 (LYMPHEDEMA) | REHABILITATION AND PHYSIOTHERAPY SUPPLIES
11499 | 4224200014100 | SILICONE BREAST FORM, TEARDROP SHAPE, FULL CUP, SOFT AND LIGHT, NATURAL LOOKING DRAPE, TEAR-PROOF SILICON ENCASED IN TEAR-PROOF FILM, FIT IN POCKETED BRA, SIZE 5 (LYMPHEDEMA) | REHABILITATION AND PHYSIOTHERAPY SUPPLIES
11500 | 4224200014000 | SILICONE BREAST FORM, TEARDROP SHAPE, FULL CUP, SOFT AND LIGHT, NATURAL LOOKING DRAPE, TEAR-PROOF SILICON ENCASED IN TEAR-PROOF FILM, FIT IN POCKETED BRA, SIZE 13 (LYMPHEDEMA) | REHABILITATION AND PHYSIOTHERAPY SUPPLIES
11501 | 4224190200600 | SPLINT, DYNAMIC SPRING FINGER EXTENSION ASSIST SPLINT LIGHTWEIGHT WIRE CONSTRUCTION FOR A LOW PROFILE, THIN DESIGN VERSATILE MODEL EXTENDS PIP JOINT WITH A SLIGHT EXTENSION EFFECT ON MP JOINT, SIZE: X-SMALL | REHABILITATION AND PHYSIOTHERAPY SUPPLIES
11502 | 4224190200500 | SPLINT, DYNAMIC SPRING FINGER EXTENSION ASSIST SPLINT LIGHTWEIGHT WIRE CONSTRUCTION FOR A LOW PROFILE, THIN DESIGN VERSATILE MODEL EXTENDS PIP JOINT WITH A SLIGHT EXTENSION EFFECT ON MP JOINT, SIZE: X-LARGE | REHABILITATION AND PHYSIOTHERAPY SUPPLIES
11503 | 4231150604200 | BANDAGE COMPRESSION STRONG MULTIDIRECTIONAL MEDIUM STRETCH ELASTIC SIZE: 10 CM WIDTH 5 METER LENGTH (LYMPHEDEMA) | REHABILITATION AND PHYSIOTHERAPY SUPPLIES
11504 | 4224190200400 | SPLINT, DYNAMIC SPRING FINGER EXTENSION ASSIST SPLINT LIGHTWEIGHT WIRE CONSTRUCTION FOR A LOW PROFILE, THIN DESIGN VERSATILE MODEL EXTENDS PIP JOINT WITH A SLIGHT EXTENSION EFFECT ON MP JOINT, SIZE: SMALL | REHABILITATION AND PHYSIOTHERAPY SUPPLIES
11505 | 4229270300500 | ASSISTIVE TOOLS, LEG LIFTER, A READY MADE FOOT SUPPORT WITH A HEAVY GAUGE WIRE INSERT THAT CAN BE MODIFIED BY BENDING IT TO THE DESIRED SHAPE, WITH LOOP FITS AROUND THE HAND AND WRIST AND THE LOWER STIFFENED LOOP, SLIDES OVER THE FOOT TO GIVE CONTROL WHEN LIFTING OR REPOSITIONING THE LEG BY THE USER, 100 CM APPROXIMATELY LONG | REHABILITATION AND PHYSIOTHERAPY SUPPLIES
11506 | 4224190200300 | SPLINT, DYNAMIC SPRING FINGER EXTENSION ASSIST SPLINT LIGHTWEIGHT WIRE CONSTRUCTION FOR A LOW PROFILE, THIN DESIGN VERSATILE MODEL EXTENDS PIP JOINT WITH A SLIGHT EXTENSION EFFECT ON MP JOINT, SIZE: MEDIUM | REHABILITATION AND PHYSIOTHERAPY SUPPLIES
11507 | 4111510200000 | ASSESSMENT TOOLS, GONIOMETER, TRANSPARENT, PLASTIC, ASSORTED SIZES | REHABILITATION AND PHYSIOTHERAPY SUPPLIES
11508 | 4224190200200 | SPLINT, DYNAMIC SPRING FINGER EXTENSION ASSIST SPLINT LIGHTWEIGHT WIRE CONSTRUCTION FOR A LOW PROFILE, THIN DESIGN VERSATILE MODEL EXTENDS PIP JOINT WITH A SLIGHT EXTENSION EFFECT ON MP JOINT, SIZE: LARGE | REHABILITATION AND PHYSIOTHERAPY SUPPLIES
11509 | 4224190100400 | SPLINTING ACCESSORY, DYNAMIC SPLINT OUTRIGGER ACCESSORY KIT, (5 LINE GUIDES, 3 WING NUTS, 5 THUMB SCREWS) | REHABILITATION AND PHYSIOTHERAPY SUPPLIES
11510 | 4224181201500 | ELBOW HINGED BRACE, ADJUSTABLE HINGE AND ROM ROTATING AND PRESSING LOCK, SOFT COMFORTABLE BREATHABLE FABRIC, SIZE UNIVERSAL, LEFT | REHABILITATION AND PHYSIOTHERAPY SUPPLIES
11511 | 4224181201400 | ELBOW HINGED BRACE, ADJUSTABLE HINGE AND ROM ROTATING AND PRESSING LOCK, SOFT COMFORTABLE BREATHABLE FABRIC, SIZE UNIVERSAL, RIGHT | REHABILITATION AND PHYSIOTHERAPY SUPPLIES
11512 | 4231150008800 | SLING, BANDAGE, TRIANGULAR, MEDIUM, 95 X 95 X 135 CM (+/- 5 CM) | REHABILITATION AND PHYSIOTHERAPY SUPPLIES
11513 | 4224181101100 | HERNIA INGUINAL BELT, SINGLE, RIGHT, EXTRA LARGE | REHABILITATION AND PHYSIOTHERAPY SUPPLIES
11514 | 4224181101000 | HERNIA INGUINAL BELT, SINGLE, RIGHT, LARGE | REHABILITATION AND PHYSIOTHERAPY SUPPLIES
11515 | 4224181100900 | HERNIA INGUINAL BELT, SINGLE, RIGHT, MEDIUM | REHABILITATION AND PHYSIOTHERAPY SUPPLIES
11516 | 4224181100800 | HERNIA INGUINAL BELT, SINGLE, RIGHT, SMALL | REHABILITATION AND PHYSIOTHERAPY SUPPLIES
11517 | 4224181100700 | HERNIA INGUINAL BELT, SINGLE, LEFT, EXTRA LARGE | REHABILITATION AND PHYSIOTHERAPY SUPPLIES
11518 | 4224181100600 | HERNIA INGUINAL BELT, SINGLE, LEFT, LARGE | REHABILITATION AND PHYSIOTHERAPY SUPPLIES
11519 | 4224181100500 | HERNIA INGUINAL BELT, SINGLE, LEFT, MEDIUM | REHABILITATION AND PHYSIOTHERAPY SUPPLIES
11520 | 4224181100400 | HERNIA INGUINAL BELT, SINGLE, LEFT, SMALL | REHABILITATION AND PHYSIOTHERAPY SUPPLIES
11521 | 4618220711700 | ANKLE SUPPORT, CLOSED CELL NEOPRENE, OPEN HEEL AND TOES, LIGHTWEIGHT, SIZE LARGE | REHABILITATION AND PHYSIOTHERAPY SUPPLIES
11522 | 4224181100300 | HERNIA INGUINAL BELT, DOUBLE, EXTRA LARGE | REHABILITATION AND PHYSIOTHERAPY SUPPLIES
11523 | 4224181100200 | HERNIA INGUINAL BELT, DOUBLE, LARGE | REHABILITATION AND PHYSIOTHERAPY SUPPLIES
11524 | 4224181100100 | HERNIA INGUINAL BELT, DOUBLE, MEDIUM | REHABILITATION AND PHYSIOTHERAPY SUPPLIES
11525 | 4224181100000 | HERNIA INGUINAL BELT, DOUBLE, SMALL | REHABILITATION AND PHYSIOTHERAPY SUPPLIES
11526 | 4224180903200 | ARMSLING, ADULT, IMMOBILIZES THE SHOULDER JOINT IN INTERNAL ROTATION, EASY ADJUSTMENT BY VELCRO OR EQUIVALENT, CONTROLS FLEXO-EXTENSION, ROTATION, ABDUCTION, AND SHOULDER ADDUCTION, KEEPS THE ELBOW IN 90º FLEXION AND PRONOSUPINATION INTERMEDIATE, DISTRIBUTES THE WEIGHT OF THE TREATED ARM AVOIDING OVERLOAD OF THE CERVICAL AREA, STRAPS CROSSED OVER THE BACK TO IMPROVE SUPPORT, STRAP TO CONTROL THE ARM, COMFORTABLE, BREATHABLE, ASSORTED SIZE | REHABILITATION AND PHYSIOTHERAPY SUPPLIES
11527 | 4224200014300 | SILICONE BREAST FORM, TEARDROP SHAPE, FULL CUP, SOFT AND LIGHT, NATURAL LOOKING DRAPE, TEAR-PROOF SILICON ENCASED IN TEAR-PROOF FILM, FIT IN POCKETED BRA, SIZE 11 (LYMPHEDEMA) | REHABILITATION AND PHYSIOTHERAPY SUPPLIES
11528 | 4224200014400 | SILICONE BREAST FORM, TEARDROP SHAPE, FULL CUP, SOFT AND LIGHT, NATURAL LOOKING DRAPE, TEAR-PROOF SILICON ENCASED IN TEAR-PROOF FILM, FIT IN POCKETED BRA, SIZE 7 (LYMPHEDEMA) | REHABILITATION AND PHYSIOTHERAPY SUPPLIES
11529 | 4224200014500 | SILICONE BREAST FORM, TEARDROP SHAPE, FULL CUP, SOFT AND LIGHT, NATURAL LOOKING DRAPE, TEAR-PROOF SILICON ENCASED IN TEAR-PROOF FILM, FIT IN POCKETED BRA, SIZE 8 (LYMPHEDEMA) | REHABILITATION AND PHYSIOTHERAPY SUPPLIES
11530 | 4224200014600 | SILICONE BREAST FORM, TEARDROP SHAPE, FULL CUP, SOFT AND LIGHT, NATURAL LOOKING DRAPE, TEAR-PROOF SILICON ENCASED IN TEAR-PROOF FILM, FIT IN POCKETED BRA, SIZE 9 (LYMPHEDEMA) | REHABILITATION AND PHYSIOTHERAPY SUPPLIES
11531 | 4618220410800 | SPLINT, WRIST BRACE, WITH D-RING CLOSURE STRAPS, WITH ALUMINUM PLATES WITH SOFT, COMFORTABLE BREATHABLE FABRIC, PADDED, UNIVERSAL (FIT RIGHT AND LEFT), LARGE | REHABILITATION AND PHYSIOTHERAPY SUPPLIES
11532 | 4618220410900 | SPLINT, WRIST BRACE, WITH D-RING CLOSURE STRAPS, WITH ALUMINUM PLATES WITH SOFT, COMFORTABLE BREATHABLE FABRIC, PADDED, UNIVERSAL (FIT RIGHT AND LEFT), MEDIUM | REHABILITATION AND PHYSIOTHERAPY SUPPLIES
11533 | 4618220411000 | SPLINT, WRIST BRACE, WITH D-RING CLOSURE STRAPS, WITH ALUMINUM PLATES WITH SOFT, COMFORTABLE BREATHABLE FABRIC, PADDED, UNIVERSAL (FIT RIGHT AND LEFT), EXTRA LARGE | REHABILITATION AND PHYSIOTHERAPY SUPPLIES
11534 | 4618220411100 | SPLINT, WRIST BRACE, WITH D-RING CLOSURE STRAPS, WITH ALUMINUM PLATES WITH SOFT, COMFORTABLE BREATHABLE FABRIC, PADDED, UNIVERSAL (FIT RIGHT AND LEFT), SMALL | REHABILITATION AND PHYSIOTHERAPY SUPPLIES
11535 | 4618220702400 | ANKLE SUPPORT, CLOSED CELL NEOPRENE, OPEN HEEL AND TOES, LIGHTWEIGHT, SIZE DOUBLE EXTRA SMALL | REHABILITATION AND PHYSIOTHERAPY SUPPLIES
11536 | 4618220704500 | ANKLE SUPPORT, MADE FROM LIGHTWEIGHT ELASTIC MATERIAL, FOUR WAY STRETCH ELASTIC, FITS FOR LEFT OR RIGHT, SIZE: DOUBLE EXTRA LARGE | REHABILITATION AND PHYSIOTHERAPY SUPPLIES
11537 | 4618220704700 | ANKLE SUPPORT, PEDIATRIC, MADE FROM LIGHTWEIGHT MATERIAL, FIGURE OF 8 ELASTIC STRAP, OPEN HEEL AND TOES, FITS FOR LEFT OR RIGHT, ASSORTED SIZE | REHABILITATION AND PHYSIOTHERAPY SUPPLIES
11538 | 4618220704900 | ANKLE SUPPORT, MADE FROM LIGHTWEIGHT MATERIAL, FIGURE OF 8 ELASTIC STRAP, OPEN HEEL AND TOES, FITS FOR LEFT OR RIGHT, SIZE: LARGE | REHABILITATION AND PHYSIOTHERAPY SUPPLIES
11539 | 4618220705000 | ANKLE SUPPORT, MADE FROM LIGHTWEIGHT MATERIAL, FIGURE OF 8 ELASTIC STRAP, OPEN HEEL AND TOES, FITS FOR LEFT OR RIGHT, SIZE: MEDIUM | REHABILITATION AND PHYSIOTHERAPY SUPPLIES
11540 | 4111303300000 | ASSESSMENT TOOLS, VOLUMETERS - DIMENSIONS 7 W X 8 D X 30 IN H (18 X 20 X 76 CM) OPTION BASELINE ARM LATEX FREE MADE OF LUCITE WITH LEAK-PROOF JOINTS EASY-TO-READ CYLINDERS | REHABILITATION AND PHYSIOTHERAPY SUPPLIES
11541 | 4224200038100 | SILICONE BREAST FORM, DELTA SHAPE, FULL CUP, SOFT AND LIGHT, NATURAL LOOKING DRAPE, TEAR-PROOF SILICON ENCASED IN TEAR-PROOF FILM, FIT IN POCKETED BRA, SIZE 9 (LYMPHEDEMA) | REHABILITATION AND PHYSIOTHERAPY SUPPLIES
11542 | 4231150612100 | SHORT STRETCH, NON-ELASTIC, COMPRESSION, BANDAGE, FOR LYMPHEDEMA, (65 % STRETCH FOR A FORCE OF 45 CN/CM), SIZE: 12 CM WIDTH, 5 M LENGTH (LYMPHEDEMA) | REHABILITATION AND PHYSIOTHERAPY SUPPLIES
11543 | 4231150611500 | SHORT STRETCH, NON-ELASTIC, COMPRESSION, BANDAGE, FOR LYMPHEDEMA, (65 % STRETCH FOR A FORCE OF 45 CN/CM), SIZE: 10 CM WIDTH, 5 M LENGTH (LYMPHEDEMA) | REHABILITATION AND PHYSIOTHERAPY SUPPLIES
11544 | 4231150611400 | SHORT STRETCH, NON-ELASTIC, COMPRESSION, BANDAGE, FOR LYMPHEDEMA, (65 % STRETCH FOR A FORCE OF 45 CN/CM), SIZE: 8 CM WIDTH, 5 M LENGTH (LYMPHEDEMA) | REHABILITATION AND PHYSIOTHERAPY SUPPLIES
11545 | 4225150202000 | THERAPEUTIC, SENSORY MOLDED RIDGE PLASTIC SHIELD, WITH SHAPED SLEEVES TO BLOCK THE CLIENT'S VISION, SUPPORT LEGS, THE MOLDED RIDGE HOLDS CARDS FOR STEREOGNOSIS, FOR PERCEPTUAL, SENSORY INTEGRATION AND TESTING ACTIVITY ALL PARTS CAN BE CLEANED WITH A DISINFECTANT, SIZE 18-1/2 L X 5-1/4 W X 12-1/2 H INCHES (47 X 13 X 32CM) | REHABILITATION AND PHYSIOTHERAPY SUPPLIES
11546 | 4224200038000 | SILICONE BREAST FORM, DELTA SHAPE, FULL CUP, SOFT AND LIGHT, NATURAL LOOKING DRAPE, TEAR-PROOF SILICON ENCASED IN TEAR-PROOF FILM, FIT IN POCKETED BRA, SIZE 8 (LYMPHEDEMA) | REHABILITATION AND PHYSIOTHERAPY SUPPLIES
11547 | 4231150611000 | ARTHRO PAD, ELASTIC BANDAGE, MADE FROM POLYURETHANE FOAM, ENCLOSED IN A DOUBLE LAYER, OF TUBULAR BANDAGE, NATURAL COLORED, SIZE: DOUBLE EXTRA LARGE | REHABILITATION AND PHYSIOTHERAPY SUPPLIES
11548 | 4231150610900 | ARTHRO PAD, ELASTIC BANDAGE, MADE FROM POLYURETHANE FOAM, ENCLOSED IN A DOUBLE LAYER, OF TUBULAR BANDAGE, NATURAL COLORED, SIZE: EXTRA LARGE | REHABILITATION AND PHYSIOTHERAPY SUPPLIES
11549 | 4231150610800 | ARTHRO PAD, ELASTIC BANDAGE, MADE FROM POLYURETHANE FOAM, ENCLOSED IN A DOUBLE LAYER, OF TUBULAR BANDAGE, NATURAL COLORED, SIZE: LARGE | REHABILITATION AND PHYSIOTHERAPY SUPPLIES
11550 | 4231150610700 | ARTHRO PAD, ELASTIC BANDAGE, MADE FROM POLYURETHANE FOAM, ENCLOSED IN A DOUBLE LAYER, OF TUBULAR BANDAGE, NATURAL COLORED, SIZE: MEDIUM | REHABILITATION AND PHYSIOTHERAPY SUPPLIES
11551 | 4224200037900 | SILICONE BREAST FORM, DELTA SHAPE, FULL CUP, SOFT AND LIGHT, NATURAL LOOKING DRAPE, TEAR-PROOF SILICON ENCASED IN TEAR-PROOF FILM, FIT IN POCKETED BRA, SIZE 7 (LYMPHEDEMA) | REHABILITATION AND PHYSIOTHERAPY SUPPLIES
11552 | 4224200037800 | SILICONE BREAST FORM, DELTA SHAPE, FULL CUP, SOFT AND LIGHT, NATURAL LOOKING DRAPE, TEAR-PROOF SILICON ENCASED IN TEAR-PROOF FILM, FIT IN POCKETED BRA, SIZE 5 (LYMPHEDEMA) | REHABILITATION AND PHYSIOTHERAPY SUPPLIES
11553 | 4231150610600 | ARTHRO PAD, ELASTIC BANDAGE, MADE FROM POLYURETHANE FOAM, ENCLOSED IN A DOUBLE LAYER, OF TUBULAR BANDAGE, NATURAL COLORED, SIZE: SMALL | REHABILITATION AND PHYSIOTHERAPY SUPPLIES
11554 | 4231150604300 | BANDAGE COMPRESSION STRONG MULTIDIRECTIONAL MEDIUM STRETCH ELASTIC SIZE: 8 CM WIDTH 4 METER LENGTH (LYMPHEDEMA) | REHABILITATION AND PHYSIOTHERAPY SUPPLIES
11555 | 4224200037700 | SILICONE BREAST FORM, DELTA SHAPE, FULL CUP, SOFT AND LIGHT, NATURAL LOOKING DRAPE, TEAR-PROOF SILICON ENCASED IN TEAR-PROOF FILM, FIT IN POCKETED BRA, SIZE 11 (LYMPHEDEMA) | REHABILITATION AND PHYSIOTHERAPY SUPPLIES
11556 | 4224200037600 | SILICONE BREAST FORM, DELTA SHAPE, FULL CUP, SOFT AND LIGHT, NATURAL LOOKING DRAPE, TEAR-PROOF SILICON ENCASED IN TEAR-PROOF FILM, FIT IN POCKETED BRA, SIZE 10 (LYMPHEDEMA) | REHABILITATION AND PHYSIOTHERAPY SUPPLIES
11557 | 4224200024300 | SILICONE BREAST FORM, DELTA SHAPE, FULL CUP, SOFT AND LIGHT, NATURAL LOOKING DRAPE, TEAR-PROOF SILICON ENCASED IN TEAR-PROOF FILM, FIT IN POCKETED BRA, SIZE 6 (LYMPHEDEMA) | REHABILITATION AND PHYSIOTHERAPY SUPPLIES
11558 | 4618220711600 | ANKLE SUPPORT, CLOSED CELL NEOPRENE, OPEN HEEL AND TOES, LIGHTWEIGHT, SIZE EXTRA LARGE | REHABILITATION AND PHYSIOTHERAPY SUPPLIES
11559 | 4224200017300 | THERAPEUTIC, COUNTDOWN TIMER, LONG RING WITH SPRING WOUND MOVEMENT HAS A 60-MINUTE TIMER, FREESTANDING AND PORTABLE, ONE MINUTE TO 60 MINUTE TIMING CAPACITY, ABOUT 10 SECOND LOUD LONG RING, HIGH IMPACT, DURABLE PLASTIC CASE, EASY TO READ AND OPERATE A NEUTRAL CONNECTION IS NOT REQUIRED FOR INSTALLATION, NO BATTERIES REQUIRED | REHABILITATION AND PHYSIOTHERAPY SUPPLIES
11560 | 4221150603500 | WALKER, REVERSE, TWO PAIRS OF HANDGRIP, FOLDABLE, FRONT NON SWIVEL WHEEL 3 INCHES, WITH REAR RUBBER TIPS, POSSIBILITY TO ADD ACCESSORIES, HEAVY DUTY, ADJUSTABLE HEIGHT 58 - 76 CM (+/- 4 CM), WIDTH 38 CM (+/- 2 CM), WEIGHT CAPACITY UP - TO 60 KG | REHABILITATION AND PHYSIOTHERAPY SUPPLIES
11561 | 4231150611300 | PAD FOAM, FOR LYMPHEDEMA USE, RECTANGULAR SHAPE (LYMPHEDEMA) | REHABILITATION AND PHYSIOTHERAPY SUPPLIES
11562 | 4225150202200 | ASSESSMENT TOOL, HANDHELD TOOL (GRIPPABLE OR EQUIVALENT) USED FOR ASSESS GRIP AND RELEASE, WRIST EXTENSION / FLEXION, RADIAL / ULNAR DEVIATION AND PRONATION / SUPINATION ROM, TOGETHER WITH REPETITIONS, AND MINUTES OF TRAINING, TRACKS FOUR KEY HAND MOVEMENTS, CAN BE USED BY MOST PEOPLE EVEN THOSE WITH LIMITED GRIP OR MOVEMENT, REAL-TIME FEEDBACK TO HELP BUILD MOTIVATION AND ENGAGEMENT | REHABILITATION AND PHYSIOTHERAPY SUPPLIES
11563 | 4225150202300 | ASSESSMENT TOOLS, BEERY-BUKTENICA DEVELOPMENTAL TEST OF VISUAL-MOTOR INTEGRATION (BEERY VMI OR EQUIVALENT), NON-VERBAL ASSESSMENT IN WHICH INDIVIDUALS ARE INSTRUCTED TO COPY ARRANGED DESIGNS THAT GET HARDER AS THE TEST PROGRESSED WITHOUT USING ERASER, IT USED TO ASSESS VISUAL PERCEPTION, FINE MOTOR SKILLS, AND EYE-HAND COORDINATION | REHABILITATION AND PHYSIOTHERAPY SUPPLIES
11564 | 4618220409800 | SPLINT, WRIST BRACE, WITH D-RING CLOSURE STRAPS, WITH ALUMINUM PLATES AND WITH SOFT, COMFORTABLE BREATHABLE FABRIC, PADDED, RIGHT, XX-LARGE | REHABILITATION AND PHYSIOTHERAPY SUPPLIES
11565 | 4225170600300 | WALKER, FOR CEREBRAL PALSY, REVERSE, TWO PAIRS OF HANDGRIP, FOLDABLE, FRONT ONE-WAY SWIVEL WHEEL 3 INCHES, ADJUSTABLE HEIGHT 40 - 55 CM (+/- 4 CM), X-SMALL | REHABILITATION AND PHYSIOTHERAPY SUPPLIES
11566 | 4225170101700 | GAIT BELT, WITH METAL BUCKLE, MADE OF HEAVY-DUTY FABRIC, WASHABLE, SIZE UP TO 180CM LENGTH X 5CM WIDTH | REHABILITATION AND PHYSIOTHERAPY SUPPLIES
11567 | 4616150800200 | AGILITY CONES, MADE FROM HARD PVC, HIGH VISIBILITY, ORANGE CUE, LIGHT WEIGHT, PORTABLE, SIZE: 12 INCHES | REHABILITATION AND PHYSIOTHERAPY SUPPLIES
11568 | 4616150800100 | AGILITY CONES, MADE FROM HARD PVC, HIGH VISIBILITY, ORANGE CUE, LIGHT WEIGHT, PORTABLE, SIZE: 9 INCHES | REHABILITATION AND PHYSIOTHERAPY SUPPLIES
11569 | 4616150800000 | AGILITY CONES, MADE FROM HARD PVC, HIGH VISIBILITY, ORANGE CUE, LIGHT WEIGHT, PORTABLE, SIZE: 6 INCHES | REHABILITATION AND PHYSIOTHERAPY SUPPLIES
11570 | 4412171400000 | ASSISTIVE TOOLS, PENCIL GRIP, PEAR-SHAPED, UNIVERSAL ERGONOMIC WRITING AID FOR RIGHTIES AND LEFTIES, SOFT, FLEXIBLE, INTERNAL DIAMETER 8 MM | REHABILITATION AND PHYSIOTHERAPY SUPPLIES
11571 | 4412161801500 | SPLINTING ACCESSORIES, SCISSORS, BANDAGE SCISSORS, IDEAL FOR REMOVING AND TRIMMING OF THERMOPLASTIC SPLINTING MATERIAL, STAINLESS STEEL BLADES WITH BLUNT TIPS TO PROVIDE SAFETY DURING REMOVAL | REHABILITATION AND PHYSIOTHERAPY SUPPLIES
11572 | 4412161801200 | ASSISTIVE TOOLS, SCISSORS, FOR CHILDREN, BUT SAFETY BLADES LENGTH 17 CM APPROXIMATELY, EASY TO GRIP, RIDGED HANDLES | REHABILITATION AND PHYSIOTHERAPY SUPPLIES
11573 | 4225170000900 | IMMOBILIZER, ARM OR LEG, MADE OF PRINTED COTTON, LINED WITH SOFT LAYER INNER CLOTH, HAS EQUALLY DIVIDED PLASTIC STRIPS TO PROVIDE RIGIDITY, PADDED WITH MINIMUM 2 CM, THICK FOAM IN THE INSIDE VELCRO STRAPS ARE ADJUSTABLE, LENGTH 22-24 CM | REHABILITATION AND PHYSIOTHERAPY SUPPLIES
11574 | 4225162701300 | THERAPEUTIC, HAND EXERCISER, THUMB EXERCISER, THUMB STRENGTHENING TOOL HAS A PEN-LIKE DESIGN WITH ADJUSTABLE RESISTANCE BANDS TO PROVIDE THUMB FLEXOR EXERCISES AND THERAPY | REHABILITATION AND PHYSIOTHERAPY SUPPLIES
11575 | 4225162701100 | THERAPEUTIC, HAND EXERCISE, DEVELOPS ISOLATED FINGER STRENGTH, FLEXIBILITY AND COORDINATION, 9.0 LBS RESISTANCE | REHABILITATION AND PHYSIOTHERAPY SUPPLIES
11576 | 4225162701000 | THERAPEUTIC, HAND EXERCISE, DEVELOPS ISOLATED FINGER STRENGTH, FLEXIBILITY AND COORDINATION, 1.5 LBS RESISTANCE | REHABILITATION AND PHYSIOTHERAPY SUPPLIES
11577 | 4225162700900 | THERAPEUTIC, HAND EXERCISE, DEVELOPS ISOLATED FINGER STRENGTH, FLEXIBILITY AND COORDINATION, 3.0 LBS RESISTANCE | REHABILITATION AND PHYSIOTHERAPY SUPPLIES
11578 | 4225162700800 | THERAPEUTIC, HAND EXERCISE, DEVELOPS ISOLATED FINGER STRENGTH, FLEXIBILITY AND COORDINATION, 5.0 LBS RESISTANCE | REHABILITATION AND PHYSIOTHERAPY SUPPLIES
11579 | 4412161800900 | SPLINTING ACCESSORIES, SCISSORS, BANDAGE SCISSORS, WITH 18 CM, STAINLESS STEEL BLADES WITH PLASTIC TIP | REHABILITATION AND PHYSIOTHERAPY SUPPLIES
11580 | 4225162700700 | THERAPEUTIC, HAND EXERCISE, DEVELOPS ISOLATED FINGER STRENGTH, FLEXIBILITY AND COORDINATION, 7.0 LBS RESISTANCE | REHABILITATION AND PHYSIOTHERAPY SUPPLIES
11581 | 4225162700300 | THERAPEUTIC, HAND EXERCISER, POWER WEB EXERCISER COMBO, HAND STRENGTHENING EXERCISER FEATURES TWO RESISTANCE LEVEL IN ONE OFFERING G REATER FLEXIBILITY AND VALUE, DIAMETER 35.5 CM, MEDIUM/SUPER HEAVY RESISTANCE COMBINATION | REHABILITATION AND PHYSIOTHERAPY SUPPLIES
11582 | 4410171600200 | SPLINTING ACCESSORIES, REVOLVING HOLE PUNCH, MADE FROM FORGED STEEL | REHABILITATION AND PHYSIOTHERAPY SUPPLIES
11583 | 4225162700200 | THERAPEUTIC, HAND EXERCISER, POWER WEB EXERCISER COMBO, HAND STRENGTHENING EXERCISER FEATURES TWO RESISTANCE LEVEL IN ONE OFFERING G REATER FLEXIBILITY AND VALUE, DIAMETER 35.5 CM, LIGHT/HEAVY RESISTANCE COMBINATION | REHABILITATION AND PHYSIOTHERAPY SUPPLIES
11584 | 4225162700100 | THERAPEUTIC, HAND EXERCISER, POWER WEB EXERCISER COMBO, HAND STRENGTHENING EXERCISER FEATURES TWO RESISTANCE LEVEL IN ONE OFFERING G REATER FLEXIBILITY AND VALUE, DIAMETER 35.5 CM, ULTRALIGHT/MEDIUM RESISTANCE COMBINATION | REHABILITATION AND PHYSIOTHERAPY SUPPLIES
11585 | 4618220409500 | SPLINT, WRIST AND FOREARM BRACE, LONG LENGTH, WITH ALUMINUM PLATES WITH SOFT, COMFORTABLE BREATHABLE FABRIC, RIGHT, SIZE X-LARGE | REHABILITATION AND PHYSIOTHERAPY SUPPLIES
11586 | 4225161801700 | THERAPEUTIC, PRONATION/SUPINATION WHEEL, CAN BE USED EFFECTIVELY TO PROMOTE PRONATION AND SUPINATION. HAND BAR CAN ACCOMMODATE ANY SIZE HAND AS WELL AS A FLEXION GLOVE IF NECESSARY. THE RUBBER SURFACE ON THE OUTSIDE PROVIDES NON-SLIP MOTION OF THE WHEEL DURING EXERCISE | REHABILITATION AND PHYSIOTHERAPY SUPPLIES
11587 | 4225161801000 | THERAPEUTIC, HAND EXERCISER, PROVIDES A COMPLETE RECIPROCAL MUSCLE GROUP EXERCISE FOR THE HAND THROUGH FULL NATURAL PLANES OF MOTION, CONTAINS ONE RESISTANT BALL, TWO FLEXIBLE CORDS (FOR VARYING HAND SIZES) AND COMPLETE INSTRUCTIONS (3 PACK SET - ONE EACH SOFT, MEDIUM, AND FIRM) | REHABILITATION AND PHYSIOTHERAPY SUPPLIES
11588 | 4225161800900 | GEL BALLS, HAND EXERCISERS, GEL BALLS COLOR CODED TO PROVIDE VARIABLE RESISTANCE TRAINING FOR HANDS, FINGERS, AND FOREARMS, RETURN BACK TO THEIR ORIGINAL SHAPE AFTER EACH SQUEEZE, HELPS STRENGTHEN SPECIFIC FINGER OR THUMB, WASHABLE, LEAVE NO MESSY RESIDUE, EXTRA-FIRM | REHABILITATION AND PHYSIOTHERAPY SUPPLIES
11589 | 4225161800800 | GEL BALLS, HAND EXERCISERS, GEL BALLS COLOR CODED TO PROVIDE VARIABLE RESISTANCE TRAINING FOR HANDS, FINGERS, AND FOREARMS, RETURN BACK TO THEIR ORIGINAL SHAPE AFTER EACH SQUEEZE, HELPS STRENGTHEN SPECIFIC FINGER OR THUMB, WASHABLE, LEAVE NO MESSY RESIDUE, FIRM | REHABILITATION AND PHYSIOTHERAPY SUPPLIES
11590 | 4225161800700 | GEL BALLS, HAND EXERCISERS, GEL BALLS COLOR CODED TO PROVIDE VARIABLE RESISTANCE TRAINING FOR HANDS, FINGERS, AND FOREARMS, RETURN BACK TO THEIR ORIGINAL SHAPE AFTER EACH SQUEEZE, HELPS STRENGTHEN SPECIFIC FINGER OR THUMB, WASHABLE, LEAVE NO MESSY RESIDUE, MEDIUM | REHABILITATION AND PHYSIOTHERAPY SUPPLIES
11591 | 4225161800600 | THERAPEUTIC, HAND EXERCISER, GEL BALL, COLOR CODED TO PROVIDE VARIABLE RESISTANCE TRAINING FOR HANDS, FINGERS, AND FOREARMS, RETURN BACK TO THEIR ORIGINAL SHAPE AFTER EACH SQUEEZE, HELPS STRENGTHEN SPECIFIC FINGER OR THUMB, WASHABLE, LEAVE NO MESSY RESIDUE, SOFT | REHABILITATION AND PHYSIOTHERAPY SUPPLIES
11592 | 4225161800500 | THERAPEUTIC, HAND EXERCISER, GEL BALL, COLOR CODED TO PROVIDE VARIABLE RESISTANCE TRAINING FOR HANDS, FINGERS, AND FOREARMS, RETURN BACK TO THEIR ORIGINAL SHAPE AFTER EACH SQUEEZE, HELPS STRENGTHEN SPECIFIC FINGER OR THUMB, WASHABLE, LEAVE NO MESSY RESIDUE, EXTRA-SOFT | REHABILITATION AND PHYSIOTHERAPY SUPPLIES
11593 | 4618220409600 | SPLINT, WRIST AND FOREARM BRACE, LONG LENGTH, WITH ALUMINUM PLATES WITH SOFT, COMFORTABLE BREATHABLE FABRIC, RIGHT, SIZE X-SMALL | REHABILITATION AND PHYSIOTHERAPY SUPPLIES
11594 | 4225170600400 | WALKER, FOR CEREBRAL PALSY, REVERSE, TWO PAIRS OF HANDGRIP, FOLDABLE, FRONT ONE-WAY SWIVEL WHEEL 3 INCHES, ADJUSTABLE HEIGHT 70 - 90 CM (+/- 4 CM), LARGE | REHABILITATION AND PHYSIOTHERAPY SUPPLIES
11595 | 4225170600500 | PACER GAIT TRAINER WITH ALL THE ACCESSORIES, SIZE: LARGE, FLOOR TO TOP OF ARM PROMPT 32 – 47 FLOOR TO TOP OF MPS (NOT TILTED) 17 – 35 OVERALL WIDTH STANDARD BASE: 28 NARROW TREADMILL/STABILITY BASE 35 WIDE TREADMILL/STABILITY BASE: 40 OVERALL LENGTH STANDARD BASE 36 TREADMILL/STABILITY BASES 4, FRAME HEIGH STANDARD AND UTILITY BASES 16 – 21 TREADMILL/STABILITY BASES: 23 – 35 BASE HEIGHT (WITHOUT UPPER FRAME) STANDARD BASE: 16 TREADMILL/STABILITY BASES: 21 FRAME WEIGHT (LBS): STANDARD BASE: 13 ½, NARROW TREADMILL/STABILITY BASE: 27 ½, WIDE TREADMILL/STABILITY BASE: 28 STANDARD UPPER: 6 DYNAMIC UPPER: 13 ½, DYNAMIC UPPER MOVEMENT: VERTICAL: 2 HORIZONTAL: 2 CASTER DIAMETER: 4 MAXIMUM TREADMILL WIDTH: NARROW TREADMILL/STABILITY BASE: 34, WIDE TREADMILL/STABILITY BASE: 34 MAXIMUM THREADMILL HEIGHT: TREADMILL/STABILITY BASES: 11 MAXIMUM WORKING LOAD (LBS): 200 | REHABILITATION AND PHYSIOTHERAPY SUPPLIES
11596 | 4225170600600 | PACER GAIT TRAINER WITH ALL THE ACCESSORIES, SIZE: SMALL, FLOOR TO TOP OF ARM PROMPT 19 – 29 FLOOR TO TOP OF MPS (NOT TILTED) 10 – 20 OVERALL WIDTH STANDARD BASE: 23 NARROW TREADMILL/STABILITY BASE 35 WIDE TREADMILL/STABILITY BASE: 40 OVERALL LENGTH STANDARD BASE 26 TREADMILL/STABILITY BASES, 4 FRAME HEIGHT STANDARD AND UTILITY BASES 16 – 21 TREADMILL/STABILITY BASES: 23 – 35 BASE HEIGHT (WITHOUT UPPER FRAME), STANDARD BASE: 11 TREADMILL/STABILITY BASES: 21 FRAME WEIGHT (LBS): STANDARD BASE: 11 ½, NARROW TREADMILL/STABILITY, BASE: 27 ½, WIDE TREADMILL/STABILITY BASE: 28 STANDARD UPPER: 6 DYNAMIC UPPER: 7 ½, DYNAMIC UPPER MOVEMENT: VERTICAL: 1 ¼ HORIZONTAL: 1 ½, CASTER DIAMETER: 4 MAXIMUM TREADMILL WIDTH: NARROW TREADMILL/STABILITY BASE: 29 WIDE TREADMILL/STABILITY BASE: 34 MAXIMUM THREADMILL HEIGHT: TREADMILL/STABILITY BASES: 11 MAXIMUM WORKING LOAD (LBS): 75 | REHABILITATION AND PHYSIOTHERAPY SUPPLIES
11597 | 4225170600700 | PACER GAIT TRAINER WITH ALL THE ACCESSORIES, SIZE: MEDIUM, FLOOR TO TOP OF ARM PROMPT 24 – 35 FLOOR TO TOP OF MPS (NOT TILTED) 9 ½ – 23 ½ OVERALL WIDTH STANDARD BASE: 26UTILITY BASE: 30 NARROW TREADMILL/STABILITY BASE: 35 WIDE TREADMILL/STABILITY BASE: 40 OVERALL LENGTH: STANDARD BASE: 30 UTILITY BASE: 36 TREADMILL/STABILITY BASES: 41 FRAME HEIGHT: STANDARD AND UTILITY BASES 21 ½ – 27 TREADMILL/STABILITY BASES 23 ½ – 36 ½, , BASE HEIGHT (WITHOUT UPPER FRAME): STANDARD AND UTILITY BASES: 14 ½, TREADMILL/STABILITY BASES, 21 – 28 ½ FRAME WEIGHT (LBS) STANDARD BASE 15 UTILITY BASE 18 ½ NARROW TREADMILL/STABILITY BASE: 27 ½ WIDE TREADMILL/STABILITY BASE: 28 STANDARD UPPER: 7 ½ DYNAMIC UPPER, 11 ½, DYNAMIC UPPER MOVEMENT VERTICAL 3 HORIZONTAL 2 CASTER DIAMETER 4 MAXIMUM TREADMILL WIDTH: NARROW TREADMILL/STABILITY BASE: 29 WIDE TREADMILL/STABILITY BASE: 34 MAXIMUM TREADMILL HEIGHT TREADMILL/STABILITY BASES 11 MAXIMUM WORKING LOAD (LBS): 150 | REHABILITATION AND PHYSIOTHERAPY SUPPLIES
11598 | 4618220402100 | SPLINT, WRIST BRACE, NEOPRENE, WITH ALUMINUM PLATES AND BREATHABLE RIGHT, SMALL | REHABILITATION AND PHYSIOTHERAPY SUPPLIES
11599 | 4618220402200 | SPLINT, WRIST BRACE, NEOPRENE, WITH ALUMINUM PLATES AND BREATHABLE LEFT, MEDIUM | REHABILITATION AND PHYSIOTHERAPY SUPPLIES
11600 | 4618220402300 | SPLINT, WRIST BRACE, NEOPRENE, WITH ALUMINUM PLATES AND BREATHABLE RIGHT, MEDIUM | REHABILITATION AND PHYSIOTHERAPY SUPPLIES
11601 | 4618220402400 | SPLINT, WRIST BRACE, NEOPRENE, WITH ALUMINUM PLATES AND BREATHABLE LEFT, LARGE | REHABILITATION AND PHYSIOTHERAPY SUPPLIES
11602 | 4618220402500 | SPLINT, WRIST BRACE, NEOPRENE, WITH ALUMINUM PLATES AND BREATHABLE RIGHT, LARGE | REHABILITATION AND PHYSIOTHERAPY SUPPLIES
11603 | 4618220402600 | SPLINT, WRIST BRACE, NEOPRENE, WITH ALUMINUM PLATES AND BREATHABLE LEFT, X-LARGE | REHABILITATION AND PHYSIOTHERAPY SUPPLIES
11604 | 4618220402700 | SPLINT, WRIST BRACE, NEOPRENE, WITH ALUMINUM PLATES AND BREATHABLE RIGHT, X-LARGE | REHABILITATION AND PHYSIOTHERAPY SUPPLIES
11605 | 4618220408300 | SPLINT, WRIST BRACE, PADDED WITH SOFT, COMFORTABLE BREATHABLE FABRIC, WITH CORRECTIVE STRAPS TO CONTROL ULNAR DEVIATION OF THE FINGER, FOR RHEUMATOID WRIST-ULNAR DEVIATION, LEFT, SIZE SMALL | REHABILITATION AND PHYSIOTHERAPY SUPPLIES
11606 | 4618220408400 | SPLINT, WRIST BRACE, PADDED WITH SOFT, COMFORTABLE BREATHABLE FABRIC, WITH CORRECTIVE STRAPS TO CONTROL ULNAR DEVIATION OF THE FINGER, FOR RHEUMATOID WRIST-ULNAR DEVIATION, RIGHT, SIZE LARGE | REHABILITATION AND PHYSIOTHERAPY SUPPLIES
11607 | 4618154210900 | GAUNTLET / MITTEN, READY MADE, MEDICAL GRADUATED COMPRESSION, SEAMLESS, FINGERLESS FOR LYMPHEDEMA, CLASS 2 (20 - 32 MMHG), ASSORTED SIZES. (LYMPHEDEMA) | REHABILITATION AND PHYSIOTHERAPY SUPPLIES
11608 | 4618154210800 | GAUNTLET / MITTEN, READY MADE, MEDICAL GRADUATED COMPRESSION, SEAMLESS, FINGERLESS FOR LYMPHEDEMA, CLASS 1 (18 - 21 MMHG), ASSORTED SIZES. (LYMPHEDEMA) | REHABILITATION AND PHYSIOTHERAPY SUPPLIES
11609 | 4618150413300 | GLOVES, READY MADE, MEDICAL GRADUATED COMPRESSION, MADE OF FOAM CUBES, CONTAINS POLYURETHANE, FOR LYMPHEDEMA, 5 MM X 5 MM (SMALL BLOCKS), RIGHT, SIZE 3 OR LARGE (LYMPHEDEMA) | REHABILITATION AND PHYSIOTHERAPY SUPPLIES
11610 | 4618150413200 | GLOVES, READY MADE, MEDICAL GRADUATED COMPRESSION, MADE OF FOAM CUBES, CONTAINS POLYURETHANE, FOR LYMPHEDEMA, 5 MM X 5 MM (SMALL BLOCKS), RIGHT, SIZE 2 MEDIUM (LYMPHEDEMA) | REHABILITATION AND PHYSIOTHERAPY SUPPLIES
11611 | 4618150413100 | GLOVES, READY MADE, MEDICAL GRADUATED COMPRESSION, MADE OF FOAM CUBES, CONTAINS POLYURETHANE, FOR LYMPHEDEMA, 5 MM X 5 MM (SMALL BLOCKS), RIGHT, SIZE 1 OR SMALL (LYMPHEDEMA) | REHABILITATION AND PHYSIOTHERAPY SUPPLIES
11612 | 4225161800400 | THERAPEUTIC, HAND EXERCISER, GEL BALLS, COLOR CODED TO PROVIDE VARIABLE RESISTANCE TRAINING FOR HANDS, FINGERS, AND FOREARMS, RETURN BACK TO THEIR ORIGINAL SHAPE AFTER EACH SQUEEZE, HELPS STRENGTHEN SPECIFIC FINGER OR THUMB, WASHABLE, LEAVE NO MESSY RESIDUE, (SET OF ALL RESISTANCE, SOFT, MEDIUM, FIRM, EXTRA-SOFT, EXTRA-FIRM), PACK OF 5 | REHABILITATION AND PHYSIOTHERAPY SUPPLIES
11613 | 4618150412700 | GLOVES, READY MADE, MEDICAL GRADUATED COMPRESSION, MADE OF FOAM CUBES, CONTAINS POLYURETHANE, FOR LYMPHEDEMA, 5 MM X 5 MM (SMALL BLOCKS), LEFT, SIZE 3 OR LARGE (LYMPHEDEMA) | REHABILITATION AND PHYSIOTHERAPY SUPPLIES
11614 | 4618150412500 | GLOVES, READY MADE, MEDICAL GRADUATED COMPRESSION, MADE OF FOAM CUBES, CONTAINS POLYURETHANE, FOR LYMPHEDEMA, 5 MM X 5 MM (SMALL BLOCKS), LEFT, SIZE 1 OR SMALL (LYMPHEDEMA) | REHABILITATION AND PHYSIOTHERAPY SUPPLIES
11615 | 4618220408900 | SPLINT, WRIST WRAP, WITH TENSION STRAP, WITH SOFT COMFORTABLE BREATHABLE FABRIC, ALLOWS LIMITED WRIST MOVEMENT, FIT RIGHT AND LEFT, SIZE LARGE | REHABILITATION AND PHYSIOTHERAPY SUPPLIES
11616 | 4618150402100 | WHEELCHAIR ACCESSORIES, GLOVES, HALF FINGER GLOVE WITH NYLON, LYCRA, AND TERRY CLOTH BACK, LATEX FREE, SIZE: X-LARGE | REHABILITATION AND PHYSIOTHERAPY SUPPLIES
11617 | 4618220409000 | SPLINT, WRIST WRAP, WITH TENSION STRAP, WITH SOFT COMFORTABLE BREATHABLE FABRIC, ALLOWS LIMITED WRIST MOVEMENT, FIT RIGHT AND LEFT, SIZE MEDIUM | REHABILITATION AND PHYSIOTHERAPY SUPPLIES
11618 | 4618150402000 | WHEELCHAIR ACCESSORIES, GLOVES, HALF FINGER GLOVE WITH NYLON, LYCRA, AND TERRY CLOTH BACK, LATEX FREE, SIZE: LARGE | REHABILITATION AND PHYSIOTHERAPY SUPPLIES
11619 | 4618220409100 | SPLINT, WRIST WRAP, WITH TENSION STRAP, WITH SOFT COMFORTABLE BREATHABLE FABRIC, ALLOWS LIMITED WRIST MOVEMENT, FIT RIGHT AND LEFT, SIZE X-LARGE | REHABILITATION AND PHYSIOTHERAPY SUPPLIES
11620 | 4618220409200 | SPLINT, WRIST AND FOREARM BRACE, LONG LENGTH, WITH ALUMINUM PLATES WITH SOFT, COMFORTABLE BREATHABLE FABRIC, LEFT, SIZE SMALL | REHABILITATION AND PHYSIOTHERAPY SUPPLIES
11621 | 4618220409300 | SPLINT, WRIST AND FOREARM BRACE, LONG LENGTH, WITH ALUMINUM PLATES WITH SOFT, COMFORTABLE BREATHABLE FABRIC, RIGHT, SIZE LARGE | REHABILITATION AND PHYSIOTHERAPY SUPPLIES
11622 | 4618150401900 | WHEELCHAIR ACCESSORIES, GLOVES, HALF FINGER GLOVE WITH NYLON, LYCRA, AND TERRY CLOTH BACK, LATEX FREE, SIZE: MEDIUM | REHABILITATION AND PHYSIOTHERAPY SUPPLIES
11623 | 4618150401800 | WHEELCHAIR ACCESSORIES, GLOVES, HALF FINGER GLOVE WITH NYLON, LYCRA, AND TERRY CLOTH BACK, LATEX FREE, SIZE: SMALL | REHABILITATION AND PHYSIOTHERAPY SUPPLIES
11624 | 4618150401200 | WHEELCHAIR ACCESSORIES, CUFFS, MADE FROM SOFT SUEDE, MADE WITH NON SLIP PALMS, WITH D RING FASTENING, ADJUSTABLE STRAP, ADULT, SIZE: PAIR, RIGHT AND LEFT | REHABILITATION AND PHYSIOTHERAPY SUPPLIES
11625 | 4618220409400 | SPLINT, WRIST AND FOREARM BRACE, LONG LENGTH, WITH ALUMINUM PLATES WITH SOFT, COMFORTABLE BREATHABLE FABRIC, RIGHT, SIZE MEDIUM | REHABILITATION AND PHYSIOTHERAPY SUPPLIES
11626 | 4225170601000 | WALKING AID ACCESSORY, PELVIC STABILIZER, COMPATIBLE WITH POSTURE CONTROL AND POSTURE REST WALKERS, ASSORTED SIZES | REHABILITATION AND PHYSIOTHERAPY SUPPLIES
11627 | 4225170600800 | PACER GAIT TRAINER WITH ALL THE ACCESSORIES, SIZE: LARGE, FLOOR TO TOP OF ARM PROMPT 32 – 47, FLOOR TO TOP OF MPS (NOT TILTED) 17 – 35 OVERALL WIDTH STANDARD BASE: 28 UTILITY BASE: 32 NARROW TREADMILL/STABILITY BASE: 35 WIDE TREADMILL/STABILITY BASE: 40 OVERALL LENGTH: STANDARD BASE: 36 UTILITY BASE: 40 ½ TREADMILL/STABILITY BASES: 41 FRAME HEIGHT: STANDARD AND UTILITY BASES: 28 ½ – 38 ½ THREADMILL/STABILITY BASES: 30 – 47 BASE HEIGHT (WITHOUT UPPER FRAME) STANDARD AND UTILITY BASES 16 TREADMILL/STABILITY BASES, 21 – 28 ½, FRAME WEIGHT (LBS): STANDARD BASE: 15 ½ UTILITY BASE 19 ¼ NARROW TREADMILL/STABILITY BASE 27 ½, WIDE TREADMILL/STABILITY BASE: 28 STANDARD UPPER 9 ½ DYNAMIC UPPER, 13 ½ DYNAMIC UPPER MOVEMENT VERTICAL 3 HORIZONTAL: 2 CASTER DIAMETER STANDARD AND TREADMILL BASES 5 ½ UTILITY BASE FRONT CASTERS 8 UTILITY BASE BACK WHEELS 11 ½, MAXIMUM TREADMILL WIDTH NARROW TREADMILL/STABILITY BASE: 29 WIDE TREADMILL/STABILITY BASE: 34 MAXIMUM TREADMILL HEIGHT: TREADMILL/STABILITY BASES | REHABILITATION AND PHYSIOTHERAPY SUPPLIES
11628 | 4618150412600 | GLOVES, READY MADE, MEDICAL GRADUATED COMPRESSION, MADE OF FOAM CUBES, CONTAINS POLYURETHANE, FOR LYMPHEDEMA, 5 MM X 5 MM (SMALL BLOCKS), LEFT, SIZE 2 OR MEDIUM (LYMPHEDEMA) | REHABILITATION AND PHYSIOTHERAPY SUPPLIES
11629 | 4224180902900 | SHOULDER SUPPORT, WITH ARM AND FOREARM STRAP, VELCRO CLOSURE, BREATHABLE, FOR CORRECTION OF SHOULDER DISLOCATION AND SUBLUXATION WITH NO MOVEMENT RESTRICTION, SIZE: SMALL, RIGHT | REHABILITATION AND PHYSIOTHERAPY SUPPLIES
11630 | 4225161202500 | CUFF WEIGHT, VELCRO, HEAVY DUTY,7 LB | REHABILITATION AND PHYSIOTHERAPY SUPPLIES
11631 | 4225161202300 | CUFF WEIGHT, VELCRO, HEAVY DUTY, 8 LB | REHABILITATION AND PHYSIOTHERAPY SUPPLIES
11632 | 4225160803600 | THERAPEUTIC, PUTTY, FIRM RESISTANCE, WEIGHT 2.3 KG WORKS TO STRENGTHEN HANDS AND HELP PREVENT FUTURE HAND AND WRIST PROBLEMS, AND HAND GRIP, EXERCISES, STRESS RELIEF EXERCISES, WRIST EXERCISES, AND UPPER ARM EXERCISES, IT IS FOR STRENGTHENING THE WEAKEST GRASP AND FOR DEVELOPING A STRONGER GRIP | REHABILITATION AND PHYSIOTHERAPY SUPPLIES
11633 | 4225160803500 | THERAPEUTIC, PUTTY, MEDIUM RESISTANCE, WEIGHT 2.3 KG WORKS TO STRENGTHEN HANDS AND HELP PREVENT FUTURE HAND AND WRIST PROBLEMS, AND HAND GRIP, EXERCISES, STRESS RELIEF EXERCISES, WRIST EXERCISES, AND UPPER ARM EXERCISES, IT IS FOR STRENGTHENING THE WEAKEST GRASP AND FOR DEVELOPING A STRONGER GRIP | REHABILITATION AND PHYSIOTHERAPY SUPPLIES
11634 | 4225160803400 | THERAPEUTIC, PUTTY, SOFT RESISTANCE, WEIGHT 2.3 KG WORKS TO STRENGTHEN HANDS AND HELP PREVENT FUTURE HAND AND WRIST PROBLEMS, AND HAND GRIP, EXERCISES, STRESS RELIEF EXERCISES, WRIST EXERCISES, AND UPPER ARM EXERCISES, IT IS FOR STRENGTHENING THE WEAKEST GRASP AND FOR DEVELOPING A STRONGER GRIP | REHABILITATION AND PHYSIOTHERAPY SUPPLIES
11635 | 4225160803300 | THERAPEUTIC, PUTTY, X-SOFT RESISTANCE, WEIGHT 2.3 KG WORKS TO STRENGTHEN HANDS AND HELP PREVENT FUTURE HAND AND WRIST PROBLEMS, AND HAND GRIP, EXERCISES, STRESS RELIEF EXERCISES, WRIST EXERCISES, AND UPPER ARM EXERCISES, IT IS FOR STRENGTHENING THE WEAKEST GRASP AND FOR DEVELOPING A STRONGER GRIP | REHABILITATION AND PHYSIOTHERAPY SUPPLIES
11636 | 4225160803200 | THERAPEUTIC, PUTTY, WORKS TO STRENGTHEN HANDS AND HELP PREVENT FUTURE HAND AND WRIST PROBLEMS, AND HAND GRIP, EXERCISES, STRESS RELIEF EXERCISES, WRIST EXERCISES, AND UPPER ARM EXERCISES, IT IS FOR STRENGTHENING THE WEAKEST GRASP AND FOR DEVELOPING A STRONGER GRIP (PACK OF FIVE DIFFERENT RESISTANCES 85GM EACH) | REHABILITATION AND PHYSIOTHERAPY SUPPLIES
11637 | 4218270100100 | ASSESSMENT TOOLS, STANDARD GONIOMETER STAINLESS STEEL GONIOMETER MEASURES THE AVAILABLE RANGE OF MOTION AT A JOINT, 180 DEGREE, ASSORTED SIZES | REHABILITATION AND PHYSIOTHERAPY SUPPLIES
11638 | 4218270100000 | ASSESSMENT TOOLS, FINGER GONIOMETER STAINLESS STEEL GONIOMETER MEASURES THE RANGE OF MOTION OF FINGER JOINTS, 180 DEGREE, ASSORTED SIZES | REHABILITATION AND PHYSIOTHERAPY SUPPLIES
11639 | 4225160803100 | RESISTANCE EXERCISE BAND, MAX RESISTANCE, GOLD COLOR, LATEX FREE, DISPENSER BOX, ROLL SIZE 13 CM X 40-50 M | REHABILITATION AND PHYSIOTHERAPY SUPPLIES
11640 | 4225160803000 | RESISTANCE EXERCISE BAND, SUPER HEAVY RESISTANCE, SILVER COLOR, LATEX FREE, DISPENSER BOX, ROLL SIZE 13 CM X 40-50 M | REHABILITATION AND PHYSIOTHERAPY SUPPLIES
11641 | 4225160802900 | RESISTANCE EXERCISE BAND, SPECIAL HEAVY RESISTANCE, BLACK COLOR, LATEX FREE, DISPENSER BOX, ROLL SIZE 13 CM X 40-50 M | REHABILITATION AND PHYSIOTHERAPY SUPPLIES
11642 | 4225160802800 | RESISTANCE EXERCISE BAND, EXTRA HEAVY RESISTANCE, BLUE COLOR, LATEX FREE, DISPENSER BOX, ROLL SIZE 13 CM X 40-50 M | REHABILITATION AND PHYSIOTHERAPY SUPPLIES
11643 | 4225160802700 | RESISTANCE EXERCISE BAND, HEAVY RESISTANCE, GREEN COLOR, LATEX FREE, DISPENSER BOX, ROLL SIZE 13-15 CM X 40-50 M | REHABILITATION AND PHYSIOTHERAPY SUPPLIES
11644 | 4225160802600 | RESISTANCE EXERCISE BAND, MEDIUM RESISTANCE, RED COLOR, LATEX FREE, DISPENSER BOX, ROLL SIZE 13 CM X 40-50 M | REHABILITATION AND PHYSIOTHERAPY SUPPLIES
11645 | 4225160802500 | RESISTANCE EXERCISE BAND, THIN RESISTANCE, YELLOW COLOR, LATEX FREE, DISPENSER BOX, ROLL SIZE 13-15 CM X 40-50 M | REHABILITATION AND PHYSIOTHERAPY SUPPLIES
11646 | 4225160802400 | RESISTANCE EXERCISE BAND, EXTRA THIN RESISTANCE, TAN COLOR, LATEX FREE, DISPENSER BOX, ROLL SIZE 13 CM X 40-50 M | REHABILITATION AND PHYSIOTHERAPY SUPPLIES
11647 | 4225160802300 | RESISTANCE EXERCISE BAND, SPECIAL HEAVY RESISTANCE, BLACK COLOR, LATEX FREE, DISPENSER BOX, EACH BOX CONTAIN 30 INDIVIDUALLY WRAPPED PACK, SIZE 13 CM X 1.5 M | REHABILITATION AND PHYSIOTHERAPY SUPPLIES
11648 | 4225160802200 | RESISTANCE EXERCISE BAND, EXTRA HEAVY RESISTANCE, BLUE COLOR, LATEX FREE, DISPENSER BOX, EACH BOX CONTAIN 30 INDIVIDUALLY WRAPPED PACK, SIZE 13 CM X 1.5 M | REHABILITATION AND PHYSIOTHERAPY SUPPLIES
11649 | 4225160802100 | RESISTANCE EXERCISE BAND, HEAVY RESISTANCE, GREEN COLOR, LATEX FREE, DISPENSER BOX, EACH BOX CONTAIN 30 INDIVIDUALLY WRAPPED PACK, SIZE 13 CM X 1.5 M | REHABILITATION AND PHYSIOTHERAPY SUPPLIES
11650 | 4225160802000 | RESISTANCE EXERCISE BAND, MEDIUM RESISTANCE, RED COLOR, LATEX FREE, DISPENSER BOX, EACH BOX CONTAIN 30 INDIVIDUALLY WRAPPED PACK, SIZE 13 CM X 1.5 M | REHABILITATION AND PHYSIOTHERAPY SUPPLIES
11651 | 4225160801900 | RESISTANCE EXERCISE BAND, THIN RESISTANCE, YELLOW COLOR, LATEX FREE, DISPENSER BOX, EACH BOX CONTAIN 30 INDIVIDUALLY WRAPPED PACK, SIZE 13 CM X 1.5 M | REHABILITATION AND PHYSIOTHERAPY SUPPLIES
11652 | 4225160500200 | PEDIATRIC TRICYCLE, WITH ALL THE ACCESSORIES, SIZE: LARGE, THESE TRICYCLES HAVE BEEN DESIGNED FOR CHILDREN, WITH MOTOR DISABILITIES, FROM AGE 3, THROUGH ADOLESCENCE, THE WIDE WHEEL, BASE PROVIDES STABILITY, AND LARGE WHEELS, WITH CHAIN DRIVE, MAKE PEDALING EASY, SO THAT EVEN NON-AMBULATORY, CHILDREN RIDE, SUCCESSFULLY, THE JM3, FITS LEG, LENGTH OR INSEAM: 22.5 INCHES TO 27 INCHES | REHABILITATION AND PHYSIOTHERAPY SUPPLIES
11653 | 4225160500100 | PEDIATRIC TRICYCLE, WITH ALL THE ACCESSORIES, SIZE: MEDIUM, THESE TRICYCLES HAVE BEEN DESIGNED FOR CHILDREN, WITH MOTOR DISABILITIES, FROM AGE 3, THROUGH ADOLESCENCE, THE WIDE WHEEL, BASE PROVIDES STABILITY, AND LARGE WHEELS, WITH CHAIN DRIVE, MAKE PEDALING EASY, SO THAT EVEN NON-AMBULATORY, CHILDREN RIDE, SUCCESSFULLY, THE JM2, FITS LEG, LENGTH OR INSEAM: 17.5 INCHES TO 22 INCHES | REHABILITATION AND PHYSIOTHERAPY SUPPLIES
11654 | 4225160500000 | PEDIATRIC TRICYCLE, WITH ALL THE ACCESSORIES, SIZE: SMALL, THESE TRICYCLES HAVE BEEN DESIGNED FOR CHILDREN, WITH MOTOR DISABILITIES, FROM AGE 3, THROUGH ADOLESCENCE, THE WIDE WHEEL, BASE PROVIDES STABILITY, AND LARGE WHEELS, WITH CHAIN DRIVE, MAKE PEDALING EASY, SO THAT EVEN NON-AMBULATORY, CHILDREN RIDE, SUCCESSFULLY, THE JM1, FITS LEG, LENGTH OR INSEAM: 15 INCHES TO 17.5 INCHES | REHABILITATION AND PHYSIOTHERAPY SUPPLIES
11655 | 4225160006500 | ASSISTIVE TOOLS, UPPER EXTREMITY EXERCISER INCLUDES A DOUBLE REVOLVING BASE WITH 3 NONSKID FEET, PORTABLE AND MADE OF HIGH-STRENGTH, LACQUERED BIRCH PLYWOOD, CONTOURED PADDED 30 CM ARM SKATE HAS HIGH-QUALITY BALL-BEARING PIVOT HARDWARE, VELCRO FASTENING AND A REMOVABLE MOLDED HAND CONE | REHABILITATION AND PHYSIOTHERAPY SUPPLIES
11656 | 4225160005700 | THERAPEUTIC, HAND EXERCISER, PROVIDES A COMPLETE RECIPROCAL MUSCLE GROUP EXERCISE FOR THE HAND THROUGH FULL NATURAL PLANES OF MOTION, CONTAINS ONE RESISTANT BALL, TWO FLEXIBLE CORDS (FOR VARYING HAND SIZES) AND COMPLETE INSTRUCTIONS (FIRM) | REHABILITATION AND PHYSIOTHERAPY SUPPLIES
11657 | 4225160005600 | THERAPEUTIC, HAND EXERCISER, PROVIDES A COMPLETE RECIPROCAL MUSCLE GROUP EXERCISE FOR THE HAND THROUGH FULL NATURAL PLANES OF MOTION, CONTAINS ONE RESISTANT BALL, TWO FLEXIBLE CORDS (FOR VARYING HAND SIZES) AND COMPLETE INSTRUCTIONS (MEDIUM) | REHABILITATION AND PHYSIOTHERAPY SUPPLIES
11658 | 4225160005500 | THERAPEUTIC, HAND EXERCISER, PROVIDES A COMPLETE RECIPROCAL MUSCLE GROUP EXERCISE FOR THE HAND THROUGH FULL NATURAL PLANES OF MOTION, CONTAINS ONE RESISTANT BALL, TWO FLEXIBLE CORDS (FOR VARYING HAND SIZES) AND COMPLETE INSTRUCTIONS (SOFT) | REHABILITATION AND PHYSIOTHERAPY SUPPLIES
11659 | 4225160002600 | THERAPEUTIC, HAND EXERCISER, 30 STACKING CONES UPPER EXTREMITY THERAPY CONES HELP INDIVIDUALS INCREASE THEIR COORDINATION AND RANGE OF MOTION WASHABLE, NON-TOXIC AND IMPACT RESISTANT ACRYLIC CONES ARE 4¼ IN (11CM) HIGH WITH A 2½ IN BASE DIAMETER, SIX TRANSLUCENT COLORS EACH BLUE, GREEN, RED, AMBER, SMOKE AND CLEAR. MOLDED ABS PLASTIC BASE MEASURES L- 14-1/2IN X W- 8 IN | REHABILITATION AND PHYSIOTHERAPY SUPPLIES
11660 | 4225150400800 | THERAPEUTIC, TWO-TIERED HORIZONTAL BOLT BOARD HELPS WITH FINGERS - STRENGTH, DEXTERITY, AND HAND STRENGTH. IT INCLUDES BOLTS IN VARIOUS SIZES, RANGING FROM COARSE TO FINE, AS WELL AS NUTS AND WASHERS. THE FELT-COVERED BOTTOM PREVENTS ANY DAMAGE TO THE SURFACE IT'S PLACED ON. BOLTS PROGRESS FROM 1/4 TO 1/2 PLUS ASSORTED NUTS AND WASHERS 11 1/2 L X 7 3/4 W X 4 H INCH | REHABILITATION AND PHYSIOTHERAPY SUPPLIES
11661 | 4225160803700 | THERAPEUTIC, PUTTY, EXTRA FIRM RESISTANCE, WEIGHT 2.3 KG WORKS TO STRENGTHEN HANDS AND HELP PREVENT FUTURE HAND AND WRIST PROBLEMS, AND HAND GRIP, EXERCISES, STRESS RELIEF EXERCISES, WRIST EXERCISES, AND UPPER ARM EXERCISES, IT IS FOR STRENGTHENING THE WEAKEST GRASP AND FOR DEVELOPING A STRONGER GRIP | REHABILITATION AND PHYSIOTHERAPY SUPPLIES
11662 | 4227200700000 | SPLINTING ACCESSORIES, BENDER, WIRE, 90 DEGREE, WITH CUSHION HAND GRIPS | REHABILITATION AND PHYSIOTHERAPY SUPPLIES
11663 | 4225160803800 | THERAPEUTIC, HAND EXERCISER, TWIST, BEND, BAR, RESISTANCE PORTABLE EXERCISER, A LIGHTWEIGHT AND PORTABLE EXERCISER, TO IMPROVE GRIP- STRENGTH, AND UPPER EXTREMITY FUNCTION, MADE FROM DRY NATURAL RUBBER, 30 CM LONG. 6-PIECE SET | REHABILITATION AND PHYSIOTHERAPY SUPPLIES
11664 | 4219220802000 | WHEELCHAIR ACCESSORIES, CHEST BELT, DYNAMIC CONTOUR TORSO SUPPORT, ADJUSTABLE STRETCH NEOPRENE, WHEELCHAIR POSITIONING AND SUPPORT FOR WOMEN, ADJUSTABLE, SIZE: LARGE | REHABILITATION AND PHYSIOTHERAPY SUPPLIES
11665 | 4225161202200 | CUFF WEIGHT, VELCRO, HEAVY DUTY, 6 LB | REHABILITATION AND PHYSIOTHERAPY SUPPLIES
11666 | 4225161202100 | CUFF WEIGHT, VELCRO, HEAVY DUTY, 5 LB | REHABILITATION AND PHYSIOTHERAPY SUPPLIES
11667 | 4225161202000 | CUFF WEIGHT, VELCRO, HEAVY DUTY, 4 LB | REHABILITATION AND PHYSIOTHERAPY SUPPLIES
11668 | 4225161201900 | CUFF WEIGHT, VELCRO, HEAVY DUTY, 3 LB | REHABILITATION AND PHYSIOTHERAPY SUPPLIES
11669 | 4618220409700 | SPLINT, WRIST BRACE, WITH D-RING CLOSURE STRAPS, WITH ALUMINUM PLATES AND WITH SOFT, COMFORTABLE BREATHABLE FABRIC, PADDED, LEFT, XX-LARGE | REHABILITATION AND PHYSIOTHERAPY SUPPLIES
11670 | 4225161201800 | CUFF WEIGHT, VELCRO, HEAVY DUTY, 2 LB | REHABILITATION AND PHYSIOTHERAPY SUPPLIES
11671 | 4225161201700 | CUFF WEIGHT, VELCRO, HEAVY DUTY, 10 LB | REHABILITATION AND PHYSIOTHERAPY SUPPLIES
11672 | 4225161201600 | CUFF WEIGHT, VELCRO, HEAVY DUTY, 1/5 LB | REHABILITATION AND PHYSIOTHERAPY SUPPLIES
11673 | 4225161201500 | CUFF WEIGHT, VELCRO, HEAVY DUTY, 1/4 LB | REHABILITATION AND PHYSIOTHERAPY SUPPLIES
11674 | 4225161201400 | CUFF WEIGHT, VELCRO, HEAVY DUTY, 1 LB | REHABILITATION AND PHYSIOTHERAPY SUPPLIES
11675 | 4225161200800 | THERAPEUTIC, HAND EXERCISER, FINGER WEIGHTS, HELPS STRENGTHEN AND REHABILITATE THE FINGER, MULTICOLORED, SETS OF 10 | REHABILITATION AND PHYSIOTHERAPY SUPPLIES
11676 | 4225160806200 | THERAPEUTIC, PUTTY, WORKS TO STRENGTHEN HANDS AND HELP PREVENT FUTURE HAND AND WRIST PROBLEMS, AND HAND GRIP, EXERCISES, STRESS RELIEF EXERCISES, WRIST EXERCISES, AND UPPER ARM EXERCISES, IT IS FOR STRENGTHENING THE WEAKEST GRASP AND FOR DEVELOPING A STRONGER GRIP 85GM EACH, X-SOFT | REHABILITATION AND PHYSIOTHERAPY SUPPLIES
11677 | 4225160806100 | THERAPEUTIC, PUTTY, WORKS TO STRENGTHEN HANDS AND HELP PREVENT FUTURE HAND AND WRIST PROBLEMS, AND HAND GRIP, EXERCISES, STRESS RELIEF EXERCISES, WRIST EXERCISES, AND UPPER ARM EXERCISES, IT IS FOR STRENGTHENING THE WEAKEST GRASP AND FOR DEVELOPING A STRONGER GRIP 85GM EACH, X-FIRM | REHABILITATION AND PHYSIOTHERAPY SUPPLIES
11678 | 4225160806000 | THERAPEUTIC, PUTTY, WORKS TO STRENGTHEN HANDS AND HELP PREVENT FUTURE HAND AND WRIST PROBLEMS, AND HAND GRIP, EXERCISES, STRESS RELIEF EXERCISES, WRIST EXERCISES, AND UPPER ARM EXERCISES, IT IS FOR STRENGTHENING THE WEAKEST GRASP AND FOR DEVELOPING A STRONGER GRIP 85GM EACH, SOFT | REHABILITATION AND PHYSIOTHERAPY SUPPLIES
11679 | 4225161202400 | CUFF WEIGHT, VELCRO, HEAVY DUTY, 9 LB | REHABILITATION AND PHYSIOTHERAPY SUPPLIES
11680 | 4225160805900 | HAND EXERCISER, THERAPEUTIC PUTTY, WORKS TO STRENGTHEN HANDS AND HELP PREVENT FUTURE HAND AND WRIST PROBLEMS, AND HAND GRIP, EXERCISES, STRESS RELIEF EXERCISES, WRIST EXERCISES, AND UPPER ARM EXERCISES, IT IS FOR STRENGTHENING THE WEAKEST GRASP AND FOR DEVELOPING A STRONGER GRIP 85GM EACH, MEDIUM | REHABILITATION AND PHYSIOTHERAPY SUPPLIES
11681 | 4219221100900 | ASSISTIVE TOOLS, TRANSFER BOARD, EASY TRANSFER, WITH CHANNEL CUT, WIDTHWAYS ALONG THE CENTER AND INTEGRAL SEAT, WHICH SLIDES TO FACILITATE TRANSFERS, PLASTIC TRANSFER BOARDS, MADE FROM A PATENTED POLYMER, 68 CM BOARD, IDEAL, FOR SHORT TRANSFER DISTANCE, SUCH AS BETWEEN BED, AND WHEELCHAIRS, WEIGHT CAPACITY, 180 KG | REHABILITATION AND PHYSIOTHERAPY SUPPLIES
11682 | 4219221100800 | ASSISTIVE TOOLS, TRANSFER BOARD, EASY TRANSFER, WITH CHANNEL CUT, WIDTHWAYS ALONG THE CENTER AND INTEGRAL SEAT, WHICH SLIDES TO FACILITATE TRANSFERS, PLASTIC TRANSFER BOARDS, MADE FROM A PATENTED POLYMER, 68 CM BOARD, THIS BOARD IS A GREAT SOLUTION FOR SITUATIONS, WHEN THE ARM OF THE WHEELCHAIR, IS NOT REMOVABLE OR THE WHEEL IS AN OBSTACLE, THE CRESCENT SHAPE, OF THE BOARD FACILITATES THE CAREGIVERS, NATURAL TRANSFER MOTIONS, WEIGHT CAPACITY 180 KG | REHABILITATION AND PHYSIOTHERAPY SUPPLIES
11683 | 4219221100700 | ASSISTIVE TOOLS, TRANSFER BOARD, EASY TRANSFER, 81 CM, S-SHAPED, WITH CHANNEL CUT, WIDTHWAYS ALONG THE CENTER AND INTEGRAL SEAT, WHICH SLIDES TO FACILITATE TRANSFERS, PLASTIC TRANSFER BOARDS, MADE FROM A PATENTED, POLYMER, TRANS BOARD, FOR MOVING AND HANDLING IDEAL FOR CAR, TO WHEELCHAIR TRANSFER, WEIGHT CAPACITY 180 KG | REHABILITATION AND PHYSIOTHERAPY SUPPLIES
11684 | 4219221100600 | ASSISTIVE TOOLS, TRANSFER BOARD, CURVED TRANSFER, THE BOARD’S TAPERED DESIGN ENABLES EASY USE IN ALL TRANSFER SITUATIONS, EG. CHAIR TO WHEELCHAIR OR WHEELCHAIR TO CAR, THE ARC SHAPE NOT ONLY ENABLES A VARIETY OF POSITIONING OPTIONS BUT ALSO ALLOWS FOR THE NATURAL SWEEPING PATTERN OF AN ASSISTED TRANSFER, WEIGHT 1.95 KG, MAXIMUM USER WEIGHT 152 KG | REHABILITATION AND PHYSIOTHERAPY SUPPLIES
11685 | 4219221100500 | ASSISTIVE TOOLS, TRANSFER BOARD, WOODEN, WIDE, TO TRANSFER BETWEEN SURFACES, AND THE ENDS ARE THINNED TO SLIDE UNDER THE PATIENT, TRANSFER BOARD WITH HANDHOLES, WITH A HAND HOLE, CUT INTO BOTH ENDS FOR EASIER GRIP, PRODUCT WEIGHT 1 KG APPROXIMATELY, MAXIMUM USER WEIGHT 190 KG APPROXIMATELY, SIZE: 30 CM WIDTH X 76 CM LENGTH APPROXIMATELY | REHABILITATION AND PHYSIOTHERAPY SUPPLIES
11686 | 4219221100400 | ASSISTIVE TOOLS, TRANSFER BOARD, WIDE WOODEN LAMINATED, PRODUCT WEIGHT LESS THAN 1.5 KG, MAXIMUM USER WEIGHT UPTO 280 KG . SIZE: 30 X 60 CM APPROXIMATELY | REHABILITATION AND PHYSIOTHERAPY SUPPLIES
11687 | 4219221100200 | ASSISTIVE TOOLS, TRANSFER BOARD, WOODEN, TO TRANSFER BETWEEN SURFACES, AND THE ENDS ARE THINNED TO SLIDE UNDER THE PATIENT. PRODUCT WEIGHT 1 KG APPROXIMATELY, MAXIMUM USER WEIGHT 190 KG APPROXIMATELY, SIZE: 20 CM WIDTH X 61 CM LENGTH APPROXIMATELY | REHABILITATION AND PHYSIOTHERAPY SUPPLIES
11688 | 4219220821700 | WHEELCHAIR ACCESSORIES, NYLON OXYGEN TANK HOLDER FOR WHEELCHAIR TOP AND BOTTOM STRAPS WITH BUCKLES, FITS ANY WHEELCHAIR, FITS MOST OXYGEN CYLINDERS, STRONG AND LIGHT, ADJUSTABLE MOUNTING STRAPS, MOUNT THE TANK OFF-CENTER TO AVOID CONTACT WITH THE PATIENT'S HEAD, WATERPROOF, BLACK OR NAVY, OVERALL PRODUCT SIZE 25.8 INCH H X 8.5 INCH W | REHABILITATION AND PHYSIOTHERAPY SUPPLIES
11689 | 4225160804200 | THERAPEUTIC, HAND EXERCISER, TWIST, BEND, BAR, RESISTANCE PORTABLE EXERCISER TO IMPROVE GRIP-STRENGTH, AND UPPER EXTREMITY FUNCTION, MADE FROM DRY NATURAL RUBBER, 30 CM LONG, HEAVY | REHABILITATION AND PHYSIOTHERAPY SUPPLIES
11690 | 4225160804100 | THERAPEUTIC, HAND EXERCISER, TWIST, BEND, BAR, RESISTANCE PORTABLE EXERCISER TO IMPROVE GRIP-STRENGTH, AND UPPER EXTREMITY FUNCTION, MADE FROM DRY NATURAL RUBBER, 30 CM LONG, MEDIUM | REHABILITATION AND PHYSIOTHERAPY SUPPLIES
11691 | 4219220804000 | WHEELCHAIR ACCESSORIES, CHEST BELT, DYNAMIC ZIPPER OPEN TORSO SUPPORT ADJUSTABLE STRETCH NEOPRENE, WHEELCHAIR POSITIONING AND SUPPORT, ADJUSTABLE, DESIGNED TO AID IN FREQUENT TRANSFERS AND EASE OF REMOVAL, SIZE: LARGE | REHABILITATION AND PHYSIOTHERAPY SUPPLIES
11692 | 4219220803900 | WHEELCHAIR ACCESSORIES, CHEST BELT, DYNAMIC CONTOUR TORSO SUPPORT, ADJUSTABLE STRETCH NEOPRENE, WHEELCHAIR POSITIONING AND SUPPORT, ADJUSTABLE, DESIGNED FOR INCREASED RANGE OF MOTION FOR ONE ARM WHILE PROVIDING OPTIMAL SUPPORT, SIZE: LARGE | REHABILITATION AND PHYSIOTHERAPY SUPPLIES
11693 | 4225160804000 | THERAPEUTIC, HAND EXERCISER, TWIST, BEND, BAR, RESISTANCE PORTABLE EXERCISER TO IMPROVE GRIP-STRENGTH, AND UPPER EXTREMITY FUNCTION, MADE FROM DRY NATURAL RUBBER, 30 CM LONG, LIGHT | REHABILITATION AND PHYSIOTHERAPY SUPPLIES
11694 | 4225160803900 | THERAPEUTIC, HAND EXERCISER, TWIST, BEND, BAR, RESISTANCE PORTABLE EXERCISER TO IMPROVE GRIP-STRENGTH, AND UPPER EXTREMITY FUNCTION, MADE FROM DRY NATURAL RUBBER, 30 CM LONG, EXTRA LIGHT | REHABILITATION AND PHYSIOTHERAPY SUPPLIES
11695 | 4225160805800 | THERAPEUTIC, PUTTY, WORKS TO STRENGTHEN HANDS AND HELP PREVENT FUTURE HAND AND WRIST PROBLEMS, AND HAND GRIP, EXERCISES, STRESS RELIEF EXERCISES, WRIST EXERCISES, AND UPPER ARM EXERCISES, IT IS FOR STRENGTHENING THE WEAKEST GRASP AND FOR DEVELOPING A STRONGER GRIP 85GM EACH, FIRM | REHABILITATION AND PHYSIOTHERAPY SUPPLIES
11696 | 4224180902800 | SHOULDER SUPPORT, WITH ARM AND FOREARM STRAP, VELCRO CLOSURE, BREATHABLE, FOR CORRECTION OF SHOULDER DISLOCATION AND SUBLUXATION WITH NO MOVEMENT RESTRICTION, SIZE: SMALL, LEFT | REHABILITATION AND PHYSIOTHERAPY SUPPLIES
11697 | 4224200017200 | SPLINTING ACCESSORIES, REEL WIRE SPRING 16.5 GAUGE WIRE, 18M RECOMMENDED FOR USE IN DYNAMIC SPLINTING OF PIP JOINTS THE WING NUT BRAKE ALLOWS FOR GREATER CONTROL AND EASIER HANDLING DURING FABRICATION | REHABILITATION AND PHYSIOTHERAPY SUPPLIES
11698 | 4224180615700 | SPLINT, THUMB SUPPORT, NEOPRENE, BREATHABLE, ALLOWS THUMB AND WRIST MOVEMENT, LEFT, MEDIUM | REHABILITATION AND PHYSIOTHERAPY SUPPLIES
11699 | 4224180611000 | SPLINT, WRIST AND FOREARM BRACE, LONG LENGTH, WITH ALUMINUM PLATES WITH SOFT, COMFORTABLE BREATHABLE FABRIC LEFT, SIZE X-SMALL | REHABILITATION AND PHYSIOTHERAPY SUPPLIES
11700 | 4224180611100 | SPLINT, WRIST AND FOREARM BRACE, LONG LENGTH, WITH ALUMINUM PLATES WITH SOFT, COMFORTABLE BREATHABLE FABRIC LEFT, SIZE LARGE | REHABILITATION AND PHYSIOTHERAPY SUPPLIES
11701 | 4224180611200 | SPLINT, WRIST AND FOREARM BRACE, LONG LENGTH, WITH ALUMINUM PLATES WITH SOFT, COMFORTABLE BREATHABLE FABRIC LEFT, SIZE MEDIUM | REHABILITATION AND PHYSIOTHERAPY SUPPLIES
11702 | 4224180611300 | SPLINT, WRIST AND FOREARM BRACE, LONG LENGTH, WITH ALUMINUM PLATES WITH SOFT, COMFORTABLE BREATHABLE FABRIC LEFT, SIZE X-LARGE | REHABILITATION AND PHYSIOTHERAPY SUPPLIES
11703 | 4224180611400 | SPLINT, WRIST AND FOREARM BRACE, LONG LENGTH, WITH ALUMINUM PLATES WITH SOFT, COMFORTABLE BREATHABLE FABRIC RIGHT, SIZE SMALL | REHABILITATION AND PHYSIOTHERAPY SUPPLIES
11704 | 4224180611500 | SPLINT, WRIST BRACE, PEDIATRIC, WITH ALUMINUM PLATES, WITH SOFT, COMFORTABLE BREATHABLE FABRIC RIGHT, X-SMALL | REHABILITATION AND PHYSIOTHERAPY SUPPLIES
11705 | 4224180611600 | SPLINT, WRIST BRACE, PEDIATRIC, WITH ALUMINUM PLATES, WITH SOFT, COMFORTABLE BREATHABLE FABRIC RIGHT, XX-SMALL | REHABILITATION AND PHYSIOTHERAPY SUPPLIES
11706 | 4224180611700 | SPLINT, WRIST BRACE, PEDIATRIC, WITH ALUMINUM PLATES, WITH SOFT, COMFORTABLE BREATHABLE FABRIC RIGHT, XXX-SMALL | REHABILITATION AND PHYSIOTHERAPY SUPPLIES
11707 | 4224180611800 | SPLINT, WRIST BRACE, PEDIATRIC, WITH ALUMINUM PLATES, WITH SOFT, COMFORTABLE BREATHABLE FABRIC RIGHT, LARGE | REHABILITATION AND PHYSIOTHERAPY SUPPLIES
11708 | 4224180612100 | SPLINT, WRIST BRACE, PEDIATRIC, WITH ALUMINUM PLATES, WITH SOFT, COMFORTABLE BREATHABLE FABRIC RIGHT, SMALL | REHABILITATION AND PHYSIOTHERAPY SUPPLIES
11709 | 4224180612300 | SPLINT, WRIST BRACE, PEDIATRIC, WITH ALUMINUM PLATES, WITH SOFT, COMFORTABLE BREATHABLE FABRIC LEFT, X-LARGE | REHABILITATION AND PHYSIOTHERAPY SUPPLIES
11710 | 4224180612400 | SPLINT, WRIST BRACE, PEDIATRIC, WITH ALUMINUM PLATES, WITH SOFT, COMFORTABLE BREATHABLE FABRIC LEFT, LARGE | REHABILITATION AND PHYSIOTHERAPY SUPPLIES
11711 | 4224180612500 | SPLINT, WRIST BRACE, PEDIATRIC, WITH ALUMINUM PLATES, WITH SOFT, COMFORTABLE BREATHABLE FABRIC LEFT, SMALL | REHABILITATION AND PHYSIOTHERAPY SUPPLIES
11712 | 4224180612600 | SPLINT, WRIST BRACE, PEDIATRIC, WITH ALUMINUM PLATES, WITH SOFT, COMFORTABLE BREATHABLE FABRIC LEFT, X-SMALL | REHABILITATION AND PHYSIOTHERAPY SUPPLIES
11713 | 4224180612700 | SPLINT, WRIST BRACE, PEDIATRIC, WITH ALUMINUM PLATES, WITH SOFT, COMFORTABLE BREATHABLE FABRIC LEFT, XX-SMALL | REHABILITATION AND PHYSIOTHERAPY SUPPLIES
11714 | 4224180608900 | SPLINT, WRIST AND THUMB BRACE, WITH ALUMINUM PLATES WITH SOFT, COMFORTABLE BREATHABLE FABRIC, X-LARGE, RIGHT | REHABILITATION AND PHYSIOTHERAPY SUPPLIES
11715 | 4224180612800 | SPLINT, WRIST BRACE, PEDIATRIC, WITH ALUMINUM PLATES, WITH SOFT, COMFORTABLE BREATHABLE FABRIC LEFT, XXX-SMALL | REHABILITATION AND PHYSIOTHERAPY SUPPLIES
11716 | 4224180608800 | SPLINT, WRIST AND THUMB BRACE, WITH ALUMINUM PLATES WITH SOFT, COMFORTABLE BREATHABLE FABRIC, X-LARGE, LEFT | REHABILITATION AND PHYSIOTHERAPY SUPPLIES
11717 | 4224180607100 | SPLINT, FUNCTIONAL WRIST-HAND ORTHOSIS POLYETHYLENE WITH SOFT LINER AND STRAPS, LARGE, RIGHT | REHABILITATION AND PHYSIOTHERAPY SUPPLIES
11718 | 4224180503500 | ELBOW SUPPORT, ELASTIC, MADE FROM LIGHTWEIGHT ELASTIC KNIT WITH CUSTOM TOP WEAVE AND REINFORCED TRIMMED EDGES CONTOUR DESIGN, FITS LEFT OR RIGHT, SIZE: X-LARGE | REHABILITATION AND PHYSIOTHERAPY SUPPLIES
11719 | 4224180503600 | TENNIS ELBOW BAND, WITH GEL PAD, WITH ADJUSTABLE STRAP, LATEX-FREE, FITS LEFT OR RIGHT, ANTIMICROBIAL TREATMENT, UNIVERSAL SIZE | REHABILITATION AND PHYSIOTHERAPY SUPPLIES
11720 | 4224180503800 | TENNIS ELBOW BAND, DOUBLE STRAP, EPI-LOCK OR EQUIVALENT, LARGE | REHABILITATION AND PHYSIOTHERAPY SUPPLIES
11721 | 4224180605300 | SPLINT, WRIST AND THUMB BRACE, WITH ALUMINUM PLATES WITH SOFT, COMFORTABLE BREATHABLE FABRIC, SIZE LARGE, LEFT | REHABILITATION AND PHYSIOTHERAPY SUPPLIES
11722 | 4224180605400 | SPLINT, WRIST AND THUMB BRACE, WITH ALUMINUM PLATES WITH SOFT, COMFORTABLE BREATHABLE FABRIC, SIZE LARGE, RIGHT | REHABILITATION AND PHYSIOTHERAPY SUPPLIES
11723 | 4224180605500 | SPLINT, WRIST AND THUMB BRACE, WITH ALUMINUM PLATES WITH SOFT, COMFORTABLE BREATHABLE FABRIC, SIZE MEDIUM, RIGHT | REHABILITATION AND PHYSIOTHERAPY SUPPLIES
11724 | 4224180605600 | SPLINT, WRIST AND THUMB BRACE, WITH ALUMINUM PLATES WITH SOFT, COMFORTABLE BREATHABLE FABRIC, SIZE SMALL, LEFT | REHABILITATION AND PHYSIOTHERAPY SUPPLIES
11725 | 4618221104500 | LUMBOSACRAL CORSET, FOUR RIGID STAYS, PROVIDES LOWER BACK SUPPORT TO HELP REDUCE OR AVOID PAIN, VELCRO CLOSURE, SIZE: MEDIUM | REHABILITATION AND PHYSIOTHERAPY SUPPLIES
11726 | 4224180605700 | SPLINT, WRIST AND THUMB BRACE, WITH ALUMINUM PLATES WITH SOFT, COMFORTABLE BREATHABLE FABRIC, SIZE SMALL, RIGHT | REHABILITATION AND PHYSIOTHERAPY SUPPLIES
11727 | 4224180606600 | SPLINT, FUNCTIONAL WRIST-HAND ORTHOSIS POLYETHYLENE WITH SOFT LINER AND STRAPS, SMALL, LEFT | REHABILITATION AND PHYSIOTHERAPY SUPPLIES
11728 | 4224180606700 | SPLINT, FUNCTIONAL WRIST-HAND ORTHOSIS POLYETHYLENE WITH SOFT LINER AND STRAPS, SMALL, RIGHT | REHABILITATION AND PHYSIOTHERAPY SUPPLIES
11729 | 4224180606800 | SPLINT, FUNCTIONAL WRIST-HAND ORTHOSIS POLYETHYLENE WITH SOFT LINER AND STRAPS, MEDIUM, LEFT | REHABILITATION AND PHYSIOTHERAPY SUPPLIES
11730 | 4224180606900 | SPLINT, FUNCTIONAL WRIST-HAND ORTHOSIS POLYETHYLENE WITH SOFT LINER AND STRAPS, MEDIUM, RIGHT | REHABILITATION AND PHYSIOTHERAPY SUPPLIES
11731 | 4618221104400 | LUMBOSACRAL CORSET, FOUR RIGID STAYS, PROVIDES LOWER BACK SUPPORT TO HELP REDUCE OR AVOID PAIN, VELCRO CLOSURE, SIZE: LARGE | REHABILITATION AND PHYSIOTHERAPY SUPPLIES
11732 | 4224180607000 | SPLINT, FUNCTIONAL WRIST-HAND ORTHOSIS POLYETHYLENE WITH SOFT LINER AND STRAPS, LARGE, LEFT | REHABILITATION AND PHYSIOTHERAPY SUPPLIES
11733 | 4224180608700 | SPLINT, WRIST AND THUMB BRACE, WITH ALUMINUM PLATES WITH SOFT, COMFORTABLE BREATHABLE FABRIC, SIZE MEDIUM, LEFT | REHABILITATION AND PHYSIOTHERAPY SUPPLIES
11734 | 4224180503400 | ELBOW SUPPORT, ELASTIC, MADE FROM LIGHTWEIGHT ELASTIC KNIT WITH CUSTOM TOP WEAVE AND REINFORCED TRIMMED EDGES CONTOUR DESIGN, FITS LEFT OR RIGHT, SIZE: MEDIUM | REHABILITATION AND PHYSIOTHERAPY SUPPLIES
11735 | 4224180612900 | SPLINT, WRISTLET BAND, LARGE | REHABILITATION AND PHYSIOTHERAPY SUPPLIES
11736 | 4224180613100 | SPLINT, WRISTLET BAND, SMALL | REHABILITATION AND PHYSIOTHERAPY SUPPLIES
11737 | 4224180623200 | SPLINT, FUNCTIONAL WRIST-HAND ORTHOSIS, MALLEABLE, ALUMINUM WITH SOFT LINER AND STRAPS, ALLOWS DIFFERENT POSITIONING OF FINGERS, HAND, AND WRIST, NO THUMB SUPPORT, 3 DIFFERENT STRAP FINGERS, WRIST AND FOREARM, MEDIUM, LEFT | REHABILITATION AND PHYSIOTHERAPY SUPPLIES
11738 | 4224180623400 | SPLINT, FUNCTIONAL WRIST-HAND ORTHOSIS, MALLEABLE, ALUMINUM WITH SOFT LINER AND STRAPS, ALLOWS DIFFERENT POSITIONING OF FINGERS, HAND, AND WRIST, NO THUMB SUPPORT, 3 DIFFERENT STRAP FINGERS, WRIST AND FOREARM, SMALL, LEFT | REHABILITATION AND PHYSIOTHERAPY SUPPLIES
11739 | 4224180624200 | SPLINT THUMB SUPPORT NEOPRENE BREATHABLE ALLOWS THUMB AND WRIST MOVEMENT LEFT X-LARGE | REHABILITATION AND PHYSIOTHERAPY SUPPLIES
11740 | 4224180624300 | SPLINT THUMB SUPPORT NEOPRENE BREATHABLE ALLOWS THUMB AND WRIST MOVEMENT LEFT X-SMALL | REHABILITATION AND PHYSIOTHERAPY SUPPLIES
11741 | 4224180624400 | SPLINT THUMB SUPPORT NEOPRENE BREATHABLE ALLOWS THUMB AND WRIST MOVEMENT RIGHT X-LARGE | REHABILITATION AND PHYSIOTHERAPY SUPPLIES
11742 | 4224180624500 | SPLINT THUMB SUPPORT NEOPRENE BREATHABLE ALLOWS THUMB AND WRIST MOVEMENT RIGHT X-SMALL | REHABILITATION AND PHYSIOTHERAPY SUPPLIES
11743 | 4224180625700 | ARMSLEEVE, READY MADE, MEDICAL GRADUATED COMPRESSION, SEAMLESS, MITTEN TO AXILLA, COVERED THUMB, SEAMLESS, SILICONE TOP BAND, SKIN COLOR, CLASS 1 (18 - 21 MMHG), ASSORTED SIZES (LYMPHEDEMA) | REHABILITATION AND PHYSIOTHERAPY SUPPLIES
11744 | 4224180625800 | ARMSLEEVE, READY MADE, MEDICAL GRADUATED COMPRESSION, SEAMLESS, MITTEN TO AXILLA, COVERED THUMB, WIDE/PLUS, SEAMLESS, SILICONE TOPBAND, SKIN COLOR, CLASS 1 (18 - 21 MMHG), ASSORTED SIZES (LYMPHEDEMA) | REHABILITATION AND PHYSIOTHERAPY SUPPLIES
11745 | 4224180625900 | SPLINT, SHORT HAND-BASED THUMB SPICA SPLINT, SUPPORTS MP AND CMC JOINTS OF THE THUMB, MALLEABLE ALUMINUM STAY IS CONTOURED FOR AN ANATOMICALLY CORRECT FIT SELF-WICKING LINING TO CONTROL PERSPIRATION, NO CONTACT ON THE ULNAR SIDE OF THE HAND, LEFT, SIZE: MEDIUM | REHABILITATION AND PHYSIOTHERAPY SUPPLIES
11746 | 4224180626000 | SPLINT, SHORT HAND-BASED THUMBSPICA SPLINT, SUPPORTS MP AND CMC JOINTS OF THE THUMB, MALLEABLE ALUMINUM STAY IS CONTOURED FOR AN ANATOMICALLY CORRECT FIT SELF-WICKING LINING TO CONTROL PERSPIRATION, NO CONTACT ON THE ULNAR SIDE OF THE HAND, RIGHT, SIZE: MEDIUM | REHABILITATION AND PHYSIOTHERAPY SUPPLIES
11747 | 4224180626100 | SPLINT, SHORT HAND-BASED THUMB SPICA SPLINT, SUPPORTS MP AND CMC JOINTS OF THE THUMB, MALLEABLE ALUMINUM STAY IS CONTOURED FOR AN ANATOMICALLY CORRECT FIT SELF-WICKING LINING TO CONTROL PERSPIRATION, NO CONTACT ON THE ULNAR SIDE OF THE HAND, RIGHT, SIZE: SMALL | REHABILITATION AND PHYSIOTHERAPY SUPPLIES
11748 | 4224180702400 | SPLINT, CARPAL TUNNEL GLOVE, COMBINES THE SUPPORT OF AN ARTHRITIS GLOVE AND A WRIST SPLINT, LEFT, LARGE | REHABILITATION AND PHYSIOTHERAPY SUPPLIES
11749 | 4224180702500 | SPLINT, CARPAL TUNNEL GLOVE, COMBINES THE SUPPORT OF AN ARTHRITIS GLOVE AND A WRIST SPLINT, LEFT, MEDIUM | REHABILITATION AND PHYSIOTHERAPY SUPPLIES
11750 | 4214213100600 | MOIST HEAT PACK, REUSABLE, LATEX FREE, SIZE: 15 INCHES X 24 INCHES, OVERSIZE | REHABILITATION AND PHYSIOTHERAPY SUPPLIES
11751 | 4214213100500 | MOIST HEAT PACK, REUSABLE, LATEX FREE, SIZE: 10 INCHES X 24 INCHES, SPINE LARGE SIZE | REHABILITATION AND PHYSIOTHERAPY SUPPLIES
11752 | 4224180623100 | SPLINT, FUNCTIONAL WRIST-HAND ORTHOSIS, MALLEABLE, ALUMINUM WITH SOFT LINER AND STRAPS, ALLOWS DIFFERENT POSITIONING OF FINGERS, HAND, AND WRIST, NO THUMB SUPPORT, 3 DIFFERENT STRAP FINGERS, WRIST AND FOREARM, LARGE, LEFT | REHABILITATION AND PHYSIOTHERAPY SUPPLIES
11753 | 4224180613000 | SPLINT, WRISTLET BAND, MEDIUM | REHABILITATION AND PHYSIOTHERAPY SUPPLIES
11754 | 4224180618500 | SPLINT, SHORT THUMB BRACE, SUPPORTS MP AND CMC JOINTS OF THE THUMB, MALLEABLE ALUMINUM STAY, SOFT AND COMFORTABLE AND BREATHABLE FABRIC, RIGHT, SIZE: SMALL | REHABILITATION AND PHYSIOTHERAPY SUPPLIES
11755 | 4224180618200 | SPLINT, SHORT THUMB BRACE, SUPPORTS MP AND CMC JOINTS OF THE THUMB, MALLEABLE ALUMINUM STAY, SOFT AND COMFORTABLE AND BREATHABLE FABRIC, LEFT, SIZE: SMALL | REHABILITATION AND PHYSIOTHERAPY SUPPLIES
11756 | 4224180613200 | SPLINT, WRISTLET BAND, EXTRA LARGE | REHABILITATION AND PHYSIOTHERAPY SUPPLIES
11757 | 4224180613500 | ARMSLING, PEDIATRIC, IMMOBILIZES THE SHOULDER JOINT IN ADDUCTION AND INTERNAL ROTATION, WITH LOOP TO FACILITATE THE RELAXATION OF THE THUMB AND THE POSITION OF THE WRIST, EASY ADJUSTMENT BY VELCRO OR EQUIVALENT, CONTROLS FLEXO-EXTENSION, ROTATION, ABDUCTION, AND SHOULDER ADDUCTION, KEEPS THE ELBOW IN 90º FLEXION AND PRONOSUPINATION INTERMEDIATE, DISTRIBUTES THE WEIGHT OF THE TREATED ARM AVOIDING OVERLOAD OF THE CERVICAL AREA, STRAPS CROSSED OVER THE BACK TO IMPROVE SUPPORT, COMFORTABLE, BREATHABLE, SIZE: MEDIUM | REHABILITATION AND PHYSIOTHERAPY SUPPLIES
11758 | 4224180613600 | ARMSLING, WITH THUMB LOOP, PEDIATRIC, IMMOBILIZES THE SHOULDER JOINT IN ADDUCTION AND INTERNAL ROTATION, FACILITATE THE RELAXATION OF THE THUMB AND THE POSITION OF THE WRIST, EASY ADJUSTMENT BY VELCRO OR EQUIVALENT, CONTROLS FLEXO-EXTENSION, ROTATION, ABDUCTION, AND SHOULDER ADDUCTION, KEEPS THE ELBOW IN 90º FLEXION AND PRONOSUPINATION INTERMEDIATE, DISTRIBUTES THE WEIGHT OF THE TREATED ARM AVOIDING OVERLOAD OF THE CERVICAL AREA, STRAPS CROSSED OVER THE BACK TO IMPROVE SUPPORT, COMFORTABLE, BREATHABLE, SIZE: SMALL | REHABILITATION AND PHYSIOTHERAPY SUPPLIES
11759 | 4224180613700 | ARMSLING, WITH THUMB LOOP, PEDIATRIC, IMMOBILIZES THE SHOULDER JOINT IN ADDUCTION AND INTERNAL ROTATION, FACILITATE THE RELAXATION OF THE THUMB AND THE POSITION OF THE WRIST, EASY ADJUSTMENT BY VELCRO OR EQUIVALENT, CONTROLS FLEXO-EXTENSION, ROTATION, ABDUCTION, AND SHOULDER ADDUCTION, KEEPS THE ELBOW IN 90º FLEXION AND PRONOSUPINATION INTERMEDIATE, DISTRIBUTES THE WEIGHT OF THE TREATED ARM AVOIDING OVERLOAD OF THE CERVICAL AREA, STRAPS CROSSED OVER THE BACK TO IMPROVE SUPPORT, COMFORTABLE, BREATHABLE, SIZE: LARGE | REHABILITATION AND PHYSIOTHERAPY SUPPLIES
11760 | 4224180614300 | SPLINT, WRIST WRAP, WITH TENSION STRAP, WITH SOFT COMFORTABLE BREATHABLE FABRIC, ALLOWS LIMITED WRIST MOVEMENT, FIT RIGHT AND LEFT, SIZE SMALL | REHABILITATION AND PHYSIOTHERAPY SUPPLIES
11761 | 4224180615500 | SPLINT, THUMB SUPPORT, NEOPRENE, BREATHABLE, ALLOWS THUMB AND WRIST MOVEMENT, LEFT, SMALL | REHABILITATION AND PHYSIOTHERAPY SUPPLIES
11762 | 4224180615600 | SPLINT, THUMB SUPPORT, NEOPRENE, BREATHABLE, ALLOWS THUMB AND WRIST MOVEMENT, RIGHT, SMALL | REHABILITATION AND PHYSIOTHERAPY SUPPLIES
11763 | 4224180615800 | SPLINT, THUMB SUPPORT, NEOPRENE, BREATHABLE, ALLOWS THUMB AND WRIST MOVEMENT, RIGHT, MEDIUM | REHABILITATION AND PHYSIOTHERAPY SUPPLIES
11764 | 4224180615900 | SPLINT, THUMB SUPPORT, NEOPRENE, BREATHABLE, ALLOWS THUMB AND WRIST MOVEMENT, LEFT, LARGE | REHABILITATION AND PHYSIOTHERAPY SUPPLIES
11765 | 4224180616000 | SPLINT, THUMB SUPPORT, NEOPRENE, BREATHABLE, ALLOWS THUMB AND WRIST MOVEMENT, RIGHT, LARGE | REHABILITATION AND PHYSIOTHERAPY SUPPLIES
11766 | 4224180616300 | ELBOW SUPPORT, ELASTIC, MADE FROM LIGHTWEIGHT ELASTIC KNIT WITH CUSTOM TOP WEAVE AND REINFORCED TRIMMED EDGES CONTOUR DESIGN, FITS LEFT OR RIGHT, SIZE: XX-LARGE | REHABILITATION AND PHYSIOTHERAPY SUPPLIES
11767 | 4224180616900 | SPLINT, WRIST BRACE, PADDED WITH SOFT, COMFORTABLE BREATHABLE FABRIC, WITH CORRECTIVE STRAPS TO CONTROL ULNAR DEVIATION OF THE FINGER, FOR RHEUMATOID WRIST-ULNAR DEVIATION, RIGHT, SIZE SMALL | REHABILITATION AND PHYSIOTHERAPY SUPPLIES
11768 | 4224180617000 | SPLINT, WRIST BRACE, PADDED WITH SOFT, COMFORTABLE BREATHABLE FABRIC, WITH CORRECTIVE STRAPS TO CONTROL ULNAR DEVIATION OF THE FINGER, FOR RHEUMATOID WRIST-ULNAR DEVIATION, LEFT, SIZE MEDIUM | REHABILITATION AND PHYSIOTHERAPY SUPPLIES
11769 | 4224180617200 | SPLINT, WRIST BRACE, PADDED WITH SOFT, COMFORTABLE BREATHABLE FABRIC, WITH CORRECTIVE STRAPS TO CONTROL ULNAR DEVIATION OF THE FINGER, FOR RHEUMATOID WRIST-ULNAR DEVIATION, LEFT, SIZE LARGE | REHABILITATION AND PHYSIOTHERAPY SUPPLIES
11770 | 4224180618100 | SPLINT, SHORT THUMB BRACE, SUPPORTS MP AND CMC JOINTS OF THE THUMB, MALLEABLE ALUMINUM STAY, SOFT AND COMFORTABLE AND BREATHABLE FABRIC, LEFT, SIZE: MEDIUM | REHABILITATION AND PHYSIOTHERAPY SUPPLIES
11771 | 4224180618400 | SPLINT, SHORT THUMB BRACE, SUPPORTS MP AND CMC JOINTS OF THE THUMB, MALLEABLE ALUMINUM STAY, SOFT AND COMFORTABLE AND BREATHABLE FABRIC, RIGHT, SIZE: MEDIUM | REHABILITATION AND PHYSIOTHERAPY SUPPLIES
11772 | 4214213100300 | MOIST HEAT PACK, REUSABLE, LATEX FREE, SIZE: 10 INCHES X 20 INCHES, KNEE/SHOULDER SIZE | REHABILITATION AND PHYSIOTHERAPY SUPPLIES
11773 | 4224180503300 | ELBOW SUPPORT, ELASTIC, MADE FROM LIGHTWEIGHT ELASTIC KNIT WITH CUSTOM TOP WEAVE AND REINFORCED TRIMMED EDGES CONTOUR DESIGN, FITS LEFT OR RIGHT, SIZE: SMALL | REHABILITATION AND PHYSIOTHERAPY SUPPLIES
11774 | 4618221104600 | LUMBOSACRAL CORSET, FOUR RIGID STAYS, PROVIDES LOWER BACK SUPPORT TO HELP REDUCE OR AVOID PAIN, VELCRO CLOSURE, SIZE: SMALL | REHABILITATION AND PHYSIOTHERAPY SUPPLIES
11775 | 4224180307300 | COLLARS, MIAMI J OR ANY EQUIVALENT, PEDIATRIC, IMMOBILIZES STABLE CERVICAL SPINE INJURIES, PLASTIC REINFORCED, FROM 2 YEARS TO 6 YEARS | REHABILITATION AND PHYSIOTHERAPY SUPPLIES
11776 | 4224180307400 | COLLARS, MIAMI J OR ANY EQUIVALENT, PEDIATRIC, IMMOBILIZES STABLE CERVICAL SPINE INJURIES, PLASTIC REINFORCED, SIZE 0 - 6 MONTHS | REHABILITATION AND PHYSIOTHERAPY SUPPLIES
11777 | 4214360300100 | SPLINT, MITTS WITH FINGER SEPARATORS SECURE HAND MITTS WITH MESH BACK AND FINGER SEPARATORS WITH POSEY RESTRAINING STRAPS IDEAL FOR PATIENTS WHO DISRUPT MEDICAL TREATMENT BY PULLING AT THEIR IV LINE, CATHETER OR ARE PRONE TO SELF-INJURY, MACHINE WASHABLE, ONE SIZE THAT FITS MOST ADULTS | REHABILITATION AND PHYSIOTHERAPY SUPPLIES
11778 | 4224180307500 | COLLARS, MIAMI J OR ANY EQUIVALENT, IMMOBILIZES STABLE CERVICAL SPINE INJURIES, PLASTIC REINFORCED, SIZE EXTRA SMALL, 35.6 - 61 CM | REHABILITATION AND PHYSIOTHERAPY SUPPLIES
11779 | 4224180307600 | COLLARS, MIAMI J OR ANY EQUIVALENT, IMMOBILIZES STABLE CERVICAL SPINE INJURIES, PLASTIC REINFORCED, SIZE DOUBLE EXTRA SMALL, 20.3 - 35.6 CM | REHABILITATION AND PHYSIOTHERAPY SUPPLIES
11780 | 4224180307700 | COLLARS, MIAMI J OR ANY EQUIVALENT, IMMOBILIZES STABLE CERVICAL SPINE INJURIES, PLASTIC REINFORCED, SIZE LARGE, 25.4 - 50 CM | REHABILITATION AND PHYSIOTHERAPY SUPPLIES
11781 | 4221150600900 | WALKER, ALUMINUM (WALKING FRAME), NON-FOLDING, WITH METAL REINFORCEMENT, RUBBER TIPS, AND HEIGHT ADJUSTABLE, SIZE 85 - 95 CM (+/- 4 CM) | REHABILITATION AND PHYSIOTHERAPY SUPPLIES
11782 | 4224180307800 | COLLARS, MIAMI J OR ANY EQUIVALENT, IMMOBILIZES STABLE CERVICAL SPINE INJURIES, PLASTIC REINFORCED, SIZE MEDIUM, 50 CM | REHABILITATION AND PHYSIOTHERAPY SUPPLIES
11783 | 4224180307900 | COLLARS, MIAMI J OR ANY EQUIVALENT, IMMOBILIZES STABLE CERVICAL SPINE INJURIES, PLASTIC REINFORCED, SIZE SMALL, 25.4 - 50 CM | REHABILITATION AND PHYSIOTHERAPY SUPPLIES
11784 | 4224180309200 | CERVICAL COLLAR, SOFT, WITH VELCRO, MADE FROM CONTOURED FOAM COVERED BY SOFT COTTON STOCKINETTE, SIZE: DOUBLE EXTRA LARGE | REHABILITATION AND PHYSIOTHERAPY SUPPLIES
11785 | 4221150503000 | WALKER, FOR CEREBRAL PALSY, REVERSE, TWO PAIRS OF HANDGRIP, FOLDABLE, FRONT ONE-WAY SWIVEL WHEEL 3 INCHES, ADJUSTABLE HEIGHT 48 - 63 CM (+/- 4 CM), SMALL | REHABILITATION AND PHYSIOTHERAPY SUPPLIES
11786 | 4221150502000 | WALKER, ALUMINUM, BUTTONS FOLDING, SOFT HANDLE, NON-RECIPROCAL WALKER, WITH METAL REINFORCEMENT, RUBBER TIPS, AND HEIGHT ADJUSTABLE 73 -97 CM (+/- 3 CM) | REHABILITATION AND PHYSIOTHERAPY SUPPLIES
11787 | 4221150501900 | WALKER, ALUMINUM (WALKING FRAME), NON-FOLDING, WITH METAL REINFORCEMENT, RUBBER TIPS, AND HEIGHT ADJUSTABLE, SIZE 75 - 85 CM (+/- 4 CM) | REHABILITATION AND PHYSIOTHERAPY SUPPLIES
11788 | 4221150501000 | WALKER, STANDARD, FOLDING, MADE FROM ALUMINUM, WITH ADJUSTABLE HEIGHT, HEAVY DUTY, TODDLER, 50 - 61 CM (+/- 4 CM), HEAVY DUTY, WITH WEIGHT CAPACITY UP TO 77 KG | REHABILITATION AND PHYSIOTHERAPY SUPPLIES
11789 | 4221150500900 | WALKER, PEDIATRIC, STANDARD, FOLDING, MADE FROM ALUMINUM, HEAVY DUTY, WITH ADJUSTABLE HEIGHT 61 - 71 CM (+/- 4 CM), HEAVY DUTY, WITH WEIGHT CAPACITY UP TO 90 KG | REHABILITATION AND PHYSIOTHERAPY SUPPLIES
11790 | 4221150601600 | WALKER, NON RECIPROCAL, ADULT, FOLDABLE, AND ADJUSTABLE HEIGHT, 2 FRONT LEGS WITH 3 INCHES REMOVABLE WHEEL, OTHER 2 LEGS WITH HARD RUBBER TIPS, WITH CANVAS CHAIR FOR SHORT REST | REHABILITATION AND PHYSIOTHERAPY SUPPLIES
11791 | 4221150300900 | THERAPEUTIC, HAND CONES WITH A SOFT VELCRO STRAP, CLEAR ACRYLIC AND WASHABLE TERRY CLOTH COVERS, 11CM HIGH | REHABILITATION AND PHYSIOTHERAPY SUPPLIES
11792 | 4224180307200 | COLLARS, MIAMI J OR ANY EQUIVALENT, PEDIATRIC, IMMOBILIZES STABLE CERVICAL SPINE INJURIES, PLASTIC REINFORCED, FROM 6 MONTHS TO 2 YEARS | REHABILITATION AND PHYSIOTHERAPY SUPPLIES
11793 | 4221150601900 | WALKER, HIGH FOREARM PLATFORM, STEEL, WITH ADJUSTABLE HEIGHT, (100 - 130 CM), FOUR CASTOR WHEELS, (REAR BRAKED), PADDED ARM RESTS, WITH VERTICAL HANDGRIPS, WHICH ADJUST IN ANGLE, WEIGHT CAPACITY UP TO 160 KG. | REHABILITATION AND PHYSIOTHERAPY SUPPLIES
11794 | 4221150603300 | WALKER, REVERSE, TWO PAIRS OF HANDGRIP, FOLDABLE, FRONT NON SWIVEL WHEEL 3 INCHES, WITH REAR RUBBER TIPS, POSSIBILITY TO ADD ACCESSORIES, HEAVY DUTY, ADJUSTABLE HEIGHT 40 - 55 CM (+/- 4 CM), WIDTH 35 CM (+/- 2 CM), WEIGHT CAPACITY UP - TO 27 KG | REHABILITATION AND PHYSIOTHERAPY SUPPLIES
11795 | 4221150603200 | WALKER, ANTERIOR SUPPORT, FOREARM CUSHIONS SUPPORTS, WITH CHEST AND ADJUSTABLE SIDE CUSHIONS, FOLDING, MADE OF ALUMINUM, WITH 2-FRONTAL SWIVEL WHEELS, AND 2-REAR WHEELS, WITH ADJUSTABLE HEIGHT, 94 – 115 CM (+/- 3 CM), WITH CHEST AND SIDE CUSHION | REHABILITATION AND PHYSIOTHERAPY SUPPLIES
11796 | 4221150603100 | WALKER, ANTERIOR SUPPORT, FOREARM CUSHIONS SUPPORTS, WITH CHEST AND ADJUSTABLE SIDE CUSHIONS, FOLDING, MADE OF ALUMINUM, WITH 2-FRONTAL SWIVEL WHEELS, AND 2-REAR WHEELS, WITH ADJUSTABLE HEIGHT, 70 – 99 CM (+/- 3 CM), WITH CHEST AND SIDE CUSHION | REHABILITATION AND PHYSIOTHERAPY SUPPLIES
11797 | 4618221200900 | ARMSLING, ADULT, IMMOBILIZES THE SHOULDER JOINT IN ADDUCTION AND INTERNAL ROTATION, WITH LOOP TO FACILITATE THE RELAXATION OF THE THUMB AND THE POSITION OF THE WRIST, EASY ADJUSTMENT BY VELCRO OR EQUIVALENT, CONTROLS FLEXO-EXTENSION, ROTATION, ABDUCTION, AND SHOULDER ADDUCTION, KEEPS THE ELBOW IN 90º FLEXION AND PRONOSUPINATION INTERMEDIATE, DISTRIBUTES THE WEIGHT OF THE TREATED ARM AVOIDING OVERLOAD OF THE CERVICAL AREA, STRAPS CROSSED OVER THE BACK TO IMPROVE SUPPORT, COMFORTABLE, BREATHABLE, SIZE: SMALL | REHABILITATION AND PHYSIOTHERAPY SUPPLIES
11798 | 4221150603000 | WALKER, ANTERIOR SUPPORT, FOREARM CUSHIONS SUPPORTS, WITH CHEST AND ADJUSTABLE SIDE CUSHIONS, FOLDING, MADE OF ALUMINUM, WITH 2-FRONTAL SWIVEL WHEELS, AND 2-REAR WHEELS, WITH ADJUSTABLE HEIGHT, 55 – 76 CM (+/- 3 CM), WITH CHEST AND SIDE CUSHION | REHABILITATION AND PHYSIOTHERAPY SUPPLIES
11799 | 4221150602900 | WALKER, ANTERIOR SUPPORT, FOREARM CUSHIONS SUPPORTS, WITH CHEST AND ADJUSTABLE SIDE CUSHIONS, FOLDING, MADE OF ALUMINUM, WITH 2-FRONTAL SWIVEL WHEELS, AND 2-REAR WHEELS, WITH ADJUSTABLE HEIGHT, 45 – 59 CM (+/- 3 CM), WITH CHEST AND SIDE CUSHION | REHABILITATION AND PHYSIOTHERAPY SUPPLIES
11800 | 4221150602800 | WALKER, ANTERIOR SUPPORT, WITH CHEST AND ADJUSTABLE SIDE CUSHIONS, FOLDING, MADE OF ALUMINUM, WITH 2-FRONTAL SWIVEL WHEELS, AND 2-REAR WHEELS, WITH ADJUSTABLE HEIGHT, 76 – 120 CM (+/- 3 CM), WITH CHEST AND SIDE CUSHION | REHABILITATION AND PHYSIOTHERAPY SUPPLIES
11801 | 4224180306500 | CERVICAL COLLAR, RIGID, PLASTIC, WITH CHIN SUPPORT, SIZE SMALL | REHABILITATION AND PHYSIOTHERAPY SUPPLIES
11802 | 4221150602600 | WALKER, ANTERIOR SUPPORT, WITH CHEST AND ADJUSTABLE SIDE CUSHIONS, FOLDING, MADE OF ALUMINUM, WITH 2-FRONTAL SWIVEL WHEELS, AND 2-REAR WHEELS, WITH ADJUSTABLE HEIGHT, 48 – 66 CM (+/- 3 CM), WITH CHEST AND SIDE CUSHION | REHABILITATION AND PHYSIOTHERAPY SUPPLIES
11803 | 4221150602500 | WALKER, HEMI STYLE, FOLDING, ADULT, MADE FROM ALUMINUM WITH ADJUSTABLE HEIGHT, 73 -97 CM (+/- 10 CM), HEAVY DUTY WITH WEIGHT CAPACITY UP TO 136 KG | REHABILITATION AND PHYSIOTHERAPY SUPPLIES
11804 | 4224180306600 | CERVICAL COLLAR, RIGID, PLASTIC, WITH CHIN SUPPORT, SIZE MEDIUM | REHABILITATION AND PHYSIOTHERAPY SUPPLIES
11805 | 4221150602300 | WALKER, 2-FRONTAL WHEELS, ADULT, BUTTON FOLDING, MADE FROM ALUMINUM, WITH ADJUSTABLE HEIGHT, 81 - 100 CM (+/- 4 CM), HEAVY DUTY, WITH WEIGHT CAPACITY UP TO 135 KG | REHABILITATION AND PHYSIOTHERAPY SUPPLIES
11806 | 4221150602200 | WALKER, FOLDING, BUTTON FOLDING, STAND-ASSIST, MADE FROM ALUMINUM, WITH ADJUSTABLE HEIGHT, 81 - 99 CM (+/- 4 CM), HEAVY DUTY, WITH WEIGHT CAPACITY UP TO 135 KG | REHABILITATION AND PHYSIOTHERAPY SUPPLIES
11807 | 4224180306700 | CERVICAL COLLAR, RIGID, PLASTIC, WITH CHIN SUPPORT, SIZE LARGE | REHABILITATION AND PHYSIOTHERAPY SUPPLIES
11808 | 4221150602000 | WALKER, BARIATRIC, ALUMINUM, BUTTONS FOLDING, SOFT HANDLE, NON-RECIPROCAL WALKER, WITH METAL REINFORCEMENT, RUBBER TIPS, HEAVY DUTY, AND HEIGHT ADJUSTABLE 81 - 99 CM (+/- 4 CM), WIDTH 56 CM (+/- 4 CM), WITH WEIGHT CAPACITY UP TO 135 KG | REHABILITATION AND PHYSIOTHERAPY SUPPLIES
11809 | 4224180307100 | CERVICAL COLLAR, RIGID, PHILADELPHIA TYPE, ANTERIOR AND POSTERIOR RIGID PIECES, VELCRO CLOSURES, SIZE SMALL | REHABILITATION AND PHYSIOTHERAPY SUPPLIES
11810 | 4224180503200 | TENNIS ELBOW BAND, DOUBLE STRAP, EPI - LOCK OR EQUIVALENT, MEDIUM | REHABILITATION AND PHYSIOTHERAPY SUPPLIES
11811 | 4221150300800 | THERAPEUTIC, FUNCTIONAL GRIP PUSH-UP, COMES WITH SPACERS ADJUST HEIGHT FROM 7 INCH TO 9 INCH. UNDERSIDE FEATURES NO-SLIP PADS. SET OF TWO. LATEX-FREE | REHABILITATION AND PHYSIOTHERAPY SUPPLIES
11812 | 4221150206500 | AXILLARY CRUTCHES, ALUMINUM, HEAVY DUTY, ADJUSTABLE WITH EASY PUSH BUTTON, METAL REINFORCED RUBBER TIPS, TALL, SIZE 145 - 175 CM (+/- 5 CM) | REHABILITATION AND PHYSIOTHERAPY SUPPLIES
11813 | 4618221200100 | SHOULDER SUPPORT, NEOPRENE, VELCRO CLOSURE, USE WITH ACTIVE PATIENT FOR STABILITY WHILE DOING THE EXERCISE, FOR FRACTURE OF HUMERUS HEAD AND SHOULDERS DISLOCATION AND SUBLUXATION, SIZE MEDIUM | REHABILITATION AND PHYSIOTHERAPY SUPPLIES
11814 | 4618221200000 | SHOULDER SUPPORT, NEOPRENE, VELCRO CLOSURE, USE WITH ACTIVE PATIENT FOR STABILITY WHILE DOING THE EXERCISE, FOR FRACTURE OF HUMERUS HEAD AND SHOULDERS DISLOCATION AND SUBLUXATION, SIZE: LARGE | REHABILITATION AND PHYSIOTHERAPY SUPPLIES
11815 | 4618221108000 | LUMBOSACRAL CORSET FOUR RIGID STAYS PROVIDES LOWER BACK SUPPORT TO HELP REDUCE OR AVOID PAIN VELCRO CLOSURE SIZE: XXX-LARGE | REHABILITATION AND PHYSIOTHERAPY SUPPLIES
11816 | 4618221107900 | LUMBOSACRAL CORSET FOUR RIGID STAYS PROVIDES LOWER BACK SUPPORT TO HELP REDUCE OR AVOID PAIN VELCRO CLOSURE SIZE: XX-LARGE | REHABILITATION AND PHYSIOTHERAPY SUPPLIES
11817 | 4618221107700 | LUMBOSACRAL CORSET STABILIZER SOFT FOAM ELASTIC STRAPPING LOWER BACK XL REMOVABLE EMBEDDED ALUMINUM BARS WASHABLE BREATHABLE ADJUSTABLE VELCRO | REHABILITATION AND PHYSIOTHERAPY SUPPLIES
11818 | 4224180500200 | TENNIS ELBOW BAND, DOUBLE STRAP, EPI-LOCK OR EQUIVALENT, SMALL | REHABILITATION AND PHYSIOTHERAPY SUPPLIES
11819 | 4224180501400 | TENNIS ELBOW SUPPORT, ELASTIC ELBOW SUPPORT WITH PADS TO GIVE COMPRESSION ON THE EPICONDYLE, MADE WITH BREATHABLE FABRIC, SIZE MEDIUM | REHABILITATION AND PHYSIOTHERAPY SUPPLIES
11820 | 4224180501500 | TENNIS ELBOW SUPPORT, ELASTIC ELBOW SUPPORT WITH PADS TO GIVE COMPRESSION ON THE EPICONDYLE, MADE WITH BREATHABLE FABRIC, SIZE LARGE | REHABILITATION AND PHYSIOTHERAPY SUPPLIES
11821 | 4224180501600 | TENNIS ELBOW SUPPORT, ELASTIC ELBOW SUPPORT WITH PADS TO GIVE COMPRESSION ON THE EPICONDYLE, MADE WITH BREATHABLE FABRIC, SIZE EXTRA LARGE | REHABILITATION AND PHYSIOTHERAPY SUPPLIES
11822 | 4224180502000 | ELBOW SUPPORT, ELASTIC, MADE FROM LIGHTWEIGHT ELASTIC KNIT WITH CUSTOM TOP WEAVE AND REINFORCED TRIMMED EDGES CONTOUR DESIGN, FITS LEFT OR RIGHT, SIZE: LARGE | REHABILITATION AND PHYSIOTHERAPY SUPPLIES
11823 | 4224180502800 | TENNIS ELBOW SUPPORT, ELASTIC ELBOW SUPPORT WITH PADS TO GIVE COMPRESSION ON THE EPICONDYLE, MADE WITH BREATHABLE FABRIC, SIZE SMALL | REHABILITATION AND PHYSIOTHERAPY SUPPLIES
11824 | 4224180502900 | TENNIS ELBOW BAND, WITH PADS, EASILY FASTENS, LOOP - LOCK STRAP WITH ELASTIC FOR A CUSTOMIZED FIT, SIZE LARGE | REHABILITATION AND PHYSIOTHERAPY SUPPLIES
11825 | 4618221105600 | LUMBOSACRAL BELT, ELASTIC FABRIC, WITH SHOULDER STRAPS, THE TWO SIDE BANDS THAT CAN BE CROSSED AT THE BACK AND ARE ADJUSTED BY VELCRO AT THE FRONT, CONTAINS FLEXIBLE STAYS LOCATED IN THE BACK AREA, ASSORTED SIZE | REHABILITATION AND PHYSIOTHERAPY SUPPLIES
11826 | 4224180503000 | TENNIS ELBOW BAND, WITH PADS, EASILY FASTENS, LOOP - LOCK STRAP WITH ELASTIC FOR A CUSTOMIZED FIT, SIZE MEDIUM | REHABILITATION AND PHYSIOTHERAPY SUPPLIES
11827 | 4224180503100 | TENNIS ELBOW BAND, WITH PADS, EASILY FASTENS, LOOP - LOCK STRAP WITH ELASTIC FOR A CUSTOMIZED FIT, SIZE SMALL | REHABILITATION AND PHYSIOTHERAPY SUPPLIES
11828 | 4618221200200 | SHOULDER SUPPORT, NEOPRENE, VELCRO CLOSURE, USE WITH ACTIVE PATIENT FOR STABILITY WHILE DOING THE EXERCISE, FOR FRACTURE OF HUMERUS HEAD AND SHOULDERS DISLOCATION AND SUBLUXATION, SIZE SMALL | REHABILITATION AND PHYSIOTHERAPY SUPPLIES
11829 | 4221150206600 | AXILLARY CRUTCHES, ALUMINUM, HEAVY DUTY, ADJUSTABLE WITH EASY PUSH BUTTON, METAL REINFORCED RUBBER TIPS, YOUTH, SIZE 78 - 105 CM (+/- 2 CM) | REHABILITATION AND PHYSIOTHERAPY SUPPLIES
11830 | 4618221200300 | SHOULDER SUPPORT, NEOPRENE, VELCRO CLOSURE, USE WITH ACTIVE PATIENT FOR STABILITY WHILE DOING THE EXERCISE, FOR FRACTURE OF HUMERUS HEAD AND SHOULDERS DISLOCATION AND SUBLUXATION, SIZE: EXTRA LARGE | REHABILITATION AND PHYSIOTHERAPY SUPPLIES
11831 | 4224180310800 | CERVICAL COLLAR, RIGID, PLASTIC, WITH CHIN SUPPORT, SIZE EXTRA LARGE | REHABILITATION AND PHYSIOTHERAPY SUPPLIES
11832 | 4221150204900 | FOREARM CRUTCHES, ELBOW, MADE FROM ALUMINUM CLOSE CUFF WITH 180 DEGREE PIVOT, EASY PUSH BUTTON ADJUSTABLE AT BOTH LEGS AND FOREARM CUFFS AND METAL REINFORCED RUBBER TIPS, SMALL, SIZE 79-109 CM (+/- 2 CM) | REHABILITATION AND PHYSIOTHERAPY SUPPLIES
11833 | 4221150204800 | FOREARM CRUTCHES, ELBOW, MADE FROM ALUMINUM CLOSE CUFF WITH 180 DEGREE PIVOT, EASY PUSH BUTTON ADJUSTABLE AT BOTH LEGS AND FOREARM CUFFS AND METAL REINFORCED RUBBER TIPS, MEDIUM, SIZE 87-117 CM (+/- 2 CM) | REHABILITATION AND PHYSIOTHERAPY SUPPLIES
11834 | 4221150204700 | FOREARM CRUTCHES, ELBOW, MADE FROM ALUMINUM CLOSE CUFF WITH 180 DEGREE PIVOT, EASY PUSH BUTTON ADJUSTABLE AT BOTH LEGS AND FOREARM CUFFS AND METAL REINFORCED RUBBER TIPS, LARGE, SIZE 95-125 CM (+/- 2 CM) | REHABILITATION AND PHYSIOTHERAPY SUPPLIES
11835 | 4221150204600 | FOREARM CRUTCHES, PEDIATRIC, ELBOW, MADE FROM ALUMINUM, HEAVY DUTY, CLOSED CUFFS, EASY PUSH BUTTON ADJUSTABLE AT BOTH LEGS AND FOREARM CUFFS AND METAL REINFORCED RUBBER TIPS, SIZE 45-70 CM (+/- 2 CM) | REHABILITATION AND PHYSIOTHERAPY SUPPLIES
11836 | 4221150204500 | FOREARM CRUTCHES, ELBOW, MADE FROM ALUMINUM, HEAVY DUTY, EASY PUSH BUTTON ADJUSTABLE AT BOTH LEGS AND FOREARM CUFFS AND METAL REINFORCED RUBBER TIPS, EXTRA LONG, SIZE 105-135 CM (+/- 2 CM) | REHABILITATION AND PHYSIOTHERAPY SUPPLIES
11837 | 4221150204000 | FOREARM CRUTCHES, ELBOW, MADE FROM ALUMINUM, HEAVY DUTY, OPEN CUFFS, EASY PUSH BUTTON ADJUSTABLE AT BOTH LEGS AND FOREARM CUFFS AND METAL REINFORCED RUBBER TIPS, LARGE, SIZE 95-125 CM (+/- 2 CM) | REHABILITATION AND PHYSIOTHERAPY SUPPLIES
11838 | 4221150203900 | FOREARM CRUTCHES, ELBOW, MADE FROM ALUMINUM, HEAVY DUTY, OPEN CUFFS, EASY PUSH BUTTON ADJUSTABLE AT BOTH LEGS AND FOREARM CUFFS AND METAL REINFORCED RUBBER TIPS, MEDIUM, SIZE 87-117 CM (+/- 2 CM) | REHABILITATION AND PHYSIOTHERAPY SUPPLIES
11839 | 4221150203800 | FOREARM CRUTCHES, ELBOW, MADE FROM ALUMINUM, HEAVY DUTY, OPEN CUFFS, EASY PUSH BUTTON ADJUSTABLE AT BOTH LEGS AND FOREARM CUFFS AND METAL REINFORCED RUBBER TIPS, SMALL, SIZE 79-109 CM (+/- 2 CM) | REHABILITATION AND PHYSIOTHERAPY SUPPLIES
11840 | 4221150203700 | AXILLARY CRUTCHES, ALUMINUM, HEAVY DUTY, ADJUSTABLE WITH EASY PUSH BUTTON, METAL REINFORCED RUBBER TIPS, SMALL, SIZE 95 - 115 CM (+/- 2 CM) | REHABILITATION AND PHYSIOTHERAPY SUPPLIES
11841 | 4221150203600 | AXILLARY CRUTCHES, ALUMINUM, HEAVY DUTY, ADJUSTABLE WITH EASY PUSH BUTTON, METAL REINFORCED RUBBER TIPS, LARGE, SIZE 135 - 155 CM (+/- 2 CM) | REHABILITATION AND PHYSIOTHERAPY SUPPLIES
11842 | 4221150203500 | AXILLARY CRUTCHES, ALUMINUM, HEAVY DUTY, ADJUSTABLE WITH EASY PUSH BUTTON, METAL REINFORCED RUBBER TIPS, MEDIUM, SIZE 115 - 135 CM (+/- 2 CM) | REHABILITATION AND PHYSIOTHERAPY SUPPLIES
11843 | 4221150101200 | CANE, QUAD, LOW WIDE BASE, OFFSET HANDLE, ADAPTABLE FOR RIGHT AND LEFT HANDED, MADE OF ALUMINUM, HEAVY DUTY, WITH ADJUSTABLE HEIGHT 73 -97 CM (+/- 2 CM) | REHABILITATION AND PHYSIOTHERAPY SUPPLIES
11844 | 4221150101100 | CANE, STANDARD, MADE OF ALUMINUM, HEAVY DUTY, ADJUSTABLE PUSH BUTTON, RUBBER TIP, T - SHAPE HANDLE, FIT FOR RIGHT AND LEFT HANDED, 73 -97 CM (+/- 4 CM) | REHABILITATION AND PHYSIOTHERAPY SUPPLIES
11845 | 4221150101000 | CANE, TRIPOD, T-SHAPED, FIT FOR RIGHT AND LEFT HANDED, MADE OF ALUMINUM, HEAVY DUTY, WITH ADJUSTABLE HEIGHT 73 -97 CM (+/- 2 CM) | REHABILITATION AND PHYSIOTHERAPY SUPPLIES
11846 | 4221150100500 | CANE, QUAD, HIGH BASE, T-SHAPED, FIT FOR RIGHT AND LEFT HANDED, MADE OF ALUMINUM, HEAVY DUTY, WITH ADJUSTABLE HEIGHT 73 -97 CM (+/- 2 CM) | REHABILITATION AND PHYSIOTHERAPY SUPPLIES
11847 | 4224180400100 | CLAVICLE SUPPORT, ADJUSTABLE TENSION, NON-ELASTIC STRAPS IN FIGURE OF EIGHT, SIZE: EXTRA LARGE | REHABILITATION AND PHYSIOTHERAPY SUPPLIES
11848 | 4214213100200 | MOIST HEAT PACK, REUSABLE, LATEX FREE, SIZE: 6.5 INCHES X 24 INCHES, CONTOUR CERVICAL | REHABILITATION AND PHYSIOTHERAPY SUPPLIES
11849 | 4618220402000 | SPLINT, WRIST BRACE, NEOPRENE, WITH ALUMINUM PLATES AND BREATHABLE LEFT, SMALL | REHABILITATION AND PHYSIOTHERAPY SUPPLIES
11850 | 4214213100000 | MOIST HEAT PACK, REUSABLE, LATEX FREE, SIZE: 10 INCHES X 12 INCHES, STANDARD | REHABILITATION AND PHYSIOTHERAPY SUPPLIES
11851 | 4224180802400 | MATERNITY BELT, PERINATAL, ELASTIC, MADE OF AIR-PERMEABLE, MICROFIBER, FABRIC WITH MAXIMUM SUPPORT FOR BELLY AND BACK, THROUGH INCORPORATED SUPPORT STRAP AND PARTICULARLY FLAT VELCRO FASTENER FOR INDIVIDUAL SIZE ADJUSTMENTS, SIZE: X-LARGE | REHABILITATION AND PHYSIOTHERAPY SUPPLIES
11852 | 4224180801400 | ABDOMINAL BINDER, THREE PANEL MULTIBAND, ABDOMINAL SUPPORT MADE OF SOFT PLUSH ELASTIC FABRIC, WIDE CLOSURE AREA AND ADJUSTMENT MADE BY VELCRO OR EQUIVALENT, THREE LINKED BUT SEPARATED BANDS WHICH ENABLES THE OPTIMAL ADAPTATION TO THE PATIENT´S ANATOMY, CHEST CONTUSIONS, RIB INJURIES, RIB FRACTURES, INJURIES OF ABDOMINAL AND THORACIC MUSCLES, VENTRAL HERNIAS, ABDOMINAL EVENTRATIONS, POSTURAL AND POST-SURGICAL REHABILITATION, POST-PARTUM, SIZE: MEDIUM | REHABILITATION AND PHYSIOTHERAPY SUPPLIES
11853 | 4224180801300 | SACRO-ILIAC BELT, ADJUSTABLE PADS TO PROVIDE ANTERIOR AND POSTERIOR SUPPORT TO SACRO-ILIAC JOINT, NEOPRENE MATERIAL, LOW PROFILE, WITH VELCRO FASTENING, SIZE EXTRA LARGE | REHABILITATION AND PHYSIOTHERAPY SUPPLIES
11854 | 4214170505800 | WHEELCHAIR ACCESSORIES, CUSHION, FOAM, MILDLY CONTOURED DUAL LAYERED FOAM WITH FIRM BOTTOM LAYER AND SOFT TOP LAYER WITH MILD CONTOURING FOR ADDITIONAL SUPPORT. LYCRA CUSHION COVER, MOISTURE RESISTANT, ANTI-MICROBIAL, 4 WAY STRETCH WITH AQUA-GUARD ZIPPER TO PROTECT FOAM FROM LIQUIDS. THERAPEUTIC ITEM 16X16X3IN, WEIGHT CAPACITY 136KG APPROXIMATELY | REHABILITATION AND PHYSIOTHERAPY SUPPLIES
11855 | 4214170505900 | WHEELCHAIR ACCESSORIES, CUSHION, FOAM, MILDLY CONTOURED DUAL LAYERED FOAM WITH FIRM BOTTOM LAYER AND SOFT TOP LAYER WITH MILD CONTOURING FOR ADDITIONAL SUPPORT. LYCRA CUSHION COVER, MOISTURE RESISTANT, ANTI-MICROBIAL, 4 WAY STRETCH WITH AQUA-GUARD ZIPPER TO PROTECT FOAM FROM LIQUIDS. THERAPEUTIC ITEM 18X16X3IN, WEIGHT CAPACITY 136KG APPROXIMATELY | REHABILITATION AND PHYSIOTHERAPY SUPPLIES
11856 | 4214170506000 | WHEELCHAIR ACCESSORIES, CUSHION, FOAM, MILDLY CONTOURED DUAL LAYERED FOAM WITH FIRM BOTTOM LAYER AND SOFT TOP LAYER WITH MILD CONTOURING FOR ADDITIONAL SUPPORT. LYCRA CUSHION COVER, MOISTURE RESISTANT, ANTI-MICROBIAL, 4 WAY STRETCH WITH AQUA-GUARD ZIPPER TO PROTECT FOAM FROM LIQUIDS. THERAPEUTIC ITEM 18X18X3IN, WEIGHT CAPACITY 136KG APPROXIMATELY | REHABILITATION AND PHYSIOTHERAPY SUPPLIES
11857 | 4214170506100 | WHEELCHAIR ACCESSORIES, CUSHION, FOAM, MILDLY CONTOURED DUAL LAYERED FOAM WITH FIRM BOTTOM LAYER AND SOFT TOP LAYER WITH MILD CONTOURING FOR ADDITIONAL SUPPORT. LYCRA CUSHION COVER, MOISTURE RESISTANT, ANTI-MICROBIAL, 4 WAY STRETCH WITH AQUA-GUARD ZIPPER TO PROTECT FOAM FROM LIQUIDS. THERAPEUTIC ITEM 20X18X3IN, WEIGHT CAPACITY 136KG APPROXIMATELY | REHABILITATION AND PHYSIOTHERAPY SUPPLIES
11858 | 4224180801200 | SACRO-ILIAC BELT, ADJUSTABLE PADS TO PROVIDE ANTERIOR AND POSTERIOR SUPPORT TO SACRO-ILIAC JOINT, NEOPRENE MATERIAL, LOW PROFILE, WITH VELCRO FASTENING, SIZE LARGE | REHABILITATION AND PHYSIOTHERAPY SUPPLIES
11859 | 4224180801100 | SACRO-ILIAC BELT, ADJUSTABLE PADS TO PROVIDE ANTERIOR AND POSTERIOR SUPPORT TO SACRO-ILIAC JOINT, NEOPRENE MATERIAL, LOW PROFILE, WITH VELCRO FASTENING, SIZE MEDIUM | REHABILITATION AND PHYSIOTHERAPY SUPPLIES
11860 | 4224180801000 | MATERNITY BELT, PERINATAL, ELASTIC, MADE OF AIR-PERMEABLE, MICROFIBER, FABRIC WITH MAXIMUM SUPPORT FOR BELLY AND BACK, THROUGH INCORPORATED SUPPORT STRAP AND PARTICULARLY FLAT VELCRO FASTENER FOR INDIVIDUAL SIZE ADJUSTMENTS, SIZE: LARGE | REHABILITATION AND PHYSIOTHERAPY SUPPLIES
11861 | 4224180802500 | ABDOMINAL BINDER, THREE PANEL MULTIBAND, ABDOMINAL SUPPORT MADE OF SOFT PLUSH ELASTIC FABRIC, WIDE CLOSURE AREA AND ADJUSTMENT MADE BY VELCRO OR EQUIVALENT, THREE LINKED BUT SEPARATED BANDS WHICH ENABLES THE OPTIMAL ADAPTATION TO THE PATIENT´S ANATOMY, CHEST CONTUSIONS, RIB INJURIES, RIB FRACTURES, INJURIES OF ABDOMINAL AND THORACIC MUSCLES, VENTRAL HERNIAS, ABDOMINAL EVENTRATIONS, POSTURAL AND POST-SURGICAL REHABILITATION, POST-PARTUM, SIZE: LARGE | REHABILITATION AND PHYSIOTHERAPY SUPPLIES
11862 | 4224180800900 | MATERNITY BELT, PERINATAL, ELASTIC, MADE OF AIR-PERMEABLE, MICROFIBER, FABRIC WITH MAXIMUM SUPPORT FOR BELLY AND BACK, THROUGH INCORPORATED SUPPORT STRAP AND PARTICULARLY FLAT VELCRO FASTENER FOR INDIVIDUAL SIZE ADJUSTMENTS, SIZE: MEDIUM | REHABILITATION AND PHYSIOTHERAPY SUPPLIES
11863 | 4224180800700 | ABDOMINAL BINDER, FOUR PANEL MULTIBAND, ABDOMINAL SUPPORT MADE OF SOFT PLUSH ELASTIC FABRIC, WIDE CLOSURE AREA AND ADJUSTMENT MADE BY VELCRO OR EQUIVALENT, THREE LINKED BUT SEPARATED BANDS WHICH ENABLES THE OPTIMAL ADAPTATION TO THE PATIENT´S ANATOMY, CHEST CONTUSIONS, RIB INJURIES, RIB FRACTURES, INJURIES OF ABDOMINAL AND THORACIC MUSCLES, VENTRAL HERNIAS, ABDOMINAL EVENTRATIONS, POSTURAL AND POST-SURGICAL REHABILITATION, POST-PARTUM, SIZE: EXTRA LARGE | REHABILITATION AND PHYSIOTHERAPY SUPPLIES
11864 | 4214170508700 | PAD FOAM, FOR LYMPHEDEMA USE, TRAPEZOID SHAPE (LYMPHEDEMA) | REHABILITATION AND PHYSIOTHERAPY SUPPLIES
11865 | 4214180200200 | SELF-ADHESIVE, ELECTRODES USED FOR TENS AND ELECTROTHERAPY, WITH PRE-ATTACHED LEAD, SQUARE-SHAPE, SIZE: 40 X 90 MM, PACK OF 4 EACH | REHABILITATION AND PHYSIOTHERAPY SUPPLIES
11866 | 4214180200300 | SELF - ADHESIVE, ELECTRODES USED FOR TENS AND ELECTROTHERAPY, WITH PRE - ATTACHED LEAD, SQUARE - SHAPE, SIZE: 50 X 50 MM, PACK OF 4 EACH | REHABILITATION AND PHYSIOTHERAPY SUPPLIES
11867 | 4214180200400 | SELF - ADHESIVE, ELECTRODES USED FOR TENS AND ELECTROTHERAPY, WITH PRE - ATTACHED LEAD, ROUND - SHAPE, SIZE: 50 MM, PACK OF 4 EACH | REHABILITATION AND PHYSIOTHERAPY SUPPLIES
11868 | 4214213100100 | MOIST HEAT PACK, REUSABLE, LATEX FREE, SIZE: 5 INCHES X 12 INCHES, HALF - SIZE | REHABILITATION AND PHYSIOTHERAPY SUPPLIES
11869 | 4214180200600 | SELF - ADHESIVE ELECTRODES USED FOR TENS AND ELECTROTHERAPY WITH SNAP (CLIP) CONNECTION SIZE: 22 MM PACK OF 4 EACH | REHABILITATION AND PHYSIOTHERAPY SUPPLIES
11870 | 4224180800600 | ABDOMINAL BINDER, FOUR PANEL MULTIBAND, ABDOMINAL SUPPORT MADE OF SOFT PLUSH ELASTIC FABRIC, WIDE CLOSURE AREA AND ADJUSTMENT MADE BY VELCRO OR EQUIVALENT, THREE LINKED BUT SEPARATED BANDS WHICH ENABLES THE OPTIMAL ADAPTATION TO THE PATIENT´S ANATOMY, CHEST CONTUSIONS, RIB INJURIES, RIB FRACTURES, INJURIES OF ABDOMINAL AND THORACIC MUSCLES, VENTRAL HERNIAS, ABDOMINAL EVENTRATIONS, POSTURAL AND POST-SURGICAL REHABILITATION, POST-PARTUM, SIZE: LARGE | REHABILITATION AND PHYSIOTHERAPY SUPPLIES
11871 | 4214180202700 | SELF - ADHESIVE ELECTRODES USED FOR TENS AND ELECTROTHERAPY WITH SNAP (CLIP) CONNECTION SIZE: 50 X 50 MM PACK OF 4 EACH | REHABILITATION AND PHYSIOTHERAPY SUPPLIES
11872 | 4224180800500 | ABDOMINAL BINDER, FOUR PANEL MULTIBAND, ABDOMINAL SUPPORT MADE OF SOFT PLUSH ELASTIC FABRIC, WIDE CLOSURE AREA AND ADJUSTMENT MADE BY VELCRO OR EQUIVALENT, THREE LINKED BUT SEPARATED BANDS WHICH ENABLES THE OPTIMAL ADAPTATION TO THE PATIENT´S ANATOMY, CHEST CONTUSIONS, RIB INJURIES, RIB FRACTURES, INJURIES OF ABDOMINAL AND THORACIC MUSCLES, VENTRAL HERNIAS, ABDOMINAL EVENTRATIONS, POSTURAL AND POST-SURGICAL REHABILITATION, POST-PARTUM, SIZE: MEDIUM | REHABILITATION AND PHYSIOTHERAPY SUPPLIES
11873 | 4224180800800 | ABDOMINAL BINDER, FOUR PANEL MULTIBAND, ABDOMINAL SUPPORT MADE OF SOFT PLUSH ELASTIC FABRIC, WIDE CLOSURE AREA AND ADJUSTMENT MADE BY VELCRO OR EQUIVALENT, THREE LINKED BUT SEPARATED BANDS WHICH ENABLES THE OPTIMAL ADAPTATION TO THE PATIENT´S ANATOMY, CHEST CONTUSIONS, RIB INJURIES, RIB FRACTURES, INJURIES OF ABDOMINAL AND THORACIC MUSCLES, VENTRAL HERNIAS, ABDOMINAL EVENTRATIONS, POSTURAL AND POST-SURGICAL REHABILITATION, POST-PARTUM, SIZE: DOUBLE EXTRA LARGE | REHABILITATION AND PHYSIOTHERAPY SUPPLIES
11874 | 4618220900700 | FUNCTIONAL KNEE HINGE BRACE, STABILIZER, POLYCENTRIC HINGE, PREFORMED ANATOMICAL ALUMINUM FRAME, EXTENSION CONTROL (0° TO 40°) AND FLEXION (0° TO 120°), WITH LENGTH HEIGHT ADJUSTMENT, OPEN TEXTILE STRUCTURE FORMED BY 4 BANDS, FOUR POINT SYSTEM OF LEVERAGE, INCORPORATES CONDYLAR PADS, CONTROL OF THE DEGREE OF FLEXION-EXTENSION OF THE JOINT, IMMOBILIZATION OF THE ARTICULATION OR CONTROL OF RANGE OF MOVEMENT, UNIVERSAL SIZE | REHABILITATION AND PHYSIOTHERAPY SUPPLIES
11875 | 4224180802600 | ABDOMINAL BINDER, THREE PANEL MULTIBAND, ABDOMINAL SUPPORT MADE OF SOFT PLUSH ELASTIC FABRIC, WIDE CLOSURE AREA AND ADJUSTMENT MADE BY VELCRO OR EQUIVALENT, THREE LINKED BUT SEPARATED BANDS WHICH ENABLES THE OPTIMAL ADAPTATION TO THE PATIENT´S ANATOMY, CHEST CONTUSIONS, RIB INJURIES, RIB FRACTURES, INJURIES OF ABDOMINAL AND THORACIC MUSCLES, VENTRAL HERNIAS, ABDOMINAL EVENTRATIONS, POSTURAL AND POST-SURGICAL REHABILITATION, POST-PARTUM, SIZE: X-LARGE | REHABILITATION AND PHYSIOTHERAPY SUPPLIES
11876 | 4618220712000 | ANKLE SUPPORT, CLOSED CELL NEOPRENE, OPEN HEEL AND TOES, LIGHTWEIGHT, SIZE EXTRA SMALL | REHABILITATION AND PHYSIOTHERAPY SUPPLIES
11877 | 4224180902700 | SHOULDER SUPPORT, WITH ARM AND FOREARM STRAP, VELCRO CLOSURE, BREATHABLE, FOR CORRECTION OF SHOULDER DISLOCATION AND SUBLUXATION WITH NO MOVEMENT RESTRICTION, SIZE: MEDIUM, RIGHT | REHABILITATION AND PHYSIOTHERAPY SUPPLIES
11878 | 4224180902600 | SHOULDER SUPPORT, WITH ARM AND FOREARM STRAP, VELCRO CLOSURE, BREATHABLE, FOR CORRECTION OF SHOULDER DISLOCATION AND SUBLUXATION WITH NO MOVEMENT RESTRICTION, SIZE: MEDIUM, LEFT | REHABILITATION AND PHYSIOTHERAPY SUPPLIES
11879 | 4224180902500 | SHOULDER SUPPORT, WITH ARM AND FOREARM STRAP, VELCRO CLOSURE, BREATHABLE, FOR CORRECTION OF SHOULDER DISLOCATION AND SUBLUXATION WITH NO MOVEMENT RESTRICTION, SIZE: LARGE, RIGHT | REHABILITATION AND PHYSIOTHERAPY SUPPLIES
11880 | 4224180902400 | SHOULDER SUPPORT, WITH ARM AND FOREARM STRAP, VELCRO CLOSURE, BREATHABLE, FOR CORRECTION OF SHOULDER DISLOCATION AND SUBLUXATION WITH NO MOVEMENT RESTRICTION, SIZE: LARGE, LEFT | REHABILITATION AND PHYSIOTHERAPY SUPPLIES
11881 | 4224180901800 | SHOULDER SUPPORT, NEOPRENE, VELCRO CLOSURE, USE WITH ACTIVE PATIENT FOR STABILITY WHILE DOING THE EXERCISE, FOR FRACTURE OF HUMERUS HEAD AND SHOULDERS DISLOCATION AND SUBLUXATION, SIZE: DOUBLE EXTRA LARGE | REHABILITATION AND PHYSIOTHERAPY SUPPLIES
11882 | 4224180901700 | HUMERAL BRACE, FOR HUMERAL AND SHOULDER IMMOBILIZATION, POLYETHYLENE FLEX, THERMOPLASTIC MOLDED, ONE PIECE DESIGN WITH SHOULDER STRAP, SIZE EXTRA LARGE, LEFT | REHABILITATION AND PHYSIOTHERAPY SUPPLIES
11883 | 4214170000000 | HEEL PRESSURE RELIEF, CUSHION, HEAL PAD, FLAME RETARDANT, BLACK NEOPRENE, AIR FILLED, MULTICELL, DRY FLOATATION CUSHION, INCLUDING PUMP, AND PUNCTURE, REPAIR KIT | REHABILITATION AND PHYSIOTHERAPY SUPPLIES
11884 | 4214170000100 | WHEELCHAIR ACCESSORIES, CUSHION, AIR, DECUBITUS, FLAME RETARDANT, BLACK, NEOPRENE, AIR FILLED MULTICELL, SINGLE COMPARTMENT, DRY FLOATATION CUSHION, HIGH PROFILE, INCLUDING NON-SLIP CUSHION COVER WITH TWO WAY STRETCH TOP PUMP, PUNCTURE REPAIR KIT AND MANUAL SIZE, CELL HEIGHT 4 INCHES, CUSHION WIDTH 16 INCHES, CUSHION DEPTH 16 INCHES | REHABILITATION AND PHYSIOTHERAPY SUPPLIES
11885 | 4214170000200 | WHEELCHAIR ACCESSORIES, CUSHION, AIR, DECUBITUS, FLAME RETARDANT, BLACK, NEOPRENE, AIR FILLED MULTICELL, SINGLE COMPARTMENT, DRY FLOATATION CUSHION, HIGH PROFILE, INCLUDING NON-SLIP CUSHION COVER, WITH TWO WAY STRETCH TOP, PUMP, PUNCTURE REPAIR KIT, AND MANUAL SIZE, CELL HEIGHT 2 INCHES, CUSHION WIDTH 16 INCHES, CUSHION DEPTH 16 INCHES | REHABILITATION AND PHYSIOTHERAPY SUPPLIES
11886 | 4214170000300 | WHEELCHAIR ACCESSORIES, CUSHION, AIR, DECUBITUS, FLAME RETARDANT, BLACK, NEOPRENE, AIR FILLED MULTICELL, SINGLE COMPARTMENT, DRY FLOATATION CUSHION, HIGH PROFILE, INCLUDING NON-SLIP CUSHION COVER WITH TWO WAY STRETCH TOP PUMP, PUNCTURE REPAIR KIT AND MANUAL SIZE, CELL HEIGHT 4 INCHES, CUSHION WIDTH 18 INCHES, CUSHION DEPTH 16 INCHES | REHABILITATION AND PHYSIOTHERAPY SUPPLIES
11887 | 4214170000400 | WHEELCHAIR ACCESSORIES, CUSHION, AIR, DECUBITUS, FLAME RETARDANT, BLACK, NEOPRENE, AIR FILLED MULTICELL, SINGLE COMPARTMENT, DRY FLOATATION CUSHION, HIGH PROFILE, INCLUDING NON-SLIP CUSHION COVER, WITH TWO WAY STRETCH TOP, PUMP, PUNCTURE REPAIR KIT, AND MANUAL SIZE, CELL HEIGHT 2 INCHES, CUSHION WIDTH 18 INCHES, CUSHION DEPTH 16 INCHES | REHABILITATION AND PHYSIOTHERAPY SUPPLIES
11888 | 4214170000500 | WHEELCHAIR ACCESSORIES, CUSHION, AIR, DECUBITUS, FLAME RETARDANT, BLACK, NEOPRENE, AIR FILLED MULTICELL, SINGLE COMPARTMENT, DRY FLOATATION CUSHION, HIGH PROFILE, INCLUDING NON-SLIP CUSHION COVER WITH TWO WAY STRETCH TOP PUMP, PUNCTURE REPAIR KIT AND MANUAL SIZE, CELL HEIGHT 4 INCHES, CUSHION WIDTH 20 INCHES, CUSHION DEPTH 18 INCHES | REHABILITATION AND PHYSIOTHERAPY SUPPLIES
11889 | 4214170000600 | WHEELCHAIR ACCESSORIES, CUSHION, AIR, DECUBITUS, FLAME RETARDANT, BLACK, NEOPRENE, AIR FILLED MULTICELL, SINGLE COMPARTMENT, DRY FLOATATION CUSHION, HIGH PROFILE, INCLUDING NON-SLIP CUSHION COVER, WITH TWO WAY STRETCH TOP, PUMP, PUNCTURE REPAIR KIT, AND MANUAL SIZE, CELL HEIGHT 2 INCHES, CUSHION WIDTH 20 INCHES, CUSHION DEPTH 18 INCHES | REHABILITATION AND PHYSIOTHERAPY SUPPLIES
11890 | 4214170000700 | WHEELCHAIR ACCESSORIES, CUSHION, AIR, DECUBITUS, FLAME RETARDANT, BLACK, NEOPRENE, AIR FILLED MULTICELL, SINGLE COMPARTMENT, DRY FLOATATION CUSHION, HIGH PROFILE, INCLUDING NON-SLIP CUSHION COVER WITH TWO WAY STRETCH TOP PUMP, PUNCTURE REPAIR KIT AND MANUAL SIZE, CELL HEIGHT 4 INCHES, CUSHION WIDTH 22 INCHES, CUSHION DEPTH 18 INCHES | REHABILITATION AND PHYSIOTHERAPY SUPPLIES
11891 | 4224180901000 | HUMERAL BRACE, FOR HUMERAL AND SHOULDER IMMOBILIZATION, POLYETHYLENE FLEX THERMOPLASTIC MOLDED, ONE EACH DESIGN WITH SHOULDER STRAP, SIZE MEDIUM, LEFT | REHABILITATION AND PHYSIOTHERAPY SUPPLIES
11892 | 4224180900900 | HUMERAL BRACE, FOR HUMERAL AND SHOULDER IMMOBILIZATION, POLYETHYLENE FLEX THERMOPLASTIC MOLDED, ONE EACH DESIGN WITH SHOULDER STRAP, SIZE SMALL, RIGHT | REHABILITATION AND PHYSIOTHERAPY SUPPLIES
11893 | 4224180900800 | HUMERAL BRACE, FOR HUMERAL AND SHOULDER IMMOBILIZATION, POLYETHYLENE FLEX THERMOPLASTIC MOLDED, ONE EACH DESIGN WITH SHOULDER STRAP, SIZE SMALL, LEFT | REHABILITATION AND PHYSIOTHERAPY SUPPLIES
11894 | 4224180900700 | HUMERAL BRACE, FOR HUMERAL AND SHOULDER IMMOBILIZATION, POLYETHYLENE FLEX THERMOPLASTIC MOLDED, ONE EACH DESIGN WITH SHOULDER STRAP, SIZE LARGE, RIGHT | REHABILITATION AND PHYSIOTHERAPY SUPPLIES
11895 | 4224180900600 | HUMERAL BRACE, FOR HUMERAL AND SHOULDER IMMOBILIZATION, POLYETHYLENE FLEX THERMOPLASTIC MOLDED, ONE EACH DESIGN WITH SHOULDER STRAP, SIZE LARGE, LEFT | REHABILITATION AND PHYSIOTHERAPY SUPPLIES
11896 | 4224180900500 | HUMERAL BRACE, FOR HUMERAL AND SHOULDER IMMOBILIZATION, POLYETHYLENE FLEX THERMOPLASTIC MOLDED, ONE EACH DESIGN WITH SHOULDER STRAP, SIZE MEDIUM, RIGHT | REHABILITATION AND PHYSIOTHERAPY SUPPLIES
11897 | 4224180900400 | HUMERAL BRACE, FOR HUMERAL AND SHOULDER IMMOBILIZATION, POLYETHYLENE FLEX THERMOPLASTIC MOLDED, ONE EACH DESIGN WITH SHOULDER STRAP, SIZE EXTRA LARGE, RIGHT | REHABILITATION AND PHYSIOTHERAPY SUPPLIES
11898 | 4618220711800 | ANKLE SUPPORT, CLOSED CELL NEOPRENE, OPEN HEEL AND TOES, LIGHTWEIGHT, SIZE MEDIUM | REHABILITATION AND PHYSIOTHERAPY SUPPLIES
11899 | 4618220711900 | ANKLE SUPPORT, CLOSED CELL NEOPRENE, OPEN HEEL AND TOES, LIGHTWEIGHT, SIZE SMALL | REHABILITATION AND PHYSIOTHERAPY SUPPLIES
11900 | 4224180800400 | ABDOMINAL BINDER, FOUR PANEL MULTIBAND, ABDOMINAL SUPPORT MADE OF SOFT PLUSH ELASTIC FABRIC, WIDE CLOSURE AREA AND ADJUSTMENT MADE BY VELCRO OR EQUIVALENT, THREE LINKED BUT SEPARATED BANDS WHICH ENABLES THE OPTIMAL ADAPTATION TO THE PATIENT´S ANATOMY, CHEST CONTUSIONS, RIB INJURIES, RIB FRACTURES, INJURIES OF ABDOMINAL AND THORACIC MUSCLES, VENTRAL HERNIAS, ABDOMINAL EVENTRATIONS, POSTURAL AND POST-SURGICAL REHABILITATION, POST-PARTUM, SIZE: SMALL | REHABILITATION AND PHYSIOTHERAPY SUPPLIES
11901 | 4224180707500 | ASSISTIVE TOOLS, FINGER CONTRACTURE CUSHION, PROVIDES CUSHIONING SEPARATION, TO THE FINGERS, TERRY-CLOTH COVER, ELASTIC STRAP PRODUCT PLACEMENT IN HAND, WASHABLE, SIZE: SMALL (FIT RIGHT AND LEFT) | REHABILITATION AND PHYSIOTHERAPY SUPPLIES
11902 | 4214180200500 | SELF - ADHESIVE, ELECTRODES USED FOR TENS AND ELECTROTHERAPY, WITH PRE - ATTACHED LEAD, ROUND - SHAPE, SIZE: 32 MM, PACK OF 4 EACH | REHABILITATION AND PHYSIOTHERAPY SUPPLIES
11903 | 4214210802600 | COLD PACK, SOFT, PLIABLE, REFREEZABLE, LATEX FREE, SIZE: 3 INCHES X 11 INCHES, THROAT - SIZE | REHABILITATION AND PHYSIOTHERAPY SUPPLIES
11904 | 4224180705800 | GEL LINED, DIGITAL CAPS, ELASTIC DIGIT SHAPED TUBE WITH SEWN TOP, ONE SIZE, PACK | REHABILITATION AND PHYSIOTHERAPY SUPPLIES
11905 | 4214212800100 | THERAPEUTIC, WAX, PARAFFIN, UNSCENTED, THERABATH REFILL BEADS OPTIMAL BENEFITS FOR PEOPLE SUFFERING FROM ARTHRITIS, BURSITIS, SPRAINS, TENDONITIS AND JOINT STIFFNESS, HAS A SOOTHING EFFECT WHICH RELIEVES JOINT PAIN QUICKLY AND EFFECTIVELY MELTING POINT BETWEEN 48-52 C, BOX OF 6 X 0.454 KG, BLOCKS | REHABILITATION AND PHYSIOTHERAPY SUPPLIES
11906 | 4224180702600 | SPLINT, CARPAL TUNNEL GLOVE, COMBINES THE SUPPORT OF AN ARTHRITIS GLOVE AND A WRIST SPLINT, LEFT, SMALL | REHABILITATION AND PHYSIOTHERAPY SUPPLIES
11907 | 4214210100000 | COVER, FOR MOIST HEAT PACK, VINYL, TERRY, SIZE: 24 INCHES X 35 INCHES (+/- 2 INCHES) | REHABILITATION AND PHYSIOTHERAPY SUPPLIES
11908 | 4214210000800 | MOIST HEAT PACK, REUSABLE, LATEX FREE, SIZE: 10 INCHES X 18 INCHES, STANDARD | REHABILITATION AND PHYSIOTHERAPY SUPPLIES
11909 | 4224180704800 | ASSISTIVE TOOLS, FINGER CONTRACTURE CUSHION, PROVIDES CUSHIONING SEPARATION, TO THE FINGERS, TERRY-CLOTH COVER, ELASTIC STRAP PRODUCT PLACEMENT IN HAND, WASHABLE, SIZE: LARGE (FIT RIGHT AND LEFT) | REHABILITATION AND PHYSIOTHERAPY SUPPLIES
11910 | 4224180704900 | SPLINTING ACCESSORIES, FINGER TRAPPER, USED IN DYNAMIC SPLINT TO PROVIDE TRACTION, CIRCUMFERENTIAL DESIGN, THIS SPLINT IS BREATHABLE, FREE SIZE, PACK OF 25 | REHABILITATION AND PHYSIOTHERAPY SUPPLIES
11911 | 4214212800600 | THERAPEUTIC, WAX, PARAFFIN, REFILLS PREMIXED, WITH OIL ECONOMY, 454 GM BLOCK, GREEN, (MEDICAL GRADE), PACK OF 6 | REHABILITATION AND PHYSIOTHERAPY SUPPLIES
11912 | 4224180705300 | SPLINT, FOUR-SIDED FINGER SPLINT, MALLEABLE ALUMINUM SPLINT FOR IMMOBILIZATION OF FINGER, FOAM PADDING, PROVIDE PROTECTION ON 4 SIDES, SIZE: SMALL | REHABILITATION AND PHYSIOTHERAPY SUPPLIES
11913 | 4224180702700 | SPLINT, CARPAL TUNNEL GLOVE, COMBINES THE SUPPORT OF AN ARTHRITIS GLOVE AND A WRIST SPLINT, LEFT, EXTRA LARGE | REHABILITATION AND PHYSIOTHERAPY SUPPLIES
11914 | 4224180706600 | SPLINT COT FINGER SPLINT LIGHTWEIGHT MALLEABLE ALUMINUM FOAM PADDING PROVIDE PROTECTION AND STA = BILIZATION FOLDED OVER THE FINGER SIZE: LARGE | REHABILITATION AND PHYSIOTHERAPY SUPPLIES
11915 | 4214210802700 | COLD PACK, SOFT, PLIABLE, REFREEZABLE, LATEX FREE, SIZE: 11 INCHES X 21 INCHES, OVERSIZE | REHABILITATION AND PHYSIOTHERAPY SUPPLIES
11916 | 4224180705500 | SPLINT, FOUR-SIDED FINGER SPLINT, MALLEABLE ALUMINUM SPLINT FOR IMMOBILIZATION OF FINGER, FOAM PADDING, PROVIDE PROTECTION ON 4 SIDES, SIZE: LARGE | REHABILITATION AND PHYSIOTHERAPY SUPPLIES
11917 | 4224180705600 | SPLINT, FOUR-SIDED FINGER SPLINT, MALLEABLE ALUMINUM SPLINT FOR IMMOBILIZATION OF FINGER, FOAM PADDING, PROVIDE PROTECTION ON 4 SIDES, SIZE: X-LARGE | REHABILITATION AND PHYSIOTHERAPY SUPPLIES
11918 | 4214182000100 | ANAL PRESSURE SENSOR PROBES MEASURE THE STRENGTH OF THE PELVIC FLOOR MUSCLES BY ANAL SPHINCTER SILICON RUBBER ANAL SPHINCTER MUSCLE UNIVERSAL - PRESSURE SENSORS ANAL PROBE-LATEX FREE | REHABILITATION AND PHYSIOTHERAPY SUPPLIES
11919 | 4224180705700 | SPLINTING ACCESSORIES, SOFT FINGER LOOP SLINGS, ULTRA SUEDE FINGER SLING WITH GROMMET, 2.2 X 10 CM, PACKAGE OF 10, BEIGE | REHABILITATION AND PHYSIOTHERAPY SUPPLIES
11920 | 4224180705400 | SPLINT, FOUR-SIDED FINGER SPLINT, MALLEABLE ALUMINUM SPLINT FOR IMMOBILIZATION OF FINGER, FOAM PADDING, PROVIDE PROTECTION ON 4 SIDES, SIZE: MEDIUM | REHABILITATION AND PHYSIOTHERAPY SUPPLIES
11921 | 4214210100100 | COVER, FOR MOIST HEAT PACK, SIZE: 9 INCHES X 24 INCHES (+/- 2 INCHES) | REHABILITATION AND PHYSIOTHERAPY SUPPLIES
11922 | 4214212800500 | THERAPEUTIC, WAX, PARAFFIN, REFILLS PREMIXED, WITH OIL ECONOMY, 454 GM BLOCK, UNSCENTED, (MEDICAL GRADE), PACK OF 6 | REHABILITATION AND PHYSIOTHERAPY SUPPLIES
11923 | 4224180704300 | SPLINT, CARPAL TUNNEL GLOVE, COMBINES THE SUPPORT OF AN ARTHRITIS GLOVE AND A WRIST SPLINT, RIGHT, EXTRA LARGE | REHABILITATION AND PHYSIOTHERAPY SUPPLIES
11924 | 4224180706700 | SPLINT COT FINGER SPLINT LIGHTWEIGHT MALLEABLE ALUMINUM FOAM PADDING PROVIDE PROTECTION AND STA = BILIZATION FOLDED OVER THE FINGER SIZE: MEDIUM | REHABILITATION AND PHYSIOTHERAPY SUPPLIES
11925 | 4214210802300 | COLD PACK, SOFT, PLIABLE, REFREEZABLE, LATEX FREE, SIZE: 6 INCHES X 23 INCHES, NECK CONTOUR | REHABILITATION AND PHYSIOTHERAPY SUPPLIES
11926 | 4214210100200 | COVER, FOR MOIST HEAT PACK, VINYL, TERRY, SIZE: 20 INCHES X 24 INCHES (+/- 2 INCHES) | REHABILITATION AND PHYSIOTHERAPY SUPPLIES
11927 | 4214212800800 | THERAPEUTIC, WAX, PARAFFIN, REFILLS PREMIXED, WITH OIL ECONOMY, 454 GM BLOCK, LAVENDER, (MEDICAL GRADE), PACK OF 6 | REHABILITATION AND PHYSIOTHERAPY SUPPLIES
11928 | 4214212800700 | THERAPEUTIC, WAX, PARAFFIN, REFILLS PREMIXED, WITH OIL ECONOMY, 454 GM BLOCK, CITRUS, (MEDICAL GRADE), PACK OF 6 | REHABILITATION AND PHYSIOTHERAPY SUPPLIES
11929 | 4224180706800 | SPLINT COT FINGER SPLINT LIGHTWEIGHT MALLEABLE ALUMINUM FOAM PADDING PROVIDE PROTECTION AND STA = BILIZATION FOLDED OVER THE FINGER SIZE: SMALL | REHABILITATION AND PHYSIOTHERAPY SUPPLIES
11930 | 4214210802500 | COLD PACK, SOFT, PLIABLE, REFREEZABLE, LATEX FREE, SIZE: 5 INCHES X 7 INCHES, QUARTER - SIZE | REHABILITATION AND PHYSIOTHERAPY SUPPLIES
11931 | 4214210802400 | COLD PACK, SOFT, PLIABLE, REFREEZABLE, LATEX FREE, SIZE: 7 INCHES X 11 INCHES, HALF - SIZE | REHABILITATION AND PHYSIOTHERAPY SUPPLIES
11932 | 4214210802200 | COLD PACK, SOFT, PLIABLE, REFREEZABLE, LATEX FREE, SIZE: 11 INCHES X 14 INCHES, STANDARD | REHABILITATION AND PHYSIOTHERAPY SUPPLIES
11933 | 4224180702900 | SPLINT, CARPAL TUNNEL GLOVE, COMBINES THE SUPPORT OF AN ARTHRITIS GLOVE AND A WRIST SPLINT, RIGHT, LARGE | REHABILITATION AND PHYSIOTHERAPY SUPPLIES
11934 | 4224180703000 | SPLINT, CARPAL TUNNEL GLOVE, COMBINES THE SUPPORT OF AN ARTHRITIS GLOVE AND A WRIST SPLINT, RIGHT, MEDIUM | REHABILITATION AND PHYSIOTHERAPY SUPPLIES
11935 | 4229610028000 | CLIPS, ARTERIOVENOUS MALFORMATIONS, TEMPORARY, ASSORTED SIZES | NEUROSCIENCES CONSUMABLES SUPPLEMENTARY
11936 | 4218230006700 | ELECTRODES, STEREOTACTIC DEPTH ELECTRODE, WITH ANCHORS AND BOLTS, PLATINUM, 15-16 CONTACTS, ASSORTED CONFIGURATIONS, CABLES WITH UNIVERSAL CONNECTION TO FIT ALL NEUROPHYSIOLOGY MACHINES, DISPOSABLE, STERILE | NEUROSCIENCES CONSUMABLES SUPPLEMENTARY
11937 | 4229492404700 | BIPOLAR FORCEPS, ELECTROSURGICAL, NEURO, STRAIGHT, NON-IRRIGATING, NON-STICK, 20-22 CM TOTAL LENGTH, ASSORTED TIP SIZES, DISPOSABLE, STERILE | NEUROSCIENCES CONSUMABLES SUPPLEMENTARY
11938 | 4229492404500 | BIPOLAR FORCEPS, ELECTROSURGICAL, NEURO, STRAIGHT, IRRIGATING, NON-STICK, 23-26 CM TOTAL LENGTH, ASSORTED TIP SIZES, DISPOSABLE, STE RILE | NEUROSCIENCES CONSUMABLES SUPPLEMENTARY
11939 | 4218231800200 | ELECTRODES, SUBDURAL GRID ELECTRODES, PLATINUM, 20 CONTACTS, 4 X 5 CONFIGURATION, WITH INTEGRATED CABLE, DISPOSABLE, STERILE | NEUROSCIENCES CONSUMABLES SUPPLEMENTARY
11940 | 4229492404600 | BIPOLAR FORCEPS, ELECTROSURGICAL, NEURO, STRAIGHT, NON-IRRIGATING, NON-STICK, 16-19 CM TOTAL LENGTH, ASSORTED TIP SIZES, DISPOSABLE, STERILE | NEUROSCIENCES CONSUMABLES SUPPLEMENTARY
11941 | 4229610304600 | DURAL PATCH, FOR NEURO SURGERY DURAL REPAIR, SUTURABLE, DERIVED FROM BOVINE, SIZE: 4 X 7 INCH (+/- 1 INCH), STERILE | NEUROSCIENCES CONSUMABLES SUPPLEMENTARY
11942 | 4227191540300 | KIT, LUMBAR PUNCTURE, WITH 18 G X 3 - 1/2, SPINAL NEEDLE, STERILE | NEUROSCIENCES CONSUMABLES SUPPLEMENTARY
11943 | 4218231800100 | ELECTRODES, SUBDURAL GRID ELECTRODES, PLATINUM, 8 CONTACTS, 2 X 4 CONFIGURATION, WITH INTEGRATED CABLE, DISPOSABLE, STERILE | NEUROSCIENCES CONSUMABLES SUPPLEMENTARY
11944 | 4229548017600 | PACK, LUMBAR PUNCTURE, NEEDLE 20 GAUGE X 3.5 INCH, DISPOSABLE, STERILE | NEUROSCIENCES CONSUMABLES SUPPLEMENTARY
11945 | 4229548018300 | PACK LUMBAR PUNCTURE PEDIATRIC/INFANT WITH MANOMETER, 21G OR 22G, DISPOSABLE, STERILE | NEUROSCIENCES CONSUMABLES SUPPLEMENTARY
11946 | 4214150102700 | COTTON BALLS, WITH STRANDS, ABSORBENT, X-RAY DETECTABLE, LARGE SIZE: 23-28 MM, STERILE | NEUROSCIENCES CONSUMABLES SUPPLEMENTARY
11947 | 4214150102800 | COTTON BALLS, WITH STRANDS, ABSORBENT, X-RAY DETECTABLE, SMALL SIZE: 5-6 MM, STERILE | NEUROSCIENCES CONSUMABLES SUPPLEMENTARY
11948 | 4218230002400 | ELECTRODES, STEREOTACTIC DEPTH ELECTRODE, WITH ANCHORS AND BOLTS, PLATINUM, 4-5 CONTACTS, ASSORTED CONFIGURATIONS, CABLES WITH UNIVERSAL CONNECTION TO FIT ALL NEUROPHYSIOLOGY MACHINES, DISPOSABLE, STERILE | NEUROSCIENCES CONSUMABLES SUPPLEMENTARY
11949 | 4214150102900 | COTTON BALLS, WITH STRANDS, ABSORBENT, X-RAY DETECTABLE, EXTRA SMALL SIZE: 2-3 MM, STERILE | NEUROSCIENCES CONSUMABLES SUPPLEMENTARY
11950 | 4214150103000 | COTTON BALLS, WITH STRANDS, ABSORBENT, X-RAY DETECTABLE, MEDIUM SIZE: 12-15 MM, STERILE | NEUROSCIENCES CONSUMABLES SUPPLEMENTARY
11951 | 4229492404800 | BIPOLAR FORCEPS, ELECTROSURGICAL, NEURO, STRAIGHT, NON-IRRIGATING, NON-STICK, 23-26 CM TOTAL LENGTH, ASSORTED TIP SIZES, DISPOSABLE, STERILE | NEUROSCIENCES CONSUMABLES SUPPLEMENTARY
11952 | 4218231900000 | ELECTRODES, CUP, FOR EEG, SILVER, 10 MM DISC WITH 2 MM HOLE, REUSABLE, ASSORTED LENGTHS | NEUROSCIENCES CONSUMABLES SUPPLEMENTARY
11953 | 4218230003200 | ELECTRODES SUBDURAL GRID ELECTRODES PLATINUM 20 CONTACTS ASSORTED CONFIGURATIONS CABLES WITH UNIVERSAL CONNECTION TO FIT ALL NE = UROPHYSIOLOGY MACHINES DISPOSABLE STERILE | NEUROSCIENCES CONSUMABLES SUPPLEMENTARY
11954 | 4229492404400 | BIPOLAR FORCEPS, ELECTROSURGICAL, NEURO, STRAIGHT, IRRIGATING, NON-STICK, 20-22 CM TOTAL LENGTH, ASSORTED TIP SIZES, DISPOSABLE, STE RILE | NEUROSCIENCES CONSUMABLES SUPPLEMENTARY
11955 | 4219170492400 | CO2 CARTRIDGE, COMPRESSED, COMPATIBLE WITH PNEUMATIC HOLDING ARM, DISPOSABLE. | NEUROSCIENCES CONSUMABLES SUPPLEMENTARY
11956 | 4227250064800 | PATIENT TRIAL KIT, INCLUDING ALL ACCESSORIES FOR TESTING | NEUROSCIENCES CONSUMABLES SUPPLEMENTARY
11957 | 4227250064700 | NON IMPLANTABLE EXTERNAL PULSE GENERATOR, FOR TESTING PURPOSE, FOR SPINAL CORD STIMULATION | NEUROSCIENCES CONSUMABLES SUPPLEMENTARY
11958 | 4227250064000 | EXTENSION KIT, FOR SPINAL CORD STIMULATOR, STERILE | NEUROSCIENCES CONSUMABLES SUPPLEMENTARY
11959 | 4227250063900 | PERCUTANEOUS LEAD KIT, INCLUDING ANCHORS, FOR SPINAL CORD STIMULATOR, STERILE | NEUROSCIENCES CONSUMABLES SUPPLEMENTARY
11960 | 4229610027900 | CLIPS, ARTERIOVENOUS MALFORMATIONS, PERMANENT, ASSORTED SIZES | NEUROSCIENCES CONSUMABLES SUPPLEMENTARY
11961 | 4218231901100 | ELECTRODES SUBDURAL GRID ELECTRODES PLATINUM 24 CONTACTS ASSORTED CONFIGURATIONS CABLES WITH UNIVERSAL CONNECTION TO FIT ALL NE = UROPHYSIOLOGY MACHINES DISPOSABLE STERILE | NEUROSCIENCES CONSUMABLES SUPPLEMENTARY
11962 | 4229510011200 | MICRO NEEDLE HOLDER, SINGLE SHAFT, ROTATABLE, FOR NEUROSURGERY, REUSABLE, ASSORTED SIZES AND SHAPES | NEUROSCIENCES CONSUMABLES SUPPLEMENTARY
11963 | 4229560300600 | KIT, FOR LUMBAR PUNCTURE 22G X 1.5 TRAY FOR NEONATE, FREE OF DEHP AND LATEX CONTENTS: (1) 22 GA X 1.5 INCH SPINAL NEEDLE, (4) NUMBERED SPECIME N TUBES W/ SCREW CAP, (1) 4-PLY POLY DRAPE TOWEL, (2) POINT-LOK SHARPS CONTAINERS, (1) 3 PK IODOPHOR SWABSTICKS, (1) SPOTADHESIVE BANDAGE, (1) NEO CATH DRAPE 12 INCH X 20 INCH, (4) 2 INCH X2 INCH GAUZE | NEUROSCIENCES CONSUMABLES SUPPLEMENTARY
11964 | 4229560300700 | TRAY, FOR LUMBER PUNCTURE, ADULT, CONTAINS: 25 G X 5/8 INCH NEEDLE PRE ATTACHED TO 3 ML PLASTIC LUER SLIP SYRINGE, NEEDLE 18 G X 3.5 INCH, NEED LE 20 G X 3.5 INCH, NEEDLE 22 G X 3.5 INCH, 4 WAYS STOPCOCK, MANOMETER, 5 INCH EXTENSION TUBING, 5 ML LIDOCAINE 1%, SPECIMEN VIALS WITH LABELS, NEEDLE STICK PAD, ADHESIVE BANDAGE, SPONGE APPLICATORS, TOWELS AND FENESTRATED DRAPE, IODINE SOLUTION, DISPOSABLE, STERILE | NEUROSCIENCES CONSUMABLES SUPPLEMENTARY
11965 | 4227200601200 | INTRODUCER SET, PEEL AWAY, FOR NEUROENDOSCOPY, DISPOSABLE, ASSORTED SIZES AS PER HOSPITAL REQUEST | NEUROSCIENCES CONSUMABLES SUPPLEMENTARY
11966 | 4227250063800 | IMPLANTABLE PULSE GENERATOR NON RECHARGEABLE FOR SPINAL CORD STIMULATION | NEUROSCIENCES CONSUMABLES SUPPLEMENTARY
11967 | 4218154200300 | EMG NEEDLE CONCENTRIC ASSORTED SIZES DISPOSABLE STERILE. CABLES MUST BE PROVIDED FREE OF CHARGE | NEUROSCIENCES CONSUMABLES SUPPLEMENTARY
11968 | 4218154100900 | GROUND ELECTRODE, PLATE, FOR EMG AND NCS, ASSORTED SIZES, DISPOSABLE | NEUROSCIENCES CONSUMABLES SUPPLEMENTARY
11969 | 4218154200600 | ELECTRODE, SURFACE, FOR NERVE CONDUCTION STUDY, ASSORTED LENGHTS, REUSABLE | NEUROSCIENCES CONSUMABLES SUPPLEMENTARY
11970 | 4229492404300 | BIPOLAR FORCEPS, ELECTROSURGICAL, NEURO, STRAIGHT, IRRIGATING, NON-STICK, 16-19 CM TOTAL LENGTH, ASSORTED TIP SIZES, DISPOSABLE, STE RILE | NEUROSCIENCES CONSUMABLES SUPPLEMENTARY
11971 | 4214330600700 | INFUSION PUMP, HARD, ELASTOMERIC CALIBRATED AMBULATORY, FLOW RATE 5ML/ HOURS, VOLUME 240-350ML, DISPOSABLE | GENERAL MEDICAL SUPPLIES (NURSING AND BURN UNIT) SUPPLEMENTARY
11972 | 4214330600800 | PUMP, ELASTOMERIC, SOFT, 100ML/HR (TOTAL VOLUME 100ML), INTEGRATED WITH FILTER, WITH TUBE NOT LESS THAN 120 CM LENGTH OF INFUSION LINE, COLOR CODED, LIGHT RESISTANT, TRANSPARENT, DEHP AND LATEX FREE, PROVIDED WITH COMPATIBLE HARD CASE TO PROTECT THE ELASTOMERIC PUMP FROM ANY INJURY OR EXTERNAL PRESSURE, DISPOSABLE | GENERAL MEDICAL SUPPLIES (NURSING AND BURN UNIT) SUPPLEMENTARY
11973 | 4231210201800 | BASE PLATE, OSTOMY, RIGID CONVEX, CLICKING SYSTEM, 55-60 MM, DISPOSABLE, (WOUND AND OSTOMY CARE) | GENERAL MEDICAL SUPPLIES (NURSING AND BURN UNIT) SUPPLEMENTARY
11974 | 4231210404700 | BAG, OSTOMY, ONE PIECE, OPAQUE, SOFT FABRIC LOW FRICTION, OPEN WITH INTEGRATED CLOSING MECHANISM, WITH FILTER, SIZE 50-55 MM, (WOUND AND OSTOMY CARE) | GENERAL MEDICAL SUPPLIES (NURSING AND BURN UNIT) SUPPLEMENTARY
11975 | 4218172305000 | PAPER CHART, ECG, FOR SCHILLER AT-102, SIZE APPROX. 210 MM X 280 MM | GENERAL MEDICAL SUPPLIES (NURSING AND BURN UNIT) SUPPLEMENTARY
11976 | 4231210404900 | BAG, OSTOMY, ONE PIECE, TRANSPARENT, SOFT FABRIC LOW FRICTION, CONVEX, OPEN WITH INTEGRATED CLOSING MECHANISM, WITH FILTER, ADULT SIZE 55 (+/- 5 MM), (WOUND AND OSTOMY CARE) | GENERAL MEDICAL SUPPLIES (NURSING AND BURN UNIT) SUPPLEMENTARY
11977 | 4214330600900 | PUMP, ELASTOMERIC, SOFT, 150ML/HR (TOTAL VOLUME 300ML), INTEGRATED WITH FILTER, WITH TUBE NOT LESS THAN 120 CM LENGTH OF INFUSION LINE, COLOR CODED, LIGHT RESISTANT, TRANSPARENT, DEHP AND LATEX FREE, PROVIDED WITH COMPATIBLE HARD CASE TO PROTECT THE ELASTOMERIC PUMP FROM ANY INJURY OR EXTERNAL PRESSURE, DISPOSABLE | GENERAL MEDICAL SUPPLIES (NURSING AND BURN UNIT) SUPPLEMENTARY
11978 | 4214330601000 | PUMP, ELASTOMERIC, SOFT, 15ML/HR (TOTAL VOLUME 300ML), INTEGRATED WITH FILTER, WITH TUBE NOT LESS THAN 120 CM LENGTH OF INFUSION LINE, COLOR CODED, LIGHT RESISTANT, TRANSPARENT, DEHP AND LATEX FREE, PROVIDED WITH COMPATIBLE HARD CASE TO PROTECT THE ELASTOMERIC PUMP FROM ANY INJURY OR EXTERNAL PRESSURE, DISPOSABLE | GENERAL MEDICAL SUPPLIES (NURSING AND BURN UNIT) SUPPLEMENTARY
11979 | 4231150520000 | DRESSING HIGH ABSORBENT (ABSORB NOT LESS THAN 150 ML) MULTILAYER SILICONE FOAM DRESSING WITH BORDER SIZE 12 X 12 CM (+\-2 CM) D = ISPOSABLE STERILE (WOUND AND OSTOMY CARE) | GENERAL MEDICAL SUPPLIES (NURSING AND BURN UNIT) SUPPLEMENTARY
11980 | 4231150518300 | DRESSING, NOT LESS THAN FIVE LAYERS, HYDROCELLULAR FOAM, ADHESIVE BORDER, WITH CHANGING INDICATOR, 20 X 20 CM (+/- 2 CM), STERILE, (WOUND AND OSTOMY CARE) | GENERAL MEDICAL SUPPLIES (NURSING AND BURN UNIT) SUPPLEMENTARY
11981 | 5310230500000 | DIAPER, PRE-MATURE INFANT, FROM 1.3 KG TO 2 KG, HIGHLY ABSORBENT, ASSURES DRY SURFACE, RE-ADJUSTABLE, ADHESIVE TAPE, ANTI-LEAK BARRIER, PACKING: WRAPPED IN A PLASTIC PACK | GENERAL MEDICAL SUPPLIES (NURSING AND BURN UNIT) SUPPLEMENTARY
11982 | 4214330600600 | INFUSION, PUMP, HARD, ELASTOMERIC CALIBRATED AMBULATORY, FLOW RATE 2ML/ HOURS, VOLUME 240-350ML, DISPOSABLE | GENERAL MEDICAL SUPPLIES (NURSING AND WOUND CARE) SUPPLEMENTARY
11983 | 4618200901100 | FIT TEST, SOLUTION, FOR N95 RESPIRATOR MASK TESTING | DISINFECTANTS SUPPLIES SUPPLEMENTARY
11984 | 4215246500700 | LUBRICANT, GEL, SOLUBLE, 110-150 GM, TUBE, STERILE | GENERAL MEDICAL SUPPLIES (NURSING AND BURN UNIT) SUPPLEMENTARY
11985 | 4214330601200 | PUMP, DEFEROXAMINE ELASTOMERIC, SOFT, 60ML OVER 12 HRS (5ML/HR), INTEGRATED WITH FILTER, WITH TUBE NOT LESS THAN 120 CM LENGTH OF INFUSION LINE, COLOR CODED, LIGHT RESISTANT, TRANSPARENT, DEHP AND LATEX FREE, WITH PROVEN STABILITY TEST WITH DEFEROXAMINE, PROVIDED WITH COMPATIBLE HARD CASE TO PROTECT THE ELASTOMERIC PUMP FROM ANY INJURY OR EXTERNAL PRESSURE, DISPOSABLE | GENERAL MEDICAL SUPPLIES (NURSING AND BURN UNIT) SUPPLEMENTARY
11986 | 4231210405000 | BAG, OSTOMY, ONE PIECE, TRANSPARENT, SOFT FABRIC LOW FRICTION, OPEN, WITHOUT FILTER, ADULT SIZE 75 MM (+/- 10 MM), (WOUND AND OSTOMY CARE) | GENERAL MEDICAL SUPPLIES (NURSING AND BURN UNIT) SUPPLEMENTARY
11987 | 4231210900100 | BASE PLATE, UROSTOMY, SOFT CONVEX, CLICKING SYSTEM, 70-75 MM, DISPOSABLE, (WOUND AND OSTOMY CARE) | GENERAL MEDICAL SUPPLIES (NURSING AND BURN UNIT) SUPPLEMENTARY
11988 | 4215163210000 | SOLUTION, CONCENTRATED FIXER, FOR AUTOMATIC PROCESSING, TO PREPARE 10 GALLONS OR EQUIVALENT OF DILUTED SOLUTION | GENERAL MEDICAL SUPPLIES (NURSING AND BURN UNIT) SUPPLEMENTARY
11989 | 4214330601100 | PUMP, ELASTOMERIC, SOFT, 60ML/HR (TOTAL VOLUME 60ML), INTEGRATED WITH FILTER, WITH TUBE NOT LESS THAN 120 CM LENGTH OF INFUSION LINE, COLOR CODED, LIGHT RESISTANT, TRANSPARENT, DEHP AND LATEX FREE, PROVIDED WITH COMPATIBLE HARD CASE TO PROTECT THE ELASTOMERIC PUMP FROM ANY INJURY OR EXTERNAL PRESSURE, DISPOSABLE | GENERAL MEDICAL SUPPLIES (NURSING AND BURN UNIT) SUPPLEMENTARY
11990 | 4231210900000 | BASE PLATE, UROSTOMY, RIGID CONVEX, CLICKING SYSTEM, 60-65 MM, DISPOSABLE, (WOUND AND OSTOMY CARE) | GENERAL MEDICAL SUPPLIES (NURSING AND BURN UNIT) SUPPLEMENTARY
11991 | 4231210407200 | BAG, UROSTOMY, ONE PIECE, TRANSPARENT, CONVEX, OPEN, SOFT FABRIC LOW FRICTION, SIZE 40 MM (+/- 5 MM), (WOUND AND OSTOMY CARE) | GENERAL MEDICAL SUPPLIES (NURSING AND BURN UNIT) SUPPLEMENTARY
11992 | 4231150517900 | DRESSING, TRANSPARENT, ADHESIVE, FILM, SIZE 10 X 14 CM (+/- 1 CM), PACKING, INDIVIDUALLY WRAPPED, DISPOSABLE, STERILE, (WOUND AND OSTOMY CARE) | GENERAL MEDICAL SUPPLIES (NURSING AND BURN UNIT) SUPPLEMENTARY
11993 | 4218172306500 | PAPER, ECG, FOR NIHON KOHDEN 3CH, SIZE APPROX. 63 MM X 30M | GENERAL MEDICAL SUPPLIES (NURSING AND BURN UNIT) SUPPLEMENTARY
11994 | 4231150201500 | DRESSING CVC ADULT WITH 13-CONTENTS STERILE, THE KIT SHOULD CONTAINS, CSR OUTER WRAP, 17 X 17 INCH, SURGICAL DRAPE 18 X 25 INCH (PLAIN), DISINFECTANT APPLICATOR 1ML, STERI STRIP 1.27X10CM (12MMX100MM), DRESSING FILM 6X7CM, NITRILE EXAMINATION GLOVES MEDIUM SIZE, NON-WOVEN GAUZE 4 X 4 4PLY, PLASTIC TWEEZER, 3 LAYERS FACE MASK EARLOOP | GENERAL MEDICAL SUPPLIES (NURSING AND BURN UNIT) SUPPLEMENTARY
11995 | 4110411803600 | CONTAINER, SPECIMEN, PLASTIC, TRANSPARENT, WITH SCREW CAP, 120-150 ML, STERILE | GENERAL MEDICAL SUPPLIES (NURSING AND BURN UNIT) SUPPLEMENTARY
11996 | 4218172300500 | PAPER, ELECTROCARDIOGRAM (ECG/EKG), FOR PHILIPS TC-30 AND TC-50, SIZE APPROX. 210 MM X 300 MM | GENERAL MEDICAL SUPPLIES (NURSING AND BURN UNIT) SUPPLEMENTARY
11997 | 4231150201600 | DRESSING KIT 2, INCLUDES 1 STERILE FIELD (WRAPPER), 1 STERILE DRAPE 50 X 50 CM (+/- 5 CM), 1 TOWEL 40 X 40 CM (+/- 5 CM), GAUZE SWABS 4 PLY 10 X 10 CM (5 PCS), 3 FORCEPS (EACH FORCEPS HAS UNIQUE COLOR), 1 TRAY MEDIUM SIZE, 1 TIE WRAP 10CM, 1 SELF ADHESIVE PE BAG 35 X 35 CM (+/- 5 CM), | GENERAL MEDICAL SUPPLIES (NURSING AND BURN UNIT) SUPPLEMENTARY
11998 | 4218172302700 | PAPER, RECORDING, FOR NIHON KOHDEN CARDIOFAX M, SIZE APPROX. 210 MM X 140 MM | GENERAL MEDICAL SUPPLIES (NURSING AND BURN UNIT) SUPPLEMENTARY
11999 | 4218172303400 | PAPER, ECG, FOR PHILIPS M2481A, SIZE APPROX. 215 MM X 280 MM | GENERAL MEDICAL SUPPLIES (NURSING AND BURN UNIT) SUPPLEMENTARY
12000 | 4412200200000 | SHEET, DRAW, PLASTIC, 80 CM X 190 CM (+/- 10 CM) WITH ABSORBENT TISSUE TYPE PAD, 45 CM X 70 CM (+/- 5 CM) | GENERAL MEDICAL SUPPLIES (NURSING AND BURN UNIT) SUPPLEMENTARY
12001 | 4231210811200 | POUCH, FOR UROSTOMY OR FISTULA OR WOUND, ONE PIECE, TRANSPARENT, OPEN, SOFT FABRIC LOW FRICTION, WITH WINDOW, WITH INTEGRATED CLOSURE MECHANISM, SIZE 100 MM (+/- 10 MM), (WOUND AND OSTOMY CARE) | GENERAL MEDICAL SUPPLIES (NURSING AND BURN UNIT) SUPPLEMENTARY
12002 | 4231211902300 | BAG, UROSTOMY, TWO PIECE, TRANSPARENT, SOFT FABRIC LOW FRICTION, OPEN WITH INTEGRATED CLOSING MECHANISM, WITH CLICKING COUPLING, AND FILTER, SIZE 70-75 MM, (WOUND AND OSTOMY CARE) | GENERAL MEDICAL SUPPLIES (NURSING AND BURN UNIT) SUPPLEMENTARY
12003 | 4231150201700 | CUSTOM DRESSING KIT, FOR LEFT VENTRICULAR ASSIST DEVICE (LVAD), THE KIT CONTAINS (CSR OUTER WRAP 25 X25 INCH, GAUZE SWABS 4 X 4 16 PLY, 5/BUNDLE, FOLEY CATHETER SECUREMENT DEVICE, DRAIN SPONGE 4X4 INCH, (COMPRESSES ABSORBENTS DRESSING 15X8 CM, FILM DRESSING 10X12CM, DISINFECTANT APPLICATOR 1ML, SMALL FENESTRATED DRAPE 18 X 26 INCH, SURGICAL MASK, ALCOHOL PADS 70% ISOPROPYL ALCOHOL, SURGICAL GLOVES 7.5 (PAIR), PREFILLED NORMAL SALINE 10ML SYRINGE | GENERAL MEDICAL SUPPLIES (NURSING AND BURN UNIT) SUPPLEMENTARY
12004 | 4214330600500 | INFUSION PUMP, HARD, ELASTOMERIC CALIBRATED AMBULATORY, FLOW RATE 10ML/ HOURS, VOLUME 240-350ML, DISPOSABLE | GENERAL MEDICAL SUPPLIES (NURSING AND BURN UNIT) SUPPLEMENTARY
12005 | 4410311200400 | LABEL, RIBBON PRINTER, THERMAL ZEBRA, 100 MM X 50 MM | GENERAL MEDICAL SUPPLIES (NURSING AND BURN UNIT) SUPPLEMENTARY
12006 | 4231270101200 | POWDER, BIOLOGICAL COLLAGEN, DERIVED FROM PORCINE, 15-20 MG, STERILE, (WOUND AND OSTOMY CARE) | GENERAL MEDICAL SUPPLIES (NURSING AND BURN UNIT) SUPPLEMENTARY
12007 | 4231270101100 | POWDER, BIOLOGICAL COLLAGEN, DERIVED FROM PORCINE, 100-120 MG, STERILE, (WOUND AND OSTOMY CARE) | GENERAL MEDICAL SUPPLIES (NURSING AND BURN UNIT) SUPPLEMENTARY
12008 | 4214320300900 | BAG FOR ENTERAL FEEDING PUMP SET WITH ENFIT CONNECTOR FLEXIFLOW OR EQUIVALENT TUBE LENGTH 230- 270 CM 1000 ML | GENERAL MEDICAL SUPPLIES (NURSING AND BURN UNIT) SUPPLEMENTARY
12009 | 4231270101000 | DRESSING, COLLAGEN, DERMAL, CONTAINS TWO OR MORE TYPES OF COLLAGEN, DERIVED FROM BOVINE, NON CHEMICAL, SIZE 5 X 5 CM (+/- 2 CM), DISPOSABLE, STERILE, (WOUND AND OSTOMY CARE) | GENERAL MEDICAL SUPPLIES (NURSING AND BURN UNIT) SUPPLEMENTARY
12010 | 4231151408900 | DRESSING, CADEXOMER IODINE, COMPOSED OF 0.9% IODINE, 10-15 GM, DISPOSABLE, STERILE, (WOUND AND OSTOMY CARE) | GENERAL MEDICAL SUPPLIES (NURSING AND BURN UNIT) SUPPLEMENTARY
12011 | 4231151409200 | DRESSING, NON-ABSORBENT GEL PAD, ANTIBACTERIAL, WORK WITH PHYSICAL ATTRACTION, SIZE 7 X 15 CM (+/- 1 CM), DISPOSABLE, STERILE (WOUND AND OSTOMY CARE) | GENERAL MEDICAL SUPPLIES (NURSING AND BURN UNIT) SUPPLEMENTARY
12012 | 4231151505100 | DRESSING, NOT LESS THAN FIVE LAYERS, HYDROCELLULAR FOAM, ADHESIVE BORDER, WITH CHANGING INDICATOR, 10 X 10 CM (+/- 2 CM), STERILE, (WOUND AND OSTOMY CARE) | GENERAL MEDICAL SUPPLIES (NURSING AND BURN UNIT) SUPPLEMENTARY
12013 | 4231270100900 | DRESSING COLLAGEN DERMAL CONTAINS TWO OR MORE TYPES OF COLLAGEN DERIVED FROM BOVINE NON CHEMICAL SIZE 10 X 10 CM (+/- 2 CM) D = ISPOSABLE STERILE (WOUND AND OSTOMY CARE) | GENERAL MEDICAL SUPPLIES (NURSING AND BURN UNIT) SUPPLEMENTARY
12014 | 4231151700400 | SPRAY, SILICONE BASED, PAINLESS, SKIN, ADHESIVE REMOVER, STING FREE, 100-120 ML, (WOUND AND OSTOMY CARE) | GENERAL MEDICAL SUPPLIES (NURSING AND BURN UNIT) SUPPLEMENTARY
12015 | 4231151701200 | SPRAY, DRESSING, NON MEDICATED SURGICAL FOR PROTECTION AGAINST SKIN BURN AND WOUND, 100-150 ML, (WOUND AND OSTOMY CARE) | GENERAL MEDICAL SUPPLIES (NURSING AND BURN UNIT) SUPPLEMENTARY
12016 | 4231260304500 | GAUZE, ANTIMICROBIAL, CLEANSING, FOR PORTABLE NEGATIVE PRESSURE WOUND THERAPY SYSTEM (NPWT), 10- 12 CM X 3.5-4 M, DISPOSABLE, STERILE, (WOUND AND OSTOMY CARE) | GENERAL MEDICAL SUPPLIES (NURSING AND BURN UNIT) SUPPLEMENTARY
12017 | 4231151402500 | DRESSING, ODOR CONTROL ACTIVATED CHARCOAL, WITH SILVER, COVERED WITH SLEEVE, SIZE 5 X 10 CM (+/-2 CM), STERILE, (WOUND AND OSTOMY CARE) | GENERAL MEDICAL SUPPLIES (NURSING AND BURN UNIT) SUPPLEMENTARY
12018 | 4231260304400 | DRESSING, SILICONE, FOR PORTABLE NEGATIVE PRESSURE WOUND THERAPY SYSTEM (NPWT), 15 X 20 CM (+/- 5 CM), DISPOSABLE, STERILE, (WOUND AND OSTOMY CARE) | GENERAL MEDICAL SUPPLIES (NURSING AND BURN UNIT) SUPPLEMENTARY
12019 | 4231260304200 | DRESSING, SILICONE, FOR PORTABLE NEGATIVE PRESSURE WOUND THERAPY SYSTEM (NPWT), 10 X 30 CM (+/- 5 CM), DISPOSABLE, STERILE, (WOUND AND OSTOMY CARE) | GENERAL MEDICAL SUPPLIES (NURSING AND BURN UNIT) SUPPLEMENTARY
12020 | 4231260304100 | DRESSING, NYLON CLOTH, FOR NEGATIVE PRESSURE WOUND THERAPY SYSTEM (NPWT), WITH PURE METALLIC SILVER, AND 0.9% SILVER OXIDE, SIZE 5 X 5 CM (+\-2 CM), DISPOSABLE, STERILE, (WOUND AND OSTOMY CARE) | GENERAL MEDICAL SUPPLIES (NURSING AND BURN UNIT) SUPPLEMENTARY
12021 | 4231260304000 | DRESSING, NYLON CLOTH, FOR NEGATIVE PRESSURE WOUND THERAPY SYSTEM (NPWT), WITH PURE METALLIC SILVER, AND 0.9% SILVER OXIDE, SIZE 10 X 12 CM (+\-2 CM), DISPOSABLE, STERILE, (WOUND AND OSTOMY CARE) | GENERAL MEDICAL SUPPLIES (NURSING AND BURN UNIT) SUPPLEMENTARY
12022 | 4231260303900 | DRESSING, FOAM FILLER, FOR PORTABLE NEGATIVE PRESSURE WOUND THERAPY SYSTEM (NPWT), 10 X 10 CM (+/- 2 CM), DISPOSABLE, STERILE, (WOUND AND OSTOMY CARE) | GENERAL MEDICAL SUPPLIES (NURSING AND BURN UNIT) SUPPLEMENTARY
12023 | 4231260102100 | KIT, PORTABLE NEGATIVE PRESSURE WOUND THERAPY SYSTEM (NPWT), CONTAINS TWO SILICONE DRESSING, IT CAN BE USED AT LEAST FOR 14 DAYS, WITHOUT CANISTER, 15 X 20 CM (+/- 5 CM), DISPOSABLE, STERILE, (WOUND AND OSTOMY CARE) | GENERAL MEDICAL SUPPLIES (NURSING AND BURN UNIT) SUPPLEMENTARY
12024 | 4231260102000 | KIT, PORTABLE NEGATIVE PRESSURE WOUND THERAPY SYSTEM (NPWT), CONTAINS TWO SILICONE DRESSING, IT CAN BE USED AT LEAST FOR 14 DAYS, WITHOUT CANISTER, 10 X 40 CM (+/- 5 CM), DISPOSABLE, STERILE, (WOUND AND OSTOMY CARE) | GENERAL MEDICAL SUPPLIES (NURSING AND BURN UNIT) SUPPLEMENTARY
12025 | 4231260101900 | KIT, PORTABLE NEGATIVE PRESSURE WOUND THERAPY SYSTEM (NPWT), CONTAINS TWO SILICONE DRESSING, IT CAN BE USED AT LEAST FOR 14 DAYS, WITHOUT CANISTER, 10 X 30 CM (+/- 5 CM), DISPOSABLE, STERILE, (WOUND AND OSTOMY CARE) | GENERAL MEDICAL SUPPLIES (NURSING AND BURN UNIT) SUPPLEMENTARY
12026 | 4218172307200 | PAPER, GE PREMIUM RECORDING, SIZE APPROX. 215 MM X 280 MM | GENERAL MEDICAL SUPPLIES (NURSING AND BURN UNIT) SUPPLEMENTARY
12027 | 4231153100100 | SHEET, WOUND PROTECTIVE BARRIER, CONTAINS POLYMER WITH CELLULOSE, FOR PROMOTE WOUND HEALING PROCESS, CIRCULAR, DIAMETER 8 CM (+/- 2 CM), (WOUND AND OSTOMY CARE) | GENERAL MEDICAL SUPPLIES (NURSING AND BURN UNIT) SUPPLEMENTARY
12028 | 4231151701300 | SPRAY, HYPEROXYGENATED, ESSENTIAL FATTY ACIDS, FOR PRESSURE INJURY PREVENTION , 20-30 ML, (WOUND AND OSTOMY CARE) | GENERAL MEDICAL SUPPLIES (NURSING AND BURN UNIT) SUPPLEMENTARY
12029 | 4231151701400 | WOUND SOLUTION, MICRO CRYSTALLINE-LIKE STRUCTURES SILICON DIOXIDE, USING UTILIZE A NANO TECHNOLOGY, SUPPORT NORMAL HEALING PROCESS AND PREVENT INFECTIONS, FREE OF ODOR - ALCOHOL - FRAGRANCE, 30-50 ML (WOUND AND OSTOMY CARE) | GENERAL MEDICAL SUPPLIES (NURSING AND BURN UNIT) SUPPLEMENTARY
12030 | 4231260304300 | DRESSING, SILICONE, FOR PORTABLE NEGATIVE PRESSURE WOUND THERAPY SYSTEM (NPWT), 10 X 40 CM (+/- 5 CM), DISPOSABLE, STERILE, (WOUND AND OSTOMY CARE) | GENERAL MEDICAL SUPPLIES (NURSING AND BURN UNIT) SUPPLEMENTARY
12031 | 4231151305700 | GEL, CONTAINS MALTODEXTRIN AND GLYCERIN, FOR FILLING WOUND SITE TO PROTECT THE WOUND FROM DEHYDRATION, 80-100 ML, TUBE, (WOUND AND OSTOMY CARE) | GENERAL MEDICAL SUPPLIES (NURSING AND BURN UNIT) SUPPLEMENTARY
12032 | 4231151305600 | GEL, CONTAINS MALTODEXTRIN AND GLYCERIN, FOR FILLING WOUND SITE TO PROTECT THE WOUND FROM DEHYDRATION, 10-15 ML, TUBE, (WOUND AND OSTOMY CARE) | GENERAL MEDICAL SUPPLIES (NURSING AND BURN UNIT) SUPPLEMENTARY
12033 | 4231270101300 | POWDER, BIOLOGICAL COLLAGEN, DERIVED FROM PORCINE, 200-250 MG, STERILE, (WOUND AND OSTOMY CARE) | GENERAL MEDICAL SUPPLIES (NURSING AND BURN UNIT) SUPPLEMENTARY
12034 | 4410310500100 | INK COLOR CARTRIDGE, TO BE USED WITH CODONICS VIRTUA CD/DVD MEDICAL DISC PUBLISHER, PACKING 4 PIECES/ PACK | GENERAL MEDICAL SUPPLIES (NURSING AND BURN UNIT) SUPPLEMENTARY
12035 | 4410310500000 | INK BLACK CARTRIDGE, TO BE USED WITH CODONICS VIRTUA CD/DVD MEDICAL DISC PUBLISHER, PACKING 4 PIECES/ PACK | GENERAL MEDICAL SUPPLIES (NURSING AND BURN UNIT) SUPPLEMENTARY
12036 | 4320182500000 | DIGITAL VIDEO DISC (DVD-R), MEDICAL AND AAA GRADE, DVD-R 16X, 4.5 GB, TO BE USED WITH CODONICS VIRTUA CD/DVD MEDICAL DISC PUBLISHER, PACKING 50 PIECES/ PACK | GENERAL MEDICAL SUPPLIES (NURSING AND BURN UNIT) SUPPLEMENTARY
12037 | 4218172306900 | PAPER, ECG, FOR BTL 08-MT PLUS, SIZE APPROX. 210 MM X 280 MM | GENERAL MEDICAL SUPPLIES (NURSING AND BURN UNIT) SUPPLEMENTARY
12038 | 4214390200300 | FECAL INCONTINENCE SYSTEM, WITH SILICONE CATHETER AND DRAINAGE BAG, MEDICATION AND SAMPLING AND IRRIGATION PORTS, ODOR CONTROL, FOR LIQUID AND SEMI LIQUID STOOL | GENERAL MEDICAL SUPPLIES (NURSING AND BURN UNIT) SUPPLEMENTARY
12039 | 4320180800000 | COMPACT DISC, READ-ONLY MEMORY (CD-R), MEDICAL AND AAA GRADE, CD-R 52X, 700 MB, TO BE USED WITH CODONICS VIRTUA CD/DVD MEDICAL DISC PUBLISHER, PACKING 50 PIECES/ PACK | GENERAL MEDICAL SUPPLIES (NURSING AND BURN UNIT) SUPPLEMENTARY
12040 | 4214390300000 | CATHETER, RECTAL, SMOOTH, THE LANGE LATERAL EYE AND ROUNDED TIP, ENSURE THE CATHETERS, AND NOT OCCLUDED, BY FECAL MATTER, WITH RADIOPAQUE LINE, FOR VISUALIZATION, SIZE: 18 TO 22, SIZE TO BE SELECTED | GENERAL MEDICAL SUPPLIES (NURSING AND BURN UNIT) SUPPLEMENTARY
12041 | 4214312700700 | PAPER, CTG, COROMETRICS 250 AND 250CX SERIES, SIZE APPROX. 152 MM X 90 MMX150SH | GENERAL MEDICAL SUPPLIES (NURSING AND BURN UNIT) SUPPLEMENTARY
12042 | 4214390300900 | CATHETER, RECTAL, SMOOTH, THE LANGE LATERAL EYE AND ROUNDED TIP, ENSURE THE CATHETERS, AND NOT OCCLUDED, BY FECAL MATTER, WITH RADIOPAQUE LINE, FOR VISUALIZATION, SIZE: 24 TO 28, SIZE TO BE SELECTED | GENERAL MEDICAL SUPPLIES (NURSING AND BURN UNIT) SUPPLEMENTARY
12043 | 4214312704100 | PAPER, CTG, FOR BISTOS BT350, SIZE APPROX. 151 MM X 90 MM | GENERAL MEDICAL SUPPLIES (NURSING AND BURN UNIT) SUPPLEMENTARY
12044 | 4231152400600 | DRESSING, NON-ADHERENT TULLE, IMPREGNATED WITH PARAFFIN OR PETROLATUM, KNITTED CELLULOSE ACETATE FABRIC, 12 X 23 (+/- 2CM), DISPOSABLE, STERILE, (WOUND AND OSTOMY CARE) | GENERAL MEDICAL SUPPLIES (NURSING AND BURN UNIT) SUPPLEMENTARY
12045 | 4214312704200 | PAPER, CTG, FOR MEDGAN MACHINE NST FHR 240, SIZE APPROX. 152 MM X 90MM | GENERAL MEDICAL SUPPLIES (NURSING AND BURN UNIT) SUPPLEMENTARY
12046 | 4214312704300 | PAPER, CTG, FOR SONICAID 8400/8003, SIZE APPROX. 142 MM X 150 MM | GENERAL MEDICAL SUPPLIES (NURSING AND BURN UNIT) SUPPLEMENTARY
12047 | 4218172307000 | PAPER, ECG, FOR PHILIPS HEARTSTART MRX DEFIBRILLATOR, SIZE APPROX. 75 MM X 25 M | GENERAL MEDICAL SUPPLIES (NURSING AND BURN UNIT) SUPPLEMENTARY
12048 | 4231270101500 | POWDER, CONTAINS MALTODEXTRIN, FOR FILLING WOUND SITE TO PROTECT THE WOUND FROM DEHYDRATION, 10-15 G, TUBE, (WOUND AND OSTOMY CARE) | GENERAL MEDICAL SUPPLIES (NURSING AND BURN UNIT) SUPPLEMENTARY
12049 | 4218172307100 | PAPER, ECG, FOR PHILIPS HEARTSTART XL DEFIBRILLATOR, SIZE APPROX. 50 MM X 30 M | GENERAL MEDICAL SUPPLIES (NURSING AND BURN UNIT) SUPPLEMENTARY
12050 | 4231155208800 | TAPE, SILICONE, ADHESIVE, 4 CM X 150-200 CM, ROLL, (WOUND AND OSTOMY CARE) | GENERAL MEDICAL SUPPLIES (NURSING AND BURN UNIT) SUPPLEMENTARY
12051 | 4231155100000 | SPRAY, SILICONE BASED, PAINLESS, SKIN, ADHESIVE REMOVER, STING FREE, 200-220 ML, (WOUND AND OSTOMY CARE) | GENERAL MEDICAL SUPPLIES (NURSING AND BURN UNIT) SUPPLEMENTARY
12052 | 4231151008600 | DRESSING, SOFT SILICON, REGULAR FOAM, WITH SILVER, SELF ADHESIVE, NO BORDER, 6 X 8.5 CM (+/- 1), DISPOSABLE, STERILE, (WOUND AND OSTOMY CARE) | GENERAL MEDICAL SUPPLIES (NURSING AND BURN UNIT) SUPPLEMENTARY
12053 | 4231151010600 | DRESSING, MULTILAYERS, WITH SOFT SILICONE FOAM, ADHESIVE BORDER, ABSORBENT FIBER LAYER, HEEL SHAPE, FOAM SHOULD COVER HEEL AND MALLEOLUS, SIZE 16 X 16 (+/- 2 CM) FOR PEDIATRIC, STERILE, (WOUND AND OSTOMY CARE) | GENERAL MEDICAL SUPPLIES (NURSING AND BURN UNIT) SUPPLEMENTARY
12054 | 4231151011800 | DRESSING, NOT LESS THAN FIVE LAYERS, HYDROCELLULAR FOAM, ADHESIVE BORDER, WITH CHANGING INDICATOR, 15 X 15 CM (+/- 2 CM), STERILE, (WOUND AND OSTOMY CARE) | GENERAL MEDICAL SUPPLIES (NURSING AND BURN UNIT) SUPPLEMENTARY
12055 | 4231270101400 | POWDER, CADEXOMER IODINE, COMPOSED OF 0.9% IODINE, 3 G, DISPOSABLE, STERILE, (WOUND AND OSTOMY CARE) | GENERAL MEDICAL SUPPLIES (NURSING AND BURN UNIT) SUPPLEMENTARY
12056 | 4231151016300 | DRESSING, SELF ADHESIVE SILICONE FOAM, NO BORDER, THIN, WITH CUTTING GUIDE INDICATOR FOR MULTI DEVICES 12 X 12 CM (+/- 2 CM), DISPOSABLE, STERILE, (WOUND AND OSTOMY CARE) | GENERAL MEDICAL SUPPLIES (NURSING AND BURN UNIT) SUPPLEMENTARY
12057 | 4231151019500 | DRESSING HIGH ABSORBENT (ABSORB NOT LESS THAN 150 ML) MULTILAYER SILICONE FOAM DRESSING WITH BORDER SIZE 15 X 25 CM (+\-2 CM) D = ISPOSABLE STERILE (WOUND AND OSTOMY CARE) | GENERAL MEDICAL SUPPLIES (NURSING AND BURN UNIT) SUPPLEMENTARY
12058 | 4231151207800 | GAUZE, SWAB, (100% COTTON), 8 PLY, X - RAY DETECTABLE, WHITE, FOLDED EDGES AND STITCHES TO ALL SIDES, NOT LESS THAN 15 THREADS/CM2, BLEACHED, DOUBLE WRAPPED, SIZE: 10 X 10 CM, 5 PIECES/PACK, DISPOSABLE, STERILE | GENERAL MEDICAL SUPPLIES (NURSING AND BURN UNIT) SUPPLEMENTARY
12059 | 4231250002900 | STICK / PROBE, WOUND, FOR MEASURING AND ASSESSMENT THE WOUND, GRADUATED, 15-20 CM, STERILE, (WOUND AND OSTOMY CARE) | GENERAL MEDICAL SUPPLIES (NURSING AND BURN UNIT) SUPPLEMENTARY
12060 | 4231152402100 | DRESSING, GAUZE, IMPREGNATED IN PLAIN PARAFFIN, SIZE 5 X 5 CM (+/- 1 CM), INDIVIDUALLY PACKED, DISPOSABLE, STERILE, (WOUND AND OSTOMY CARE) | GENERAL MEDICAL SUPPLIES (NURSING AND BURN UNIT) SUPPLEMENTARY
12061 | 4112181900300 | BOTTLE DROPPING POLYETHYLENE 3ML, STERILE | GENERAL MEDICAL SUPPLIES (NURSING AND BURN UNIT) SUPPLEMENTARY
12062 | 4214170507400 | POSITIONER, FLUIDIZED, PRESSURE REDISTRIBUTION, COMPATIBLE WITH MRI, SIZE 20 X 25 CM (+/- 3 CM), (WOUND AND OSTOMY CARE) | GENERAL MEDICAL SUPPLIES (NURSING AND BURN UNIT) SUPPLEMENTARY
12063 | 4229540700200 | N95 MASK ,MOLDED/ FOLDED V-SHAPED,MEDIUM/SMALL SIZE, PLEATED DESIGN THAT FLEXES WITH MOUTH MOVEMENT FOR EASIER TALKING AND EXPANDS FOR EASE OF BREATHING.(POSITIVE FACIAL LOCK), CONTAINS NO COMPONENTS MADE FROM NATURAL RUBBER LATEX. DESIGNED TO BE FLUID RESISTANT TO SPLASH AND SPATTER OF BLOOD AND OTHER INFECTIOUS MATERIALS, INTENDED TO REDUCE WEARER EXPOSURE TO AIRBORNE PARTICLES PROVIDES 95% FILTRATION EFFICIENCY OF AT LEAST 0.3 MICRON PARTICLES IN A SIZE , CLEARED AS A SURGICAL MASK.FILTER MATERIAL-POLYPROPYLENE DISPOSABLE | DISINFECTANTS SUPPLIES
12064 | 4229540700000 | N95 MASK, MOLDED/ FOLDED V-SHAPED, REGULAR /LARGE SIZE, PLEATED DESIGN THAT FLEXES WITH MOUTH MOVEMENT FOR EASIER TALKING AND EXPANDS FOR EASE OF BREATHING.(POSITIVE FACIAL LOCK), CONTAINS NO COMPONENTS MADE FROM NATURAL RUBBER LATEX. DESIGNED TO BE FLUID RESISTANT TO SPLASH AND SPATTER OF BLOOD AND OTHER INFECTIOUS MATERIALS, INTENDED TO REDUCE WEARER EXPOSURE TO AIRBORNE PARTICLES PROVIDES 95% FILTRATION EFFICIENCY OF AT LEAST 0.3 MICRON PARTICLES IN A SIZE , CLEARED AS A SURGICAL MASK.FILTER MATERIAL-POLYPROPYLENE DISPOSABLE | DISINFECTANTS SUPPLIES
12065 | 4229540607600 | DRESSING, TRACHEOSTOMY, POLYURETHANE ABSORBENT FOAM, HOLE WITH CUT, SIZE 10 X 10 CM (+/- 1 CM), DISPOSABLE, STERILE, (WOUND AND OSTOMY CARE) | GENERAL MEDICAL SUPPLIES (NURSING AND BURN UNIT) SUPPLEMENTARY
12066 | 4214160106300 | DIAPER, WRAP AROUND, WAIST SIZE: 32 INCH X 40 INCH (+/-3 INCH), ADULT, MEDIUM, HIGHLY ABSORBENT ASSURES DRY SURFACE, READJUSTABLE ADHESIVE TAPE, ANTI LEAK BARRIER, PACKING, WRAPPED IN A PLASTIC PACK | GENERAL MEDICAL SUPPLIES (NURSING AND BURN UNIT) SUPPLEMENTARY
12067 | 4214160200400 | BEDPAN, PULP, 1500-2000 ML, DISPOSABLE | GENERAL MEDICAL SUPPLIES (NURSING AND BURN UNIT) SUPPLEMENTARY
12068 | 4214270227000 | CATHETER, SPIGOT, PLASTIC, FOR CLOSURE OF CATHETERS AND TUBES, APPROX. 6 MM X 56 MM, DISPOSABLE, STERILE | GENERAL MEDICAL SUPPLIES (NURSING AND BURN UNIT) SUPPLEMENTARY
12069 | 4214270225400 | SHEATH /CONDOM, INCONTINENCE, WITH RUBBER STRAP, LATEX FREE, (APPROXIMATELY 30 MM), INDIVIDUAL PACK, STERILE | GENERAL MEDICAL SUPPLIES (NURSING AND BURN UNIT) SUPPLEMENTARY
12070 | 4214270225300 | SHEATH /CONDOM, INCONTINENCE, WITH RUBBER STRAP, LATEX FREE, (APPROXIMATELY 40 MM), INDIVIDUAL PACK, STERILE | GENERAL MEDICAL SUPPLIES (NURSING AND BURN UNIT) SUPPLEMENTARY
12071 | 4229190200800 | DRESSING, POLYURETHANE FOAM, ADHESIVE BORDER, CIRCULAR, CUTTING IN THE MIDDLE WITH A SIDE CUT FOR SECUREMENT THE TUBE, 10 X 10 CM (+/- 1 CM), DISPOSABLE, STERILE, (WOUND AND OSTOMY CARE) | GENERAL MEDICAL SUPPLIES (NURSING AND BURN UNIT) SUPPLEMENTARY
12072 | 4214260802300 | SYRINGE, HYPODERMIC, 10 ML, WITHOUT NEEDLE, ECCENTRIC SLIP LOCK, DISPOSABLE, STERILE | GENERAL MEDICAL SUPPLIES (NURSING AND BURN UNIT) SUPPLEMENTARY
12073 | 4214253605900 | NEEDLE, HYPODERMIC, SIZE: G33 X 0.5 INCH, PACKING: INDIVIDUALLY WRAPPED, DISPOSABLE, STERILE | GENERAL MEDICAL SUPPLIES (NURSING AND BURN UNIT) SUPPLEMENTARY
12074 | 4214253605800 | NEEDLE, HYPODERMIC, SIZE: G31 X 0.5 INCH, PACKING: INDIVIDUALLY WRAPPED, DISPOSABLE, STERILE | GENERAL MEDICAL SUPPLIES (NURSING AND BURN UNIT) SUPPLEMENTARY
12075 | 4214253605700 | NEEDLE, HYPODERMIC, SIZE: G30 X 5/32 INCH (4MM), PACKING: INDIVIDUALLY WRAPPED, DISPOSABLE, STERILE | GENERAL MEDICAL SUPPLIES (NURSING AND BURN UNIT) SUPPLEMENTARY
12076 | 4214253300200 | TWO NEEDLES SUBCUTANEOUS INFUSION SET, HIGH-FLOW WITHOUT PORT, 26G X 9MM, COMPATIBLE WITH MECHANICAL SYRINGE INFUSION PUMP | GENERAL MEDICAL SUPPLIES (NURSING AND BURN UNIT) SUPPLEMENTARY
12077 | 4214253100500 | CONTAINER, SAFETY, PLASTIC, FOR DISPOSAL SHARP, STABLE, EASY HANDLING, PUNCTURE AND LEAK PROOF, WITH WARNING LABEL, RED COLOR, FINAL CLOSURE MUST BE IRREVERSIBLE, 4-5 LITERS CAPACITY, DISPOSABLE | GENERAL MEDICAL SUPPLIES (NURSING AND BURN UNIT) SUPPLEMENTARY
12078 | 4227160020900 | PAPER, ECG, FOR BIONET CARDIOCARE 2000, SIZE APPROX. 215 MM X 25 M | GENERAL MEDICAL SUPPLIES (NURSING AND BURN UNIT) SUPPLEMENTARY
12079 | 4229472101000 | PUNCH, FOR BIOPSY, 8 MM ROUND, FOR DERMATOLOGY, DISPOSABLE, STERILE | GENERAL MEDICAL SUPPLIES (NURSING AND BURN UNIT) SUPPLEMENTARY
12080 | 4229472100900 | PUNCH, FOR BIOPSY, 6 MM ROUND, FOR DERMATOLOGY, DISPOSABLE, STERILE | GENERAL MEDICAL SUPPLIES (NURSING AND BURN UNIT) SUPPLEMENTARY
12081 | 4229472100800 | PUNCH, FOR BIOPSY, 5 MM ROUND, FOR DERMATOLOGY, DISPOSABLE, STERILE | GENERAL MEDICAL SUPPLIES (NURSING AND BURN UNIT) SUPPLEMENTARY
12082 | 4229540700400 | N95 MASK MEDIUM / SMALL SIZE / CUP SHAPE (POSITIVE FACIAL LOCK) CONTAINS NO COMPONENTS MADE FROM NATURAL RUBBER LATEX. DESIGNED TO BE FLUID RESISTANT TO SPLASH AND SPATTER OF BLOOD AND OTHER INFECTIOUS MATERIALS INTENDED TO REDUCE WEARER EXPOSURE TO AIRBORNE PARTICLES PROVIDES 95% FILTRATION EFFICIENCY OF AT LEAST 0.3 MICRON PARTICLES IN A SIZE CLEARED AS A SURGICAL MASK.FILTER MATERIAL-POLYPROPYLENE DIMENSION LENGTH (14 CM)+- 2CM WIDTH (16.5 CM)+- 2CM INNER DIMENSION LENGTH (11.5 CM) WIDTH (12.5 CM) PFL (POSITIVE FACIAL LOCK) ONLY FOR MEDICAL USES DISPOSABLE | DISINFECTANTS SUPPLIES SUPPLEMENTARY
12083 | 4229540700500 | N95 MASK REGULAR / LARGE SIZE / CUP SHAPE (POSITIVE FACIAL LOCK) CONTAINS NO COMPONENTS MADE FROM NATURAL RUBBER LATEX. DESIGNED TO BE FLUID RESISTANT TO SPLASH AND SPATTER OF BLOOD AND OTHER INFECTIOUS MATERIALS INTENDED TO REDUCE WEARER EXPOSURE TO AIRBORNE PARTICLES PROVIDES 95% FILTRATION EFFICIENCY OF AT LEAST 0.3 MICRON PARTICLES IN A SIZE CLEARED AS A SURGICAL MASK.FILTER MATERIAL-POLYPROPYLENE DIMENSIONS: OUTER DIMENSION LENGTH (16.5 CM)+- 2CM WIDTH (18.5 CM)+- 2CM . INNER DIMENSION LENGTH (12.5 CM) WIDTH (13 CM). DISPOSABLE. | DISINFECTANTS SUPPLIES SUPPLEMENTARY
12084 | 4214160106200 | DIAPER, UNDERWEAR STYLE, WITH STRETCHABLE WAIST BAND, HIGH ABSORPTION, SOFT BREATHABLE, LATEX FREE, FOR ADULT, SIZE X-LARGE | GENERAL MEDICAL SUPPLIES (NURSING AND BURN UNIT) SUPPLEMENTARY
12085 | 4111620003300 | CUTTER, TABLET/PILL CUTTER, WITH DISPENSER, STAINLESS STEEL BLADE, TRAVEL SIZED | GENERAL MEDICAL SUPPLIES (NURSING AND BURN UNIT) SUPPLEMENTARY
12086 | 4220390200900 | FILM, DRY STAR, (DT2B), TO BE USED WITH 5500 LASER CAMERA, SIZE: 8 X 10 INCH, PACKING: 100 FILMS/PKT | GENERAL MEDICAL SUPPLIES (NURSING AND BURN UNIT) SUPPLEMENTARY
12087 | 4220370600000 | SOLUTION, CONCENTRATED DEVELOPING, FOR AUTOMATIC PROCESSING, TO PREPARE 10 GALLONS OR EQUIVALENT OF DILUTED SOLUTION | GENERAL MEDICAL SUPPLIES (NURSING AND BURN UNIT) SUPPLEMENTARY
12088 | 4214271300800 | SHEATH /CONDOM, INCONTINENCE, WITH RUBBER STRAP, LATEX FREE, (APPROXIMATELY 25 MM), INDIVIDUAL PACK, STERILE | GENERAL MEDICAL SUPPLIES (NURSING AND BURN UNIT) SUPPLEMENTARY
12089 | 4229551315800 | SYSTEM, POSITIONING, 40 INCH X 60 INCH (+/- 2 INCH), INCLUDES 1 FLUIDIZED POSITIONER (15 INCH X 30 INCH- +/- 2 INCH), REDUCES PRESSURE AND FRICTION AND SHEAR, SLIDE SHEET WITH STRAPS, HELP IN MAINTAINING MICROCLIMATE (WOUND AND OSTOMY CARE) | GENERAL MEDICAL SUPPLIES (NURSING AND BURN UNIT) SUPPLEMENTARY
12090 | 4214270239800 | CATHETER INTERMITTENT PURE SILICONE (MEDICAL GRADE SILICONE) HYDROPHILIC COATED SELF LUBRICATED READY TO USE FREE OF PVC AND L = ATEX CH 14 35-40 CM DISPOSABLE STERILE | GENERAL MEDICAL SUPPLIES (NURSING AND BURN UNIT) SUPPLEMENTARY
12091 | 4214270239700 | CATHETER INTERMITTENT PURE SILICONE (MEDICAL GRADE SILICONE) HYDROPHILIC COATED SELF LUBRICATED READY TO USE FREE OF PVC AND L = ATEX CH 12 35-40 CM DISPOSABLE STERILE | GENERAL MEDICAL SUPPLIES (NURSING AND BURN UNIT) SUPPLEMENTARY
12092 | 4214270239600 | CATHETER INTERMITTENT PURE SILICONE (MEDICAL GRADE SILICONE) HYDROPHILIC COATED SELF LUBRICATED READY TO USE FREE OF PVC AND L = ATEX CH 10 35-40 CM DISPOSABLE STERILE | GENERAL MEDICAL SUPPLIES (NURSING AND BURN UNIT) SUPPLEMENTARY
12093 | 4214270239500 | CATHETER INTERMITTENT PURE SILICONE (MEDICAL GRADE SILICONE) HYDROPHILIC COATED SELF LUBRICATED READY TO USE FREE OF PVC AND L = ATEX CH 08 25-30 CM DISPOSABLE STERILE | GENERAL MEDICAL SUPPLIES (NURSING AND BURN UNIT) SUPPLEMENTARY
12094 | 4214270239400 | CATHETER INTERMITTENT PURE SILICONE (MEDICAL GRADE SILICONE) HYDROPHILIC COATED SELF LUBRICATED READY TO USE FREE OF PVC AND L = ATEX CH 06 25-30 CM DISPOSABLE STERILE | GENERAL MEDICAL SUPPLIES (NURSING AND BURN UNIT) SUPPLEMENTARY
12095 | 4229451000700 | SPONGE, SYNTHETIC WITH X-RAY DETECTABLE, VERY SOFT AND HIGHLY ABSORBENT (NOT LESS THAN 5 TIMES ITS WEIGHT) OR NEUROSURGERY, SIZE: 1/4 X 1.5 INCH, DISPOSABLE, STERILE | GENERAL MEDICAL SUPPLIES (NURSING AND BURN UNIT) SUPPLEMENTARY
12096 | 4214160105500 | GENERAL PATIENT CARE KIT 2, LEATHER BAG WITH THE LOGO ON THE SIDE. IT CONTAINS: A LOOFAH WITH A BACK STRAP OF RUBBER, SHAMPOO AND CONDITIONER 20-30 ML CONTAINS SODIUM CHLORIDE AND COCONUT DIETHANOL, SHOWER GEL 20-30 ML CONTAINS GLYCERIN AND SODIUM CHLORIDE AND CITRIC ACID, BODY CREAM 20-30 ML CONTAINS LIQUID PARAFFIN AND GLYCERIN AND TRIETHANOLAMINE, ROUND AND WRAPPED SOAP 30 GM CONTAINING SODIUM PALM AND GLYCERIN AND SODIUM CHLORIDE, DENTAL CARE SUPPLIES (A SOFT BRUSH AND TOOTHPASTE 10 GM-15 GM), WIDE BRUSH COMB WITH HANDLE, ALL COVERED WITH SNOW COVER, VANITY KIT (EARBUDS, ROUND COTTON BALLS, AND A SMALL WOODEN NAIL FILE). SOFT TOWEL, COMFORTABLE NON-SLIP SLIPPERS. ALL ITEMS CONTAIN THE ORGANIZATION'S LOGO | GENERAL MEDICAL SUPPLIES (NURSING AND BURN UNIT) SUPPLEMENTARY
12097 | 4214160105700 | PATIENT CARE KIT FOR KIDS, TRANSPARENT BAG FOR CHILDREN WITH THE LOGO ON THE SIDE, IT CONTAINS: A LOOFAH WITH A BACK STRAP OF RUBBER, SHAMPOO AND CONDITIONER 20-30 ML CONTAINS SODIUM CHLORIDE AND COCONUT DIETHANOL, SHOWER GEL 20 -30 ML CONTAINS GLYCERIN AND SODIUM CHLORIDE AND CITRIC ACID, BODY CREAM 20-30 ML CONTAINS LIQUID PARAFFIN AND GLYCERIN AND TRIETHANOLAMINE, ROUND AND WRAPPED SOAP 30 GM CONTAINING SODIUM PALM AND GLYCERIN AND SODIUM CHLORIDE, DENTAL CARE SUPPLIES (A SOFT BRUSH AND TOOTHPASTE 10 GM), WIDE BRUSH COMB WITH HANDLE, ALL COVERED WITH SNOW COVER, COLORING PENS AND BOOKLET FOR CHILDREN. ALL ITEMS CONTAIN THE ORGANIZATION'S LOGO | GENERAL MEDICAL SUPPLIES (NURSING AND BURN UNIT) SUPPLEMENTARY
12098 | 4213211401100 | CLOTH, ROLL, MACKINTOSH, DOUBLE FACED, RUBBER IMPREGNATED, AT LEAST 40 - 60 METER LONG AND 90 CM WIDE | GENERAL MEDICAL SUPPLIES (NURSING AND BURN UNIT) SUPPLEMENTARY
12099 | 4213220307500 | GLOVES, EXAMINATION, NITRILE, NON-POWDERED, LENGTH 240 -270 MM FROM THE MIDDLE FINGER TO THE CUFF, SIZE LARGE, 100 / PACK | GENERAL MEDICAL SUPPLIES (NURSING AND BURN UNIT) SUPPLEMENTARY
12100 | 4213220307600 | GLOVES, EXAMINATION, NITRILE, NON-POWDERED, LENGTH 240 -270 MM FROM THE MIDDLE FINGER TO THE CUFF, SIZE MEDIUM, 100 / PACK | GENERAL MEDICAL SUPPLIES (NURSING AND BURN UNIT) SUPPLEMENTARY
12101 | 4214160105900 | DIAPER, UNDERWEAR STYLE, WITH STRETCHABLE WAIST BAND, HIGH ABSORPTION, SOFT BREATHABLE, LATEX FREE, FOR ADULT, SIZE LARGE | GENERAL MEDICAL SUPPLIES (NURSING AND BURN UNIT) SUPPLEMENTARY
12102 | 4213220307700 | GLOVES, EXAMINATION, NITRILE, NON-POWDERED, LENGTH 240 -270 MM FROM THE MIDDLE FINGER TO THE CUFF, SIZE SMALL, 100 / PACK | GENERAL MEDICAL SUPPLIES (NURSING AND BURN UNIT) SUPPLEMENTARY
12103 | 4214160106000 | DIAPER, UNDERWEAR STYLE, WITH STRETCHABLE WAIST BAND, HIGH ABSORPTION, SOFT BREATHABLE, LATEX FREE, FOR ADULT, SIZE MEDIUM | GENERAL MEDICAL SUPPLIES (NURSING AND BURN UNIT) SUPPLEMENTARY
12104 | 4214310600000 | PAD, MATERNITY WITH LOOP, HIGHT ABSORBENT | GENERAL MEDICAL SUPPLIES (NURSING AND BURN UNIT) SUPPLEMENTARY
12105 | 4214160106100 | DIAPER, UNDERWEAR STYLE, WITH STRETCHABLE WAIST BAND, HIGH ABSORPTION, SOFT BREATHABLE, LATEX FREE, FOR ADULT, SIZE SMALL | GENERAL MEDICAL SUPPLIES (NURSING AND BURN UNIT) SUPPLEMENTARY
12106 | 4214160105600 | ORAL CARE KIT, KIT CONTAINS: 3 YANKAUER, 1 "Y" CONNECTOR, 1 SUCTION HANDLE, 4 SUCTION SWABS - 6 EMPTY SOLUTION CUP - 2 SUCTION TOOTHBRUSH - 6 ORAL SWABS | GENERAL MEDICAL SUPPLIES (NURSING AND BURN UNIT) SUPPLEMENTARY
12107 | 4214271502000 | FOLEY CATHETER TRAY, CONSISTENT OF: FOLEY CATHETER 2-WAYS PURE SILICON 10FR, URINE METER, WITH DOUBLE PLASTIC HANGER AND ABOUT ONE METER LONG TUBE (CLEAR AND FIXED NUMERICAL GRADUATION WITH ANTI-REFLUX VALVE), PACKET POVIDONE-IODINE SWABSTICKS, 2 DRY SWABS, 10CC SYRINGE (PRE-FILLED WITH STERILE WATER), LATEX-FREE AND POWDER-FREE GLOVES REGULAR SIZE, LUBE JELLY, SECUREMENT DEVICE, UNDERPAD, STERILE | GENERAL MEDICAL SUPPLIES (NURSING AND BURN UNIT) SUPPLEMENTARY
12108 | 4214252305500 | NEEDLE, HYPODERMIC, SIZE: G24 X 1.5 INCH, PACKING: INDIVIDUALLY WRAPPED, DISPOSABLE, STERILE | GENERAL MEDICAL SUPPLIES (NURSING AND BURN UNIT) SUPPLEMENTARY
12109 | 4214170509000 | POSITIONER, FLUIDIZED, HEEL OFFLOADING BOOTS, WITH ANKLE SUPPORT STRAPS AND ELASTIC BANDS, SUBTLE TO BE USED WITH SEQUENTIAL COMPRESSION DEVICES, UNIVERSAL SIZE, (WOUND AND OSTOMY CARE) | GENERAL MEDICAL SUPPLIES (NURSING AND BURN UNIT) SUPPLEMENTARY
12110 | 4219280101100 | BAG, FOR MEDICAL WASTE, PVC, WITH BIOHAZARD LOGO, NOT LESS THAN 150 MICRON THICKNESS, YELLOW, 250-275 LITER | GENERAL MEDICAL SUPPLIES (NURSING AND BURN UNIT) SUPPLEMENTARY
12111 | 4219280101000 | BAG, FOR MEDICAL WASTE, PVC, WITH BIOHAZARD LOGO, NOT LESS THAN 150 MICRON THICKNESS, YELLOW, 180-200 LITER | GENERAL MEDICAL SUPPLIES (NURSING AND BURN UNIT) SUPPLEMENTARY
12112 | 4219280100900 | BAG, FOR MEDICAL WASTE, PVC, WITH BIOHAZARD LOGO, NOT LESS THAN 150 MICRON THICKNESS, YELLOW, 100-130 LITER | GENERAL MEDICAL SUPPLIES (NURSING AND BURN UNIT) SUPPLEMENTARY
12113 | 4219280100800 | BAG, FOR MEDICAL WASTE, PVC, WITH BIOHAZARD LOGO, NOT LESS THAN 150 MICRON THICKNESS, RED, 250-275 LITER | GENERAL MEDICAL SUPPLIES (NURSING AND BURN UNIT) SUPPLEMENTARY
12114 | 4219280100700 | BAG, FOR MEDICAL WASTE, PVC, WITH BIOHAZARD LOGO, NOT LESS THAN 150 MICRON THICKNESS, RED, 180-200 LITER | GENERAL MEDICAL SUPPLIES (NURSING AND BURN UNIT) SUPPLEMENTARY
12115 | 4219280100600 | BAG, FOR MEDICAL WASTE, PVC, WITH BIOHAZARD LOGO, NOT LESS THAN 150 MICRON THICKNESS, RED, 100-130 LITER | GENERAL MEDICAL SUPPLIES (NURSING AND BURN UNIT) SUPPLEMENTARY
12116 | 4219260300000 | VIAL, PLASTIC, WITH PUSH AND TURN TYPE, SAFE FITTED CAPS, WIDE MOUTH, AMBER COLOR, POLYSTYRENE MATERIAL, CAPACITY 110-140 ML | GENERAL MEDICAL SUPPLIES (NURSING AND BURN UNIT) SUPPLEMENTARY
12117 | 4219260202600 | BAG, PLASTIC BAG TRANSPARENT FOR MEDICINE, SELF SEALING OR ZIPLOCK, 50 MICRONS THICKNESS FOR ONE LAYER.SIZE 20 X 30 CM (+/- 5CM) | GENERAL MEDICAL SUPPLIES (NURSING AND BURN UNIT) SUPPLEMENTARY
12118 | 4219250101200 | COVER, PLASTIC, TO PROTECT MEDICAL PRODUCTS FROM DUST AND DAMAGE, 100 CM X 35-40 M, PERFORATED EACH 200CM | GENERAL MEDICAL SUPPLIES (NURSING AND BURN UNIT) SUPPLEMENTARY
12119 | 4111612642500 | TEST, FETAL MEMBRANES RUPTURE, ELISA BASED OR ANY OTHER EQUIVALENT, TO TEST FOR AMNIOTIC FLUID SPECIFIC PROTEINS PAMG - 1 OR IGFBP - 1 AND AFP, KI T CONTAIN : TEST STRIP, POLYESTERILE VAG SWAB PLASTIC VIAL WITH WATER SOLVENT POSITIVE AND NEGATIVE CONTROLS, STERILE | GENERAL MEDICAL SUPPLIES (NURSING AND BURN UNIT) SUPPLEMENTARY
12120 | 4219181301300 | PAPER, FOR EXAMINATION COUCH, WITH ONE PLASTIC SIDE AND OTHER CELLULOSE SIDE, WITH PERFORATION EVERY 45 CM, SIZE: 45 - 50 CM X 30-35 YARDS/ROLL | GENERAL MEDICAL SUPPLIES (NURSING AND BURN UNIT) SUPPLEMENTARY
12121 | 4219181301200 | PAPER PRINT TYPE V HIGH GLOSSY 110 MM X 18 M ROLL FOR ULTRASOUND DIAGNOSTIC EQUIPMENT | GENERAL MEDICAL SUPPLIES (NURSING AND BURN UNIT) SUPPLEMENTARY
12122 | 4219181300900 | PAPER, FOR GE DIAGNOSIS SYSTEM HD STRESS TEST, SIZE APPROX. 210 MM X 280 MM | GENERAL MEDICAL SUPPLIES (NURSING AND BURN UNIT) SUPPLEMENTARY
12123 | 4219181300800 | PAPER, EFFICIA, FOR PHILIPS DFM100 DEFIBRILLATOR, SIZE APPROX. 50 MM X 20 M | GENERAL MEDICAL SUPPLIES (NURSING AND BURN UNIT) SUPPLEMENTARY
12124 | 4219181001000 | MATTRESS, EGG CRATE (CONVOLUTED FOAM PAD), 36-40 X 73-77 X 3 INCH | GENERAL MEDICAL SUPPLIES (NURSING AND BURN UNIT) SUPPLEMENTARY
12125 | 4218320210100 | SKIN PATCH TEST PANELS FOR AT LEAST 35 ALLERGENS, READY TO USE, FOR DERMATOLOGY, DISPOSABLE | GENERAL MEDICAL SUPPLIES (NURSING AND BURN UNIT) SUPPLEMENTARY
12126 | 4213150100000 | COVER FOR HEAD, HAIR, BEARD, EARS AND NECK, SMS POLYPROPYLENE, LEVEL 2 FLUID RESISTANCE, SOFT AND BREATHABLE MATERIAL, NON- STERILE, DISPOSABLE, LARGE | GENERAL MEDICAL SUPPLIES (NURSING AND BURN UNIT) SUPPLEMENTARY
12127 | 4214000065500 | SHEATH /CONDOM, INCONTINENCE, WITH RUBBER STRAP, LATEX FREE, (APPROXIMATELY 35 MM), INDIVIDUAL PACK, STERILE | GENERAL MEDICAL SUPPLIES (NURSING AND BURN UNIT) SUPPLEMENTARY
12128 | 4214160601400 | BASIN SET, PLASTIC, GRADUATED, CONTAINS 1 BASIN 6000 CC, 1 PITCHER 1200 CC, 1 BOWL 500 CC, 4 KIDNEY BASIN, 2 STERILE SUD | GENERAL MEDICAL SUPPLIES (NURSING AND BURN UNIT) SUPPLEMENTARY
12129 | 4219280202100 | CONTAINER, SAFETY, PLASTIC, FOR DISPOSAL SHARP, DURABLE, STABLE, EASY HANDLING, PUNCTURE AND LEAK PROOF, WITH WARNING LABEL, RED COLOR, FINAL CLOSURE MUST BE IRREVERSIBLE, 12-13 LITERS CAPACITY, DISPOSABLE | GENERAL MEDICAL SUPPLIES (NURSING AND BURN UNIT) SUPPLEMENTARY
12130 | 4219280202200 | CONTAINER, SAFETY, PLASTIC, FOR DISPOSAL SHARP, DURABLE, STABLE, EASY HANDLING, PUNCTURE AND LEAK PROOF, WITH WARNING LABEL, RED COLOR, FINAL CLOSURE MUST BE IRREVERSIBLE, 30-35 LITERS CAPACITY, DISPOSABLE | GENERAL MEDICAL SUPPLIES (NURSING AND BURN UNIT) SUPPLEMENTARY
12131 | 4219280202300 | CONTAINER, SAFETY, PLASTIC, FOR DISPOSAL SHARP, DURABLE, STABLE, EASY HANDLING, PUNCTURE AND LEAK PROOF, WITH WARNING LABEL, RED COLOR, FINAL CLOSURE MUST BE IRREVERSIBLE, 40-45 LITERS CAPACITY, DISPOSABLE | GENERAL MEDICAL SUPPLIES (NURSING AND BURN UNIT) SUPPLEMENTARY
12132 | 4219280202400 | CONTAINER, SAFETY, PLASTIC, FOR DISPOSAL SHARP, DURABLE, STABLE, EASY HANDLING, PUNCTURE AND LEAK PROOF, WITH WARNING LABEL, YELLOW COLOR, FINAL CLOSURE MUST BE IRREVERSIBLE, 40-45 LITERS CAPACITY, DISPOSABLE | GENERAL MEDICAL SUPPLIES (NURSING AND BURN UNIT) SUPPLEMENTARY
12133 | 4214170509100 | POSITIONER, POPLITEAL SUPPORT WEDGE, CUSHION FOAM, FITS BEHIND AND SUPPORTS THE KNEES WHILE ELEVATING THE LOWER LEGS AND FLOATING THE HEELS (FOR HEEL PRESSURE INJURY PREVENTION), THE CUSHION SHOULD BE CURVED AT POPLITEAL SIDE, CAN BE CLEANED WITH A DISINFECTANT (WASHABLE), ADULT SIZE, (WOUND AND OSTOMY CARE) | GENERAL MEDICAL SUPPLIES (NURSING AND BURN UNIT) SUPPLEMENTARY
12134 | 4214160101800 | DIAPER, EXTRA SMALL, FROM 600 GM TO 1.2 KG, HIGHLY ABSORBENT, ASSURES DRY SURFACE, RE-ADJUSTABLE, ADHESIVE TAPE, ANTI-LEAK BARRIER, PACKING: WRAPPED IN A PLASTIC PACK | GENERAL MEDICAL SUPPLIES (NURSING AND BURN UNIT) SUPPLEMENTARY
12135 | 4214230304700 | WRIST BAND, PRINTER, PEDIATRIC, BLUE, POLYPROPYLENE AND VINYL ULTRA-SOFT COMPATIBLE WITH ZEBRA ELECTRONIC MEDICAL SYSTEM, WITH 10000 BAND 1 FOC MACHINE, CARTRIDGE | GENERAL MEDICAL SUPPLIES (NURSING AND BURN UNIT) SUPPLEMENTARY
12136 | 4214230304600 | WRIST BAND, PRINTER, ADULT, WHITE, POLYPROPYLENE AND VINYL ULTRA-SOFT COMPATIBLE WITH ZEBRA ELECTRONIC MEDICAL SYSTEM, WITH 10000 BAND 1 FOC MACHINE, CARTRIDGE | GENERAL MEDICAL SUPPLIES (NURSING AND BURN UNIT) SUPPLEMENTARY
12137 | 4214150500000 | APPLICATOR, WOODEN, 6 INCH, WITH COTTON TIP, PK/100, STERILE | GENERAL MEDICAL SUPPLIES (NURSING AND BURN UNIT) SUPPLEMENTARY
12138 | 4214230303500 | WRIST BAND, PRINTER, PEDIATRIC, PINK, PVC ULTRA-SOFT COMPATIBLE WITH ZEBRA ELECTRONIC MEDICAL SYSTEM, WITH 10000 BAND 1 FOC MACHINE, CARTRIDGE | GENERAL MEDICAL SUPPLIES (NURSING AND BURN UNIT) SUPPLEMENTARY
12139 | 4214150300900 | WIPE, MOISTURIZER, NON-WOVEN, WITH CLEANSING LOTION, ALCOHOL FREE, SUITABLE FOR SENSITIVE AND IRRITATED SKIN, 40-50 WIPES PER POUCH, SIZE 20X30 CM (+/-5) (WOUND AND OSTOMY CARE) | GENERAL MEDICAL SUPPLIES (NURSING AND BURN UNIT) SUPPLEMENTARY
12140 | 4214230103700 | LABEL, ZEBRA, CRYO/PVC, 5 CM X 2.5 CM | GENERAL MEDICAL SUPPLIES (NURSING AND BURN UNIT) SUPPLEMENTARY
12141 | 4227190903500 | DEVICE, SECUREMENT, LIGHTWEIGHT, FOR TRACHEOSTOMY AND ENDOTRACHEAL TUBE, KEEP THE TUBE ELEVATED, TRIANGULAR SHAPE WITH HOLE, UNIQUE OPENING THAT PROVIDES SUPPORT AND DECREASE THE RISK OF TUBE MOVEMENT, DISPOSABLE | GENERAL MEDICAL SUPPLIES (NURSING AND BURN UNIT) SUPPLEMENTARY
12142 | 4214252103400 | NEEDLE, BUTTERFLY, SIZE 19G X 3/4 INCH, WITH TUBE 10-14 INCH, RETRACTABLE NEEDLE, DISPOSABLE, STERILE | GENERAL MEDICAL SUPPLIES (NURSING AND BURN UNIT) SUPPLEMENTARY
12143 | 4227190904700 | CATHETER, SUCTION CATHETER, STRAIGHT, FINGER CONTROL VALVE, ROUND SOFT TIP, WITH TWO LATERAL EYES, AND ONE TERMINAL EYE, GRADUATION, LENGTH 30-50 CM, FG 07, DISPOSABLE, STERILE | GENERAL MEDICAL SUPPLIES (NURSING AND BURN UNIT) SUPPLEMENTARY
12144 | 4220181004100 | FILM, DRYPRO, BLUE BASE, TO BE USED WITH DRYPRO 832, AND DRYPRO 873 LASER CAMERA OR ANY EQUIVALENT, SIZE: 11 X 14 IN (28 X 35 CM) | GENERAL MEDICAL SUPPLIES (NURSING AND BURN UNIT) SUPPLEMENTARY
12145 | 4220181004000 | FILM, DRYPRO, BLUE BASE, TO BE USED WITH DRYPRO 832 AND DRYPRO 873 LASER CAMERA, SIZE: 14 X 17 IN (35 X 43 CM) | GENERAL MEDICAL SUPPLIES (NURSING AND BURN UNIT) SUPPLEMENTARY
12146 | 4220181003800 | FILM, DRY VIEW, DVM FOR MAMMOGRAPHY, TO BE USED WITH DRY VIEW 8900 AND 6800 LASER CAMERA, SIZE 10 X 12 INCH | GENERAL MEDICAL SUPPLIES (NURSING AND BURN UNIT) SUPPLEMENTARY
12147 | 4220181003600 | FILM, DRY VIEW, BLUE BASE, DVB, TO BE USED WITH DRY VIEW 5800 LASER CAMERA, SIZE 8 INCH X 10 INCH | GENERAL MEDICAL SUPPLIES (NURSING AND BURN UNIT) SUPPLEMENTARY
12148 | 4220181003500 | FILM, DRY VIEW, BLUE BASE, TO BE USED WITH DRYVIEW 8700 AND DRYVIEW 8100 LASER CAMERA, OR EQUIVALENT SIZE: 35 X 43 CM | GENERAL MEDICAL SUPPLIES (NURSING AND BURN UNIT) SUPPLEMENTARY
12149 | 4220181001200 | FILM DRY VIEW (DT2M) TO BE USED WITH DRY STAR 5500, 5503 AND AXYS LASER CAMERA SIZE: 18 X 24 CM, PACKING 100 FILM/PACK | GENERAL MEDICAL SUPPLIES (NURSING AND BURN UNIT) SUPPLEMENTARY
12150 | 4220181001100 | FILM DRY STAR (DT2M) TO BE USED WITH DRY STAR 5500, 5503 AND AXYS LASER CAMERA SIZE: 24 X 30 CM, PACKING 100 FILM/PACK | GENERAL MEDICAL SUPPLIES (NURSING AND BURN UNIT) SUPPLEMENTARY
12151 | 4219280202600 | CONTAINER, WASTE DISPOSAL UNIT, SHARPS/NEEDLE/SYRINGE WALL MOUNTED 11-13 LITER, RIGID, PLASTIC, TRANSPARENT, LEAK PROOF, PUNCTURE RESISTANT, WITH HERMETICAL SEAL, POLYPROPYLENE 2 PART LID AND BASE, WITH LOGO "BIOHAZARDOUS WASTE" | GENERAL MEDICAL SUPPLIES (NURSING AND BURN UNIT) SUPPLEMENTARY
12152 | 4219280202500 | CONTAINER, SAFETY, PLASTIC, FOR DISPOSAL SHARP, DURABLE, STABLE, EASY HANDLING, PUNCTURE AND LEAK PROOF, WITH WARNING LABEL, YELLOW COLOR, FINAL CLOSURE MUST BE IRREVERSIBLE, 60-67 LITERS CAPACITY, DISPOSABLE | GENERAL MEDICAL SUPPLIES (NURSING AND BURN UNIT) SUPPLEMENTARY
12153 | 4220181004200 | FILM, DRYPRO, BLUE BASE, TO BE USED WITH DRYPRO 832, AND DRYPRO 873 LASER CAMERA, SIZE: 10 X 12 INCH | GENERAL MEDICAL SUPPLIES (NURSING AND BURN UNIT) SUPPLEMENTARY
12154 | 4214271502100 | FOLEY CATHETER TRAY, CONSISTENT OF: FOLEY CATHETER 2-WAYS PURE SILICON 12FR, URINE METER, WITH DOUBLE PLASTIC HANGER AND ABOUT ONE METER LONG TUBE (CLEAR AND FIXED NUMERICAL GRADUATION WITH ANTI-REFLUX VALVE), PACKET POVIDONE-IODINE SWABSTICKS, 2 DRY SWABS, 10CC SYRINGE (PRE-FILLED WITH STERILE WATER), LATEX-FREE AND POWDER-FREE GLOVES REGULAR SIZE, LUBE JELLY, SECUREMENT DEVICE, UNDERPAD, STERILE | GENERAL MEDICAL SUPPLIES (NURSING AND BURN UNIT) SUPPLEMENTARY
12155 | 4214252303800 | NEEDLE, SAFETY, LUER LOCK, SIZE: G27 X 0.5 INCH, PACKING: INDIVIDUALLY WRAPPED, DISPOSABLE, STERILE | GENERAL MEDICAL SUPPLIES (NURSING AND BURN UNIT) SUPPLEMENTARY
12156 | 4214271502300 | FOLEY CATHETER TRAY, CONSISTENT OF: FOLEY CATHETER 2-WAYS PURE SILICONE 16FR, URINE METER, WITH DOUBLE PLASTIC HANGER AND ABOUT ONE METER LONG TUBE (CLEAR AND FIXED NUMERICAL GRADUATION WITH ANTI-REFLUX VALVE), PACKET POVIDONE-IODINE SWABSTICKS, 2 DRY SWABS, 10CC SYRINGE (PRE-FILLED WITH STERILE WATER), LATEX-FREE AND POWDER-FREE GLOVES REGULAR SIZE, LUBE JELLY, SECUREMENT DEVICE, UNDERPAD, STERILE | GENERAL MEDICAL SUPPLIES (NURSING AND WOUND CARE) SUPPLEMENTARY
12157 | 4214170507300 | POSITIONER, FLUIDIZED, PRESSURE REDISTRIBUTION, COMPATIBLE WITH MRI, SIZE 45 X 80 CM (+/- 5 CM), (WOUND AND OSTOMY CARE) | GENERAL MEDICAL SUPPLIES (NURSING AND BURN UNIT) SUPPLEMENTARY
12158 | 4222200200000 | SYRINGE INFUSION PUMP, PORTABLE, WITHOUT BATTERIES OR ELECTRIC | GENERAL MEDICAL SUPPLIES (NURSING AND BURN UNIT) SUPPLEMENTARY
12159 | 4222180200200 | BOARD, CUSHION PADDED, IV ARM, WITH PLASTIC COVER, WASHABLE, MRI COMPATIBILITY, SIZE: APPROX. 3CM X 7CM (+/-1CM)(NEONATE SIZE) | GENERAL MEDICAL SUPPLIES (NURSING AND BURN UNIT) SUPPLEMENTARY
12160 | 4214273400300 | TUBE, EVACUATOR, STOMACH, SALEM SUMP, 8 FRENCH, 60 - 80 CM LONG, STERILE | GENERAL MEDICAL SUPPLIES (NURSING AND BURN UNIT) SUPPLEMENTARY
12161 | 4223150201100 | TUBE, FEEDING, POLYURETHANE, RADIOPAQUE, SIZE: 10 FRENCH, 80-90 CM, DISPOSABLE, STERILE | GENERAL MEDICAL SUPPLIES (NURSING AND BURN UNIT) SUPPLEMENTARY
12162 | 4222170700000 | SET, Y EXTENSION, PRIMING VOLUME: 1-2 ML, TUBE LENGTH: 150-200 CM, WITH SLID CLAMP, DISPOSABLE, STERILE | GENERAL MEDICAL SUPPLIES (NURSING AND BURN UNIT) SUPPLEMENTARY
12163 | 4214170507200 | POSITIONER, FLUIDIZED, PRESSURE REDISTRIBUTION, COMPATIBLE WITH MRI, SIZE 65 X 95 CM (+/- 5 CM), (WOUND AND OSTOMY CARE) | GENERAL MEDICAL SUPPLIES (NURSING AND BURN UNIT) SUPPLEMENTARY
12164 | 4214273304500 | CATHETER, SPIGOT, PLASTIC, FOR CLOSURE OF CATHETERS AND TUBES, APPROX. 9 MM X 68 MM, DISPOSABLE, STERILE | GENERAL MEDICAL SUPPLIES (NURSING AND BURN UNIT) SUPPLEMENTARY
12165 | 4214170502400 | PATIENT TRANSFER, FLAT SLIDE SHEET WITH HANDLES, TURNING, AND REPOSITIONING IN BED, SIZE 100 X 200 CM (+/- 20 CM), WEIGHT CAPACITY 150 KG, SINGLE PATIENT USE | GENERAL MEDICAL SUPPLIES (NURSING AND BURN UNIT) SUPPLEMENTARY
12166 | 4112270200000 | LABEL, WATER RESISTANCE, WHITE, WIDTH 50 MM, HEIGHT 25 MM, 5000 LABLE/ROLL, GLOSS POLYESTER, OR POLYVINYL CHLORIDE | GENERAL MEDICAL SUPPLIES (NURSING AND BURN UNIT) SUPPLEMENTARY
12167 | 4112181900500 | BOTTLE, GLASS, WITH DROPPER AMBER 10ML, STERILE | GENERAL MEDICAL SUPPLIES (NURSING AND BURN UNIT) SUPPLEMENTARY
12168 | 4214271700700 | CATHETER, PERIPHERALLY INSERTED, 24G LENGTH 300 MM POLYURETHANE VENOUS CATHETER, REMAINS FIRM DURING INSERTION BUT SOFTENS AT BODY TEMPERATURE, X-RAY OPAQUE FOR ACCURATE TIP LOCATION WITHOUT ADDITIONAL CONTRAST MEDIUM, CATHETER GRADUATIONS EVERY CM AID ACCURATE PLACEMENT OF CATHETER, ONE-PIECE CONSTRUCTION SIMPLIFIES INSERTION, INTEGRAL EXTENSION WITH WING PERMITS SECURE CATHETER FIXATION, SLIDE CLAMP FOR LINE MANAGEMENT AND SAFETY, MICROFLASH INTRODUCER UNIQUE SPLIT CANNULA, AND EYELET GIVES RAPID VISIBILITY OF FLASHBACK, KIT CONTENTS 1 X INTRODUCER NEEDLE, 1 X 10 ML SYRINGE, 1 X SYRINGE ADAPTER, DISPOSABLE, STERILE | GENERAL MEDICAL SUPPLIES (NURSING AND BURN UNIT) SUPPLEMENTARY
12169 | 4112181900400 | BOTTLE, DROPPING POLYETHYLENE 30ML, STERILE | GENERAL MEDICAL SUPPLIES (NURSING AND BURN UNIT) SUPPLEMENTARY
12170 | 4112180600600 | BOTTLE DROPPING POLYETHYLENE 15ML, STERILE | GENERAL MEDICAL SUPPLIES (NURSING AND BURN UNIT) SUPPLEMENTARY
12171 | 4214273304400 | CATHETER, SPIGOT, PLASTIC, FOR CLOSURE OF CATHETERS AND TUBES, APPROX. 11 MM X 78 MM, DISPOSABLE, STERILE | GENERAL MEDICAL SUPPLIES (NURSING AND BURN UNIT) SUPPLEMENTARY
12172 | 4229610026700 | CONNECTOR, 3 WAYS WITH EXTENSION MICROBORE, NEEDLELESS SPLIT - SEPTUM, TRANSPARENT DEVICE SHOWING THE FLOW OF FLUID, LOW PROFILE, SIMPLE TO USE AND DISINFECT, COMPATIBLE WITH LUER SPLIT OR LUER LOCK CONNECTIONS, LOW WEIGHT MAKE FIXATION BETTER, PRIMING VOLUME 0.6 - 0.8 ML, DISPOSABLE, STERILE | GENERAL MEDICAL SUPPLIES (NURSING AND BURN UNIT) SUPPLEMENTARY
12173 | 4229610020800 | NEUROMUSCULAR ELECTROSTIMULATION DEVICE, BATTERY POWERED, 11 IMPULSE INTENSITY LEVELS, DESIGNED TO STIMULATE COMMON PERONEAL NERVE WITH LOW-FREQUENCY IMPULSES 27 TO 54 MAMP TO INCREASE BLOOD FLOW IN THE VEINS, ARTERIES, AND MICROCIRCULATION OF THE LOWER LIMBS, FOR DEEP VEINS THROMBOSIS, PREVENTION, PREVENTION AND MANAGEMENT OF EDEMA, AND PROMOTE WOUND HEALING, DISPOSABLE | GENERAL MEDICAL SUPPLIES (NURSING AND BURN UNIT) SUPPLEMENTARY
12174 | 4222201200900 | SINGLE NEEDLE SUBCUTANEOUS INFUSION SET, HIGH-FLOW WITHOUT PORT, 26G X 12MM, COMPATIBLE WITH MECHANICAL SYRINGE INFUSION PUMP | GENERAL MEDICAL SUPPLIES (NURSING AND BURN UNIT) SUPPLEMENTARY
12175 | 4214280210100 | STOCKING, ANTI-EMBOLISM, (OPEN TOES) THIGH LENGTH FOR ADULT, SIZE: SMALL | GENERAL MEDICAL SUPPLIES (NURSING AND BURN UNIT) SUPPLEMENTARY
12176 | 4222201201500 | TWO NEEDLES SUBCUTANEOUS INFUSION SET, HIGH-FLOW WITHOUT PORT, 26G X 6MM, COMPATIBLE WITH MECHANICAL SYRINGE INFUSION PUMP | GENERAL MEDICAL SUPPLIES (NURSING AND BURN UNIT) SUPPLEMENTARY
12177 | 4222201201400 | TWO NEEDLES SUBCUTANEOUS INFUSION SET, HIGH-FLOW WITHOUT PORT, 26G X 12MM, COMPATIBLE WITH MECHANICAL SYRINGE INFUSION PUMP | GENERAL MEDICAL SUPPLIES (NURSING AND BURN UNIT) SUPPLEMENTARY
12178 | 4223150204800 | FEEDING SET, WITH INTEGRATED BAGS, 1000 ML FEED BAG WITH 1000 ML WATER BAG, CONTAINS ENFIT MEDICATION PORT, IT SHOULD BE COMPATIBLE WITH HOSPITAL MACHINE, NON-STERILE | GENERAL MEDICAL SUPPLIES (NURSING AND BURN UNIT) SUPPLEMENTARY
12179 | 4223150204900 | FEEDING SET, WITH INTEGRATED BAGS, 1000 ML FEED BAG WITH 1000 ML WATER BAG, IT SHOULD BE COMPATIBLE WITH HOSPITAL MACHINE, NON-STERILE | GENERAL MEDICAL SUPPLIES (NURSING AND BURN UNIT) SUPPLEMENTARY
12180 | 4214271502200 | FOLEY CATHETER TRAY, CONSISTENT OF: FOLEY CATHETER 2-WAYS PURE SILICON 14FR, URINE METER, WITH DOUBLE PLASTIC HANGER AND ABOUT ONE METER LONG TUBE (CLEAR AND FIXED NUMERICAL GRADUATION WITH ANTI-REFLUX VALVE), PACKET POVIDONE-IODINE SWABSTICKS, 2 DRY SWABS, 10CC SYRINGE (PRE-FILLED WITH STERILE WATER), LATEX-FREE AND POWDER-FREE GLOVES REGULAR SIZE, LUBE JELLY, SECUREMENT DEVICE, UNDERPAD, STERILE | GENERAL MEDICAL SUPPLIES (NURSING AND WOUND CARE) SUPPLEMENTARY
12181 | 4222201201300 | TUBE, NON-DEHP, PVC TUBING, 900-1000 ML / HOUR, ACCESSORY FOR MECHANICAL SYRINGE INFUSION PUMP | GENERAL MEDICAL SUPPLIES (NURSING AND BURN UNIT) SUPPLEMENTARY
12182 | 4222201201200 | TUBE, NON-DEHP, PVC TUBING, 600-800 ML / HOUR, ACCESSORY FOR MECHANICAL SYRINGE INFUSION PUMP | GENERAL MEDICAL SUPPLIES (NURSING AND BURN UNIT) SUPPLEMENTARY
12183 | 4229560108500 | DRESSING SECUREMENT, FOR LARGE NASAL GASTRIC, INDIVIDUALLY PACKAGE, DISPOSABLE, STERILE (WOUND AND OSTOMY CARE) | GENERAL MEDICAL SUPPLIES (NURSING AND BURN UNIT) SUPPLEMENTARY
12184 | 4222201201100 | SINGLE NEEDLE SUBCUTANEOUS INFUSION SET, HIGH-FLOW WITHOUT PORT, 26G X 9MM, COMPATIBLE WITH MECHANICAL SYRINGE INFUSION PUMP | GENERAL MEDICAL SUPPLIES (NURSING AND BURN UNIT) SUPPLEMENTARY
12185 | 4214170507500 | POSITIONER, FLUIDIZED, PRESSURE REDISTRIBUTION, COMPATIBLE WITH MRI, SIZE 30 X 60 CM (+/- 5 CM), (WOUND AND OSTOMY CARE) | GENERAL MEDICAL SUPPLIES (NURSING AND BURN UNIT) SUPPLEMENTARY
12186 | 4223150500100 | SET, EXTENSION, SMALL BORE, WITH TRIPLE (TRI PORT) BONDED LUER ACCESS DEVICE: SMALL BORE BIFURCATED EXT SET WITH 3 BONDED LAD, SPIN-LOCK CONNECTOR, CONTAINS PVC DEHP FREE, LATEX FREE, PRIMING VOLUME: 0.3-0.7 ML LENGTH: 4-7 INCH, ENDS MUST NOT FIT ENTERAL TUBING FOR USE WITH POWER INJECTORS, INDIVIDUALLY PACKED, DISPOSABLE, STERILE | GENERAL MEDICAL SUPPLIES (NURSING AND BURN UNIT) SUPPLEMENTARY
12187 | 4223150500200 | SET, Y EXTENSION, SMALL BORE, WITH TWO BONDED LUER ACCESS DEVICE: SMALL BORE BIFURCATED EXT SET WITH 2 BONDED LAD, SPIN-LOCK CONNECTOR, CONTAINS PVC DEHP FREE, LATEX FREE, PRIMING VOLUME: 0.3-0.5 ML LENGTH: 6-10 INCH, ENDS MUST NOT FIT ENTERAL TUBING FOR USE WITH POWER INJECTORS, INDIVIDUALLY PACKED, DISPOSABLE, STERILE | GENERAL MEDICAL SUPPLIES (NURSING AND BURN UNIT) SUPPLEMENTARY
12188 | 4222201201000 | SINGLE NEEDLE SUBCUTANEOUS INFUSION SET, HIGH-FLOW WITHOUT PORT, 26G X 6MM, COMPATIBLE WITH MECHANICAL SYRINGE INFUSION PUMP | GENERAL MEDICAL SUPPLIES (NURSING AND BURN UNIT) SUPPLEMENTARY
12189 | 4223151100100 | TUBE, FEEDING, POLYURETHANE, RADIOPAQUE, SIZE: 05 FRENCH, 90-110 CM, DISPOSABLE, STERILE | GENERAL MEDICAL SUPPLIES (NURSING AND BURN UNIT) SUPPLEMENTARY
12190 | 4222150405800 | CATHETER, PICC, DOUBLE LUMEN, POLYURETHANE, PERIPHERALLY INSERTED VENOUS ACCESS, FOR PREMATURE BABY AND NEONATE, 2 FR, G 24, LENGTH 30-35 CM, PEEL PACK, DISPOSABLE, STERILE | GENERAL MEDICAL SUPPLIES (NURSING AND BURN UNIT) SUPPLEMENTARY
12191 | 4221181214200 | STOCKING, ANTI-EMBOLISM, (OPEN TOES) THIGH LENGTH FOR ADULT, SIZE: X-LARGE | GENERAL MEDICAL SUPPLIES (NURSING AND BURN UNIT) SUPPLEMENTARY
12192 | 4223150204600 | FEEDING SET WITH SPIKE, ENFIT MEDICATION PORT WITH TUBE CONNECTOR, IT SHOULD BE COMPATIBLE WITH HOSPITAL MACHINE, STERILE | GENERAL MEDICAL SUPPLIES (NURSING AND BURN UNIT) SUPPLEMENTARY
12193 | 4220390201500 | FILM, DRY VIEW, BLUE BASE, DVB, TO BE USED WITH DRY VIEW 8900 AND 6800 LASER CAMERA, OR EQUIVALENT SIZE 24 X 30 CM | GENERAL MEDICAL SUPPLIES (NURSING AND BURN UNIT) SUPPLEMENTARY
12194 | 4220390201300 | FILM, DRY STAR, (DT2 B), TO BE USED WITH DRY STAR 5500 LASER CAMERA, SIZE: 10 X 12 INCH | GENERAL MEDICAL SUPPLIES (NURSING AND BURN UNIT) SUPPLEMENTARY
12195 | 4220390201000 | FILM, DRY STAR, (DT2B), TO BE USED WITH DRY STAR 5300 AND 5500 LASER CAMERA, SIZE: 11 X 14 INCH, PACKING: 100 FILMS/PACK | GENERAL MEDICAL SUPPLIES (NURSING AND BURN UNIT) SUPPLEMENTARY
12196 | 4220390201400 | FILM, DRY VIEW, BLUE BASE, DVB, TO BE USED WITH DRY VIEW 5800 LASER CAMERA OR EQUIVALENT, SIZE 14 INCH X 17 INCH | GENERAL MEDICAL SUPPLIES (NURSING AND BURN UNIT) SUPPLEMENTARY
12197 | 4214271502600 | FOLEY CATHETER TRAY, CONSISTENT OF: FOLEY CATHETER 2-WAYS PURE SILICON 8FR, URINE METER, WITH DOUBLE PLASTIC HANGER AND ABOUT ONE METER LONG TUBE (CLEAR AND FIXED NUMERICAL GRADUATION WITH ANTI-REFLUX VALVE), PACKET POVIDONE-IODINE SWABSTICKS, 2 DRY SWABS, 10CC SYRINGE (PRE-FILLED WITH STERILE WATER), LATEX-FREE AND POWDER-FREE GLOVES REGULAR SIZE, LUBE JELLY, SECUREMENT DEVICE, UNDERPAD, STERILE | GENERAL MEDICAL SUPPLIES (NURSING AND BURN UNIT) SUPPLEMENTARY
12198 | 4214271502500 | FOLEY CATHETER TRAY, CONSISTENT OF: FOLEY CATHETER 2-WAYS PURE SILICON 6FR, URINE METER, WITH DOUBLE PLASTIC HANGER AND ABOUT ONE METER LONG TUBE (CLEAR AND FIXED NUMERICAL GRADUATION WITH ANTI-REFLUX VALVE), PACKET POVIDONE-IODINE SWABSTICKS, 2 DRY SWABS, 10CC SYRINGE (PRE-FILLED WITH STERILE WATER), LATEX-FREE AND POWDER-FREE GLOVES REGULAR SIZE, LUBE JELLY, SECUREMENT DEVICE, UNDERPAD, STERILE | GENERAL MEDICAL SUPPLIES (NURSING AND BURN UNIT) SUPPLEMENTARY
12199 | 4220390201100 | FILM, DRY STAR, (DT2B), TO BE USED WITH DRY STAR 5300 AND 5500 LASER CAMERA, SIZE: 14 X 14 INCH, PACKING: 100 FILMS/PACK | GENERAL MEDICAL SUPPLIES (NURSING AND BURN UNIT) SUPPLEMENTARY
12200 | 4214271502400 | FOLEY CATHETER TRAY, CONSISTENT OF: FOLEY CATHETER 2-WAYS PURE SILICON 18FR, URINE METER, WITH DOUBLE PLASTIC HANGER AND ABOUT ONE METER LONG TUBE (CLEAR AND FIXED NUMERICAL GRADUATION WITH ANTI-REFLUX VALVE), PACKET POVIDONE-IODINE SWABSTICKS, 2 DRY SWABS, 10CC SYRINGE (PRE-FILLED WITH STERILE WATER), LATEX-FREE AND POWDER-FREE GLOVES REGULAR SIZE, LUBE JELLY, SECUREMENT DEVICE, UNDERPAD, STERILE | GENERAL MEDICAL SUPPLIES (NURSING AND BURN UNIT) SUPPLEMENTARY
12201 | 4220390201200 | FILM, DRY STAR, (DT2B), TO BE USED WITH DRY STAR 5300 AND 5500 LASER CAMERA, SIZE: 14 X 17 INCH, PACKING: 100 FILMS/PACK | GENERAL MEDICAL SUPPLIES (NURSING AND BURN UNIT) SUPPLEMENTARY
12202 | 4228160700000 | WATERLINE TREATMENT TABLETS COMPATIBLE WITH ADEC DENTAL CHAIR 2 L CONTAIN SODIUM PERCARBONATE SILVER NITRATE AND CATIONIC SURFACTANTS AS ACTIVE INGREDIENTS. | DISINFECTANTS SUPPLIES SUPPLEMENTARY
12203 | 4228160404700 | SURFACE DISINFECTANT SPRAY 5TH GENERATION FOR HARD SURFACE DIDECYLDIMETHYLAMMONIUM CHLORIDE (DDAC) LESS THAN 0.10% ALKYL DIMETHYL BENZYL AMMONIUM CHLORIDE (ADBAC) LESS THAN 0.06% KILLS MORE THAN 99.999% BACTERIA DESTROYERS VIRUSES ERADICATES MOULDS/FUNGI/YEAST ADJUVANT EFFECT CONTINUES TO PROTECT SURFACES AGAINST PATHOGENS EVEN WHEN DRY PROLONGED ANTIMICROBIAL PROTECTION TO REDUCE THE NEED FOR MULTIPLE CLEANING AND DISINFECTING APPLICATIONS NO COLOR NO ODOR NON IRRITANT NON CORROSIVE OR DAMAGING TO SURFACES NON-TOXIC LEAVES NO HARMFUL RESIDUES SAFE IN ALL ENVIRONMENTS PROLONGED ANTIMICROBIAL PROTECTION PATHOGEN COMPLIANT SIZE 400-500 ML. AEROSOL HARD SURFACE SPRAY NOTE: MSDS SHOULD BE PROVIDED IN SOFT COPY | DISINFECTANTS SUPPLIES SUPPLEMENTARY
12204 | 4214160105000 | KIT EBOLA SMALL SIZE: CONTAINS: TWO PAIRS POWDER FREE NITRILE GLOVES = SMALL / MEDIUM MASK N95 SMALL COVERALLS SMALL PAIR FULL COVERAGE BOOT FACE SHIELD ANTIFOG SURGICAL MASK QACS OR ALCOHOL WIPES NOTE: MSDS SHOULD BE PROVIDED IN SOFT COPY. | DISINFECTANTS SUPPLIES SUPPLEMENTARY
12205 | 4213170121400 | SEALED CANISTER SURFACE DISINFECTANT CHLORINE WIPE PP NON-WOVEN CONSENTRATION MORE THAN 1000 PMM (SODIUM HYPOCHLORITE 0.63% OTHER CL = ENING AGENT 99.37%). CONTACT TIME OF 1 - 2 MINUTES ALCOHOL FREE. BACTERICIDAL VIRUCIDAL FUNGICIDAL PARASITICIDAL MYCOBACTERICIDAL AND SPORICIDAL READY TO US. SIZE 20-30 CMX 20-30 CM (30-50) NOTE: MSDS SHOULD BE PROVIDED IN SOFT COPY. | DISINFECTANTS SUPPLIES SUPPLEMENTARY
12206 | 4228160700200 | APPLICATOR 3 ML CLEAR CONTAIN 2% CHLORHEXIDINE GLUCONATE + 70% V/V ISOPROPYL ALCOHOL STERILE SOLUTION ANGULATED 45 DEGREE INDIVIDUALLY PACKED STERILE. | DISINFECTANTS SUPPLIES SUPPLEMENTARY
12207 | 4228160700300 | APPLICATOR 10.5 ML CLEAR CONTAIN 2% CHLORHEXIDINE GLUCONATE + 70% V/V ISOPROPYL ALCOHOL STERILE SOLUTION ANGULATED 45 DEGREE INDIVIDUALLY PACKED STERILE. | DISINFECTANTS SUPPLIES SUPPLEMENTARY
12208 | 4228160700400 | APPLICATOR 26 ML CLEAR CONTAIN 2% CHLORHEXIDINE GLUCONATE + 70% V/V ISOPROPYL ALCOHOL STERILE SOLUTION ANGULATED 45 DEGREE INDIVIDUALLY PACKED STERILE. | DISINFECTANTS SUPPLIES SUPPLEMENTARY
12209 | 4213170121100 | DISINFECTANT SOLUTION; ELECTROLYZED WATER 99.97% SODIUM CHLORIDE (NACL) 0.023% SODIUM HYPOCHLORITE (NAOCL) 0.004% HYPOCHLOROUS ACID (HOCL) 0.003%. SURFACE DISINFECTANT. BROAD SPECTRUM BACTERICIDAL (INCLUDING MDROS) VIRUCIDAL IN 30 SECONDS FUNGICIDAL SPORICIDAL AND MYCOBACTERICIDAL. PH-NEUTRAL NO COLOR NON-TOXIC NON IRRITANT NON CORROSIVE OR DAMAGING TO SURFACES. LEAVES NO HARMFUL RESIDUES SAFE IN ALL ENVIRONMENTS COMPATIBLE WITH ALL TYPES OF MATERIALS. NO SPECIAL HANDLING OR DISPOSAL REQUIREMENTS. SIZE 500 ML SPRAY BOTTLE. NOTE: MSDS SHOULD BE PROVIDED IN SOFT COPY.. | DISINFECTANTS SUPPLIES SUPPLEMENTARY
12210 | 4228160700100 | RENEW WATERLINE TREATMENT SOLUTIONS COMPATIBLE WITH ADEC DENTAL CHAIR. CONTAIN HYDROGEN PEROXIDE 2.5% SODIUM LAURYL SULFATE AND MALEIC ACID. 118 ML - 150 ML. | DISINFECTANTS SUPPLIES SUPPLEMENTARY
12211 | 4213170121200 | DISINFECTANT SOLUTION; ELECTROLYZED WATER 99.97% SODIUM CHLORIDE (NACL) 0.023% SODIUM HYPOCHLORITE (NAOCL) 0.004% HYPOCHLOROUS ACID (HOCL) 0.003%. SURFACE DISINFECTANT. BROAD SPECTRUM BACTERICIDAL (INCLUDING MDROS) VIRUCIDAL IN 30 SECONDS FUNGICIDAL SPORICIDAL AND MYCOBACTERICIDAL. PH-NEUTRAL NO COLOR NON-TOXIC NON IRRITANT NON CORROSIVE OR DAMAGING TO SURFACES. LEAVES NO HARMFUL RESIDUES SAFE IN ALL ENVIRONMENTS COMPATIBLE WITH ALL TYPES OF MATERIALS. NO SPECIAL HANDLING OR DISPOSAL REQUIREMENTS. SIZE 1L SPRAY BOTTLE. NOTE: MSDS SHOULD BE PROVIDED IN SOFT COPY.. | DISINFECTANTS SUPPLIES SUPPLEMENTARY
12212 | 4228180302000 | BIODEGRADABLE REMOVING BIOFILM KIT IN PROCEDURAL WATER LINES IN MEDICAL AND DENTAL TREATMENT UNITS AND PROVIDED WITH BIOTEST. COMPATIBLE WILTH MANUFACTURE OF DENTAL CHAIR. 1- PRECLEANER (SODIUM CARBONATE ) 2- REMOVAL ( CITRIC ACID OR HYPOCHLOROUS ACID 0.015% TO 0.02) 3- PREVENTIVE . WITH OPTION OF TWO SAMPLERS FOR QUANTIFIABLE MEASURE OF CFU LEVEL FOLLOWING TREAMENT. | DISINFECTANTS SUPPLIES SUPPLEMENTARY
12213 | 4213172100300 | WIPES SURFACE DISINFECTANT 5TH GENERATION OF QUATERNARY AMMONIUM COMPOUNDS BACTERICIDAL (INCLUDING MDROS) VIRUCIDAL FUNGICIDAL MYCOB = ACTERICIDAL. CONTACT TIME BETWEEN 30 SECONDS UP TO 3 MINUTES FRAGRANCE FREE CHLORINE FREE ALCOHOL FREE AND NON-CORROSIVE NON-IRRITANT NON-TOXIC FOOD SAFE EASY TO USE. SIZE 15-20 CM X 15-20 CM PACK OF 100-200 WIPES PACKAGE/CANISTER NON WOVEN WIPES NOTE: MSDS SHOULD = BE PROVIDED IN SOFT COPY | DISINFECTANTS SUPPLIES SUPPLEMENTARY
12214 | 4214160104800 | KIT EBOLA LARGE SIZE CONTAINS: TWO PAIRS POWDER FREE NITRILE GLOVES REGULAR / LARGE MASK N95 LARGE COVERALLS LARGE PAIR FULL COVERAGE BOOT FACE SHIELD ANTIFOG SURGICAL MASK QACS OR ALCOHOL WIPES NOTE: MSDS SHOULD BE PROVIDED IN SOFT COPY. | DISINFECTANTS SUPPLIES SUPPLEMENTARY
12215 | 4213170121300 | DISINFECTANT SOLUTION; ELECTROLYZED WATER 99.97% SODIUM CHLORIDE (NACL) 0.023% SODIUM HYPOCHLORITE (NAOCL) 0.004% HYPOCHLOROUS ACID (HOCL) 0.003%. SURFACE DISINFECTANT. BROAD SPECTRUM BACTERICIDAL (INCLUDING MDROS) VIRUCIDAL IN 30 SECONDS FUNGICIDAL SPORICIDAL AND MYCOBACTERICIDAL. PH-NEUTRAL NO COLOR NON-TOXIC NON IRRITANT NON CORROSIVE OR DAMAGING TO SURFACES. LEAVES NO HARMFUL RESIDUES SAFE IN ALL ENVIRONMENTS COMPATIBLE WITH ALL TYPES OF MATERIALS. NO SPECIAL HANDLING OR DISPOSAL REQUIREMENTS. NOTE: MSDS SHOULD BE PROVIDED IN SOFT COPY. SIZE 5 LITER BOTTLE (1 FUMIGATION MACHINE FREE OF CHARGE FOR EVERY 500 BOTTLE). | DISINFECTANTS SUPPLIES SUPPLEMENTARY
12216 | 4228160403200 | AIRBORNE DISINFECTANT FOR SURFACES DIDECYL DIMETHYL AMMONIUM CHLORIDE WITH 19% ALCOHOL SINGLE SHOT WITHOUT MACHINES/ NEBULIZER 300 ML NOTE: MSDS SHOULD BE PROVIDED IN SOFT COPY | DISINFECTANTS SUPPLIES SUPPLEMENTARY
12217 | 4228170000500 | SURFACE DISINFECTANT 5TH GENERATION DIDECYLDIMETHYLAMMONIUM CHLORIDE (DDAC) LESS THAN 0.10% ALKYL DIMETHYL BENZYL AMMONIUM CHLORIDE (ADBAC) LESS THAN 0.06% SUITABLE FOR USE FOR CLEANING ALL KIND OF FLOORS CLOTHES MOPS MICROBES KILLS MORE THAN 99.99% BACTERIA DESTROYERS VIRUSES ERADICATES MOULDS/FUNGI/YEAST ADJUVANT EFFECT CONTINUES TO PROTECT SURFACES AGAINST PATHOGENS EVEN WHEN DRY PROLONGED ANTIMICROBIAL PROTECTION TO REDUCE THE NEED FOR MULTIPLE CLEANING AND DISINFECTING APPLICATIONS NO COLOR NO ODOR NON IRRITANT NON CORROSIVE OR DAMAGING TO SURFACES NON-TOXIC LEAVES NO HARMFUL RESIDUES SAFE IN ALL ENVIRONMENTS PATHOGEN COMPLIANT. 5 LITERS PER GALLON. NOTE: MSDS SHOULD BE PROVIDED IN SOFT COPY. | DISINFECTANTS SUPPLIES SUPPLEMENTARY
12218 | 4213170121600 | SURFACE DISINFECTANT 5TH GENERATION QUATERNARY AMMONIUM BLEACH FREE - ALCOHOL FREE TO ELIMINATE BACTERIA VIRUS AND FUNGI AND HAS BEEN TESTED AND PROVEN EFFECTIVE AGAINST MOLD AND ALGAE. IS HIGHLY EFFECTIVE AGAINST MRSA AND MDR. IT HAS TWO MODES OF ACTIONS; ACTIVE INGREDIENT FOR IMMEDIATE KILL OF MICROORGANISMS AND ESTABLISHES A MICROSCOPIC-SPIKED BARRIER ONTO THE APPLIED SURFAC IT CAN BE USED ON HARD OR SOFT SURFACES ACTION TIME OF 1 - 2 MINUTES SIZE 750. | DISINFECTANTS SUPPLIES SUPPLEMENTARY
12219 | 4228160403100 | SURFACE DISINFECTANT SPRAY ALCOHOL-BASED 55 %-70 % DISINFECTANT WITH QUATERNARY AMMONIUM 4TH GENERATION AND ABOVE COMPOUNDS AS ACTIVE INGREDIENTS MAIN FIELD OF APPLICATION IS FOR THE DISINFECTION OF SURFACES AND DENTAL EQUIPMENT READY TO USE ALDEHYDE-FREE AND PHENOL- FREE FORMULATION EFFECTIVE AGAINST BACTERIA FUNGI AND VIRUSES (INCLUDING TB HIV/HBV CORONAVIRUS FLU VIS) EASILY BIODEGRADABLE QUICK ACTION TIME 30 SECOND PACKAGE 500 - 750 ML READY TO USE AND CONNECTED AS SPRAY. NOTE: MSDS SHOULD BE PROVIDED IN SOFT COPY | DISINFECTANTS SUPPLIES SUPPLEMENTARY
12220 | 5147150500100 | SURFACE DISINFECTANT CLEANER FOR FLOOR WATER-BASED DISINFECTANT CLEANER WITH QUATERNARY AMMONIUM 5TH GENERATION COMPOUNDS AS ACTIVE INGREDIENTS CONTAINS SURFACE ACTIVE AGENTS FOR ITS CLEANING PROPERTIES. CONCENTRATED ALDEHYDE-FREE AND PHENOL-FREE FORMULATION -EFFECTIVE AGAINST BACTERIA FUNGI AND VIRUSES (INCLUDING HIV/HBV). EASILY BIODEGRADABLE -SAFE TO USE-ACTION TIME OF 5 - 60 MINUTES. PACKAGE 5 LITER X 4 + 1 LITER DOSAGE BOTTLE X 2 NOTE: MSDS SHOULD BE PROVIDED IN SOFT COPY | DISINFECTANTS SUPPLIES SUPPLEMENTARY
12221 | 4213170121000 | DISINFECTANT SOLUTION; ELECTROLYZED WATER 99.97% SODIUM CHLORIDE (NACL) 0.023% SODIUM HYPOCHLORITE (NAOCL) 0.004% HYPOCHLOROUS ACID (HOCL) 0.003%. SURFACE DISINFECTANT. BROAD SPECTRUM BACTERICIDAL (INCLUDING MDROS) VIRUCIDAL IN 30 SECONDS FUNGICIDAL SPORICIDAL AND MYCOBACTERICIDAL. PH-NEUTRAL NO COLOR NON-TOXIC NON IRRITANT NON CORROSIVE OR DAMAGING TO SURFACES. LEAVES NO HARMFUL RESIDUES SAFE IN ALL ENVIRONMENTS COMPATIBLE WITH ALL TYPES OF MATERIALS. NO SPECIAL HANDLING OR DISPOSAL REQUIREMENTS. SIZE 120 ML SPRAY BOTTLE. NOTE: MSDS SHOULD BE PROVIDED IN SOFT COPY.. | DISINFECTANTS SUPPLIES SUPPLEMENTARY
12222 | 4213170121500 | SURFACE DISINFECTANT 5TH GENERATION QUATERNARY AMMONIUM BLEACH FREE - ALCOHOL FREE TO ELIMINATE BACTERIA VIRUS AND FUNGI AND HAS BEEN TESTED AND PROVEN EFFECTIVE AGAINST MOLD AND ALGAE. IS HIGHLY EFFECTIVE AGAINST MRSA AND MDR. IT HAS TWO MODES OF ACTIONS; ACTIVE INGREDIENT FOR IMMEDIATE KILL OF MICROORGANISMS AND ESTABLISHES A MICROSCOPIC-SPIKED BARRIER ONTO THE APPLIED SURFAC IT CAN BE USED ON HARD OR SOFT SURFACES ACTION TIME OF 1 - 2 MINUTES..LARGE SIZE 3L.. | DISINFECTANTS SUPPLIES SUPPLEMENTARY
12223 | 4214160104900 | KIT EBOLA MEDIUM SIZE: CONTAINS: TWO PAIRS POWDER FREE NITRILE GLOVES SMALL / MEDIUM MASK N95 MEDIUM COVERALLS MEDIUM PAIR FULL COVERAGE BOOT FACE SHIELD ANTIFOG SURGICAL MASK QACS OR ALCOHOL WIPES NOTE: MSDS SHOULD BE PROVIDED IN SOFT COPY. | DISINFECTANTS SUPPLIES SUPPLEMENTARY
12224 | 4228160403300 | AIRBORNE DISINFECTANT FOR SURFACES DIDECYL DIMETHYL AMMONIUM CHLORIDE WITH 19% ALCOHOL SINGLE SHOT WITHOUT MACHINES/ NEBULIZER 50ML NOTE: MSDS SHOULD BE PROVIDED IN SOFT COPY | DISINFECTANTS SUPPLIES SUPPLEMENTARY
12225 | 4214160105800 | PERSONAL HYGIENE KIT ZIPPERED PLASTIC POUCH WITH HOSPITAL LOGO CONTAINS 1 EACH: COMB SHAMPOO 60- 80 ML (SULFATE FREE) NON-FRAGRANCE LOTION 40-60 ML ( NON FRAGRANCE) 1 SOFT TOOTHBRUSH 20-30ML TOOTHPASTE | DISINFECTANTS SUPPLIES SUPPLEMENTARY
12226 | 4213161600700 | KIT EBOLA X-LARGE SIZE CONTAINS: TWO PAIRS POWDER FREE NITRILE GLOVES REGULAR / LARGE MASK N95 X-LARGE COVERALLS X-LARGE PAIR FULL COVERAGE BOOT FACE SHIELD ANTIFOG SURGICAL MASK QACS OR ALCOHOL WIPES NOTE: MSDS SHOULD BE PROVIDED IN SOFT COPY. | DISINFECTANTS SUPPLIES SUPPLEMENTARY
12227 | 4228160403700 | SINGLE WIPE DISINFECTANT SURFACE PP NON WOVEN ALCOHOL FREE WITH QUATERNARY AMMONIUM 4TH GENERATION AND ABOVE COMPOUNDS AS ACTIVE ING = REDIENTS MAIN FIELD OF APPLICATION IS FOR THE DISINFECTION OF SURFACES AND DENTAL EQUIPMENT READY TO USE ALDEHYDE-FREE AND PHENOL-FREE FORMULATION EFFECTIVE AGAINST BACTERIA FUNGI AND VIRUSES (INCLUDING TB HIV/HBV CORONA VIRUSES FLU VIS) EASILY BIODEGRADABLE QUICK = ACTION TIME 30 SECOND SIZE 20 -30 CM X 20-30 CM AND ABOVE. NOTE: MSDS SHOULD BE PROVIDED IN SOFT COPY | DISINFECTANTS SUPPLIES SUPPLEMENTARY
12228 | 4713180000100 | ANTISEPTIC SURGICAL HAND RUB 1% CHLORHEXIDINE IN 61 - 70% ETHYL ALCOHOL 500ML FOR WALL MOUNTED HANDS FREE DISPENSER HAZARDOUS MATERIAL NOTE: MSDS SHOULD BE PROVIDED IN SOFT COPY | DISINFECTANTS SUPPLIES SUPPLEMENTARY
12229 | 4215162308500 | DEBAKEY NON-TOOTHED TISSUE FORCEPS, STAINLESS STEEL, STRAIGHT, LENGTH: 30CM, TIP SIZE: 1.5MM | DENTAL SUPPLIES (LABORATORY, IMPLANT AND MAXILLOFACIAL SURGERY) SUPPLEMENTARY
12230 | 4215161482000 | CARBIDE CUTTERS - CROSSCUT EXTRACOARSE, BLACK RING TURBO- ISO 500 104 223 200 040 | DENTAL SUPPLIES (LABORATORY, IMPLANT AND MAXILLOFACIAL SURGERY) SUPPLEMENTARY
12231 | 4215162308400 | DEBAKEY NON-TOOTHED TISSUE FORCEPS, STAINLESS STEEL, STRAIGHT, LENGTH: 25CM, TIP SIZE: 1.5MM | DENTAL SUPPLIES (LABORATORY, IMPLANT AND MAXILLOFACIAL SURGERY) SUPPLEMENTARY
12232 | 4215162308300 | DEBAKEY NON-TOOTHED TISSUE FORCEPS, STAINLESS STEEL, STRAIGHT, LENGTH: 20CM, TIP SIZE: 3MM | DENTAL SUPPLIES (LABORATORY, IMPLANT AND MAXILLOFACIAL SURGERY) SUPPLEMENTARY
12233 | 4215162308200 | DEBAKEY NON-TOOTHED TISSUE FORCEPS, STAINLESS STEEL, STRAIGHT, LENGTH: 20CM, TIP SIZE: 2MM | DENTAL SUPPLIES (LABORATORY, IMPLANT AND MAXILLOFACIAL SURGERY) SUPPLEMENTARY
12234 | 4215241208000 | DENTAL CAD WAX BLUE, THICKNESS 12MM, 98.5MM - COMPATIBLE WITH HOSPITAL MACHINE | DENTAL SUPPLIES (LABORATORY, IMPLANT AND MAXILLOFACIAL SURGERY) SUPPLEMENTARY
12235 | 4215248437300 | ARTIFICIAL ENDODONTIC TOOTH #26 UPPER LEFT MOLAR | DENTAL SUPPLIES (LABORATORY, IMPLANT AND MAXILLOFACIAL SURGERY) SUPPLEMENTARY
12236 | 4215161480000 | CAD CAM MACHINE BUR 0.5 DIAMOND COATED FOR ZIRCONIUM DIOXIDE ZRO2 DC COMPATIBLE WITH CEREC INLAB MCX5 | DENTAL SUPPLIES (LABORATORY, IMPLANT AND MAXILLOFACIAL SURGERY) SUPPLEMENTARY
12237 | 4215241208400 | WAX BOXING STRIPS, REGULAR, SOFT, TACKY RED WAX PERFECT FOR BOXING IMPRESSION | DENTAL SUPPLIES (LABORATORY, IMPLANT AND MAXILLOFACIAL SURGERY) SUPPLEMENTARY
12238 | 4215161481900 | CARBIDE CUTTERS - CROSSCUT EXTRACOARSE, BLACK RING TURBO- ISO 500 104 223 144 060 | DENTAL SUPPLIES (LABORATORY, IMPLANT AND MAXILLOFACIAL SURGERY) SUPPLEMENTARY
12239 | 4215161481800 | CAD CAM MACHINE DIAMOND BUR 2.2 FOR GRINDING PROCESS COMPATIBLE WITH CEREC INLAB MCX5 | DENTAL SUPPLIES (LABORATORY, IMPLANT AND MAXILLOFACIAL SURGERY) SUPPLEMENTARY
12240 | 4215162308100 | DEBAKEY NON-TOOTHED TISSUE FORCEPS, STAINLESS STEEL, STRAIGHT, LENGTH: 15CM, TIP SIZE: 3MM | DENTAL SUPPLIES (LABORATORY, IMPLANT AND MAXILLOFACIAL SURGERY) SUPPLEMENTARY
12241 | 4215241208100 | DENTAL CAD WAX BLUE, THICKNESS 20MM, 98.5MM - COMPATIBLE WITH HOSPITAL MACHINE | DENTAL SUPPLIES (LABORATORY, IMPLANT AND MAXILLOFACIAL SURGERY) SUPPLEMENTARY
12242 | 4215161480700 | CAD CAM MACHINE BUR 1.0 FOR PMMA, WAX, PEEK COMPATIBLE WITH CEREC INLAB MCX5 | DENTAL SUPPLIES (LABORATORY, IMPLANT AND MAXILLOFACIAL SURGERY) SUPPLEMENTARY
12243 | 4215162308600 | DEBAKEY NON-TOOTHED TISSUE FORCEPS, STAINLESS STEEL, STRAIGHT, LENGTH: 30CM, TIP SIZE: 3MM | DENTAL SUPPLIES (LABORATORY, IMPLANT AND MAXILLOFACIAL SURGERY) SUPPLEMENTARY
12244 | 4229150100200 | BONE MILL COMPLETE KIT, MICROTOME | DENTAL SUPPLIES (LABORATORY, IMPLANT AND MAXILLOFACIAL SURGERY) SUPPLEMENTARY
12245 | 4215162308700 | EXTRACTION FORCEPS, STAINLESS STEAL, FOR LOWER FIRST AND SECOND MOLARS, FIGURE #16 (COWHORN), AMERICAN STYLE | DENTAL SUPPLIES (LABORATORY, IMPLANT AND MAXILLOFACIAL SURGERY) SUPPLEMENTARY
12246 | 4215161482100 | CARBIDE CUTTERS - CROSSCUT EXTRACOARSE, BLACK RING TURBO-ISO 500 104 223 275 060 | DENTAL SUPPLIES (LABORATORY, IMPLANT AND MAXILLOFACIAL SURGERY) SUPPLEMENTARY
12247 | 4215161479900 | ACRYLIC POLISHER - MEDIUM - LARGE POINT - ISO 658 104 300 523 100 | DENTAL SUPPLIES (LABORATORY, IMPLANT AND MAXILLOFACIAL SURGERY) SUPPLEMENTARY
12248 | 4215162308800 | EXTRACTION FORCEPS, STAINLESS STEAL, FOR LOWER FIRST AND SECOND MOLARS, FIGURE #86 (COWHORN), ENGLISH STYLE | DENTAL SUPPLIES (LABORATORY, IMPLANT AND MAXILLOFACIAL SURGERY) SUPPLEMENTARY
12249 | 4215161479800 | ACRYLIC POLISHER - FINE - LARGE POINT - ISO 658 104 300 513 100 | DENTAL SUPPLIES (LABORATORY, IMPLANT AND MAXILLOFACIAL SURGERY) SUPPLEMENTARY
12250 | 4215161479700 | ACRYLIC POLISHER - FINE - BULLET - ISO 658 104 275 513 100 | DENTAL SUPPLIES (LABORATORY, IMPLANT AND MAXILLOFACIAL SURGERY) SUPPLEMENTARY
12251 | 4215241202800 | PINK WAX - RIM HARD | DENTAL SUPPLIES (LABORATORY, IMPLANT AND MAXILLOFACIAL SURGERY) SUPPLEMENTARY
12252 | 4215161479600 | ACRYLIC POLISHER - COARSE - LARGE POINT - ISO 658 104 300 533 100 | DENTAL SUPPLIES (LABORATORY, IMPLANT AND MAXILLOFACIAL SURGERY) SUPPLEMENTARY
12253 | 4215161479500 | ACRYLIC DENTURE MONOLITHIC DISC, FOR CAD CAM SYSTEM SIZE 98, DOUBLE SIDE (PINK <(>&<)>ASSORTED SHADE) ALL SHADES COMPATIBLE WITH PM7 CENTER MACHINE | DENTAL SUPPLIES (LABORATORY, IMPLANT AND MAXILLOFACIAL SURGERY) SUPPLEMENTARY
12254 | 4215161479300 | SURGICAL STRAIGHT FISSURE BUR NO:702 ISO 500 104 170 008 016 | DENTAL SUPPLIES (LABORATORY, IMPLANT AND MAXILLOFACIAL SURGERY) SUPPLEMENTARY
12255 | 4215161482200 | CARBIDE CUTTERS-CROSSCUT COARSE, GREEN RING MACRO - ISO 500 104 220 001 060 | DENTAL SUPPLIES (LABORATORY, IMPLANT AND MAXILLOFACIAL SURGERY) SUPPLEMENTARY
12256 | 4215260000000 | WAX TERMINAL BORDER STRIP WITH RETENTION | DENTAL SUPPLIES (LABORATORY, IMPLANT AND MAXILLOFACIAL SURGERY) SUPPLEMENTARY
12257 | 4215161480100 | CAD CAM MACHINE BUR 0.5 FOR COMPOSITE (COATED) COMPATIBLE WITH CEREC INLAB MCX5 | DENTAL SUPPLIES (LABORATORY, IMPLANT AND MAXILLOFACIAL SURGERY) SUPPLEMENTARY
12258 | 4215161481700 | CAD CAM MACHINE DIAMOND BUR 1.4 FOR GRINDING PROCESS COMPATIBLE WITH CEREC INLAB MCX5 | DENTAL SUPPLIES (LABORATORY, IMPLANT AND MAXILLOFACIAL SURGERY) SUPPLEMENTARY
12259 | 4215161480200 | CAD CAM MACHINE BUR 0.5 FOR PMMA, WAX, PEEK COMPATIBLE WITH CEREC INLAB MCX5 | DENTAL SUPPLIES (LABORATORY, IMPLANT AND MAXILLOFACIAL SURGERY) SUPPLEMENTARY
12260 | 4215162308000 | DEBAKEY NON-TOOTHED TISSUE FORCEPS, STAINLESS STEEL, STRAIGHT, LENGTH: 15CM, TIP SIZE: 2MM | DENTAL SUPPLIES (LABORATORY, IMPLANT AND MAXILLOFACIAL SURGERY) SUPPLEMENTARY
12261 | 4215161480800 | CAD CAM MACHINE BUR 1.0 FOR SINTERING METAL COMPATIBLE WITH CEREC INLAB MCX5 | DENTAL SUPPLIES (LABORATORY, IMPLANT AND MAXILLOFACIAL SURGERY) SUPPLEMENTARY
12262 | 4215248437700 | ARTIFICIAL ENDODONTIC TOOTH #44 LOWER RIGHT PRE MOLAR | DENTAL SUPPLIES (LABORATORY, IMPLANT AND MAXILLOFACIAL SURGERY) SUPPLEMENTARY
12263 | 4215161480600 | CAD CAM MACHINE BUR 1.0 FOR COMPOSITE (COATED) COMPATIBLE WITH CEREC INLAB MCX5 | DENTAL SUPPLIES (LABORATORY, IMPLANT AND MAXILLOFACIAL SURGERY) SUPPLEMENTARY
12264 | 4215161480900 | CAD CAM MACHINE BUR 1.0 FOR ZIRCONIUM DIOXIDE ZRO2 COMPATIBLE WITH CEREC INLAB MCX5 | DENTAL SUPPLIES (LABORATORY, IMPLANT AND MAXILLOFACIAL SURGERY) SUPPLEMENTARY
12265 | 4215248437800 | ARTIFICIAL PERMANENT TOOTH SNAP-ON (ASSORTED) | DENTAL SUPPLIES (LABORATORY, IMPLANT AND MAXILLOFACIAL SURGERY) SUPPLEMENTARY
12266 | 4215161481000 | CAD CAM MACHINE BUR 2.5 DIAMOND COATED FOR ZIRCONIUM DIOXIDE ZRO2 DC COMPATIBLE WITH CEREC INLAB MCX5 | DENTAL SUPPLIES (LABORATORY, IMPLANT AND MAXILLOFACIAL SURGERY) SUPPLEMENTARY
12267 | 4215260601000 | PMMA CLEAR SPLINT, THICKNESS 20MM, 98.5MM - COMPATIBLE WITH CENTER MACHINE | DENTAL SUPPLIES (LABORATORY, IMPLANT AND MAXILLOFACIAL SURGERY) SUPPLEMENTARY
12268 | 4215161481100 | CAD CAM MACHINE BUR 2.5 FOR COMPOSITE (COATED) COMPATIBLE WITH CEREC INLAB MCX5 | DENTAL SUPPLIES (LABORATORY, IMPLANT AND MAXILLOFACIAL SURGERY) SUPPLEMENTARY
12269 | 4215161481200 | CAD CAM MACHINE BUR 2.5 FOR PMMA, WAX, PEEK COMPATIBLE WITH CEREC INLAB MCX5 | DENTAL SUPPLIES (LABORATORY, IMPLANT AND MAXILLOFACIAL SURGERY) SUPPLEMENTARY
12270 | 4215161480500 | CAD CAM MACHINE BUR 1.0 DIAMOND COATED FOR ZIRCONIUM DIOXIDE ZRO2 DC COMPATIBLE WITH CEREC INLAB MCX5 | DENTAL SUPPLIES (LABORATORY, IMPLANT AND MAXILLOFACIAL SURGERY) SUPPLEMENTARY
12271 | 4215161480400 | CAD CAM MACHINE BUR 0.5 FOR ZIRCONIUM DIOXIDE ZRO2 COMPATIBLE WITH CEREC INLAB MCX5 | DENTAL SUPPLIES (LABORATORY, IMPLANT AND MAXILLOFACIAL SURGERY) SUPPLEMENTARY
12272 | 4215161480300 | CAD CAM MACHINE BUR 0.5 FOR SINTERING METAL COMPATIBLE WITH CEREC INLAB MCX5 | DENTAL SUPPLIES (LABORATORY, IMPLANT AND MAXILLOFACIAL SURGERY) SUPPLEMENTARY
12273 | 4215248441600 | ARTIFICIAL TOOTH WITH PULP CHAMBER FILLED WITH RED WAX FOR PULPOTOMY EXERCISES UPPER PRIMARY MOLAR | DENTAL SUPPLIES (LABORATORY, IMPLANT AND MAXILLOFACIAL SURGERY) SUPPLEMENTARY
12274 | 4215162304200 | EXTRACTION FORCEPS, STAINLESS STEAL, FOR UPPER RIGHT MOLARS, FIGURE #17 | DENTAL SUPPLIES (LABORATORY, IMPLANT AND MAXILLOFACIAL SURGERY) SUPPLEMENTARY
12275 | 4215161478800 | UNIVERSAL REGULAR OSSEODENSIFICATION SURGICAL BUR KIT FOR DENTAL IMPLANT PREPARATION | DENTAL SUPPLIES (LABORATORY, IMPLANT AND MAXILLOFACIAL SURGERY) SUPPLEMENTARY
12276 | 4215162304300 | EXTRACTION FORCEPS, STAINLESS STEAL, FOR UPPER INCISORS, CANINES , WIDE ENDED FIGURE #1 | DENTAL SUPPLIES (LABORATORY, IMPLANT AND MAXILLOFACIAL SURGERY) SUPPLEMENTARY
12277 | 4215248441700 | ARTIFICIAL TOOTH WITH PULP CHAMBER FILLED WITH RED WAX FOR PULPOTOMY EXERCISES LOWER PRIMARY MOLAR | DENTAL SUPPLIES (LABORATORY, IMPLANT AND MAXILLOFACIAL SURGERY) SUPPLEMENTARY
12278 | 4215248442500 | SCREWED ARTIFICIAL TOOTH FOR PERMANENT (ASSORTED) COMPATIBLE WITH EACH SECTOR SYSTEM | DENTAL SUPPLIES (LABORATORY, IMPLANT AND MAXILLOFACIAL SURGERY) SUPPLEMENTARY
12279 | 4215161481300 | CAD CAM MACHINE BUR 2.5 FOR SINTERING METAL COMPATIBLE WITH CEREC INLAB MCX5 | DENTAL SUPPLIES (LABORATORY, IMPLANT AND MAXILLOFACIAL SURGERY) SUPPLEMENTARY
12280 | 4215161481400 | CAD CAM MACHINE BUR 2.5 FOR ZIRCONIUM DIOXIDE ZRO2 COMPATIBLE WITH CEREC INLAB MCX5 | DENTAL SUPPLIES (LABORATORY, IMPLANT AND MAXILLOFACIAL SURGERY) SUPPLEMENTARY
12281 | 4215162304400 | EXTRACTION FORCEPS, STAINLESS STEAL, FOR UPPER INCISORS, CANINES , NARROW ENDED FIGURE #2 | DENTAL SUPPLIES (LABORATORY, IMPLANT AND MAXILLOFACIAL SURGERY) SUPPLEMENTARY
12282 | 4215162304500 | EXTRACTION FORCEPS, STAINLESS STEAL, FOR UPPER BICUSPIDS, FIGURE #7 | DENTAL SUPPLIES (LABORATORY, IMPLANT AND MAXILLOFACIAL SURGERY) SUPPLEMENTARY
12283 | 4215248437600 | ARTIFICIAL ENDODONTIC TOOTH #36 LOWER LEFT MOLAR | DENTAL SUPPLIES (LABORATORY, IMPLANT AND MAXILLOFACIAL SURGERY) SUPPLEMENTARY
12284 | 4215162304600 | EXTRACTION FORCEPS, STAINLESS STEAL, SHARP BEAKS, FOR LOWER WISDOM TOOTH , FIGURE #79 | DENTAL SUPPLIES (LABORATORY, IMPLANT AND MAXILLOFACIAL SURGERY) SUPPLEMENTARY
12285 | 4215162304700 | EXTRACTION FORCEPS, STAINLESS STEAL, FOR LOWER MOLARS , FIGURE #73 | DENTAL SUPPLIES (LABORATORY, IMPLANT AND MAXILLOFACIAL SURGERY) SUPPLEMENTARY
12286 | 4215162304800 | EXTRACTION FORCEPS, STAINLESS STEAL, FOR DECIDUOUS LOWER MOLARS FIGURE #6 | DENTAL SUPPLIES (LABORATORY, IMPLANT AND MAXILLOFACIAL SURGERY) SUPPLEMENTARY
12287 | 4215161481500 | CAD CAM MACHINE DIAMOND BUR 0.6 FOR GRINDING PROCESS COMPATIBLE WITH CEREC INLAB MCX5 | DENTAL SUPPLIES (LABORATORY, IMPLANT AND MAXILLOFACIAL SURGERY) SUPPLEMENTARY
12288 | 4215162307900 | DEBAKEY NON-TOOTHED TISSUE FORCEPS, STAINLESS STEEL, STRAIGHT, LENGTH: 15CM, TIP SIZE: 1.5MM | DENTAL SUPPLIES (LABORATORY, IMPLANT AND MAXILLOFACIAL SURGERY) SUPPLEMENTARY
12289 | 4215161481600 | CAD CAM MACHINE DIAMOND BUR 1.2 FOR GRINDING PROCESS COMPATIBLE WITH CEREC INLAB MCX5 | DENTAL SUPPLIES (LABORATORY, IMPLANT AND MAXILLOFACIAL SURGERY) SUPPLEMENTARY
12290 | 4215162303900 | LIGHT WIRE PLIER (BIRD PEAK), TIPS ROUND AND SQUARE, SMALL SIZE | DENTAL SUPPLIES (LABORATORY, IMPLANT AND MAXILLOFACIAL SURGERY) SUPPLEMENTARY
12291 | 4229160400400 | MANUAL SAW HANDLE WITH BLADE, HEAVY - DUTY, SIZE 0.25 MM THICK, WITH SAW BLADES/ HEAVY - DUTY SIZE 0.18 MM THICK | DENTAL SUPPLIES (LABORATORY, IMPLANT AND MAXILLOFACIAL SURGERY) SUPPLEMENTARY
12292 | 4229160702500 | VOLKMAN BONE CURETTES, STAINLESS STEEL, OVAL CUP, HOLLOW HANDLE, 18CM APPROXIMATE, ASSORTED WORKING END SIZE | DENTAL SUPPLIES (LABORATORY, IMPLANT AND MAXILLOFACIAL SURGERY) SUPPLEMENTARY
12293 | 4215241202500 | ROUND SPRUE WAX, 1.5 MM DIAMETER, SPOOL OF 250 - 300 G | DENTAL SUPPLIES (LABORATORY, IMPLANT AND MAXILLOFACIAL SURGERY) SUPPLEMENTARY
12294 | 4215240010800 | PFM OPAQUE POWDER ALL SHADES ( A - D ) ASSORTED | DENTAL SUPPLIES (LABORATORY, IMPLANT AND MAXILLOFACIAL SURGERY) SUPPLEMENTARY
12295 | 4215240010700 | PFM MARGIN POWDER ALL SHADES ( A - D ) ASSORTED | DENTAL SUPPLIES (LABORATORY, IMPLANT AND MAXILLOFACIAL SURGERY) SUPPLEMENTARY
12296 | 4215240010600 | PFM GLAZE AND STAIN ALL COLORS ASSORTED | DENTAL SUPPLIES (LABORATORY, IMPLANT AND MAXILLOFACIAL SURGERY) SUPPLEMENTARY
12297 | 4229310710500 | SIGMOID NOTCH EXTRAORAL RETRACTORS, STAINLESS STEEL, CONCAVE BLADE, FULLY BENT TIP, 9 CM APPROXIMATE | DENTAL SUPPLIES (LABORATORY, IMPLANT AND MAXILLOFACIAL SURGERY) SUPPLEMENTARY
12298 | 4229310710400 | RAKE RETRACTOR, STAINLESS STEEL, OVER ALL LENGTH 15CM APPROXIMATE | DENTAL SUPPLIES (LABORATORY, IMPLANT AND MAXILLOFACIAL SURGERY) SUPPLEMENTARY
12299 | 4229310710300 | SURGICAL MALLEABLE RIBBON RETRACTOR, VERY THIN DOUBLE ENDED, 19CMX22MM, STAINLESS STEEL | DENTAL SUPPLIES (LABORATORY, IMPLANT AND MAXILLOFACIAL SURGERY) SUPPLEMENTARY
12300 | 4229310710200 | OBWEGESER CHANNEL RETRACTOR, FOR MANDIBLE, 17CM APPROXIMATE, STAINLESS STEEL, WORKNG END: 8MM | DENTAL SUPPLIES (LABORATORY, IMPLANT AND MAXILLOFACIAL SURGERY) SUPPLEMENTARY
12301 | 4215240010900 | PFM WASH OPAQUE PASTE ALL SHADES ( A - D ) ASSORTED | DENTAL SUPPLIES (LABORATORY, IMPLANT AND MAXILLOFACIAL SURGERY) SUPPLEMENTARY
12302 | 4215162403400 | SURGICAL HANDPIECE, RIGHT ANGLE (SCREW DRIVER 2.0/2.3R, DRILL PIT) , DIFFERENT LENGTHS 5-9MM | DENTAL SUPPLIES (LABORATORY, IMPLANT AND MAXILLOFACIAL SURGERY) SUPPLEMENTARY
12303 | 4229680601100 | HAND-HELD INSERTION TOOL USED TO FIT ALL MAGNACAPS AND MAGNABUTMENTS. INBUILT MAGNET PROVIDES SAFE KEEPER HANDLING. NON-STERILE. (PCS=SET) | DENTAL SUPPLIES (LABORATORY, IMPLANT AND MAXILLOFACIAL SURGERY) SUPPLEMENTARY
12304 | 4229310710100 | DESMARRES EYELID RETRACTORS, ASSORTED SIZES | DENTAL SUPPLIES (LABORATORY, IMPLANT AND MAXILLOFACIAL SURGERY) SUPPLEMENTARY
12305 | 4229310710000 | SURGICAL MALLEABLE RIBBON RETRACTOR, VERY THIN DOUBLE ENDED, 19CMX16MM, STAINLESS STEEL | DENTAL SUPPLIES (LABORATORY, IMPLANT AND MAXILLOFACIAL SURGERY) SUPPLEMENTARY
12306 | 4215240010500 | PFM GINGIVA POWDER ALL COLORS ASSORTED | DENTAL SUPPLIES (LABORATORY, IMPLANT AND MAXILLOFACIAL SURGERY) SUPPLEMENTARY
12307 | 4215240010400 | PFM ENAMEL ALL SHADES ( A - D ) ASSORTED | DENTAL SUPPLIES (LABORATORY, IMPLANT AND MAXILLOFACIAL SURGERY) SUPPLEMENTARY
12308 | 4215240010300 | PFM DENTINE POWDER ALL SHADES ( A - D ) ASSORTED | DENTAL SUPPLIES (LABORATORY, IMPLANT AND MAXILLOFACIAL SURGERY) SUPPLEMENTARY
12309 | 4215240010200 | PFM DEEP/OPAQUE DENTINE ALL SHADES ( A - D ) ASSORTED | DENTAL SUPPLIES (LABORATORY, IMPLANT AND MAXILLOFACIAL SURGERY) SUPPLEMENTARY
12310 | 4229680600600 | TESSIER MOBILIZER FOR RIGHT AND LEFT MAXILLA, GRADE 410-420 SERIES STAINLESS STEEL (HIGH CARBON CONTENT AND A CERTAIN PERCENTAGE OF CHROMIUM) , HEAT TREATED FOR GREATER RIGIDITY | DENTAL SUPPLIES (LABORATORY, IMPLANT AND MAXILLOFACIAL SURGERY) SUPPLEMENTARY
12311 | 4215241200100 | WAX PATTERN FINISHING WIRES (ASSORTED DIAMETER) | DENTAL SUPPLIES (LABORATORY, IMPLANT AND MAXILLOFACIAL SURGERY) SUPPLEMENTARY
12312 | 4215241200200 | WAX PATTERN HALF ROUND STRIPS 2.00 X 1.00 MM | DENTAL SUPPLIES (LABORATORY, IMPLANT AND MAXILLOFACIAL SURGERY) SUPPLEMENTARY
12313 | 4215241200300 | WAX PATTERN HALF ROUND STRIPS 1.5 X 0.75 MM | DENTAL SUPPLIES (LABORATORY, IMPLANT AND MAXILLOFACIAL SURGERY) SUPPLEMENTARY
12314 | 4215161457700 | BUR CARBIDE HP CYLINDER BEVELED END SIZE 2.3 MM ISO# 500 - 104 - 292 - 191 - 023 | DENTAL SUPPLIES (LABORATORY, IMPLANT AND MAXILLOFACIAL SURGERY) SUPPLEMENTARY
12315 | 4215161457800 | BUR CARBIDE HP CYLINDER BEVELED END MEDIUM CUTTING SIZE 2.3 MM ISO# 500 - 104 - 292 - 190 - 023 | DENTAL SUPPLIES (LABORATORY, IMPLANT AND MAXILLOFACIAL SURGERY) SUPPLEMENTARY
12316 | 4215241200500 | WAX PATTERN HALF ROUND STRIPS 1.8 X 0.9 MM | DENTAL SUPPLIES (LABORATORY, IMPLANT AND MAXILLOFACIAL SURGERY) SUPPLEMENTARY
12317 | 4215161457900 | BUR CARBIDE HP CYLINDER BEVELED END EXTRA FINE CUTTING SIZE 2.3 MM ISO# 500 - 104 - 292 - 141 - 023 | DENTAL SUPPLIES (LABORATORY, IMPLANT AND MAXILLOFACIAL SURGERY) SUPPLEMENTARY
12318 | 4215161458000 | BUR CARBIDE HP FLAME SUPER COARSE CUTTING SIZE 6 MM ISO# 500 - 104 - 274 - 224 - 060 | DENTAL SUPPLIES (LABORATORY, IMPLANT AND MAXILLOFACIAL SURGERY) SUPPLEMENTARY
12319 | 4215241201100 | BLUE INLAY CASTING WAX, HARD | DENTAL SUPPLIES (LABORATORY, IMPLANT AND MAXILLOFACIAL SURGERY) SUPPLEMENTARY
12320 | 4215161458100 | BUR CARBIDE HP ISO# 500 - 104 - 263 - 190 - 060 | DENTAL SUPPLIES (LABORATORY, IMPLANT AND MAXILLOFACIAL SURGERY) SUPPLEMENTARY
12321 | 4215161458200 | BUR CARBIDE HP PEAR FINE CUTTING SIZE 6 MM ISO# 500 - 104 - 237 - 140 - 060 | DENTAL SUPPLIES (LABORATORY, IMPLANT AND MAXILLOFACIAL SURGERY) SUPPLEMENTARY
12322 | 4215161458300 | BUR CARBIDE HP TAPERED ROUND END EXTRA FINE CUTTING SIZE 5 MM ISO# 500 - 104 - 199 - 140 - 023 | DENTAL SUPPLIES (LABORATORY, IMPLANT AND MAXILLOFACIAL SURGERY) SUPPLEMENTARY
12323 | 4215241201200 | FINE STIPPLE CASTING WAX GREEN SHEETS OF 15 X 7.5 CM 0.6 MM THICK | DENTAL SUPPLIES (LABORATORY, IMPLANT AND MAXILLOFACIAL SURGERY) SUPPLEMENTARY
12324 | 4215161458400 | BUR CARBIDE HP TAPERED ROUND END MEDIUM CUTTING SIZE 4 MM ISO# 500 - 104 - 194 - 190 - 040 | DENTAL SUPPLIES (LABORATORY, IMPLANT AND MAXILLOFACIAL SURGERY) SUPPLEMENTARY
12325 | 4215161458500 | BUR CARBIDE HP TAPERED ROUND END EXTRA FINE CUTTING SIZE 4 MM ISO# 500 - 104 - 194 - 141 - 040 | DENTAL SUPPLIES (LABORATORY, IMPLANT AND MAXILLOFACIAL SURGERY) SUPPLEMENTARY
12326 | 4215161458600 | BUR CARBIDE HP CYLINDER ROUND END FINE CUTTING SIZE 4.5 MM ISO# 500 - 104 - 194 - 140 - 045 | DENTAL SUPPLIES (LABORATORY, IMPLANT AND MAXILLOFACIAL SURGERY) SUPPLEMENTARY
12327 | 4215161458700 | BUR CARBIDE HP CYLINDER ROUND END SIZE 2.3 MM ISO# 500 - 104 - 144 - 190 - 023 | DENTAL SUPPLIES (LABORATORY, IMPLANT AND MAXILLOFACIAL SURGERY) SUPPLEMENTARY
12328 | 4215161458800 | BUR CARBIDE HP CYLINDER ROUND END MEDIUM CUTTING SIZE 6 MM ISO# 500 - 104 - 137 - 190 - 060 | DENTAL SUPPLIES (LABORATORY, IMPLANT AND MAXILLOFACIAL SURGERY) SUPPLEMENTARY
12329 | 4215161458900 | BUR CARBIDE HP ROUND 2.3 MM ISO# 500 - 104 - 001 - 291 - 023 | DENTAL SUPPLIES (LABORATORY, IMPLANT AND MAXILLOFACIAL SURGERY) SUPPLEMENTARY
12330 | 4215241200400 | WAX PATTERN DOUBLE ARM CLASP WITH REST LARGE | DENTAL SUPPLIES (LABORATORY, IMPLANT AND MAXILLOFACIAL SURGERY) SUPPLEMENTARY
12331 | 4215240010100 | PFM CHARACTERIZATION POWDER (COLORS - CLEAR) ASSORTED ALL SHADES | DENTAL SUPPLIES (LABORATORY, IMPLANT AND MAXILLOFACIAL SURGERY) SUPPLEMENTARY
12332 | 4215240010000 | PFM OPAQUE LIQUID ASSORTED | DENTAL SUPPLIES (LABORATORY, IMPLANT AND MAXILLOFACIAL SURGERY) SUPPLEMENTARY
12333 | 4215240009900 | PFM (ADD ON - CORRECTION) POWDER ALL SHADES ( A - D ) ASSORTED | DENTAL SUPPLIES (LABORATORY, IMPLANT AND MAXILLOFACIAL SURGERY) SUPPLEMENTARY
12334 | 4215240009800 | CERAMIC GRAPHITE COATED CRUCIBLES FOR CASTING PRECIOUS ALLOY | DENTAL SUPPLIES (LABORATORY, IMPLANT AND MAXILLOFACIAL SURGERY) SUPPLEMENTARY
12335 | 4215224101100 | POLISHING COMPOUND FOR POLISHING METALS PUSH TYPE APPLICATOR | DENTAL SUPPLIES (LABORATORY, IMPLANT AND MAXILLOFACIAL SURGERY) SUPPLEMENTARY
12336 | 4215224101000 | DOWEL PINS SMALL SIZE WITH EFFECTIVE ANTI ROTATION, WITH SLEEVES AND RUBBER CUP , 1000/BOX | DENTAL SUPPLIES (LABORATORY, IMPLANT AND MAXILLOFACIAL SURGERY) SUPPLEMENTARY
12337 | 4215241202100 | RED WAX, SOFT, FOR CERVICAL OR MARGINAL | DENTAL SUPPLIES (LABORATORY, IMPLANT AND MAXILLOFACIAL SURGERY) SUPPLEMENTARY
12338 | 4215224100200 | RING LINER STANDARD, NON ASBESTOS APPROX. 2 M | DENTAL SUPPLIES (LABORATORY, IMPLANT AND MAXILLOFACIAL SURGERY) SUPPLEMENTARY
12339 | 4215224000700 | PHOTO RESIN STORAGE GARAGE - COMPATIBLE WITH HOSPITAL MACHINE | DENTAL SUPPLIES (LABORATORY, IMPLANT AND MAXILLOFACIAL SURGERY) SUPPLEMENTARY
12340 | 4215251600600 | RUBBER SILICONE PLASTER MIXING BOWL, SIZE MEDIUM | DENTAL SUPPLIES (LABORATORY, IMPLANT AND MAXILLOFACIAL SURGERY) SUPPLEMENTARY
12341 | 4215251600700 | RUBBER SILICONE PLASTER MIXING BOWL, SIZE LARGE | DENTAL SUPPLIES (LABORATORY, IMPLANT AND MAXILLOFACIAL SURGERY) SUPPLEMENTARY
12342 | 4215251600900 | RUBBER SILICONE PLASTER MIXING BOWL, SIZE SMALL | DENTAL SUPPLIES (LABORATORY, IMPLANT AND MAXILLOFACIAL SURGERY) SUPPLEMENTARY
12343 | 4215251601000 | MIXING BOWL FOR ACRYLIC MADE OF HIGHLY SILICONE, SET OF 3 DIFFERENT SIZE (SMALL , MEDIUM, LARGE) | DENTAL SUPPLIES (LABORATORY, IMPLANT AND MAXILLOFACIAL SURGERY) SUPPLEMENTARY
12344 | 4215241202200 | GREEN INLAY CASTING WAX, X - HARD | DENTAL SUPPLIES (LABORATORY, IMPLANT AND MAXILLOFACIAL SURGERY) SUPPLEMENTARY
12345 | 4215161457600 | BUR CARBIDE HP CYLINDER BEVELED END SIZE 2.3 MM ISO# 500 - 104 - 292 - 192 - 023 | DENTAL SUPPLIES (LABORATORY, IMPLANT AND MAXILLOFACIAL SURGERY) SUPPLEMENTARY
12346 | 4215224000800 | PUNCH TOOL TO REMOVE THE PRINTING MODELS FROM THE PRINTING PLATFORM - COMPATIBLE WITH HOSPITAL MACHINE | DENTAL SUPPLIES (LABORATORY, IMPLANT AND MAXILLOFACIAL SURGERY) SUPPLEMENTARY
12347 | 4229160601600 | STOUT STRAIGHT CHISEL, STAINLESS STEEL, 4MM | DENTAL SUPPLIES (LABORATORY, IMPLANT AND MAXILLOFACIAL SURGERY) SUPPLEMENTARY
12348 | 4215241202300 | ROUND SPRUE WAX 3.5 MM DIAMETER, SPOOL OF 250 - 300 G | DENTAL SUPPLIES (LABORATORY, IMPLANT AND MAXILLOFACIAL SURGERY) SUPPLEMENTARY
12349 | 4215241202400 | ROUND SPRUE WAX, 2.5 MM DIAMETER, SPOOL OF 250 - 300 G | DENTAL SUPPLIES (LABORATORY, IMPLANT AND MAXILLOFACIAL SURGERY) SUPPLEMENTARY
12350 | 4215162402300 | SURGICAL HANDPIECE, RIGHT ANGLE (HEAD FOR DRILLING AND SCREW DRIVER HEAD) | DENTAL SUPPLIES (LABORATORY, IMPLANT AND MAXILLOFACIAL SURGERY) SUPPLEMENTARY
12351 | 4215162402200 | HIGH-TORQUE ELECTRICAL LABORATORY HANDPIECE SYSTEM WITH A STANDARD HANDPIECE, CUTTING SPEED NOT LESS THAN 40,000RPM, HEAVY-DUTY FOR ALL METAL VARIABLE SPEED FOOT CONTROL, BUILT-IN COOLING SYSTEM, CONVENIENT FORWARD/REVERSE, HAND/FOOT AND VARIABLE CONTROLS ON THE FRONT PANEL | DENTAL SUPPLIES (LABORATORY, IMPLANT AND MAXILLOFACIAL SURGERY) SUPPLEMENTARY
12352 | 4215241201800 | SMOOTH CASTING WAX GREEN SHEETS OF 15 X 7.5 CM/ 0.3 MM THICK | DENTAL SUPPLIES (LABORATORY, IMPLANT AND MAXILLOFACIAL SURGERY) SUPPLEMENTARY
12353 | 4215241202700 | BASE PLATE WAX SETTING, WAX SHEETS 1.8 MM THICKNESS | DENTAL SUPPLIES (LABORATORY, IMPLANT AND MAXILLOFACIAL SURGERY) SUPPLEMENTARY
12354 | 4215224101300 | DOUBLE DOWEL PINS, REGULAR SIZE WITH EFFECTIVE ANTI ROTATION, WITH SLEEVES AND RUBBER CUP, 1000 /BOX | DENTAL SUPPLIES (LABORATORY, IMPLANT AND MAXILLOFACIAL SURGERY) SUPPLEMENTARY
12355 | 4215241201700 | FINE STIPPLE CASTING WAX GREEN SHEETS OF 15 X 7.5 CM 0.4 MM THICK | DENTAL SUPPLIES (LABORATORY, IMPLANT AND MAXILLOFACIAL SURGERY) SUPPLEMENTARY
12356 | 4215240009700 | CERAMIC CRUCIBLES WITH REINFORCED SILICON NITRIDE LAYER FOR CASTING NON PRECIOUS ALLOYS | DENTAL SUPPLIES (LABORATORY, IMPLANT AND MAXILLOFACIAL SURGERY) SUPPLEMENTARY
12357 | 4215240009500 | COMPLETE JAW MODEL UPPER AND LOWER FOR PRIMARY ARTIFICIAL TEETH SOFT GINGIVA | DENTAL SUPPLIES (LABORATORY, IMPLANT AND MAXILLOFACIAL SURGERY) SUPPLEMENTARY
12358 | 4215240009400 | COMPLETE JAW MODEL UPPER AND LOWER FOR PERMANENT ARTIFICIAL TEETH SOFT GINGIVA | DENTAL SUPPLIES (LABORATORY, IMPLANT AND MAXILLOFACIAL SURGERY) SUPPLEMENTARY
12359 | 4215161475500 | SYSTEM SHADE/STAINS KIT FOR PFM | DENTAL SUPPLIES (LABORATORY, IMPLANT AND MAXILLOFACIAL SURGERY) SUPPLEMENTARY
12360 | 4215240001400 | WAX MESH RETENTION WITH FINISHING LINE 10 SHEETS/PKG FOR MAXILLARY AND MANDIBULAR (EA=BOX) | DENTAL SUPPLIES (LABORATORY, IMPLANT AND MAXILLOFACIAL SURGERY) SUPPLEMENTARY
12361 | 4215240001300 | VISIBLE LIGHT CURE SHEETS, FOR SPECIAL TRAY | DENTAL SUPPLIES (LABORATORY, IMPLANT AND MAXILLOFACIAL SURGERY) SUPPLEMENTARY
12362 | 4229161101100 | WAHL BONE FILE, STRAIGHT CUT BONE AND SMOOTHING, STAINLESS STEEL, SIZE 2 | DENTAL SUPPLIES (LABORATORY, IMPLANT AND MAXILLOFACIAL SURGERY) SUPPLEMENTARY
12363 | 4229161414300 | STEVENS SCISSORS, ,STAINLESS STEEL, LENGTH 11MM APPROXIMATE, STRAIGHT, SHARP TIP | DENTAL SUPPLIES (LABORATORY, IMPLANT AND MAXILLOFACIAL SURGERY) SUPPLEMENTARY
12364 | 4229161101000 | WAHL BONE FILE, STRAIGHT CUT BONE AND SMOOTHING, STAINLESS STEEL, SIZE 1 | DENTAL SUPPLIES (LABORATORY, IMPLANT AND MAXILLOFACIAL SURGERY) SUPPLEMENTARY
12365 | 4215241201400 | MEDIUM STIPPLE CASTING WAX GREEN SHEETS 0.6 MM THICK | DENTAL SUPPLIES (LABORATORY, IMPLANT AND MAXILLOFACIAL SURGERY) SUPPLEMENTARY
12366 | 4215241201500 | MEDIUM STIPPLE CASTING WAX GREEN SHEETS OF 15 X 7.5 CM 0.4 THICK | DENTAL SUPPLIES (LABORATORY, IMPLANT AND MAXILLOFACIAL SURGERY) SUPPLEMENTARY
12367 | 4229161100900 | MLTZ BONE RASP, STAINLESS STEEL, PUSH CUTTING, 17CM APPROXIMATE, 34X7MM APPROXIMATE | DENTAL SUPPLIES (LABORATORY, IMPLANT AND MAXILLOFACIAL SURGERY) SUPPLEMENTARY
12368 | 4215224101600 | SANDPAPER ROLL 10 - 15 MM WIDE AND 5 - 10 METER LONG/ROLL | DENTAL SUPPLIES (LABORATORY, IMPLANT AND MAXILLOFACIAL SURGERY) SUPPLEMENTARY
12369 | 4229161100300 | MILLER COBURN BONE FILE, LARGE SIZE, STAINLESS STEEL | DENTAL SUPPLIES (LABORATORY, IMPLANT AND MAXILLOFACIAL SURGERY) SUPPLEMENTARY
12370 | 4215224101500 | MANDREL HOLDER FOR ENTRY CLOTH OR SANDPAPER, SHANK DIAM 2.35 - 2.5 MM | DENTAL SUPPLIES (LABORATORY, IMPLANT AND MAXILLOFACIAL SURGERY) SUPPLEMENTARY
12371 | 4229160702700 | HEMNIGWAY BONE CURETTE, CURVED (SPOON), DOUBLE-ENDED STAINLESS STEEL, 18CM APPROXIMATE, WORKING END SIZE: 2, 3, 4MM APPROXIMATE | DENTAL SUPPLIES (LABORATORY, IMPLANT AND MAXILLOFACIAL SURGERY) SUPPLEMENTARY
12372 | 4229160702600 | LUCAS BONE CURETTE, DOUBLE-ENDED, STAINLESS STEEL, 18CM APPROXIMATE, WORKING END SIZE: 2, 3, 4MM APPROXIMATE | DENTAL SUPPLIES (LABORATORY, IMPLANT AND MAXILLOFACIAL SURGERY) SUPPLEMENTARY
12373 | 4215161477900 | LINDEMANN BUR, FOR BONE CUTTING, LATCH TYPE, LARGE SIZE | DENTAL SUPPLIES (LABORATORY, IMPLANT AND MAXILLOFACIAL SURGERY) SUPPLEMENTARY
12374 | 4215224101400 | MANDREL FOR LATCHED TYPE HANDPIECE, STAINLESS STEEL, SHANK DIAMETER 2.35 - 2.5 MM | DENTAL SUPPLIES (LABORATORY, IMPLANT AND MAXILLOFACIAL SURGERY) SUPPLEMENTARY
12375 | 4215161484200 | CARBIDE CUTTERS-CUT EXTRACOARSE, BLACK RING MINI-TRI TURBO- ISO 500 104 377 468 016 | DENTAL SUPPLIES (LABORATORY, IMPLANT AND MAXILLOFACIAL SURGERY) SUPPLEMENTARY
12376 | 4215161482400 | CARBIDE CUTTERS-CROSSCUT COARSE, GREEN RING MACRO -ISO 500 104 220 001 040 | DENTAL SUPPLIES (LABORATORY, IMPLANT AND MAXILLOFACIAL SURGERY) SUPPLEMENTARY
12377 | 4229310709600 | SURGICAL RETRACTOR, STAINLESS STEEL, MALLEABLE, 18X2.5CM | DENTAL SUPPLIES (LABORATORY, IMPLANT AND MAXILLOFACIAL SURGERY) SUPPLEMENTARY
12378 | 4229310709300 | TAYLOR FLAB RETRACTOR, STAINLESS STEEL, DOUBLE ENDED, 30X75MM APPROXIMATE | DENTAL SUPPLIES (LABORATORY, IMPLANT AND MAXILLOFACIAL SURGERY) SUPPLEMENTARY
12379 | 4229310709200 | SURGICAL CHIN RETRACTOR, STAINLESS STEEL | DENTAL SUPPLIES (LABORATORY, IMPLANT AND MAXILLOFACIAL SURGERY) SUPPLEMENTARY
12380 | 4229310709100 | ROUX CHEEK RETRACTOR, STAINLESS STEEL, SET OF 3 DIFFERENT SIZE | DENTAL SUPPLIES (LABORATORY, IMPLANT AND MAXILLOFACIAL SURGERY) SUPPLEMENTARY
12381 | 4229310709000 | SET OF TWO, FARABEUF CHEEK RETRACTOR, STAINLESS STEEL, DOUBLE ENDED, TWO DIFFERENT BLADE LENGTH | DENTAL SUPPLIES (LABORATORY, IMPLANT AND MAXILLOFACIAL SURGERY) SUPPLEMENTARY
12382 | 4229310708900 | MINNESOTA UNIVERSITY CHEEK RETRACTOR | DENTAL SUPPLIES (LABORATORY, IMPLANT AND MAXILLOFACIAL SURGERY) SUPPLEMENTARY
12383 | 4215162303300 | EXTRACTION FORCEPS, STAINLESS STEAL, FOR LOWER INCISORS AND BICUSPIDS (WIDE) , FIGURE #75 | DENTAL SUPPLIES (LABORATORY, IMPLANT AND MAXILLOFACIAL SURGERY) SUPPLEMENTARY
12384 | 4229310709800 | TYRELL SKIN RETRACTOR, STAINLESS STEEL, SHARP | DENTAL SUPPLIES (LABORATORY, IMPLANT AND MAXILLOFACIAL SURGERY) SUPPLEMENTARY
12385 | 4215224022900 | PFM BUILDUP LIQUID ASSORTED | DENTAL SUPPLIES (LABORATORY, IMPLANT AND MAXILLOFACIAL SURGERY) SUPPLEMENTARY
12386 | 4215162303200 | EXTRACTION FORCEPS, STAINLESS STEAL, FOR LOWER INCISORS AND BICUSPIDS (NARROW) , FIGURE #74N | DENTAL SUPPLIES (LABORATORY, IMPLANT AND MAXILLOFACIAL SURGERY) SUPPLEMENTARY
12387 | 4215162303100 | EXTRACTION FORCEPS, STAINLESS STEAL, FOR WIDE UPPER WISDOM TOOTH , BAYONET PATTERN, FIGURE #67 | DENTAL SUPPLIES (LABORATORY, IMPLANT AND MAXILLOFACIAL SURGERY) SUPPLEMENTARY
12388 | 4215161800500 | LANGENBECK PERIOSTEAL ELEVATOR, STAINLESS STEEL, TIP SIZE: 16.5CM | DENTAL SUPPLIES (LABORATORY, IMPLANT AND MAXILLOFACIAL SURGERY) SUPPLEMENTARY
12389 | 4215161801700 | BRISTOW MALAR DENTAL ELEVATOR 240MM, SHARP EDGE | DENTAL SUPPLIES (LABORATORY, IMPLANT AND MAXILLOFACIAL SURGERY) SUPPLEMENTARY
12390 | 4215161801800 | FREER PERIOSTEAL ELEVATOR, STRAIGHT, STAINLESS STEEL | DENTAL SUPPLIES (LABORATORY, IMPLANT AND MAXILLOFACIAL SURGERY) SUPPLEMENTARY
12391 | 4215161801900 | MOLT PERIOSTEAL ELEVATOR , STAINLESS STEEL, FGUIRE #9, DOUBLE ENDED, 18CM APPROXIMATE, WORKING END: 4MM AND 7MM APPROXIMATE | DENTAL SUPPLIES (LABORATORY, IMPLANT AND MAXILLOFACIAL SURGERY) SUPPLEMENTARY
12392 | 4229310708800 | OBWEGESER NASAL SPINE RETRACTOR, STAINLESS STEEL, BLADE SIZE: 23X40 APPROXIMATE | DENTAL SUPPLIES (LABORATORY, IMPLANT AND MAXILLOFACIAL SURGERY) SUPPLEMENTARY
12393 | 4215161800100 | LANGENBECK PERIOSTEAL ELEVATOR, STAINLESS STEEL, TIP SIZE: 17CM | DENTAL SUPPLIES (LABORATORY, IMPLANT AND MAXILLOFACIAL SURGERY) SUPPLEMENTARY
12394 | 4215161492100 | ZIRCONIA POLISHER - MEDIUM - SPIRAL SHAPE 17X1.6 - ISO 803 204 543 523 170 | DENTAL SUPPLIES (LABORATORY, IMPLANT AND MAXILLOFACIAL SURGERY) SUPPLEMENTARY
12395 | 4215161492000 | ZIRCONIA POLISHER - MEDIUM - LENSE 26X2 - ISO 803 104 303 524 260 | DENTAL SUPPLIES (LABORATORY, IMPLANT AND MAXILLOFACIAL SURGERY) SUPPLEMENTARY
12396 | 4215161491900 | ZIRCONIA POLISHER - FINE - SPIRAL SHAPE 17X1.6 - ISO 803 204 543 504 170 | DENTAL SUPPLIES (LABORATORY, IMPLANT AND MAXILLOFACIAL SURGERY) SUPPLEMENTARY
12397 | 4215161490300 | SILICON POLISHING BUR FOR PROSTHETIC AND ORTHO ACRYLIC, YELLOW, SIZE 100, HEAD LENGTH 24,5 | DENTAL SUPPLIES (LABORATORY, IMPLANT AND MAXILLOFACIAL SURGERY) SUPPLEMENTARY
12398 | 4215161490400 | SILICON POLISHING BUR FOR PROSTHETIC AND ORTHO ACRYLIC, YELLOW, SIZE 150, HEAD LENGTH 18,0 | DENTAL SUPPLIES (LABORATORY, IMPLANT AND MAXILLOFACIAL SURGERY) SUPPLEMENTARY
12399 | 4215161490500 | SYNTHETIC DIAMOND GRINDER - COARSE - BARREL 5X13 - ISO 805 104 107 534 050 | DENTAL SUPPLIES (LABORATORY, IMPLANT AND MAXILLOFACIAL SURGERY) SUPPLEMENTARY
12400 | 4215161490600 | SYNTHETIC DIAMOND GRINDER - COARSE - BARREL 6.5X13 - ISO 805 104 107 534 065 | DENTAL SUPPLIES (LABORATORY, IMPLANT AND MAXILLOFACIAL SURGERY) SUPPLEMENTARY
12401 | 4215161490700 | SYNTHETIC DIAMOND GRINDER - COARSE - CYLINDER 4X10 - ISO 805 104 173 534 040 | DENTAL SUPPLIES (LABORATORY, IMPLANT AND MAXILLOFACIAL SURGERY) SUPPLEMENTARY
12402 | 4215161490800 | SYNTHETIC DIAMOND GRINDER - COARSE - INVERTED CONE 11.5X3 - ISO 805 104 014 534 115 | DENTAL SUPPLIES (LABORATORY, IMPLANT AND MAXILLOFACIAL SURGERY) SUPPLEMENTARY
12403 | 4215161490900 | SYNTHETIC DIAMOND GRINDER - COARSE - WHEEL 12X2 - ISO 805 104 044 534 120 | DENTAL SUPPLIES (LABORATORY, IMPLANT AND MAXILLOFACIAL SURGERY) SUPPLEMENTARY
12404 | 4215161491000 | SYNTHETIC DIAMOND GRINDER - COARSE - WHEEL 15X3 - ISO 805 104 042 534 150 | DENTAL SUPPLIES (LABORATORY, IMPLANT AND MAXILLOFACIAL SURGERY) SUPPLEMENTARY
12405 | 4215161491100 | SYNTHETIC DIAMOND GRINDER - COARSE - WHEEL 22X4 - ISO 805 900 371 534 220 | DENTAL SUPPLIES (LABORATORY, IMPLANT AND MAXILLOFACIAL SURGERY) SUPPLEMENTARY
12406 | 4215161491200 | SYNTHETIC DIAMOND GRINDER - MEDIUM - BARREL 5X13 - ISO 805 104 107 524 050 | DENTAL SUPPLIES (LABORATORY, IMPLANT AND MAXILLOFACIAL SURGERY) SUPPLEMENTARY
12407 | 4215161491300 | SYNTHETIC DIAMOND GRINDER - MEDIUM - CYLINDER 4X10 - ISO 805 104 173 524 040 | DENTAL SUPPLIES (LABORATORY, IMPLANT AND MAXILLOFACIAL SURGERY) SUPPLEMENTARY
12408 | 4215161491400 | SYNTHETIC DIAMOND GRINDER - MEDIUM - INVERTED CONE 11.5X3 - ISO 805 104 014 524 115 | DENTAL SUPPLIES (LABORATORY, IMPLANT AND MAXILLOFACIAL SURGERY) SUPPLEMENTARY
12409 | 4215161491500 | SYNTHETIC DIAMOND GRINDER - MEDIUM - WHEEL 12X2 - ISO 805 104 044 524 120 | DENTAL SUPPLIES (LABORATORY, IMPLANT AND MAXILLOFACIAL SURGERY) SUPPLEMENTARY
12410 | 4215161491600 | SYNTHETIC DIAMOND GRINDER - MEDIUM - WHEEL 22X4 - ISO 805 900 372 534 220 | DENTAL SUPPLIES (LABORATORY, IMPLANT AND MAXILLOFACIAL SURGERY) SUPPLEMENTARY
12411 | 4215162303400 | ADSON SOFT TISSUE NON-TOOTHED FORCEPS 12CM APPROXIMATE, STAINLESS STEEL, SERRATED | DENTAL SUPPLIES (LABORATORY, IMPLANT AND MAXILLOFACIAL SURGERY) SUPPLEMENTARY
12412 | 4215161491700 | UNIVERSAL WHITE POLISHING WHEEL 22X3 - ISO 658 900 372 533 220 | DENTAL SUPPLIES (LABORATORY, IMPLANT AND MAXILLOFACIAL SURGERY) SUPPLEMENTARY
12413 | 4215161491800 | ZIRCONIA POLISHER - FINE - LENSE 26X2 - ISO 803 104 303 514 260 | DENTAL SUPPLIES (LABORATORY, IMPLANT AND MAXILLOFACIAL SURGERY) SUPPLEMENTARY
12414 | 4215162303000 | EXTRACTION FORCEPS, STAINLESS STEAL, FOR UPPER ANTERIOR ROOTS, NARROW BEAKS, FIGURE #29 | DENTAL SUPPLIES (LABORATORY, IMPLANT AND MAXILLOFACIAL SURGERY) SUPPLEMENTARY
12415 | 4229310703700 | SURGICAL MALLEABLE RIBBON RETRACTOR, 20CMX15MM, STAINLESS STEEL | DENTAL SUPPLIES (LABORATORY, IMPLANT AND MAXILLOFACIAL SURGERY) SUPPLEMENTARY
12416 | 4229310701200 | OBWEGESER RAMUS RETRACTOR (V-NOTCH), STAINLESS STEEL, SHARP, STRAIGHT, BLADE SIZE: 11X70MM APPROXIMATE, OVERALL LENGTH: 24CM APPROXIMATE | DENTAL SUPPLIES (LABORATORY, IMPLANT AND MAXILLOFACIAL SURGERY) SUPPLEMENTARY
12417 | 4215162302900 | EXTRACTION FORCEPS, STAINLESS STEAL, FOR DECIDUOUS UPPER RIGHT MOLARS FIGURE #39R | DENTAL SUPPLIES (LABORATORY, IMPLANT AND MAXILLOFACIAL SURGERY) SUPPLEMENTARY
12418 | 4215161805000 | CRYER ROOT ELEVATOR, STAINLESS STEEL, RIGHT | DENTAL SUPPLIES (LABORATORY, IMPLANT AND MAXILLOFACIAL SURGERY) SUPPLEMENTARY
12419 | 4215161805100 | CRYER ROOT ELEVATOR, STAINLESS STEEL, LEFT | DENTAL SUPPLIES (LABORATORY, IMPLANT AND MAXILLOFACIAL SURGERY) SUPPLEMENTARY
12420 | 4215161805200 | APICAL DENTAL ELEVATOR , STAINLESS STEEL, STRAIGHT | DENTAL SUPPLIES (LABORATORY, IMPLANT AND MAXILLOFACIAL SURGERY) SUPPLEMENTARY
12421 | 4215161805300 | COUPLAND ELEVATOR, STAINLESS STEEL, SIZE: 3 | DENTAL SUPPLIES (LABORATORY, IMPLANT AND MAXILLOFACIAL SURGERY) SUPPLEMENTARY
12422 | 4215161805400 | COUPLAND ELEVATOR, STAINLESS STEEL, SIZE: 2 | DENTAL SUPPLIES (LABORATORY, IMPLANT AND MAXILLOFACIAL SURGERY) SUPPLEMENTARY
12423 | 4215161805500 | COUPLAND ELEVATOR, STAINLESS STEEL, SIZE: 1 | DENTAL SUPPLIES (LABORATORY, IMPLANT AND MAXILLOFACIAL SURGERY) SUPPLEMENTARY
12424 | 4215161805600 | WARWICK JAMES DENTAL ELEVATOR, STAINLESS STEEL, STRAIGHT, TIP SIZE: 2MM APPROXIMATE | DENTAL SUPPLIES (LABORATORY, IMPLANT AND MAXILLOFACIAL SURGERY) SUPPLEMENTARY
12425 | 4215161805700 | LANGENBECK PERIOSTEAL ELEVATOR, STAINLESS STEEL, TIP SIZE: 20CM | DENTAL SUPPLIES (LABORATORY, IMPLANT AND MAXILLOFACIAL SURGERY) SUPPLEMENTARY
12426 | 4215161805800 | SURGICAL MINI SELDIN PERIOSTEAL ELEVATOR | DENTAL SUPPLIES (LABORATORY, IMPLANT AND MAXILLOFACIAL SURGERY) SUPPLEMENTARY
12427 | 4215161805900 | GOLDMAN-FOX PERIOSTEAL ELEVATOR, DOUBLE ENDED, STAINLESS STEEL, FIGURE #14 | DENTAL SUPPLIES (LABORATORY, IMPLANT AND MAXILLOFACIAL SURGERY) SUPPLEMENTARY
12428 | 4215161808700 | COUPLAND ELEVATOR, STAINLESS STEEL, SIZE: 4 | DENTAL SUPPLIES (LABORATORY, IMPLANT AND MAXILLOFACIAL SURGERY) SUPPLEMENTARY
12429 | 4215161808800 | FREER PERIOSTEAL ELEVATOR, CURVED, STAINLESS STEEL | DENTAL SUPPLIES (LABORATORY, IMPLANT AND MAXILLOFACIAL SURGERY) SUPPLEMENTARY
12430 | 4215161808900 | OBWEGESER MANDIBULAR PERIOSTEAL J-STRIPPER, STAINLESS STEEL, 20CM APPROXIMATE, TIP SIZE: 5MM APPROXIMATE | DENTAL SUPPLIES (LABORATORY, IMPLANT AND MAXILLOFACIAL SURGERY) SUPPLEMENTARY
12431 | 4215161809000 | OBWEGESER MANDIBULAR PERIOSTEAL J-STRIPPER, STAINLESS STEEL, 20CM APPROXIMATE, TIP SIZE: 7MM APPROXIMATE | DENTAL SUPPLIES (LABORATORY, IMPLANT AND MAXILLOFACIAL SURGERY) SUPPLEMENTARY
12432 | 4215161809100 | OBWEGESER MANDIBULAR PERIOSTEAL J-STRIPPER, STAINLESS STEEL, 20CM APPROXIMATE, TIP SIZE: 9MM APPROXIMATE | DENTAL SUPPLIES (LABORATORY, IMPLANT AND MAXILLOFACIAL SURGERY) SUPPLEMENTARY
12433 | 4215161809200 | OBWEGESER PERIOSTEAL ELEVATOR, STAINLESS STEEL, STRAIGHT, TIP SIZE: 10MM | DENTAL SUPPLIES (LABORATORY, IMPLANT AND MAXILLOFACIAL SURGERY) SUPPLEMENTARY
12434 | 4215161809300 | OBWEGESER PERIOSTEAL ELEVATOR, STAINLESS STEEL, STRAIGHT, TIP SIZE: 7MM | DENTAL SUPPLIES (LABORATORY, IMPLANT AND MAXILLOFACIAL SURGERY) SUPPLEMENTARY
12435 | 4215161804900 | FREER PERIOSTEAL ELEVATOR, STAINLESS STEEL, FIGURE#16 | DENTAL SUPPLIES (LABORATORY, IMPLANT AND MAXILLOFACIAL SURGERY) SUPPLEMENTARY
12436 | 4215150109100 | DENTAL IMPLANT, CONN, ABUTMENT REPLICA, MULTI - UNIT | DENTAL SUPPLIES (LABORATORY, IMPLANT AND MAXILLOFACIAL SURGERY) SUPPLEMENTARY
12437 | 4215161804700 | WARWICK JAMES DENTAL ELEVATOR, STAINLESS STEEL, LEFT TIP SIZE: 2MM APPROXIMATE | DENTAL SUPPLIES (LABORATORY, IMPLANT AND MAXILLOFACIAL SURGERY) SUPPLEMENTARY
12438 | 4215161804500 | PRICHARD PERIOSTEAL ELEVATOR, STAINLESS STEEL | DENTAL SUPPLIES (LABORATORY, IMPLANT AND MAXILLOFACIAL SURGERY) SUPPLEMENTARY
12439 | 4215162302800 | EXTRACTION FORCEPS, STAINLESS STEAL, FOR DECIDUOUS UPPER LEFT MOLARS FIGURE #39L | DENTAL SUPPLIES (LABORATORY, IMPLANT AND MAXILLOFACIAL SURGERY) SUPPLEMENTARY
12440 | 4215162302700 | EXTRACTION FORCEPS, STAINLESS STEAL, FOR DECIDUOUS UPPER INCISORS AND CUSPIDS FIGURE #37 | DENTAL SUPPLIES (LABORATORY, IMPLANT AND MAXILLOFACIAL SURGERY) SUPPLEMENTARY
12441 | 4215162302600 | EXTRACTION FORCEPS, STAINLESS STEAL, FOR DECIDUOUS UPPER ROOTS AND INCISORS FIGURE #30S | DENTAL SUPPLIES (LABORATORY, IMPLANT AND MAXILLOFACIAL SURGERY) SUPPLEMENTARY
12442 | 4215162301500 | EXTRACTION FORCEPS, STAINLESS STEAL, FOR UPPER POSTERIOR ROOTS, NARROW BEAKS, FIGURE #51 | DENTAL SUPPLIES (LABORATORY, IMPLANT AND MAXILLOFACIAL SURGERY) SUPPLEMENTARY
12443 | 4215161803000 | KILNER MALAR ELEVATOR, STAINLESS STEAL, TOTAL LENGTH 18 CM APPROXIMATE | DENTAL SUPPLIES (LABORATORY, IMPLANT AND MAXILLOFACIAL SURGERY) SUPPLEMENTARY
12444 | 4215161803100 | SET OF TWO OBWEGESER INFERIOR BORDER STRIPPER, STAINLESS STEEL, CURVED, (RIGHT - LEFT), TIP SIZE: 10MM APPROXIMATE | DENTAL SUPPLIES (LABORATORY, IMPLANT AND MAXILLOFACIAL SURGERY) SUPPLEMENTARY
12445 | 4215161803200 | SELDIN PERIOSTEAL ELEVATOR, STAINLESS STEEL, STRAIGHT, LENGTH: 20CM APPROXIMATE, FIGURE#23 | DENTAL SUPPLIES (LABORATORY, IMPLANT AND MAXILLOFACIAL SURGERY) SUPPLEMENTARY
12446 | 4215161803500 | LASTER CHEEK RETRACTOR FOR UPPER THIRD MOLAR, 100MM | DENTAL SUPPLIES (LABORATORY, IMPLANT AND MAXILLOFACIAL SURGERY) SUPPLEMENTARY
12447 | 4215271100700 | EXPANSION SCREW FOR ACRYLIC REMOVABLE APPLIANCES MEDIUM SIZE ELONGATION FROM 6 - 8 MM STANDARD EXPANSION SCREW S FOR MAXILLA SKELETON TYPE WITH RETENTION HOLES WIDE DOUBLE GUIDANCE ENSURES HIGHEST RELIABILITY AND STABILITY. HOUSING OUT OF GALVANICAL COATED NICKEL - SILVER. STAINLESS STEEL THREAT SPINDLE AND GUIDING PINS | DENTAL SUPPLIES (LABORATORY, IMPLANT AND MAXILLOFACIAL SURGERY) SUPPLEMENTARY
12448 | 4215162300800 | EXTRACTION FORCEPS, STAINLESS STEAL, FOR UPPER LEFT MOLAR, FIGURE #18 | DENTAL SUPPLIES (LABORATORY, IMPLANT AND MAXILLOFACIAL SURGERY) SUPPLEMENTARY
12449 | 4215162300000 | EXTRACTION FORCEPS, STAINLESS STEAL, FOR DECIDUOUS LOWER ROOTS AND INCISORS FIGURE #33S | DENTAL SUPPLIES (LABORATORY, IMPLANT AND MAXILLOFACIAL SURGERY) SUPPLEMENTARY
12450 | 4215271101100 | EXPANSION SCREW FOR ACRYLIC REMOVABLE APPLIANCES SMALL SIZE ELONGATION FROM 7 - 9 MM STANDARD EXPANSION SCREW S FOR MAXILLA SKELETONTYPE WITH R ETENTION HOLES WIDE DOUBLE GUIDANCE ENSURES HIGHEST RELIABILITY AND STABILITY HOUSING OUT OF GALVANIC COATED NICKEL - SILVER STAINLESS STEEL THREAD SPINDLE AND GUIDING PINS | DENTAL SUPPLIES (LABORATORY, IMPLANT AND MAXILLOFACIAL SURGERY) SUPPLEMENTARY
12451 | 4229310202100 | BARSKY SKIN HOOK, STAINLESS STEEL SINGLE PRONG, 15CM APPROXIMATE, BLUNT/SHARP | DENTAL SUPPLIES (LABORATORY, IMPLANT AND MAXILLOFACIAL SURGERY) SUPPLEMENTARY
12452 | 4215161809500 | SET OF TWO CRYER ROOT ELEVATOR , STAINLESS STEEL, RIGHT AND LEFT | DENTAL SUPPLIES (LABORATORY, IMPLANT AND MAXILLOFACIAL SURGERY) SUPPLEMENTARY
12453 | 4229310400200 | DINGMAN MOUTH GAGS COMPLETE SET | DENTAL SUPPLIES (LABORATORY, IMPLANT AND MAXILLOFACIAL SURGERY) SUPPLEMENTARY
12454 | 4215161804400 | WINTER ROOT ELEVATOR, RIGHT, STAINLESS STEEL | DENTAL SUPPLIES (LABORATORY, IMPLANT AND MAXILLOFACIAL SURGERY) SUPPLEMENTARY
12455 | 4215161809400 | SELDIN PERIOSTEAL ELEVATOR, STAINLESS STEEL, CURVED, LENGTH: 20CM APPROXIMATE, FIGURE#22 | DENTAL SUPPLIES (LABORATORY, IMPLANT AND MAXILLOFACIAL SURGERY) SUPPLEMENTARY
12456 | 4215161804600 | WARWICK JAMES DENTAL ELEVATOR, STAINLESS STEEL, RIGHT, TIP SIZE: 2MM APPROXIMATE | DENTAL SUPPLIES (LABORATORY, IMPLANT AND MAXILLOFACIAL SURGERY) SUPPLEMENTARY
12457 | 4215161482300 | CARBIDE CUTTERS-CROSSCUT COARSE, GREEN RING MACRO- ISO 500 104 220 001 023 | DENTAL SUPPLIES (LABORATORY, IMPLANT AND MAXILLOFACIAL SURGERY) SUPPLEMENTARY
12458 | 4215161490200 | SILICON POLISHING BUR FOR PROSTHETIC AND ORTHO ACRYLIC, GREEN, SIZE 150, HEAD LENGTH 18,0 | DENTAL SUPPLIES (LABORATORY, IMPLANT AND MAXILLOFACIAL SURGERY) SUPPLEMENTARY
12459 | 4215161490100 | SILICON POLISHING BUR FOR PROSTHETIC AND ORTHO ACRYLIC, GREEN, SIZE 100, HEAD LENGTH 24,5 | DENTAL SUPPLIES (LABORATORY, IMPLANT AND MAXILLOFACIAL SURGERY) SUPPLEMENTARY
12460 | 4215161484600 | CARBIDE INSTRUMENTS FISSURE BURS ISO 500 104 008 109 010 | DENTAL SUPPLIES (LABORATORY, IMPLANT AND MAXILLOFACIAL SURGERY) SUPPLEMENTARY
12461 | 4215270500100 | PREFABRICATED BALL ENDED CLASPS FOR PARTIAL DENTURES AND SPLINTS ASSORTED DIAMETER | DENTAL SUPPLIES (LABORATORY, IMPLANT AND MAXILLOFACIAL SURGERY) SUPPLEMENTARY
12462 | 4215161484700 | CARBIDE INSTRUMENTS FISSURE BURS ISO 500 104 008 109 014 | DENTAL SUPPLIES (LABORATORY, IMPLANT AND MAXILLOFACIAL SURGERY) SUPPLEMENTARY
12463 | 4215161484800 | CARBIDE INSTRUMENTS FISSURE BURS ISO 500 104 008 109 016 | DENTAL SUPPLIES (LABORATORY, IMPLANT AND MAXILLOFACIAL SURGERY) SUPPLEMENTARY
12464 | 4215161484900 | CARBIDE INSTRUMENTS FISSURE BURS ISO 500 104 008 109 023 | DENTAL SUPPLIES (LABORATORY, IMPLANT AND MAXILLOFACIAL SURGERY) SUPPLEMENTARY
12465 | 4215161485000 | CARBIDE INSTRUMENTS FISSURE BURS ISO 500 104 008 170 008 | DENTAL SUPPLIES (LABORATORY, IMPLANT AND MAXILLOFACIAL SURGERY) SUPPLEMENTARY
12466 | 4215161485100 | CARBIDE INSTRUMENTS FISSURE BURS ISO 500 104 008 170 010 | DENTAL SUPPLIES (LABORATORY, IMPLANT AND MAXILLOFACIAL SURGERY) SUPPLEMENTARY
12467 | 4215161484500 | CARBIDE INSTRUMENTS FISSURE BURS ISO 500 104 008 109 009 | DENTAL SUPPLIES (LABORATORY, IMPLANT AND MAXILLOFACIAL SURGERY) SUPPLEMENTARY
12468 | 4215161485200 | CARBIDE INSTRUMENTS FISSURE BURS ISO 500 104 008 170 012 | DENTAL SUPPLIES (LABORATORY, IMPLANT AND MAXILLOFACIAL SURGERY) SUPPLEMENTARY
12469 | 4215161485400 | CARBIDE INSTRUMENTS INVERTED CONE BURS ISO 500 104 006 010 014 | DENTAL SUPPLIES (LABORATORY, IMPLANT AND MAXILLOFACIAL SURGERY) SUPPLEMENTARY
12470 | 4215161485500 | CARBIDE INSTRUMENTS INVERTED CONE BURS ISO 500 104 006 010 016 | DENTAL SUPPLIES (LABORATORY, IMPLANT AND MAXILLOFACIAL SURGERY) SUPPLEMENTARY
12471 | 4215161485600 | CARBIDE INSTRUMENTS INVERTED CONE BURS ISO 500 104 006 010 018 | DENTAL SUPPLIES (LABORATORY, IMPLANT AND MAXILLOFACIAL SURGERY) SUPPLEMENTARY
12472 | 4215161485700 | CARBIDE INSTRUMENTS ROSEHEAD BURS ISO 500 104 006 001 010 | DENTAL SUPPLIES (LABORATORY, IMPLANT AND MAXILLOFACIAL SURGERY) SUPPLEMENTARY
12473 | 4215161485800 | CARBIDE INSTRUMENTS ROSEHEAD BURS ISO 500 104 006 001 012 | DENTAL SUPPLIES (LABORATORY, IMPLANT AND MAXILLOFACIAL SURGERY) SUPPLEMENTARY
12474 | 4215161485900 | CARBIDE INSTRUMENTS ROSEHEAD BURS ISO 500 104 006 001 014 | DENTAL SUPPLIES (LABORATORY, IMPLANT AND MAXILLOFACIAL SURGERY) SUPPLEMENTARY
12475 | 4215161486000 | CARBIDE INSTRUMENTS ROSEHEAD BURS ISO 500 104 006 001 016 | DENTAL SUPPLIES (LABORATORY, IMPLANT AND MAXILLOFACIAL SURGERY) SUPPLEMENTARY
12476 | 4215161485300 | CARBIDE INSTRUMENTS INVERTED CONE BURS ISO 500 104 006 010 010 | DENTAL SUPPLIES (LABORATORY, IMPLANT AND MAXILLOFACIAL SURGERY) SUPPLEMENTARY
12477 | 4215161484400 | CARBIDE INSTRUMENTS FISSURE BURS ISO 500 104 008 109 008 | DENTAL SUPPLIES (LABORATORY, IMPLANT AND MAXILLOFACIAL SURGERY) SUPPLEMENTARY
12478 | 4215161484300 | CARBIDE CUTTERS-CUT EXTRACOARSE, BLACK RING TRI-CUTTER TURBO- ISO 500 104 377 468 023 | DENTAL SUPPLIES (LABORATORY, IMPLANT AND MAXILLOFACIAL SURGERY) SUPPLEMENTARY
12479 | 4215161484100 | CARBIDE CUTTERS-CUT COARSE, GREEN RING MACRONOM-ISO 500 104 215 194 060 | DENTAL SUPPLIES (LABORATORY, IMPLANT AND MAXILLOFACIAL SURGERY) SUPPLEMENTARY
12480 | 4215161482500 | CARBIDE CUTTERS-CROSSCUT COARSE, GREEN RING MACRO- ISO 500 104 220 122 023 | DENTAL SUPPLIES (LABORATORY, IMPLANT AND MAXILLOFACIAL SURGERY) SUPPLEMENTARY
12481 | 4215161482600 | CARBIDE CUTTERS-CROSSCUT COARSE, GREEN RING MACRO- ISO 500 104 220 141 023 | DENTAL SUPPLIES (LABORATORY, IMPLANT AND MAXILLOFACIAL SURGERY) SUPPLEMENTARY
12482 | 4215161482700 | CARBIDE CUTTERS-CROSSCUT COARSE, GREEN RING MACRO- ISO 500 104 220 145 023 | DENTAL SUPPLIES (LABORATORY, IMPLANT AND MAXILLOFACIAL SURGERY) SUPPLEMENTARY
12483 | 4215161482800 | CARBIDE CUTTERS-CROSSCUT COARSE, GREEN RING MACRO- ISO 500 104 220 187 023 | DENTAL SUPPLIES (LABORATORY, IMPLANT AND MAXILLOFACIAL SURGERY) SUPPLEMENTARY
12484 | 4215161482900 | CARBIDE CUTTERS-CROSSCUT COARSE, GREEN RING MACRO- ISO 500 104 220 198 023 | DENTAL SUPPLIES (LABORATORY, IMPLANT AND MAXILLOFACIAL SURGERY) SUPPLEMENTARY
12485 | 4215161483000 | CARBIDE CUTTERS-CROSSCUT COARSE, GREEN RING MACRO- ISO 500 104 220 199 023 | DENTAL SUPPLIES (LABORATORY, IMPLANT AND MAXILLOFACIAL SURGERY) SUPPLEMENTARY
12486 | 4215161483100 | CARBIDE CUTTERS-CROSSCUT COARSE, GREEN RING MACRO- ISO 500 104 220 200 023 | DENTAL SUPPLIES (LABORATORY, IMPLANT AND MAXILLOFACIAL SURGERY) SUPPLEMENTARY
12487 | 4215270008500 | ORTHO DEMONSTRATION MODEL TEETH WITH BRACES | DENTAL SUPPLIES (LABORATORY, IMPLANT AND MAXILLOFACIAL SURGERY) SUPPLEMENTARY
12488 | 4215161483200 | CARBIDE CUTTERS-CROSSCUT COARSE, GREEN RING MACRO- ISO 500 104 220 200 040 | DENTAL SUPPLIES (LABORATORY, IMPLANT AND MAXILLOFACIAL SURGERY) SUPPLEMENTARY
12489 | 4215161483300 | CARBIDE CUTTERS-CROSSCUT COARSE, GREEN RING MACRO- ISO 500 104 220 201 050 | DENTAL SUPPLIES (LABORATORY, IMPLANT AND MAXILLOFACIAL SURGERY) SUPPLEMENTARY
12490 | 4215161483400 | CARBIDE CUTTERS-CROSSCUT COARSE, GREEN RING MACRO- ISO 500 104 220 201 060 | DENTAL SUPPLIES (LABORATORY, IMPLANT AND MAXILLOFACIAL SURGERY) SUPPLEMENTARY
12491 | 4215161483500 | CARBIDE CUTTERS-CROSSCUT COARSE, GREEN RING MACRO- ISO 500 104 220 237 070 | DENTAL SUPPLIES (LABORATORY, IMPLANT AND MAXILLOFACIAL SURGERY) SUPPLEMENTARY
12492 | 4215161483600 | CARBIDE CUTTERS-CROSSCUT COARSE, GREEN RING MACRO-ISO 500 104 220 237 060 | DENTAL SUPPLIES (LABORATORY, IMPLANT AND MAXILLOFACIAL SURGERY) SUPPLEMENTARY
12493 | 4215161483700 | CARBIDE CUTTERS-CROSSCUT COARSE, GREEN RING MACRO-ISO 500 104 220 292 023 | DENTAL SUPPLIES (LABORATORY, IMPLANT AND MAXILLOFACIAL SURGERY) SUPPLEMENTARY
12494 | 4215161483800 | CARBIDE CUTTERS-CROSSCUT COARSE, GREEN RING MACRO-ISO 500 104 220 292 060 | DENTAL SUPPLIES (LABORATORY, IMPLANT AND MAXILLOFACIAL SURGERY) SUPPLEMENTARY
12495 | 4215161483900 | CARBIDE CUTTERS-CUT COARSE, GREEN RING MACRON- ISO 500 104 215 239 060 | DENTAL SUPPLIES (LABORATORY, IMPLANT AND MAXILLOFACIAL SURGERY) SUPPLEMENTARY
12496 | 4215161484000 | CARBIDE CUTTERS-CUT COARSE, GREEN RING MACRON- ISO 500 104 215 275 060 | DENTAL SUPPLIES (LABORATORY, IMPLANT AND MAXILLOFACIAL SURGERY) SUPPLEMENTARY
12497 | 4215161486100 | CARBIDE INSTRUMENTS ROSEHEAD BURS ISO 500 104 006 001 018 | DENTAL SUPPLIES (LABORATORY, IMPLANT AND MAXILLOFACIAL SURGERY) SUPPLEMENTARY
12498 | 4215161486200 | CARBIDE INSTRUMENTS ROSEHEAD BURS ISO 500 104 006 001 021 | DENTAL SUPPLIES (LABORATORY, IMPLANT AND MAXILLOFACIAL SURGERY) SUPPLEMENTARY
12499 | 4215161486300 | CARBIDE INSTRUMENTS ROSEHEAD BURS ISO 500 104 006 001 023 | DENTAL SUPPLIES (LABORATORY, IMPLANT AND MAXILLOFACIAL SURGERY) SUPPLEMENTARY
12500 | 4215161486400 | CARBIDE INSTRUMENTS ROSEHEAD BURS ISO 500 104 006 001 027 | DENTAL SUPPLIES (LABORATORY, IMPLANT AND MAXILLOFACIAL SURGERY) SUPPLEMENTARY
12501 | 4215161488500 | FINISHING SET FOR THERMOFORMING MATERIAL FOR CUTTING, TRIMMING AND FINISHING OF SOFT-ELASTIC AND HARD-ELASTIC MATERIAL. | DENTAL SUPPLIES (LABORATORY, IMPLANT AND MAXILLOFACIAL SURGERY) SUPPLEMENTARY
12502 | 4215161488600 | PILOT BUR, FOR OSSEODENSIFICATION | DENTAL SUPPLIES (LABORATORY, IMPLANT AND MAXILLOFACIAL SURGERY) SUPPLEMENTARY
12503 | 4215161488700 | PLASTER CUT DISCS 0.35 MM COMPATIBLE WITH G2 MACHINE | DENTAL SUPPLIES (LABORATORY, IMPLANT AND MAXILLOFACIAL SURGERY) SUPPLEMENTARY
12504 | 4215161488800 | PLASTER CUTTER FOR DISC, DIAMOND, USED FOR DIE SILICONE, SIZE FINE | DENTAL SUPPLIES (LABORATORY, IMPLANT AND MAXILLOFACIAL SURGERY) SUPPLEMENTARY
12505 | 4215161488900 | POLISHER FOR MARGIN THINNING - COARSE - CONUS 4X10 - ISO 803 104 173 536 040 | DENTAL SUPPLIES (LABORATORY, IMPLANT AND MAXILLOFACIAL SURGERY) SUPPLEMENTARY
12506 | 4215161489000 | POLISHER FOR MARGIN THINNING - COARSE - WHEEL 22X3 - ISO 803 104 372 536 220 | DENTAL SUPPLIES (LABORATORY, IMPLANT AND MAXILLOFACIAL SURGERY) SUPPLEMENTARY
12507 | 4215161489100 | PORCELAIN POLISHER - COARSE - LENSE 26X2 - ISO 803 104 303 534 260 | DENTAL SUPPLIES (LABORATORY, IMPLANT AND MAXILLOFACIAL SURGERY) SUPPLEMENTARY
12508 | 4215161489200 | PORCELAIN POLISHER - COARSE - SPIRAL SHAPE 17X1.6- ISO 803 104 543 534 170 | DENTAL SUPPLIES (LABORATORY, IMPLANT AND MAXILLOFACIAL SURGERY) SUPPLEMENTARY
12509 | 4215161489300 | PORCELAIN POLISHER - FINE - LENSE 26X2- ISO 803 104 303 514 260 | DENTAL SUPPLIES (LABORATORY, IMPLANT AND MAXILLOFACIAL SURGERY) SUPPLEMENTARY
12510 | 4215161489400 | PORCELAIN POLISHER - FINE - SPIRAL SHAPE 17X1.6 - ISO 803 104 543 514 170 | DENTAL SUPPLIES (LABORATORY, IMPLANT AND MAXILLOFACIAL SURGERY) SUPPLEMENTARY
12511 | 4215161489500 | PORCELAIN POLISHER - MEDIUM - LENSE 26X2 - ISO 803 104 303 524 260 | DENTAL SUPPLIES (LABORATORY, IMPLANT AND MAXILLOFACIAL SURGERY) SUPPLEMENTARY
12512 | 4215161489600 | PORCELAIN POLISHER - MEDIUM - SPIRAL SHAPE17X1.6 - ISO 803 104 543 524 170 | DENTAL SUPPLIES (LABORATORY, IMPLANT AND MAXILLOFACIAL SURGERY) SUPPLEMENTARY
12513 | 4215162303600 | JOINT DISTRACTION FORCEPS FOR TMJ, STAINLESS STEEL | DENTAL SUPPLIES (LABORATORY, IMPLANT AND MAXILLOFACIAL SURGERY) SUPPLEMENTARY
12514 | 4229310709900 | SKIN HOOK, STAINLESS STEEL, SHARP, 2 PRONGS, 15CM APPROXIMATE, WORKING END: 2CM APPROXIMATE | DENTAL SUPPLIES (LABORATORY, IMPLANT AND MAXILLOFACIAL SURGERY) SUPPLEMENTARY
12515 | 4215161489800 | SET OF FLEXIBLE POLISHING DISC - COATED WITH ALUMINUM OXIDE - 14MM - WITH MANDREL | DENTAL SUPPLIES (LABORATORY, IMPLANT AND MAXILLOFACIAL SURGERY) SUPPLEMENTARY
12516 | 4215161489900 | SILICON POLISHING BUR FOR PROSTHETIC AND ORTHO ACRYLIC, GRAY, SIZE 100, HEAD LENGTH 24,5 | DENTAL SUPPLIES (LABORATORY, IMPLANT AND MAXILLOFACIAL SURGERY) SUPPLEMENTARY
12517 | 4215161490000 | SILICON POLISHING BUR FOR PROSTHETIC AND ORTHO ACRYLIC, GRAY, SIZE 150, HEAD LENGTH 18,0 | DENTAL SUPPLIES (LABORATORY, IMPLANT AND MAXILLOFACIAL SURGERY) SUPPLEMENTARY
12518 | 4215161488400 | FIBER WHEELS FOR ACRYLIC MATERIAL POLISHING - COARSE - WHEEL 25X11 | DENTAL SUPPLIES (LABORATORY, IMPLANT AND MAXILLOFACIAL SURGERY) SUPPLEMENTARY
12519 | 4215162303500 | ADSON SOFT TISSUE TOOTHED FORCEPS 12CM APPROXIMATE, STAINLESS STEEL | DENTAL SUPPLIES (LABORATORY, IMPLANT AND MAXILLOFACIAL SURGERY) SUPPLEMENTARY
12520 | 4215161488300 | FIBER WHEELS FOR ACRYLIC MATERIAL POLISHING - COARSE - MEDIUM 25X11 | DENTAL SUPPLIES (LABORATORY, IMPLANT AND MAXILLOFACIAL SURGERY) SUPPLEMENTARY
12521 | 4215161488100 | EXTRA LARGE PLASTER CUTTING DISC FOR CUTTING OUT DIES FROM THE PLASTER ARCH, DIAMETER 300 - 500 MM, THICKNESS 0.15 - 0.25 MM | DENTAL SUPPLIES (LABORATORY, IMPLANT AND MAXILLOFACIAL SURGERY) SUPPLEMENTARY
12522 | 4215161486500 | CARBIDE INSTRUMENTS TAPERED FISSURE BURS ISO 500 104 008 170 021 | DENTAL SUPPLIES (LABORATORY, IMPLANT AND MAXILLOFACIAL SURGERY) SUPPLEMENTARY
12523 | 4215161486600 | CERAMIC DIAMOND GRINDER - COARSE - BARREL 4.8X13 - ISO 805 104 113 534 048 | DENTAL SUPPLIES (LABORATORY, IMPLANT AND MAXILLOFACIAL SURGERY) SUPPLEMENTARY
12524 | 4215161486700 | CERAMIC DIAMOND GRINDER - COARSE - CYLINDER 3.5X11 - ISO 865 104 173 525 040 | DENTAL SUPPLIES (LABORATORY, IMPLANT AND MAXILLOFACIAL SURGERY) SUPPLEMENTARY
12525 | 4215161486800 | CERAMIC DIAMOND GRINDER - COARSE - WHEEL 12X2 - ISO 805 104 044 534 120 | DENTAL SUPPLIES (LABORATORY, IMPLANT AND MAXILLOFACIAL SURGERY) SUPPLEMENTARY
12526 | 4215161486900 | CERAMIC DIAMOND GRINDER - COARSE - WHEEL 22X2 - ISO 865 104 173 525 220 | DENTAL SUPPLIES (LABORATORY, IMPLANT AND MAXILLOFACIAL SURGERY) SUPPLEMENTARY
12527 | 4215161487000 | CERAMIC DIAMOND GRINDER - COARSE - WHEEL 22X4.5 - ISO 865 104 173 525 040 | DENTAL SUPPLIES (LABORATORY, IMPLANT AND MAXILLOFACIAL SURGERY) SUPPLEMENTARY
12528 | 4215161487100 | CERAMIC DIAMOND GRINDER - MEDIUM - BARREL 4.8X13 - ISO 805 104 113 524 048 | DENTAL SUPPLIES (LABORATORY, IMPLANT AND MAXILLOFACIAL SURGERY) SUPPLEMENTARY
12529 | 4215161487200 | CERAMIC DIAMOND GRINDER - MEDIUM - CYLINDER 3.5X11 - ISO 805 104 173 524 035 | DENTAL SUPPLIES (LABORATORY, IMPLANT AND MAXILLOFACIAL SURGERY) SUPPLEMENTARY
12530 | 4215161487300 | CERAMIC DIAMOND GRINDER - MEDIUM - INVERTED CONE 11.5X3 - ISO 865 104 014 525 115 | DENTAL SUPPLIES (LABORATORY, IMPLANT AND MAXILLOFACIAL SURGERY) SUPPLEMENTARY
12531 | 4215248437200 | ARTIFICIAL ENDODONTIC TOOTH #14 UPPER RIGHT PRE MOLAR | DENTAL SUPPLIES (LABORATORY, IMPLANT AND MAXILLOFACIAL SURGERY) SUPPLEMENTARY
12532 | 4215161487400 | CERAMIC DIAMOND GRINDER - MEDIUM - WHEEL 12X2 - ISO 805 104 044 524 120 | DENTAL SUPPLIES (LABORATORY, IMPLANT AND MAXILLOFACIAL SURGERY) SUPPLEMENTARY
12533 | 4215161487500 | CERAMIC DIAMOND GRINDER - MEDIUM - WHEEL 15X3.5 - ISO 803 104 372 536 170 | DENTAL SUPPLIES (LABORATORY, IMPLANT AND MAXILLOFACIAL SURGERY) SUPPLEMENTARY
12534 | 4215161487600 | CERAMIC DIAMOND GRINDER - MEDIUM - WHEEL 22X2 - ISO 805 104 303 524 220 | DENTAL SUPPLIES (LABORATORY, IMPLANT AND MAXILLOFACIAL SURGERY) SUPPLEMENTARY
12535 | 4215161487700 | CERAMIC DIAMOND GRINDER - MEDIUM - WHEEL 22X4.5 - ISO 865 900 372 525 220 | DENTAL SUPPLIES (LABORATORY, IMPLANT AND MAXILLOFACIAL SURGERY) SUPPLEMENTARY
12536 | 4215161487800 | COTTON BUFF - POLISHING PASTE IMPREGNATED FOR ACRYLIC - FINE - ISO 019 900 372 501 220 | DENTAL SUPPLIES (LABORATORY, IMPLANT AND MAXILLOFACIAL SURGERY) SUPPLEMENTARY
12537 | 4215161487900 | COTTON BUFF - POLISHING PASTE IMPREGNATED FOR ACRYLIC - MEDIUM - ISO 019 900 372 511 220 | DENTAL SUPPLIES (LABORATORY, IMPLANT AND MAXILLOFACIAL SURGERY) SUPPLEMENTARY
12538 | 4215161488000 | DRILL BUR, FOR OSSEODENSIFICATION ASSORTED SIZE AND DIAMETER | DENTAL SUPPLIES (LABORATORY, IMPLANT AND MAXILLOFACIAL SURGERY) SUPPLEMENTARY
12539 | 4215161488200 | FIBER WHEELS FOR ACRYLIC MATERIAL POLISHING - COARSE - FINE 25X11 | DENTAL SUPPLIES (LABORATORY, IMPLANT AND MAXILLOFACIAL SURGERY) SUPPLEMENTARY
12540 | 4215248436700 | ARTIFICIAL ENDODONTIC TOOTH #11 UPPER RIGHT CENTRAL | DENTAL SUPPLIES (LABORATORY, IMPLANT AND MAXILLOFACIAL SURGERY) SUPPLEMENTARY
12541 | 4215241604000 | INGOTS GLASS-CERAMIC 'LITHIUM DISILICATE' PRESS LT (LOW TRANSLUCENCY) SHADE A3 | DENTAL SUPPLIES (LABORATORY, IMPLANT AND MAXILLOFACIAL SURGERY) SUPPLEMENTARY
12542 | 4215248435600 | TYPODONT TEETH WITH BRACES FOR TRAINING | DENTAL SUPPLIES (LABORATORY, IMPLANT AND MAXILLOFACIAL SURGERY) SUPPLEMENTARY
12543 | 4229161414100 | SURGICAL SCISSORS, GOLDMAN-FOX, CURVED, TUNGSTEN CARBIDE, GRADE 440 SERIES STAINLESS STEEL (HIGH CARBON CONTENT AND A CERTAIN PERCENTAGE OF CHROMIUM) , TRIPLE TEMPERED FOR GREATER RIGIDITY | DENTAL SUPPLIES (LABORATORY, IMPLANT AND MAXILLOFACIAL SURGERY) SUPPLEMENTARY
12544 | 4215242505200 | PHOTO RESIN WHITE OPAQUE COLOR, HIGH FLEXIBILITY, IDEAL FOR SNAP-FITS WITH CURING WAVELENGTH 355-380NM STEREOLITHOGRAPHY MATERIAL FOR SLA 3D PRINTER / 1-2 LITER- COMPATIBLE WITH HOSPITAL MACHINE | DENTAL SUPPLIES (LABORATORY, IMPLANT AND MAXILLOFACIAL SURGERY) SUPPLEMENTARY
12545 | 4215247500200 | INVESTMENT MATERIAL FOR METAL FREE CERAMIC: SPEED BURN-OUT, 100G WITH INVESTMENT LIQUID AND MEASURING CUP | DENTAL SUPPLIES (LABORATORY, IMPLANT AND MAXILLOFACIAL SURGERY) SUPPLEMENTARY
12546 | 4215247500300 | INVESTMENT MATERIAL, CARBON FREE, PHOSPHATE BONDED, WITH MEASURE TUBE RANGE OF 150, NON ASBESTOS LINER WITH LIQUID FOR CROWN AND BRIDGE FOR NON PRECIOUS CERAMIC ALLOYS | DENTAL SUPPLIES (LABORATORY, IMPLANT AND MAXILLOFACIAL SURGERY) SUPPLEMENTARY
12547 | 4215247502500 | BLOCK FOR ALL CERAMIC GLASS-CERAMIC LITHIUM DISILICATE (LS2) CAD LT (LOW TRANSLUCENCY) SIZE B32 SHADE A3.5 COMPATIBLE WITH EACH HOSPITAL CONNECTOR | DENTAL SUPPLIES (LABORATORY, IMPLANT AND MAXILLOFACIAL SURGERY) SUPPLEMENTARY
12548 | 4215247502600 | BLOCK FOR ALL CERAMIC GLASS-CERAMIC LITHIUM DISILICATE (LS2) CAD HT (HIGH TRANSLUCENCY) SIZE B40 SHADE D2 COMPATIBLE WITH EACH HOSPITAL CONNECTOR | DENTAL SUPPLIES (LABORATORY, IMPLANT AND MAXILLOFACIAL SURGERY) SUPPLEMENTARY
12549 | 4215247502700 | BLOCK FOR ALL CERAMIC GLASS-CERAMIC LITHIUM DISILICATE (LS2) CAD HT (HIGH TRANSLUCENCY) SIZE B40 SHADE C2 COMPATIBLE WITH EACH HOSPITAL CONNECTOR | DENTAL SUPPLIES (LABORATORY, IMPLANT AND MAXILLOFACIAL SURGERY) SUPPLEMENTARY
12550 | 4215247502800 | BLOCK FOR ALL CERAMIC GLASS-CERAMIC LITHIUM DISILICATE (LS2) CAD HT (HIGH TRANSLUCENCY) SIZE B40 SHADE C1 COMPATIBLE WITH EACH HOSPITAL CONNECTOR | DENTAL SUPPLIES (LABORATORY, IMPLANT AND MAXILLOFACIAL SURGERY) SUPPLEMENTARY
12551 | 4215247502900 | BLOCK FOR ALL CERAMIC GLASS-CERAMIC LITHIUM DISILICATE (LS2) CAD HT (HIGH TRANSLUCENCY) SIZE B40 SHADE B2 COMPATIBLE WITH EACH HOSPITAL CONNECTOR | DENTAL SUPPLIES (LABORATORY, IMPLANT AND MAXILLOFACIAL SURGERY) SUPPLEMENTARY
12552 | 4215247503000 | BLOCK FOR ALL CERAMIC GLASS-CERAMIC LITHIUM DISILICATE (LS2) CAD HT (HIGH TRANSLUCENCY) SIZE B40 SHADE B1 COMPATIBLE WITH EACH HOSPITAL CONNECTOR | DENTAL SUPPLIES (LABORATORY, IMPLANT AND MAXILLOFACIAL SURGERY) SUPPLEMENTARY
12553 | 4215247503100 | BLOCK FOR ALL CERAMIC GLASS-CERAMIC LITHIUM DISILICATE (LS2) CAD HT (HIGH TRANSLUCENCY) SIZE B40 SHADE A3 COMPATIBLE WITH EACH HOSPITAL CONNECTOR | DENTAL SUPPLIES (LABORATORY, IMPLANT AND MAXILLOFACIAL SURGERY) SUPPLEMENTARY
12554 | 4215247503200 | BLOCK FOR ALL CERAMIC GLASS-CERAMIC LITHIUM DISILICATE (LS2) CAD HT (HIGH TRANSLUCENCY) SIZE B40 SHADE A2 COMPATIBLE WITH EACH HOSPITAL CONNECTOR | DENTAL SUPPLIES (LABORATORY, IMPLANT AND MAXILLOFACIAL SURGERY) SUPPLEMENTARY
12555 | 4215247503300 | BLOCK FOR ALL CERAMIC GLASS-CERAMIC LITHIUM DISILICATE (LS2) CAD HT (HIGH TRANSLUCENCY) SIZE B40 SHADE A1 COMPATIBLE WITH EACH HOSPITAL CONNECTOR | DENTAL SUPPLIES (LABORATORY, IMPLANT AND MAXILLOFACIAL SURGERY) SUPPLEMENTARY
12556 | 4215247503400 | BLOCK FOR ALL CERAMIC GLASS-CERAMIC LITHIUM DISILICATE (LS2) CAD MO (MEDIUM OPACITY) SIZE C14 SHADE MO4 OR EQUIVALENT COMPATIBLE WITH EACH HOSPITAL CONNECTOR | DENTAL SUPPLIES (LABORATORY, IMPLANT AND MAXILLOFACIAL SURGERY) SUPPLEMENTARY
12557 | 4215247503500 | BLOCK FOR ALL CERAMIC GLASS-CERAMIC LITHIUM DISILICATE (LS2) CAD MO (MEDIUM OPACITY) SIZE C14 SHADE MO3 OR EQUIVALENT COMPATIBLE WITH EACH HOSPITAL CONNECTOR | DENTAL SUPPLIES (LABORATORY, IMPLANT AND MAXILLOFACIAL SURGERY) SUPPLEMENTARY
12558 | 4215247503600 | BLOCK FOR ALL CERAMIC GLASS-CERAMIC LITHIUM DISILICATE (LS2) CAD MO (MEDIUM OPACITY) SIZE C14 SHADE MO2 OR EQUIVALENT COMPATIBLE WITH EACH HOSPITAL CONNECT | DENTAL SUPPLIES (LABORATORY, IMPLANT AND MAXILLOFACIAL SURGERY) SUPPLEMENTARY
12559 | 4215247503700 | BLOCK FOR ALL CERAMIC GLASS-CERAMIC LITHIUM DISILICATE (LS2) CAD MO (MEDIUM OPACITY) SIZE C14 SHADE MO1 OR EQUIVALENT COMPATIBLE WITH EACH HOSPITAL CONNECTOR | DENTAL SUPPLIES (LABORATORY, IMPLANT AND MAXILLOFACIAL SURGERY) SUPPLEMENTARY
12560 | 4215245200200 | HEAT PROTECTION PASTE FOR METAL, ACRYLIC AND CERAMIC SOLDERING (UNTI-FLUX) | DENTAL SUPPLIES (LABORATORY, IMPLANT AND MAXILLOFACIAL SURGERY) SUPPLEMENTARY
12561 | 4229161409200 | HUMBY SKIN HOOK , STAINLESS STEEL, SHARP, HINGED, ADJUSTABLE, 3CM WIDE, OVERALL LENGTH: 12MM APPROXIMATE | DENTAL SUPPLIES (LABORATORY, IMPLANT AND MAXILLOFACIAL SURGERY) SUPPLEMENTARY
12562 | 4215247000100 | ORTHODONTIC RESIN KIT, COLORED, CONTAINS THE FOLLOWING, POWDER (CLEAR COLOR), COLORED MONOMER WITH AT LEAST 5 COLORS ONE OF THEM IS CLEAR COLOR | DENTAL SUPPLIES (LABORATORY, IMPLANT AND MAXILLOFACIAL SURGERY) SUPPLEMENTARY
12563 | 4229161210800 | BEYER BONE RONGEUR, STAINLESS STEEL, CURVED WORKING END, 18CM APPROXIMATE | DENTAL SUPPLIES (LABORATORY, IMPLANT AND MAXILLOFACIAL SURGERY) SUPPLEMENTARY
12564 | 4215161045300 | QUADHELIX PREFABRICATED PALATAL WITH ARMS IN LINGUAL SHEETS 0.9/42 MM | DENTAL SUPPLIES (LABORATORY, IMPLANT AND MAXILLOFACIAL SURGERY) SUPPLEMENTARY
12565 | 4215246435600 | IMPRESSION POST, FOR TISSUE LEVEL DENTAL IMPLANT TYPE :TRANSFER (CLOSED TRAY) HEIGHT :ASSORTED DIAMETER :ASSORTED | DENTAL SUPPLIES (LABORATORY, IMPLANT AND MAXILLOFACIAL SURGERY) SUPPLEMENTARY
12566 | 4215246435700 | INTRA ORAL , SCAN BODY SIZE : ASSORTED | DENTAL SUPPLIES (LABORATORY, IMPLANT AND MAXILLOFACIAL SURGERY) SUPPLEMENTARY
12567 | 4215246435800 | INTRA ORAL , SCAN BODY, FOR TISSUE LEVEL IMPLANT SIZE : ASSORTED | DENTAL SUPPLIES (LABORATORY, IMPLANT AND MAXILLOFACIAL SURGERY) SUPPLEMENTARY
12568 | 4215161044700 | QUADHELIX PREFABRICATED PALATAL WITH ARMS IN LINGUAL SHEETS 0.9/34 MM | DENTAL SUPPLIES (LABORATORY, IMPLANT AND MAXILLOFACIAL SURGERY) SUPPLEMENTARY
12569 | 4215246435900 | KIT FOR LOCATOR OVERDENTURE PROSTHETIC TOOLS | DENTAL SUPPLIES (LABORATORY, IMPLANT AND MAXILLOFACIAL SURGERY) SUPPLEMENTARY
12570 | 4215246436000 | POINTED DRILL,FOR DENTAL IMPLANT, SEMI-REUSABLE, ASSORTED LENGTH AND DIAMETER | DENTAL SUPPLIES (LABORATORY, IMPLANT AND MAXILLOFACIAL SURGERY) SUPPLEMENTARY
12571 | 4215246436100 | PROSTHETIC KIT FOR ZYGOMATIC IMPLANT | DENTAL SUPPLIES (LABORATORY, IMPLANT AND MAXILLOFACIAL SURGERY) SUPPLEMENTARY
12572 | 4215247503800 | BLOCK FOR ALL CERAMIC GLASS-CERAMIC LITHIUM DISILICATE (LS2) CAD SIZE C14, SHADE OPAL2 OR EQUIVALENT, COMPATIBLE WITH EACH HOSPITAL CONNECTOR | DENTAL SUPPLIES (LABORATORY, IMPLANT AND MAXILLOFACIAL SURGERY) SUPPLEMENTARY
12573 | 4215246436200 | RETENTIVE INSERT, FOR LOCATOR BONE LEVEL IMPLANT STRENGTH : ASSORTED | DENTAL SUPPLIES (LABORATORY, IMPLANT AND MAXILLOFACIAL SURGERY) SUPPLEMENTARY
12574 | 4215246436400 | SCANNING SPARY FOR CAD/CAM | DENTAL SUPPLIES (LABORATORY, IMPLANT AND MAXILLOFACIAL SURGERY) SUPPLEMENTARY
12575 | 4215246436500 | TAPPING DRILL,FOR DENTAL IMPLANT, SEMI-REUSABLE, ASSORTED LENGTH AND DIAMETER | DENTAL SUPPLIES (LABORATORY, IMPLANT AND MAXILLOFACIAL SURGERY) SUPPLEMENTARY
12576 | 4215246436600 | TISSUE LEVEL TITANIUM DENTAL IMPLANT -STRAIGHT SURFACE: BIOACTIVE ROUGH DIAMETER : ASSORTED LENGTH :ASSORTED LENGTH | DENTAL SUPPLIES (LABORATORY, IMPLANT AND MAXILLOFACIAL SURGERY) SUPPLEMENTARY
12577 | 4215246436700 | UNIVERSAL DENTAL IMPLANT SCREW DRIVER KIT | DENTAL SUPPLIES (LABORATORY, IMPLANT AND MAXILLOFACIAL SURGERY) SUPPLEMENTARY
12578 | 4215246436800 | ZYGOMATIC IMPLANT SHAPE : ASSORTED DIAMETER :ASSORTED LENGTH : ASSORTED | DENTAL SUPPLIES (LABORATORY, IMPLANT AND MAXILLOFACIAL SURGERY) SUPPLEMENTARY
12579 | 4215161429700 | BUR CARBIDE HP TAPERED SIZE 2.1 MM ISO# 500 - 104 - 415 - 296 - 021 | DENTAL SUPPLIES (LABORATORY, IMPLANT AND MAXILLOFACIAL SURGERY) SUPPLEMENTARY
12580 | 4215161429800 | BUR CARBIDE HP TAPERED SIZE 2.3 MM ISO# 500 - 104 - 415 - 296 - 023 | DENTAL SUPPLIES (LABORATORY, IMPLANT AND MAXILLOFACIAL SURGERY) SUPPLEMENTARY
12581 | 4229161210900 | BONE RONGEUR (BEYER) DOUBLE ACTION 4 MM TIP WIDTH STRAIGHT WORKING END, STAINLESS STEEL | DENTAL SUPPLIES (LABORATORY, IMPLANT AND MAXILLOFACIAL SURGERY) SUPPLEMENTARY
12582 | 4215246436300 | SCAN BODY FOR ZYGOMATIC IMPLANT | DENTAL SUPPLIES (LABORATORY, IMPLANT AND MAXILLOFACIAL SURGERY) SUPPLEMENTARY
12583 | 4215246435500 | IMPRESSION POST, FOR TISSUE LEVEL DENTAL IMPLANT TYPE :PICK UP (OPEN TRAY) HEIGHT :ASSORTED DIAMETER :ASSORTED | DENTAL SUPPLIES (LABORATORY, IMPLANT AND MAXILLOFACIAL SURGERY) SUPPLEMENTARY
12584 | 4215247503900 | BLOCK FOR ALL CERAMIC GLASS-CERAMIC LITHIUM DISILICATE (LS2) CAD SIZE C14, SHADE OPAL1 OR EQUIVALENT COMPATIBLE WITH EACH HOSPITAL CONNECTOR | DENTAL SUPPLIES (LABORATORY, IMPLANT AND MAXILLOFACIAL SURGERY) SUPPLEMENTARY
12585 | 4215247504700 | DENTAL TOOL COBALT-CHROMIUM / TITANIUM BLUE T3.0C FOR MILLING MACHINE DRILL - COMPATIBLE WITH HOSPITAL MACHINE | DENTAL SUPPLIES (LABORATORY, IMPLANT AND MAXILLOFACIAL SURGERY) SUPPLEMENTARY
12586 | 4215247513800 | BLOCK FOR ALL CERAMIC GLASS-CERAMIC LITHIUM DISILICATE (LS2) CAD MO (MEDIUM OPACITY) SIZE C14, SHADE MO0 OR EQUIVALENT ,COMPATIBLE WITH EACH HOSPITAL CONNECTOR | DENTAL SUPPLIES (LABORATORY, IMPLANT AND MAXILLOFACIAL SURGERY) SUPPLEMENTARY
12587 | 4215247514000 | INGOTS GLASS-CERAMIC 'LITHIUM DISILICATE' PRESS LT (LOW TRANSLUCENCY) SHADE A3.5 | DENTAL SUPPLIES (LABORATORY, IMPLANT AND MAXILLOFACIAL SURGERY) SUPPLEMENTARY
12588 | 4215247514100 | INGOTS GLASS-CERAMIC 'LITHIUM DISILICATE' PRESS LT (LOW TRANSLUCENCY) SHADE C2 | DENTAL SUPPLIES (LABORATORY, IMPLANT AND MAXILLOFACIAL SURGERY) SUPPLEMENTARY
12589 | 4215247514200 | INGOTS GLASS-CERAMIC 'LITHIUM DISILICATE' PRESS LT (LOW TRANSLUCENCY) SHADE D3 | DENTAL SUPPLIES (LABORATORY, IMPLANT AND MAXILLOFACIAL SURGERY) SUPPLEMENTARY
12590 | 4215247514300 | INGOTS GLASS-CERAMIC 'LITHIUM DISILICATE' PRESS LT (LOW TRANSLUCENCY) SHADE BL2 | DENTAL SUPPLIES (LABORATORY, IMPLANT AND MAXILLOFACIAL SURGERY) SUPPLEMENTARY
12591 | 4215247514400 | INGOTS GLASS-CERAMIC 'LITHIUM DISILICATE' PRESS LT (LOW TRANSLUCENCY) SHADE BL4 | DENTAL SUPPLIES (LABORATORY, IMPLANT AND MAXILLOFACIAL SURGERY) SUPPLEMENTARY
12592 | 4229161101600 | MILLER BONE FILE, STRAIGHT CUT BONE AND SMOOTHING, STAINLESS STEEL, SIZE 52 | DENTAL SUPPLIES (LABORATORY, IMPLANT AND MAXILLOFACIAL SURGERY) SUPPLEMENTARY
12593 | 4229161101500 | MILLER BONE FILE, STRAIGHT CUT BONE AND SMOOTHING, STAINLESS STEEL, SIZE 45 | DENTAL SUPPLIES (LABORATORY, IMPLANT AND MAXILLOFACIAL SURGERY) SUPPLEMENTARY
12594 | 4215242505100 | PHOTO RESIN PEACH COLOR FOR DENTAL MODEL APPLICATION, WITH CURING WAVELENGTH 355-380NM STEREOLITHOGRAPHY MATERIAL FOR SLA 3D PRINTER / 1-2 LITER- COMPATIBLE WITH HOSPITAL MACHINE | DENTAL SUPPLIES (LABORATORY, IMPLANT AND MAXILLOFACIAL SURGERY) SUPPLEMENTARY
12595 | 4215247515200 | MOUTH GUARD MATERIAL SOFT CIRCLE CLEAR SHEET 3.0X125MM | DENTAL SUPPLIES (LABORATORY, IMPLANT AND MAXILLOFACIAL SURGERY) SUPPLEMENTARY
12596 | 4215242505000 | PHOTO RESIN MIXER FOR OPTIMAL STIRRING OF MATERIALS - COMPATIBLE WITH HOSPITAL MACHINE | DENTAL SUPPLIES (LABORATORY, IMPLANT AND MAXILLOFACIAL SURGERY) SUPPLEMENTARY
12597 | 4215247515400 | FLUX FOR ORTHO SOLDERING | DENTAL SUPPLIES (LABORATORY, IMPLANT AND MAXILLOFACIAL SURGERY) SUPPLEMENTARY
12598 | 4215242504900 | PHOTO RESIN CLEAR, TRANSPARENT, POLYCARBONATE-LIKE, BIO-COMPATIBLE, DENTAL -COMPATIBLE AND CAPABLE OF MEETING USP CLASS VI WITH CURING WAVELENGTH 355-380NM STEREOLITHOGRAPHY MATERIAL FOR SLA 3D PRINTER / 1-2 LITER- COMPATIBLE WITH HOSPITAL MACHINE | DENTAL SUPPLIES (LABORATORY, IMPLANT AND MAXILLOFACIAL SURGERY) SUPPLEMENTARY
12599 | 4215242504800 | PHOTO RESIN CLEAR COLOR, A TEMPERATURE AND MOISTURE RESISTANT PLASTIC FOR DEMANDING APPLICATIONS WITH CURING WAVELENGTH 355-380NM, S TEREOLITHOGRAPHY MATERIAL FOR SLA 3D PRINTER / 1-2 LITER- COMPATIBLE WITH HOSPITAL MACHINE (CTG=EA) | DENTAL SUPPLIES (LABORATORY, IMPLANT AND MAXILLOFACIAL SURGERY) SUPPLEMENTARY
12600 | 4215242504700 | PHOTO RESIN BLUE COLOR FOR DENTAL CASTING APPLICATION, WITH CURING WAVELENGTH 355-380NM STEREOLITHOGRAPHY MATERIAL FOR SLA 3D PRINTER / 1-2 LITER- COMPATIBLE WITH HOSPITAL MACHINE (CTG=EA) | DENTAL SUPPLIES (LABORATORY, IMPLANT AND MAXILLOFACIAL SURGERY) SUPPLEMENTARY
12601 | 4215242504600 | DENTAL PHOTO RESIN WITH CURING WAVELENGTH 380-405NM FOR DENTAL MODEL WHITE, 1-2 LITER -COMPATIBLE WITH HOSPITAL MACHINE | DENTAL SUPPLIES (LABORATORY, IMPLANT AND MAXILLOFACIAL SURGERY) SUPPLEMENTARY
12602 | 4215242504500 | DENTAL PHOTO RESIN WITH CURING WAVELENGTH 380-405NM FOR DENTAL MODEL PEACH, 1-2 LITER -COMPATIBLE WITH HOSPITAL MACHINE | DENTAL SUPPLIES (LABORATORY, IMPLANT AND MAXILLOFACIAL SURGERY) SUPPLEMENTARY
12603 | 4215247513400 | BLOCK FOR ALL CERAMIC GLASS-CERAMIC LITHIUM DISILICATE (LS2) CAD HT (HIGH TRANSLUCENCY) SIZE C14, SHADE BL1, COMPATIBLE WITH EACH HOSPITAL CONNECTOR | DENTAL SUPPLIES (LABORATORY, IMPLANT AND MAXILLOFACIAL SURGERY) SUPPLEMENTARY
12604 | 4215247513200 | BLOCK FOR ALL CERAMIC GLASS-CERAMIC LITHIUM DISILICATE (LS2) CAD LT (LOW TRANSLUCENCY) SIZE B32, SHADE BL2 ,COMPATIBLE WITH EACH HOSPITAL CONNECTOR | DENTAL SUPPLIES (LABORATORY, IMPLANT AND MAXILLOFACIAL SURGERY) SUPPLEMENTARY
12605 | 4215247513100 | BLOCK FOR ALL CERAMIC GLASS-CERAMIC LITHIUM DISILICATE (LS2) CAD LT (LOW TRANSLUCENCY) SIZE C14, SHADE BL4, ,COMPATIBLE WITH EACH HOSPITAL CONNECTOR | DENTAL SUPPLIES (LABORATORY, IMPLANT AND MAXILLOFACIAL SURGERY) SUPPLEMENTARY
12606 | 4215247513000 | BLOCK FOR ALL CERAMIC GLASS-CERAMIC LITHIUM DISILICATE (LS2) CAD LT (LOW TRANSLUCENCY) SIZE C14, SHADE BL3 ,COMPATIBLE WITH EACH HOSPITAL CONNECTOR | DENTAL SUPPLIES (LABORATORY, IMPLANT AND MAXILLOFACIAL SURGERY) SUPPLEMENTARY
12607 | 4215247504800 | DENTAL TOOL COBALT-CHROMIUM / TITANIUM BLUE 3.0C FOR MILLING MACHINE DRILL - COMPATIBLE WITH HOSPITAL MACHINE | DENTAL SUPPLIES (LABORATORY, IMPLANT AND MAXILLOFACIAL SURGERY) SUPPLEMENTARY
12608 | 4215247509500 | STAINLESS STEEL ROUND WIRE, SIZE 0, 020, 20/STRAIGHT (20 / TUBE) | DENTAL SUPPLIES (LABORATORY, IMPLANT AND MAXILLOFACIAL SURGERY) SUPPLEMENTARY
12609 | 4215247509600 | STAINLESS STEEL ROUND WIRE, SIZE 0, 025, 20/STRAIGHT (20 / TUBE) | DENTAL SUPPLIES (LABORATORY, IMPLANT AND MAXILLOFACIAL SURGERY) SUPPLEMENTARY
12610 | 4215247509700 | STAINLESS STEEL ROUND WIRE, SIZE 0, 028, 20/STRAIGHT (20 / TUBE) | DENTAL SUPPLIES (LABORATORY, IMPLANT AND MAXILLOFACIAL SURGERY) SUPPLEMENTARY
12611 | 4215247509800 | STAINLESS STEEL ROUND WIRE, SIZE 0, 030 20/STRAIGHT (20 / TUBE) | DENTAL SUPPLIES (LABORATORY, IMPLANT AND MAXILLOFACIAL SURGERY) SUPPLEMENTARY
12612 | 4215247509900 | STAINLESS STEEL ROUND WIRE, SIZE 0, 032 20/STRAIGHT (20 / TUBE) | DENTAL SUPPLIES (LABORATORY, IMPLANT AND MAXILLOFACIAL SURGERY) SUPPLEMENTARY
12613 | 4215247510000 | STAINLESS STEEL ROUND WIRE, SIZE 0, 036 20/STRAIGHT (20 / TUBE) | DENTAL SUPPLIES (LABORATORY, IMPLANT AND MAXILLOFACIAL SURGERY) SUPPLEMENTARY
12614 | 4215247510100 | STAINLESS STEEL ROUND WIRE, SIZE 0, 040, 20/STRAIGHT (20 / TUBE) | DENTAL SUPPLIES (LABORATORY, IMPLANT AND MAXILLOFACIAL SURGERY) SUPPLEMENTARY
12615 | 4215247504000 | BLOCK FOR ALL CERAMIC GLASS-CERAMIC (LEUCITE BASED GLASS CERAMIC) CAD HT (HIGH TRANSLUCENCY) SIZE B40L, SHADE A1,COMPATIBLE WITH EACH HOSPITAL CONNECTOR | DENTAL SUPPLIES (LABORATORY, IMPLANT AND MAXILLOFACIAL SURGERY) SUPPLEMENTARY
12616 | 4215247510200 | DENTAL EXPANSION SCREW FAN-TYPE | DENTAL SUPPLIES (LABORATORY, IMPLANT AND MAXILLOFACIAL SURGERY) SUPPLEMENTARY
12617 | 4229161101800 | MILLER COLBURN BONE FILE, SMALL SIZE, STAINLESS STEEL | DENTAL SUPPLIES (LABORATORY, IMPLANT AND MAXILLOFACIAL SURGERY) SUPPLEMENTARY
12618 | 4215247510500 | DENTAL MAXILLARY EXPANDER SIZE 8MM | DENTAL SUPPLIES (LABORATORY, IMPLANT AND MAXILLOFACIAL SURGERY) SUPPLEMENTARY
12619 | 4229161101700 | MILLER BONE FILE, STRAIGHT CUT BONE AND SMOOTHING, STAINLESS STEEL, SIZE 64 | DENTAL SUPPLIES (LABORATORY, IMPLANT AND MAXILLOFACIAL SURGERY) SUPPLEMENTARY
12620 | 4215247511500 | SILICONE RING, WITH BASE FORMER, 200G, FOR ALL CERAMIC SYSTEM | DENTAL SUPPLIES (LABORATORY, IMPLANT AND MAXILLOFACIAL SURGERY) SUPPLEMENTARY
12621 | 4215247511600 | DIVESTING LIQUID 1 L FOR ALL CERAMIC SYSTEM | DENTAL SUPPLIES (LABORATORY, IMPLANT AND MAXILLOFACIAL SURGERY) SUPPLEMENTARY
12622 | 4215247512700 | BLOCK FOR ALL CERAMIC GLASS-CERAMIC LITHIUM DISILICATE (LS2) CAD LT (LOW TRANSLUCENCY) SIZE C14, SHADE A3.5 ,COMPATIBLE WITH EACH HOSPITAL CONNECTOR | DENTAL SUPPLIES (LABORATORY, IMPLANT AND MAXILLOFACIAL SURGERY) SUPPLEMENTARY
12623 | 4215247512800 | BLOCK FOR ALL CERAMIC GLASS-CERAMIC LITHIUM DISILICATE (LS2) CAD LT (LOW TRANSLUCENCY) SIZE C14, SHADE BL1 ,COMPATIBLE WITH EACH HOSPITAL CONNECTOR | DENTAL SUPPLIES (LABORATORY, IMPLANT AND MAXILLOFACIAL SURGERY) SUPPLEMENTARY
12624 | 4215247512900 | BLOCK FOR ALL CERAMIC GLASS-CERAMIC LITHIUM DISILICATE (LS2) CAD LT (LOW TRANSLUCENCY) SIZE C14, SHADE BL2 ,COMPATIBLE WITH EACH HOSPITAL CONNECTOR | DENTAL SUPPLIES (LABORATORY, IMPLANT AND MAXILLOFACIAL SURGERY) SUPPLEMENTARY
12625 | 4215247510300 | DENTAL HYRAX EXPANSION SCREWS | DENTAL SUPPLIES (LABORATORY, IMPLANT AND MAXILLOFACIAL SURGERY) SUPPLEMENTARY
12626 | 4215246435400 | IMPRESSION POST, FOR BONE LEVEL DENTAL IMPLANT TYPE :TRANSFER (CLOSED TRAY) HEIGHT :ASSORTED DIAMETER :ASSORTED | DENTAL SUPPLIES (LABORATORY, IMPLANT AND MAXILLOFACIAL SURGERY) SUPPLEMENTARY
12627 | 4215246435300 | IMPRESSION POST, FOR BONE LEVEL DENTAL IMPLANT TYPE :PICK UP (OPEN TRAY) HEIGHT :ASSORTED DIAMETER :ASSORTED | DENTAL SUPPLIES (LABORATORY, IMPLANT AND MAXILLOFACIAL SURGERY) SUPPLEMENTARY
12628 | 4215161429600 | BUR CARBIDE HP TAPERED SIZE 2.1 MM ISO# 500 - 104 - 415 - 296 - 018 | DENTAL SUPPLIES (LABORATORY, IMPLANT AND MAXILLOFACIAL SURGERY) SUPPLEMENTARY
12629 | 4229330101000 | DISTRACTOR MANDIBULAR EXTRAORAL THREE DIMENSION DEVICE, TITANIUM (SIZE/TYPE TO BE SPECIFIED) | DENTAL SUPPLIES (LABORATORY, IMPLANT AND MAXILLOFACIAL SURGERY) SUPPLEMENTARY
12630 | 4215161201000 | METAL SIMPLE PLANE LINE ARTICULATOR (HINGE TYPE) | DENTAL SUPPLIES (LABORATORY, IMPLANT AND MAXILLOFACIAL SURGERY) SUPPLEMENTARY
12631 | 4215161200900 | OBWEGESER RAMUS RETRACTOR (V-NOTCH), STAINLESS STEEL, SHARP, CURVED, BLADE SIZE: 22X70MM, OVERALL LENGTH: 24CM APPROXIMATE | DENTAL SUPPLIES (LABORATORY, IMPLANT AND MAXILLOFACIAL SURGERY) SUPPLEMENTARY
12632 | 4229330100900 | DISTRACTOR TITANIUM MINI PLATE INTRAORAL DEVICE FOR VERTICAL ALVEOLAR RIDGE DISTRACTION MINI PLATE AND SCREWS (5, 7, 9MM) , LENGTH OF DISTRACTOR (10-15MM) | DENTAL SUPPLIES (LABORATORY, IMPLANT AND MAXILLOFACIAL SURGERY) SUPPLEMENTARY
12633 | 4215161200600 | DUNN-DAUTREY CONDYLE RETRACTOR, ANTERIORS, STAINLESS STEEL, BLADE WIDTH: 6.5X60 MM APPROXIMATE, LENGTH: 16CM APPROXIMATE | DENTAL SUPPLIES (LABORATORY, IMPLANT AND MAXILLOFACIAL SURGERY) SUPPLEMENTARY
12634 | 4215161200500 | BAUER INTRAORAL VERTICAL RAMUS RETRACTOR WITH FIBER OPTIC, STAINLESS STEEL, RIGHT | DENTAL SUPPLIES (LABORATORY, IMPLANT AND MAXILLOFACIAL SURGERY) SUPPLEMENTARY
12635 | 4215161200400 | SURGICAL WIEDER TONGUE RETRACTOR, STAINLESS STEEL, SIZE 1 AND 2 | DENTAL SUPPLIES (LABORATORY, IMPLANT AND MAXILLOFACIAL SURGERY) SUPPLEMENTARY
12636 | 4229330100800 | DISTRACTOR TITANIUM MINI PLATE TRANSPORT SEGMENT AND RECONSTRUCTIVE PLAT FOR LOWER SEGMENT FOR INTRAORAL DEVICE, TITANIUM FOR VERTICAL ALVEOLAR RIDGE DISTRACTION: MINIPLATE AND SCREWS (5, 7, 9MM) LENGTH OF DISTRACTOR (20-25MM) | DENTAL SUPPLIES (LABORATORY, IMPLANT AND MAXILLOFACIAL SURGERY) SUPPLEMENTARY
12637 | 4229330100600 | DISTRACTOR TRANSVERSE PALATAL DEVICE, DIFFERENT LENGTHS | DENTAL SUPPLIES (LABORATORY, IMPLANT AND MAXILLOFACIAL SURGERY) SUPPLEMENTARY
12638 | 4229330100100 | DISTRACTOR MANDIBULAR SEGMENT TRANSPORT DEVICE (RIGHT AND LEFT) | DENTAL SUPPLIES (LABORATORY, IMPLANT AND MAXILLOFACIAL SURGERY) SUPPLEMENTARY
12639 | 4229330100000 | DISTRACTOR MANDIBULAR (BODY AND RAMUS) INTRAORAL DEVICE, TITANIUM RIGHT ADULT MINI PLATE AND SCREWS (5, 7, 9 AND 11MM) | DENTAL SUPPLIES (LABORATORY, IMPLANT AND MAXILLOFACIAL SURGERY) SUPPLEMENTARY
12640 | 4215161424100 | BUR ACRYLIC CYLINDER SIZE LARGE | DENTAL SUPPLIES (LABORATORY, IMPLANT AND MAXILLOFACIAL SURGERY) SUPPLEMENTARY
12641 | 4215161424200 | BUR ACRYLIC TAPERED SIZE LARGE | DENTAL SUPPLIES (LABORATORY, IMPLANT AND MAXILLOFACIAL SURGERY) SUPPLEMENTARY
12642 | 4215161425100 | BUR HP WAX CUTTER SIZE 023 ISO# 310 - 104 - 471 - 377 - 023 | DENTAL SUPPLIES (LABORATORY, IMPLANT AND MAXILLOFACIAL SURGERY) SUPPLEMENTARY
12643 | 4229161310800 | HEAVY-DUTY WIRE CUTTER, FINE TIP NARROW CUTTING END, GRADE 410-420 SERIES STAINLESS STEEL (HIGH CARBON CONTENT AND A CERTAIN PERCENTAGE OF CHROMIUM) , HEAT TREATED FOR GREATER RIGIDITY | DENTAL SUPPLIES (LABORATORY, IMPLANT AND MAXILLOFACIAL SURGERY) SUPPLEMENTARY
12644 | 4215161425800 | BUR TUNGSTEN CARBIDE HP CYLINDER ISO# 500 - 103 - 116 - 190 - 015 | DENTAL SUPPLIES (LABORATORY, IMPLANT AND MAXILLOFACIAL SURGERY) SUPPLEMENTARY
12645 | 4215161425900 | BUR TUNGSTEN CARBIDE HP CYLINDER ROUND ISO# 500 - 103 - 137 - 135 - 010 | DENTAL SUPPLIES (LABORATORY, IMPLANT AND MAXILLOFACIAL SURGERY) SUPPLEMENTARY
12646 | 4229330101100 | DISTRACTOR MANDIBULAR EXTRAORAL TWO DIMENSION DEVICE, TITANIUM (SIZE/TYPE TO BE SPECIFIED) | DENTAL SUPPLIES (LABORATORY, IMPLANT AND MAXILLOFACIAL SURGERY) SUPPLEMENTARY
12647 | 4215161203600 | AUSTIN TISSUE RETRACTOR / WITHOUT HANDLE, STAINLESS STEEL, OVERALL LENGTH: 80MM APPROXIMATE | DENTAL SUPPLIES (LABORATORY, IMPLANT AND MAXILLOFACIAL SURGERY) SUPPLEMENTARY
12648 | 4215161203700 | BAUER INTRAORAL VERTICAL RAMUS RETRACTOR WITH FIBER OPTIC, STAINLESS STEEL, LEFT | DENTAL SUPPLIES (LABORATORY, IMPLANT AND MAXILLOFACIAL SURGERY) SUPPLEMENTARY
12649 | 4215161203800 | DUNN-DAUTREY CONDYLE RETRACTOR, SUPERIOR, STAINLESS STEEL, BLADE WIDTH: 6.5X60MM APPROXIMATE, LENGTH: 16MM APPROXIMATE | DENTAL SUPPLIES (LABORATORY, IMPLANT AND MAXILLOFACIAL SURGERY) SUPPLEMENTARY
12650 | 4229330102600 | DISTRACTOR RAMUS TRANSPORT, DISTRACTOR WIDTH DIFFERENT LENGTH RAMUS TRANSPORT DISTRACTOR WITH EXCHANGEABLE FOOT PLATE, DISTRACTION LENGTH UP TO 30MM WITH CONSOLIDATION PLATE TO STABILIZE THE BONE AFTER END OF ACTIVE DISTRACTION PERIOD WITH DETACHABLE FLEXIBLE ACTIVATORS IN LENGTH 30MM, 40MM, 50MM | DENTAL SUPPLIES (LABORATORY, IMPLANT AND MAXILLOFACIAL SURGERY) SUPPLEMENTARY
12651 | 4229330103100 | SCREWS FOR EXTRAORAL DISTRACTOR (ASSORTED SIZE AND DIAMETER) | DENTAL SUPPLIES (LABORATORY, IMPLANT AND MAXILLOFACIAL SURGERY) SUPPLEMENTARY
12652 | 4229330103200 | TITANIUM PINS FOR INTRAORAL DISTRACTOR (SIZE/TYPE TO BE SPECIFIED) | DENTAL SUPPLIES (LABORATORY, IMPLANT AND MAXILLOFACIAL SURGERY) SUPPLEMENTARY
12653 | 4229330102400 | DISTRACTOR MAXILLARY EXTRAORAL KIT, TITANIUM (PATIENT SCREWDRIVER, SCREWDRIVER, DRILL BIT, PLATE HOLDER AND POSITIONER, MODELLING PLIER) | DENTAL SUPPLIES (LABORATORY, IMPLANT AND MAXILLOFACIAL SURGERY) SUPPLEMENTARY
12654 | 4229330102000 | DISTRACTOR MANDIBULAR EXTRAORAL KIT, TITANIUM (PATIENT SCREWDRIVER, SCREWDRIVER, DRILL BIT, PLATE HOLDER AND POSITIONER, MODELLING PLIER) | DENTAL SUPPLIES (LABORATORY, IMPLANT AND MAXILLOFACIAL SURGERY) SUPPLEMENTARY
12655 | 4229330101500 | DISTRACTOR TITANIUM MICRO PLATE INTRAORAL DEVICE FOR VERTICAL ALVEOLAR RIDGE DISTRACTION MICRO PLATES AND SCREWS (5, 7, 9MM) , LENGTH O F DISTRACTOR (10-15MM) | DENTAL SUPPLIES (LABORATORY, IMPLANT AND MAXILLOFACIAL SURGERY) SUPPLEMENTARY
12656 | 4229330101300 | DISTRACTOR MIDFACE LEFORT THREE AND MONOBLOC RIGHT DEVICE | DENTAL SUPPLIES (LABORATORY, IMPLANT AND MAXILLOFACIAL SURGERY) SUPPLEMENTARY
12657 | 4215161204900 | TAYLOR SPINAL RETRACTOR, STAINLESS STEEL, 30X100MM APPROXIMATE | DENTAL SUPPLIES (LABORATORY, IMPLANT AND MAXILLOFACIAL SURGERY) SUPPLEMENTARY
12658 | 4215161426000 | BUR SURGICAL TUNGSTEN CARBIDE HP ROUND (US# 12) ISO# 500 - 104 - 001 - 001 - 006 | DENTAL SUPPLIES (LABORATORY, IMPLANT AND MAXILLOFACIAL SURGERY) SUPPLEMENTARY
12659 | 4215161204800 | SENN-MUELLER RETRACTOR, STAINLESS STEEL, 15CM APPROXIMATE, BLUNT/SHARP, BLADE SIZE: 20X7MM APPROXIMATE | DENTAL SUPPLIES (LABORATORY, IMPLANT AND MAXILLOFACIAL SURGERY) SUPPLEMENTARY
12660 | 4215161204600 | OBWEGESER SOFT TISSUE RETRACTORS, STAINLESS STEEL, (BENT UPWARDS), 22CM APPROXIMATE, WORKING END: LONG (65-80MM) | DENTAL SUPPLIES (LABORATORY, IMPLANT AND MAXILLOFACIAL SURGERY) SUPPLEMENTARY
12661 | 4215161204500 | OBWEGESER SOFT TISSUE RETRACTORS, STAINLESS STEEL, (BENT DOWNWARDS), 22CM APPROXIMATE, WORKING END: SHORT (15-25MM) | DENTAL SUPPLIES (LABORATORY, IMPLANT AND MAXILLOFACIAL SURGERY) SUPPLEMENTARY
12662 | 4215161204400 | OBWEGESER SOFT TISSUE RETRACTORS, STAINLESS STEEL, (BENT DOWNWARDS), 22CM APPROXIMATE, WORKING END: MEDIUM (30-60MM), | DENTAL SUPPLIES (LABORATORY, IMPLANT AND MAXILLOFACIAL SURGERY) SUPPLEMENTARY
12663 | 4215161204300 | OBWEGESER SOFT TISSUE RETRACTORS, STAINLESS STEEL, (BENT DOWNWARDS), 22CM APPROXIMATE, WORKING END: LONG (65-80MM) | DENTAL SUPPLIES (LABORATORY, IMPLANT AND MAXILLOFACIAL SURGERY) SUPPLEMENTARY
12664 | 4215161204200 | OBWEGESER RAMUS RETRACTOR (V-NOTCH), STAINLESS STEEL, SHARP, STRAIGHT, BLADE SIZE: 15X70MM, OVERALL LENGTH: 24CM APPROXIMATE | DENTAL SUPPLIES (LABORATORY, IMPLANT AND MAXILLOFACIAL SURGERY) SUPPLEMENTARY
12665 | 4215161204100 | OBWEGESER CHANNEL RETRACTOR, FOR MANDIBLE, 17CM APPROXIMATE, STAINLESS STEEL, WORKING END: 10MM | DENTAL SUPPLIES (LABORATORY, IMPLANT AND MAXILLOFACIAL SURGERY) SUPPLEMENTARY
12666 | 4215161204000 | OBWEGESER ABDOMINAL RETRACTORS, FOR ILIAC BONE HARVEST, STAINLESS STEEL, SIZE: 80MM, OVERALL LENGTH: 23MM APPROXIMATE | DENTAL SUPPLIES (LABORATORY, IMPLANT AND MAXILLOFACIAL SURGERY) SUPPLEMENTARY
12667 | 4215161203900 | MUNRO MANDIBULAR LATERAL RAMUS RETRACTOR, STAINLESS STEEL 30X80MM APPROXIMATE | DENTAL SUPPLIES (LABORATORY, IMPLANT AND MAXILLOFACIAL SURGERY) SUPPLEMENTARY
12668 | 4215161204700 | OBWEGESER SOFT TISSUE RETRACTORS, STAINLESS STEEL, (BENT UPWARDS), 22CM APPROXIMATE, WORKING END: MEDIUM (30-60MM), | DENTAL SUPPLIES (LABORATORY, IMPLANT AND MAXILLOFACIAL SURGERY) SUPPLEMENTARY
12669 | 4215161426100 | BUR SURGICAL TUNGSTEN CARBIDE HP ROUND (US#6) ISO# 500 - 104 - 001 - 001 - 018 | DENTAL SUPPLIES (LABORATORY, IMPLANT AND MAXILLOFACIAL SURGERY) SUPPLEMENTARY
12670 | 4215161426200 | BUR SURGICAL TUNGSTEN CARBIDE HP ROUND (US#8) ISO# 500 - 104 - 001 - 001 - 023 | DENTAL SUPPLIES (LABORATORY, IMPLANT AND MAXILLOFACIAL SURGERY) SUPPLEMENTARY
12671 | 4215161426300 | BUR SURGICAL TUNGSTEN CARBIDE HP TAPERED LONG FISSURE CROSSCUT (US# 700 L) ISO# 500 - 104 - 171 - 007 | DENTAL SUPPLIES (LABORATORY, IMPLANT AND MAXILLOFACIAL SURGERY) SUPPLEMENTARY
12672 | 4215161428100 | BUR ACRYLIC TRIMMER TUNGSTEN CARBIDE HP ISO# 500 - 104 - 194 - 223 - 070 | DENTAL SUPPLIES (LABORATORY, IMPLANT AND MAXILLOFACIAL SURGERY) SUPPLEMENTARY
12673 | 4215161428200 | BUR TUNGSTEN CARBIDE HP TAPERED ROUND CUTTER ISO# 500 - 104 - 196 - 190 - 014 | DENTAL SUPPLIES (LABORATORY, IMPLANT AND MAXILLOFACIAL SURGERY) SUPPLEMENTARY
12674 | 4215161428400 | BUR CARBIDE HP TAPERED ROUND END MEDIUM CUTTING SIZE 5 MM ISO# 500 - 104 - 199 - 141 - 023 | DENTAL SUPPLIES (LABORATORY, IMPLANT AND MAXILLOFACIAL SURGERY) SUPPLEMENTARY
12675 | 4215161428500 | BUR TUNGSTEN CARBIDE HP TAPERED FINE CUTTER ISO# 500 - 104 - 201 - 140 - 023 | DENTAL SUPPLIES (LABORATORY, IMPLANT AND MAXILLOFACIAL SURGERY) SUPPLEMENTARY
12676 | 4215161429000 | BUR TUNGSTEN CARBIDE HP COARSE CUTTER ISO# 500 - 104 - 274 - 192 - 060 | DENTAL SUPPLIES (LABORATORY, IMPLANT AND MAXILLOFACIAL SURGERY) SUPPLEMENTARY
12677 | 4215161429100 | BUR TUNGSTEN CARBIDE HP COARSE CUTTER ISO# 500 - 104 - 274 - 220 - 060 | DENTAL SUPPLIES (LABORATORY, IMPLANT AND MAXILLOFACIAL SURGERY) SUPPLEMENTARY
12678 | 4215161429300 | BUR TUNGSTEN CARBIDE HP EGG ROUND ISO# 500 - 104 - 277 - 072 - 014 | DENTAL SUPPLIES (LABORATORY, IMPLANT AND MAXILLOFACIAL SURGERY) SUPPLEMENTARY
12679 | 4215161429400 | BUR TUNGSTEN CARBIDE HP EGG SHAPE COARSE CUTTER ISO# 500 - 104 - 277 - 190 - 060 | DENTAL SUPPLIES (LABORATORY, IMPLANT AND MAXILLOFACIAL SURGERY) SUPPLEMENTARY
12680 | 4215161428000 | BUR ACRYLIC TRIMMER TUNGSTEN CARBIDE HP ISO# 500 - 104 - 194 - 223 - 060 | DENTAL SUPPLIES (LABORATORY, IMPLANT AND MAXILLOFACIAL SURGERY) SUPPLEMENTARY
12681 | 4215161429500 | BUR CARBIDE HP FISSURE ISO# 500 - 104 - 415 - 296 - 016 | DENTAL SUPPLIES (LABORATORY, IMPLANT AND MAXILLOFACIAL SURGERY) SUPPLEMENTARY
12682 | 4215246434400 | ANALOG, FOR BONE LEVEL DENTAL IMPLANT DIAMETER: ASSORTED | DENTAL SUPPLIES (LABORATORY, IMPLANT AND MAXILLOFACIAL SURGERY) SUPPLEMENTARY
12683 | 4215246434500 | ANALOG, FOR TISSUE LEVEL DENTAL IMPLANT DIAMETER: ASSORTED | DENTAL SUPPLIES (LABORATORY, IMPLANT AND MAXILLOFACIAL SURGERY) SUPPLEMENTARY
12684 | 4215246434600 | BONE LEVEL TITANIUM DENTAL IMPLANT - TAPERED SURFACE: BIOACTIVE ROUGH DIAMETER : ASSORTED LENGTH :ASSORTED LENGTH | DENTAL SUPPLIES (LABORATORY, IMPLANT AND MAXILLOFACIAL SURGERY) SUPPLEMENTARY
12685 | 4215246434700 | BONE LEVEL TITANIUM DENTAL IMPLANT -STRAIGHT SURFACE: BIOACTIVE ROUGH DIAMETER : ASSORTED LENGTH :ASSORTED LENGTH | DENTAL SUPPLIES (LABORATORY, IMPLANT AND MAXILLOFACIAL SURGERY) SUPPLEMENTARY
12686 | 4215246434800 | COUNTERSINK/PILOT DRILL, FOR DENTAL IMPLANT, SEMI-REUSABLE, ASSORTED LENGTH AND DIAMETER | DENTAL SUPPLIES (LABORATORY, IMPLANT AND MAXILLOFACIAL SURGERY) SUPPLEMENTARY
12687 | 4215246434900 | COVER SCREW, FOR BONE LEVEL DENTAL IMPLANT,TITANIUM OR TITANIUM ALLOY DIAMETER: ASSORTED | DENTAL SUPPLIES (LABORATORY, IMPLANT AND MAXILLOFACIAL SURGERY) SUPPLEMENTARY
12688 | 4215246435000 | COVER SCREW, FOR TISSUE LEVEL DENTAL IMPLANT,TITANIUM OR TITANIUM ALLOY DIAMETER: ASSORTED | DENTAL SUPPLIES (LABORATORY, IMPLANT AND MAXILLOFACIAL SURGERY) SUPPLEMENTARY
12689 | 4215246435100 | DEPTH ADJUSTMENT DRILL, FOR DENTAL IMPLANT, SEMI-REUSABLE, ASSORTED LENGTH AND DIAMETER | DENTAL SUPPLIES (LABORATORY, IMPLANT AND MAXILLOFACIAL SURGERY) SUPPLEMENTARY
12690 | 4215246434300 | ANALOG (REPLICA) FOR MULTIUNIT ZYGOMATIC IMPLANT TECHNIQUE : ASSORTED ANALOG LEVEL : ASSORTED | DENTAL SUPPLIES (LABORATORY, IMPLANT AND MAXILLOFACIAL SURGERY) SUPPLEMENTARY
12691 | 4215242504400 | BIOCOMPATIBLE DENTAL PHOTO RESIN WITH CURING WAVELENGTH 380-405NM FOR TRY-IN/IN DIFFERENT SHADES, 1-2 LITER - COMPATIBLE WITH HOSPITAL MACHINE | DENTAL SUPPLIES (LABORATORY, IMPLANT AND MAXILLOFACIAL SURGERY) SUPPLEMENTARY
12692 | 4215161427900 | BUR TUNGSTEN CARBIDE HP BUD SHAPE CUTTER ISO# 500 - 104 - 194 - 223 - 050 | DENTAL SUPPLIES (LABORATORY, IMPLANT AND MAXILLOFACIAL SURGERY) SUPPLEMENTARY
12693 | 4215161427700 | BUR TUNGSTEN CARBIDE HP LONG TAPERED ROUND ENDED COARSE CUTTER ISO# 500 - 104 - 194 - 192 - 023 | DENTAL SUPPLIES (LABORATORY, IMPLANT AND MAXILLOFACIAL SURGERY) SUPPLEMENTARY
12694 | 4215161426400 | BUR TUNGSTEN CARBIDE HP ROUND ISO# 500 - 104 - 001 - 190 - 014 | DENTAL SUPPLIES (LABORATORY, IMPLANT AND MAXILLOFACIAL SURGERY) SUPPLEMENTARY
12695 | 4215245800400 | DIE STONE SEPARATOR MEDIUM FOR PINDIX | DENTAL SUPPLIES (LABORATORY, IMPLANT AND MAXILLOFACIAL SURGERY) SUPPLEMENTARY
12696 | 4215245800500 | DIE SPACER, 3 - 4 DIFFERENT GAUGES AND THINNER | DENTAL SUPPLIES (LABORATORY, IMPLANT AND MAXILLOFACIAL SURGERY) SUPPLEMENTARY
12697 | 4215245800600 | DIE SPACER SILVER + THINNER | DENTAL SUPPLIES (LABORATORY, IMPLANT AND MAXILLOFACIAL SURGERY) SUPPLEMENTARY
12698 | 4215245800700 | DIE SPACER GOLDEN + THINNER | DENTAL SUPPLIES (LABORATORY, IMPLANT AND MAXILLOFACIAL SURGERY) SUPPLEMENTARY
12699 | 4215161426500 | BUR CARBIDE HP ROUND 2.3 MM ISO# 500 - 104 - 001 - 190 - 023 | DENTAL SUPPLIES (LABORATORY, IMPLANT AND MAXILLOFACIAL SURGERY) SUPPLEMENTARY
12700 | 4215161426600 | BUR CARBIDE HP ROUND 1 MM ISO# 500 - 104 - 001 - 291 - 010 | DENTAL SUPPLIES (LABORATORY, IMPLANT AND MAXILLOFACIAL SURGERY) SUPPLEMENTARY
12701 | 4215161426700 | BUR CARBIDE HP ROUND 1.8 MM ISO# 500 - 104 - 001 - 291 - 018 | DENTAL SUPPLIES (LABORATORY, IMPLANT AND MAXILLOFACIAL SURGERY) SUPPLEMENTARY
12702 | 4215161427800 | BUR TUNGSTEN CARBIDE HP COARSE CUTTER ISO# 500 - 104 - 194 - 220 - 070 | DENTAL SUPPLIES (LABORATORY, IMPLANT AND MAXILLOFACIAL SURGERY) SUPPLEMENTARY
12703 | 4215246300600 | STICKY WAX ROD | DENTAL SUPPLIES (LABORATORY, IMPLANT AND MAXILLOFACIAL SURGERY) SUPPLEMENTARY
12704 | 4215246300800 | UNDERCUT WAX MATERIAL | DENTAL SUPPLIES (LABORATORY, IMPLANT AND MAXILLOFACIAL SURGERY) SUPPLEMENTARY
12705 | 4215161426900 | BUR TUNGSTEN CARBIDE HP TAPERED SIZE 010 ISO# 500 - 104 - 168 - 007 - 010 | DENTAL SUPPLIES (LABORATORY, IMPLANT AND MAXILLOFACIAL SURGERY) SUPPLEMENTARY
12706 | 4215161427200 | BUR CARBIDE HP TAPER ISO# 500 - 104 - 194 - 140 - 023 | DENTAL SUPPLIES (LABORATORY, IMPLANT AND MAXILLOFACIAL SURGERY) SUPPLEMENTARY
12707 | 4215161427300 | BUR TUNGSTEN CARBIDE HP TAPERED ROUND FINE CUTTER SIZE 040 ISO# 500 - 104 - 194 - 142 - 040 | DENTAL SUPPLIES (LABORATORY, IMPLANT AND MAXILLOFACIAL SURGERY) SUPPLEMENTARY
12708 | 4215246432600 | PROSTHETIC KIT CONTAIN RATCHET SCREWDRIVER - ASSORTED SIZE COMPATIBLE WITH EACH HOSPITAL SYSTEM | DENTAL SUPPLIES (LABORATORY, IMPLANT AND MAXILLOFACIAL SURGERY) SUPPLEMENTARY
12709 | 4215161427400 | BUR ACRYLIC TUNGSTEN CARBIDE STANDARD BUR PLAIN CUT ISO# 500 - 104 - 194 - 190 - 023 | DENTAL SUPPLIES (LABORATORY, IMPLANT AND MAXILLOFACIAL SURGERY) SUPPLEMENTARY
12710 | 4215161427500 | BUR CARBIDE HP TAPERED ROUND END MEDIUM CUTTING SIZE 5 MM ISO# 500 - 104 - 194 - 190 - 050 | DENTAL SUPPLIES (LABORATORY, IMPLANT AND MAXILLOFACIAL SURGERY) SUPPLEMENTARY
12711 | 4215161427600 | BUR ACRYLIC TUNGSTEN CARBIDE STANDARD TAPERED ROUND CROSS CUT COARSE ISO# 500 - 104 - 194 - 190 - 060 | DENTAL SUPPLIES (LABORATORY, IMPLANT AND MAXILLOFACIAL SURGERY) SUPPLEMENTARY
12712 | 4215246300700 | DIPPING WAX SHREDDED APPROX. 150 - 200 G | DENTAL SUPPLIES (LABORATORY, IMPLANT AND MAXILLOFACIAL SURGERY) SUPPLEMENTARY
12713 | 4215242504300 | BIOCOMPATIBLE DENTAL PHOTO RESIN WITH CURING WAVELENGTH 380-405NM FOR LONG-TERM TEMPORARIES IN DIFFERENT SHADES, 1-2 LITER - COMPATIBLE WITH HOSPITAL MACHINE | DENTAL SUPPLIES (LABORATORY, IMPLANT AND MAXILLOFACIAL SURGERY) SUPPLEMENTARY
12714 | 4215161030600 | WAX NATURAL BADGE COLOR | DENTAL SUPPLIES (LABORATORY, IMPLANT AND MAXILLOFACIAL SURGERY) SUPPLEMENTARY
12715 | 4215161021500 | BLOCK FOR COMPOSITE RESIN CAD LT, SIZE C14, SHADE A2, COMPATIBLE WITH EACH HOSPITAL CONNECTOR | DENTAL SUPPLIES (LABORATORY, IMPLANT AND MAXILLOFACIAL SURGERY) SUPPLEMENTARY
12716 | 4215241602600 | INGOTS GLASS-CERAMIC 'LITHIUM DISILICATE' PRESS LT (LOW TRANSLUCENCY) SHADE B1 | DENTAL SUPPLIES (LABORATORY, IMPLANT AND MAXILLOFACIAL SURGERY) SUPPLEMENTARY
12717 | 4215241602500 | INGOTS GLASS-CERAMIC 'LITHIUM DISILICATE' PRESS LT (LOW TRANSLUCENCY) SHADE A2 | DENTAL SUPPLIES (LABORATORY, IMPLANT AND MAXILLOFACIAL SURGERY) SUPPLEMENTARY
12718 | 4215241602400 | INGOTS GLASS-CERAMIC 'LITHIUM DISILICATE' PRESS LT (LOW TRANSLUCENCY) SHADE A1 | DENTAL SUPPLIES (LABORATORY, IMPLANT AND MAXILLOFACIAL SURGERY) SUPPLEMENTARY
12719 | 4215241601700 | DENTAL CAD TI5 (TITANIUM ALLOY) Ø98.5/ 8 MM- COMPATIBLE WITH HOSPITAL MACHINE | DENTAL SUPPLIES (LABORATORY, IMPLANT AND MAXILLOFACIAL SURGERY) SUPPLEMENTARY
12720 | 4215241601600 | DENTAL CAD TI5 (TITANIUM ALLOY) Ø98.5/ 20 MM- COMPATIBLE WITH HOSPITAL MACHINE | DENTAL SUPPLIES (LABORATORY, IMPLANT AND MAXILLOFACIAL SURGERY) SUPPLEMENTARY
12721 | 4215241601500 | DENTAL CAD TI5 (TITANIUM ALLOY) Ø98.5/ 18 MM- COMPATIBLE WITH HOSPITAL MACHINE | DENTAL SUPPLIES (LABORATORY, IMPLANT AND MAXILLOFACIAL SURGERY) SUPPLEMENTARY
12722 | 4215241601400 | DENTAL CAD TI5 (TITANIUM ALLOY) Ø98.5/ 15 MM- COMPATIBLE WITH HOSPITAL MACHINE | DENTAL SUPPLIES (LABORATORY, IMPLANT AND MAXILLOFACIAL SURGERY) SUPPLEMENTARY
12723 | 4215241601300 | DENTAL CAD TI5 (TITANIUM ALLOY) Ø98.5/ 13.5 MM- COMPATIBLE WITH HOSPITAL MACHINE | DENTAL SUPPLIES (LABORATORY, IMPLANT AND MAXILLOFACIAL SURGERY) SUPPLEMENTARY
12724 | 4215241601200 | DENTAL CAD TI5 (TITANIUM ALLOY) Ø98.5/ 12 MM- COMPATIBLE WITH HOSPITAL MACHINE | DENTAL SUPPLIES (LABORATORY, IMPLANT AND MAXILLOFACIAL SURGERY) SUPPLEMENTARY
12725 | 4215241601100 | DENTAL CAD TI5 (TITANIUM ALLOY) Ø98.5/ 10 MM- COMPATIBLE WITH HOSPITAL MACHINE | DENTAL SUPPLIES (LABORATORY, IMPLANT AND MAXILLOFACIAL SURGERY) SUPPLEMENTARY
12726 | 4215241600700 | DENTAL CAD COCR4 (COBALT CHROMIUM) Ø98.5/ 24.5 MM- COMPATIBLE WITH HOSPITAL MACHINE | DENTAL SUPPLIES (LABORATORY, IMPLANT AND MAXILLOFACIAL SURGERY) SUPPLEMENTARY
12727 | 4215241600600 | DENTAL CAD COCR4 (COBALT CHROMIUM) Ø98.5/ 18 MM- COMPATIBLE WITH HOSPITAL MACHINE | DENTAL SUPPLIES (LABORATORY, IMPLANT AND MAXILLOFACIAL SURGERY) SUPPLEMENTARY
12728 | 4215241600500 | DENTAL CAD COCR4 (COBALT CHROMIUM) Ø98.5/ 13.5 MM- COMPATIBLE WITH HOSPITAL MACHINE | DENTAL SUPPLIES (LABORATORY, IMPLANT AND MAXILLOFACIAL SURGERY) SUPPLEMENTARY
12729 | 4215241600400 | DENTAL CAD COCR4 (COBALT CHROMIUM) Ø98.5/ 10 MM- COMPATIBLE WITH HOSPITAL MACHINE | DENTAL SUPPLIES (LABORATORY, IMPLANT AND MAXILLOFACIAL SURGERY) SUPPLEMENTARY
12730 | 4215241597800 | BLOCK FOR ALL CERAMIC GLASS-CERAMIC LITHIUM DISILICATE (LS2) CAD MT (MEDIUM TRANSLUCENCY) SIZE C14, SHADE B1,COMPATIBLE WITH EACH HOSPITAL CONNECTOR | DENTAL SUPPLIES (LABORATORY, IMPLANT AND MAXILLOFACIAL SURGERY) SUPPLEMENTARY
12731 | 4215241597600 | BLOCK FOR ALL CERAMIC GLASS-CERAMIC LITHIUM DISILICATE (LS2) CAD MT (MEDIUM TRANSLUCENCY) SIZE C14, SHADE A3,COMPATIBLE WITH EACH HOSPITAL CONNECTOR | DENTAL SUPPLIES (LABORATORY, IMPLANT AND MAXILLOFACIAL SURGERY) SUPPLEMENTARY
12732 | 4215247900100 | CHROME COBALT ALLOY, NICKEL AND BERYLLIUM FREE, 1 KG | DENTAL SUPPLIES (LABORATORY, IMPLANT AND MAXILLOFACIAL SURGERY) SUPPLEMENTARY
12733 | 4215241602700 | INGOTS GLASS-CERAMIC 'LITHIUM DISILICATE' PRESS LT (LOW TRANSLUCENCY) SHADE B2 | DENTAL SUPPLIES (LABORATORY, IMPLANT AND MAXILLOFACIAL SURGERY) SUPPLEMENTARY
12734 | 4215241602800 | INGOTS GLASS-CERAMIC 'LITHIUM DISILICATE' PRESS LT (LOW TRANSLUCENCY) SHADE D2 | DENTAL SUPPLIES (LABORATORY, IMPLANT AND MAXILLOFACIAL SURGERY) SUPPLEMENTARY
12735 | 4215161443300 | BUR DIAMOND HP FINE TAPERED ROUND ISO# 806 - 104 - 199 - 524 - 016 | DENTAL SUPPLIES (LABORATORY, IMPLANT AND MAXILLOFACIAL SURGERY) SUPPLEMENTARY
12736 | 4215224000600 | PHOTO RESIN PRINTING TRAY COMPATIBLE WITH HOSPITAL MACHINE | DENTAL SUPPLIES (LABORATORY, IMPLANT AND MAXILLOFACIAL SURGERY) SUPPLEMENTARY
12737 | 4215161440800 | BUR STONE HP GREEN COLOR CYLINDER SIZE 5 MM ISO# 655 - 104 - 107 - 523 - 050 | DENTAL SUPPLIES (LABORATORY, IMPLANT AND MAXILLOFACIAL SURGERY) SUPPLEMENTARY
12738 | 4215150500400 | CERAMIC ETCHING GEL ASSORTMENT FOR METAL FREE CERAMIC SYSTEM CONTAINS: 1X5ML GEL, 1X30G NEUTRALIZING POWDER, 1X1 DOSING SCOOP | DENTAL SUPPLIES (LABORATORY, IMPLANT AND MAXILLOFACIAL SURGERY) SUPPLEMENTARY
12739 | 4215161441100 | BUR POLISHER ACRYLIC DENTURE BULLET MEDIUM GRIT BLACK OR GRAY SILICONE | DENTAL SUPPLIES (LABORATORY, IMPLANT AND MAXILLOFACIAL SURGERY) SUPPLEMENTARY
12740 | 4215161441200 | BUR POLISHER POINT HP RUBBER GREEN ISO# 658 - 104 - 243 - 503 - 055 | DENTAL SUPPLIES (LABORATORY, IMPLANT AND MAXILLOFACIAL SURGERY) SUPPLEMENTARY
12741 | 4215161441300 | BUR POLISHER MINI POINT HP RUBBER BROWN ISO# 658 - 104 - 243 - 513 - 030 | DENTAL SUPPLIES (LABORATORY, IMPLANT AND MAXILLOFACIAL SURGERY) SUPPLEMENTARY
12742 | 4215161441400 | BUR POLISHER FOR ACRYLIC MOUNTED BULLET SILICONE GREY MEDIUM GRIT ISO# 658 - 104 - 243 - 534 - 110 | DENTAL SUPPLIES (LABORATORY, IMPLANT AND MAXILLOFACIAL SURGERY) SUPPLEMENTARY
12743 | 4215241604900 | INGOTS GLASS-CERAMIC 'LITHIUM DISILICATE' PRESS LT (LOW TRANSLUCENCY) SHADE D4 | DENTAL SUPPLIES (LABORATORY, IMPLANT AND MAXILLOFACIAL SURGERY) SUPPLEMENTARY
12744 | 4215241604800 | INGOTS GLASS-CERAMIC 'LITHIUM DISILICATE' PRESS LT (LOW TRANSLUCENCY) SHADE C4 | DENTAL SUPPLIES (LABORATORY, IMPLANT AND MAXILLOFACIAL SURGERY) SUPPLEMENTARY
12745 | 4215241597500 | BLOCK FOR ALL CERAMIC GLASS-CERAMIC LITHIUM DISILICATE (LS2) CAD MT (MEDIUM TRANSLUCENCY) SIZE C14, SHADE A2,COMPATIBLE WITH EACH HOSPITAL CONNECTOR | DENTAL SUPPLIES (LABORATORY, IMPLANT AND MAXILLOFACIAL SURGERY) SUPPLEMENTARY
12746 | 4215161442000 | BUR POLISHER ACRYLIC DENTURE BUD SILICONE COARSE GRIT GREEN | DENTAL SUPPLIES (LABORATORY, IMPLANT AND MAXILLOFACIAL SURGERY) SUPPLEMENTARY
12747 | 4215241604700 | INGOTS GLASS-CERAMIC 'LITHIUM DISILICATE' PRESS LT (LOW TRANSLUCENCY) SHADE C3 | DENTAL SUPPLIES (LABORATORY, IMPLANT AND MAXILLOFACIAL SURGERY) SUPPLEMENTARY
12748 | 4215241604600 | INGOTS GLASS-CERAMIC 'LITHIUM DISILICATE' PRESS LT (LOW TRANSLUCENCY) SHADE C1 | DENTAL SUPPLIES (LABORATORY, IMPLANT AND MAXILLOFACIAL SURGERY) SUPPLEMENTARY
12749 | 4215241604500 | INGOTS GLASS-CERAMIC 'LITHIUM DISILICATE' PRESS LT (LOW TRANSLUCENCY) SHADE BL3 | DENTAL SUPPLIES (LABORATORY, IMPLANT AND MAXILLOFACIAL SURGERY) SUPPLEMENTARY
12750 | 4215241604400 | INGOTS GLASS-CERAMIC 'LITHIUM DISILICATE' PRESS LT (LOW TRANSLUCENCY) SHADE BL1 | DENTAL SUPPLIES (LABORATORY, IMPLANT AND MAXILLOFACIAL SURGERY) SUPPLEMENTARY
12751 | 4215241604300 | INGOTS GLASS-CERAMIC 'LITHIUM DISILICATE' PRESS LT (LOW TRANSLUCENCY) SHADE B4 | DENTAL SUPPLIES (LABORATORY, IMPLANT AND MAXILLOFACIAL SURGERY) SUPPLEMENTARY
12752 | 4215241604200 | INGOTS GLASS-CERAMIC 'LITHIUM DISILICATE' PRESS LT (LOW TRANSLUCENCY) SHADE B3 | DENTAL SUPPLIES (LABORATORY, IMPLANT AND MAXILLOFACIAL SURGERY) SUPPLEMENTARY
12753 | 4215161442900 | BUR DIAMOND HP ROUND ISO# 806 - 104 - 001 - 514 - 014 | DENTAL SUPPLIES (LABORATORY, IMPLANT AND MAXILLOFACIAL SURGERY) SUPPLEMENTARY
12754 | 4215241604100 | INGOTS GLASS-CERAMIC 'LITHIUM DISILICATE' PRESS LT (LOW TRANSLUCENCY)SHADE A4 | DENTAL SUPPLIES (LABORATORY, IMPLANT AND MAXILLOFACIAL SURGERY) SUPPLEMENTARY
12755 | 4215161442100 | BUR POLISHER ACRYLIC DENTURE BULLET SILICONE FINE GRIT | DENTAL SUPPLIES (LABORATORY, IMPLANT AND MAXILLOFACIAL SURGERY) SUPPLEMENTARY
12756 | 4215247900400 | NON - PRECIOUS ALLOY FOR METAL TO CERAMIC WORK, BERYLLIUM FREE 1 KG | DENTAL SUPPLIES (LABORATORY, IMPLANT AND MAXILLOFACIAL SURGERY) SUPPLEMENTARY
12757 | 4215247900500 | BLASTING MATERIAL ALUMINUM OXIDE ABRASIVE ALLOYS, PARTICLE SIZE 50 MICRONS, APPROXIMATELY 8KG | DENTAL SUPPLIES (LABORATORY, IMPLANT AND MAXILLOFACIAL SURGERY) SUPPLEMENTARY
12758 | 4215241597400 | BLOCK FOR ALL CERAMIC GLASS-CERAMIC LITHIUM DISILICATE (LS2) CAD MT (MEDIUM TRANSLUCENCY) SIZE C14, SHADE A1 ,COMPATIBLE WITH EACH HOSPITAL CONNECTOR | DENTAL SUPPLIES (LABORATORY, IMPLANT AND MAXILLOFACIAL SURGERY) SUPPLEMENTARY
12759 | 4215248200600 | INVESTMENT FOR CASTING PRECIOUS METAL, 100 - 180 G/PKG, GYPSUM BONDED, POWDER WITH LIQUID | DENTAL SUPPLIES (LABORATORY, IMPLANT AND MAXILLOFACIAL SURGERY) SUPPLEMENTARY
12760 | 4215241591800 | BLOCK FOR ALL CERAMIC GLASS-CERAMIC LITHIUM DISILICATE (LS2) CAD LT (LOW TRANSLUCENCY) SIZE B32, SHADE B1, COMPATIBLE WITH EACH HOSPITAL CONNECTOR | DENTAL SUPPLIES (LABORATORY, IMPLANT AND MAXILLOFACIAL SURGERY) SUPPLEMENTARY
12761 | 4215241591600 | BLOCK FOR ALL CERAMIC GLASS-CERAMIC LITHIUM DISILICATE (LS2) CAD LT (LOW TRANSLUCENCY) SIZE B32, SHADE A3, COMPATIBLE WITH EACH HOSPITAL CONNECTOR | DENTAL SUPPLIES (LABORATORY, IMPLANT AND MAXILLOFACIAL SURGERY) SUPPLEMENTARY
12762 | 4215241591500 | BLOCK FOR ALL CERAMIC GLASS-CERAMIC LITHIUM DISILICATE (LS2) CAD LT (LOW TRANSLUCENCY) SIZE B32, SHADE A2, COMPATIBLE WITH EACH HOSPITAL CONNECTOR | DENTAL SUPPLIES (LABORATORY, IMPLANT AND MAXILLOFACIAL SURGERY) SUPPLEMENTARY
12763 | 4215241591400 | BLOCK FOR ALL CERAMIC GLASS-CERAMIC LITHIUM DISILICATE (LS2) CAD LT (LOW TRANSLUCENCY) SIZE B32, SHADE A1,COMPATIBLE WITH EACH HOSPITAL CONNECTOR | DENTAL SUPPLIES (LABORATORY, IMPLANT AND MAXILLOFACIAL SURGERY) SUPPLEMENTARY
12764 | 4215161452500 | BUR ACRYLIC POLISHER WHITE HP #9627 | DENTAL SUPPLIES (LABORATORY, IMPLANT AND MAXILLOFACIAL SURGERY) SUPPLEMENTARY
12765 | 4215161452600 | MANDREL HP WOOL WHEEL DIAMETER 2 - 2.5 CM MOUNTED ON HP 12 MANDRELSPACKAGE | DENTAL SUPPLIES (LABORATORY, IMPLANT AND MAXILLOFACIAL SURGERY) SUPPLEMENTARY
12766 | 4215161453200 | BUR ACRYLIC TUNGSTEN CARBIDE STANDARD TAPERED ROUND METAL TRIMMING FINE SIZE 060 | DENTAL SUPPLIES (LABORATORY, IMPLANT AND MAXILLOFACIAL SURGERY) SUPPLEMENTARY
12767 | 4215248200100 | FINE INVESTMENT FOR CHROME COBALT WITH LIQUID | DENTAL SUPPLIES (LABORATORY, IMPLANT AND MAXILLOFACIAL SURGERY) SUPPLEMENTARY
12768 | 4215161453800 | BUR ACRYLIC FLAME SHAPE SIZE LARGE | DENTAL SUPPLIES (LABORATORY, IMPLANT AND MAXILLOFACIAL SURGERY) SUPPLEMENTARY
12769 | 4215161454100 | BUR ACRYLIC FLAME SHAPE SIZE SMALL | DENTAL SUPPLIES (LABORATORY, IMPLANT AND MAXILLOFACIAL SURGERY) SUPPLEMENTARY
12770 | 4215161454200 | BUR ACRYLIC CYLINDER SIZE SMALL | DENTAL SUPPLIES (LABORATORY, IMPLANT AND MAXILLOFACIAL SURGERY) SUPPLEMENTARY
12771 | 4215161454400 | BUR CARBIDE HP ROUND 1.4 MM ISO# 500 - 104 - 001 - 291 - 014 | DENTAL SUPPLIES (LABORATORY, IMPLANT AND MAXILLOFACIAL SURGERY) SUPPLEMENTARY
12772 | 4215161454700 | BUR DIAMOND HP TAPERED FLAT END MEDIUM COARSE SIZE 1.8 MM ISO# 806 - 104 - 171 - 524 - 018 | DENTAL SUPPLIES (LABORATORY, IMPLANT AND MAXILLOFACIAL SURGERY) SUPPLEMENTARY
12773 | 4215241531500 | METAL FREE CERAMIC STARTER KIT, INCLUDING UNIVERSAL SHADE AND CHARACTERISTIC | DENTAL SUPPLIES (LABORATORY, IMPLANT AND MAXILLOFACIAL SURGERY) SUPPLEMENTARY
12774 | 4215241504300 | UNIVERSAL PORCELAIN COLOR STAIN AND GLAZE SYSTEM KIT | DENTAL SUPPLIES (LABORATORY, IMPLANT AND MAXILLOFACIAL SURGERY) SUPPLEMENTARY
12775 | 4215241209400 | ROUND SPRUE WAX, 5.0 MM DIAMETER, SPOOL OF 250 - 300 G | DENTAL SUPPLIES (LABORATORY, IMPLANT AND MAXILLOFACIAL SURGERY) SUPPLEMENTARY
12776 | 4215248400500 | ACRYLIC TEETH KIT WHICH CONSISTS OF 315 SETS, EACH SET CONTAINS 28 TEETH (6 UPPER, 6 LOWER ANTERIOR, 8 UPPER AND 8 LOWER POSTERIOR T EETH). EACH KIT IS TO BE SUPPLIED AS FOLLOWS: 105 SETS-SHADE A2, 105 SETS-SHADE A3, 75 SETS- SHADE B2, 15 SETS-SHADE A1, 15 SETS-SHA DE C3.EACH SHADE GROUP IS TO BE SUPPLIED IN THREE MOULD (SQUARE, OVOID AND TAPER IN EQUAL AMOUNT). EACH MOULD GROUP IS TO BE SUPPLIE D AS FOLLOWS: 60% NORMAL SIZE MOULD, 20% SMALL SIZE MOULD, 20% LARGE SIZE MOULD SAMPLE OF EACH SHADE, MOULD AND SIZE IS TO BE PROVID ED ONE SHADE GUIDE FOR EVERY 3 KITS. QUALITY: MULTI-LAYER (3-4), CROSS LINK HIGH STRENGTH ACRYLIC MATERIAL | DENTAL SUPPLIES (LABORATORY, IMPLANT AND MAXILLOFACIAL SURGERY) SUPPLEMENTARY
12777 | 4215161454000 | BUR ACRYLIC TAPERED SIZE SMALL | DENTAL SUPPLIES (LABORATORY, IMPLANT AND MAXILLOFACIAL SURGERY) SUPPLEMENTARY
12778 | 4215161439300 | BUR STONE HP GREEN COLOR CYLINDER SIZE 3 MM ISO# 655 - 204 - 107 - 523 - 030 | DENTAL SUPPLIES (LABORATORY, IMPLANT AND MAXILLOFACIAL SURGERY) SUPPLEMENTARY
12779 | 4215241591900 | BLOCK FOR ALL CERAMIC GLASS-CERAMIC LITHIUM DISILICATE (LS2) CAD LT (LOW TRANSLUCENCY) SIZE B32, SHADE B2, COMPATIBLE WITH EACH HOSPITAL CONNECTOR | DENTAL SUPPLIES (LABORATORY, IMPLANT AND MAXILLOFACIAL SURGERY) SUPPLEMENTARY
12780 | 4215241592300 | BLOCK FOR ALL CERAMIC GLASS-CERAMIC LITHIUM DISILICATE (LS2) CAD LT (LOW TRANSLUCENCY) SIZE B32, SHADE C2, COMPATIBLE WITH EACH HOSPITAL CONNECTOR | DENTAL SUPPLIES (LABORATORY, IMPLANT AND MAXILLOFACIAL SURGERY) SUPPLEMENTARY
12781 | 4215241595800 | BLOCK FOR ALL CERAMIC GLASS-CERAMIC LITHIUM DISILICATE (LS2) CAD LT (LOW TRANSLUCENCY) SIZE I12, SHADE D4, COMPATIBLE WITH EACH HOSPITAL CONNECTOR | DENTAL SUPPLIES (LABORATORY, IMPLANT AND MAXILLOFACIAL SURGERY) SUPPLEMENTARY
12782 | 4215241595700 | BLOCK FOR ALL CERAMIC GLASS-CERAMIC LITHIUM DISILICATE (LS2) CAD LT (LOW TRANSLUCENCY) SIZE I12, SHADE D3, COMPATIBLE WITH EACH HOSPITAL CONNECTOR | DENTAL SUPPLIES (LABORATORY, IMPLANT AND MAXILLOFACIAL SURGERY) SUPPLEMENTARY
12783 | 4215241595600 | BLOCK FOR ALL CERAMIC GLASS-CERAMIC LITHIUM DISILICATE (LS2) CAD LT (LOW TRANSLUCENCY) SIZE I12, SHADE D2, COMPATIBLE WITH EACH HOSPITAL CONNECTOR | DENTAL SUPPLIES (LABORATORY, IMPLANT AND MAXILLOFACIAL SURGERY) SUPPLEMENTARY
12784 | 4215241595500 | BLOCK FOR ALL CERAMIC GLASS-CERAMIC LITHIUM DISILICATE (LS2) CAD LT (LOW TRANSLUCENCY) SIZE I12, SHADE C4, COMPATIBLE WITH EACH HOSPITAL CONNECTOR | DENTAL SUPPLIES (LABORATORY, IMPLANT AND MAXILLOFACIAL SURGERY) SUPPLEMENTARY
12785 | 4215241595400 | BLOCK FOR ALL CERAMIC GLASS-CERAMIC LITHIUM DISILICATE (LS2) CAD LT (LOW TRANSLUCENCY) SIZE I12, SHADE C3, COMPATIBLE WITH EACH HOSPITAL CONNECTOR | DENTAL SUPPLIES (LABORATORY, IMPLANT AND MAXILLOFACIAL SURGERY) SUPPLEMENTARY
12786 | 4215241595300 | BLOCK FOR ALL CERAMIC GLASS-CERAMIC LITHIUM DISILICATE (LS2) CAD LT (LOW TRANSLUCENCY) SIZE I12, SHADE C2, COMPATIBLE WITH EACH HOSPITAL CONNECTOR | DENTAL SUPPLIES (LABORATORY, IMPLANT AND MAXILLOFACIAL SURGERY) SUPPLEMENTARY
12787 | 4215241595200 | BLOCK FOR ALL CERAMIC GLASS-CERAMIC LITHIUM DISILICATE (LS2) CAD LT (LOW TRANSLUCENCY) SIZE I12, SHADE C1 ,COMPATIBLE WITH EACH HOSPITAL CONNECTOR | DENTAL SUPPLIES (LABORATORY, IMPLANT AND MAXILLOFACIAL SURGERY) SUPPLEMENTARY
12788 | 4215241595100 | BLOCK FOR ALL CERAMIC GLASS-CERAMIC LITHIUM DISILICATE (LS2) CAD LT (LOW TRANSLUCENCY) SIZE I12, SHADE B4 ,COMPATIBLE WITH EACH HOSPITAL CONNECTOR | DENTAL SUPPLIES (LABORATORY, IMPLANT AND MAXILLOFACIAL SURGERY) SUPPLEMENTARY
12789 | 4215241592200 | BLOCK FOR ALL CERAMIC GLASS-CERAMIC LITHIUM DISILICATE (LS2) CAD LT (LOW TRANSLUCENCY) SIZE B32, SHADE C1, COMPATIBLE WITH EACH HOSPITAL CONNECTOR | DENTAL SUPPLIES (LABORATORY, IMPLANT AND MAXILLOFACIAL SURGERY) SUPPLEMENTARY
12790 | 4215248002400 | DENTAL LAB PUTTY ACTIVATOR/ CATALYST PASTE | DENTAL SUPPLIES (LABORATORY, IMPLANT AND MAXILLOFACIAL SURGERY) SUPPLEMENTARY
12791 | 4215241595000 | BLOCK FOR ALL CERAMIC GLASS-CERAMIC LITHIUM DISILICATE (LS2) CAD LT (LOW TRANSLUCENCY) SIZE I12, SHADE B3 ,COMPATIBLE WITH EACH HOSPITAL CONNECTOR | DENTAL SUPPLIES (LABORATORY, IMPLANT AND MAXILLOFACIAL SURGERY) SUPPLEMENTARY
12792 | 4215241594900 | BLOCK FOR ALL CERAMIC GLASS-CERAMIC LITHIUM DISILICATE (LS2) CAD LT (LOW TRANSLUCENCY) SIZE I12, SHADE B2 ,COMPATIBLE WITH EACH HOSPITAL CONNECTOR | DENTAL SUPPLIES (LABORATORY, IMPLANT AND MAXILLOFACIAL SURGERY) SUPPLEMENTARY
12793 | 4215241594800 | BLOCK FOR ALL CERAMIC GLASS-CERAMIC LITHIUM DISILICATE (LS2) CAD LT (LOW TRANSLUCENCY) SIZE I12, SHADE B1 ,COMPATIBLE WITH EACH HOSPITAL CONNECTOR | DENTAL SUPPLIES (LABORATORY, IMPLANT AND MAXILLOFACIAL SURGERY) SUPPLEMENTARY
12794 | 4215241594700 | BLOCK FOR ALL CERAMIC GLASS-CERAMIC LITHIUM DISILICATE (LS2) CAD LT (LOW TRANSLUCENCY) SIZE I12, SHADE A4 ,COMPATIBLE WITH EACH HOSPITAL CONNECTOR | DENTAL SUPPLIES (LABORATORY, IMPLANT AND MAXILLOFACIAL SURGERY) SUPPLEMENTARY
12795 | 4215241594600 | BLOCK FOR ALL CERAMIC GLASS-CERAMIC LITHIUM DISILICATE (LS2) CAD LT (LOW TRANSLUCENCY) SIZE I12, SHADE A3 ,COMPATIBLE WITH EACH HOSPITAL CONNECTOR | DENTAL SUPPLIES (LABORATORY, IMPLANT AND MAXILLOFACIAL SURGERY) SUPPLEMENTARY
12796 | 4215241594500 | BLOCK FOR ALL CERAMIC GLASS-CERAMIC LITHIUM DISILICATE (LS2) CAD LT (LOW TRANSLUCENCY) SIZE I12, SHADE A2 ,COMPATIBLE WITH EACH HOSPITAL CONNECTOR | DENTAL SUPPLIES (LABORATORY, IMPLANT AND MAXILLOFACIAL SURGERY) SUPPLEMENTARY
12797 | 4215241594400 | BLOCK FOR ALL CERAMIC GLASS-CERAMIC LITHIUM DISILICATE (LS2) CAD LT (LOW TRANSLUCENCY) SIZE I12, SHADE A1 ,COMPATIBLE WITH EACH HOSPITAL CONNECTOR | DENTAL SUPPLIES (LABORATORY, IMPLANT AND MAXILLOFACIAL SURGERY) SUPPLEMENTARY
12798 | 4215241592600 | BLOCK FOR ALL CERAMIC GLASS-CERAMIC LITHIUM DISILICATE (LS2) CAD LT (LOW TRANSLUCENCY) SIZE B32, SHADE D2, COMPATIBLE WITH EACH HOSPITAL CONNECTOR | DENTAL SUPPLIES (LABORATORY, IMPLANT AND MAXILLOFACIAL SURGERY) SUPPLEMENTARY
12799 | 4215248002500 | DENTAL LAB PUTTY BASE | DENTAL SUPPLIES (LABORATORY, IMPLANT AND MAXILLOFACIAL SURGERY) SUPPLEMENTARY
12800 | 4215248435700 | ARTIFICIAL ENDODONTIC TOOTH #16 UPPER RIGHT MOLAR | DENTAL SUPPLIES (LABORATORY, IMPLANT AND MAXILLOFACIAL SURGERY) SUPPLEMENTARY
12801 | 4215161439200 | BUR STONE HP GREEN COLOR SIZE 8.5 MM ISO# 625 - 104 - 316 - 523 - 085 | DENTAL SUPPLIES (LABORATORY, IMPLANT AND MAXILLOFACIAL SURGERY) SUPPLEMENTARY
12802 | 4215150900200 | PORCELAIN PFM HIGH FUSE COMPLETE BASIC KIT, CLASSIC SHADE (A-D), SHADES EASY TO USE, NOT TECHNIQUE SENSITIVE FINE CRYSTAL SIZE INCISAL PORCELAIN FOR LOWEST POSSIBLE WEARING OF OPPOSING DENTITION. THE ORDERED BASIC KIT SHOULD BE A PART OF COMPREHENSIVE PORCELAIN SYSTEM, ALL OTHER COLORS, MODIFIERS, STAINS ETC | DENTAL SUPPLIES (LABORATORY, IMPLANT AND MAXILLOFACIAL SURGERY) SUPPLEMENTARY
12803 | 4215242503700 | BIOCOMPATIBLE DENTAL PHOTO RESIN WITH CURING WAVELENGTH 380-405NM FOR DENTAL ORTHO RIGID/BLUE, 1-2 LITER - COMPATIBLE WITH HOSPITAL MACHINE | DENTAL SUPPLIES (LABORATORY, IMPLANT AND MAXILLOFACIAL SURGERY) SUPPLEMENTARY
12804 | 4215242503600 | BIOCOMPATIBLE DENTAL PHOTO RESIN WITH CURING WAVELENGTH 380-405NM FOR DENTAL ORTHO IBT CLEAR, 1-2 LITER - COMPATIBLE WITH HOSPITAL MACHINE | DENTAL SUPPLIES (LABORATORY, IMPLANT AND MAXILLOFACIAL SURGERY) SUPPLEMENTARY
12805 | 4215242503500 | BIOCOMPATIBLE DENTAL PHOTO RESIN WITH CURING WAVELENGTH 380-405NM FOR DENTAL ORTHO FLEX, 1-2 LITER COMPATIBLE WITH HOSPITAL MACHINE | DENTAL SUPPLIES (LABORATORY, IMPLANT AND MAXILLOFACIAL SURGERY) SUPPLEMENTARY
12806 | 4215242503400 | BIOCOMPATIBLE DENTAL PHOTO RESIN WITH CURING WAVELENGTH 380-405NM FOR DENTAL ORTHO CLEAR, 1-2 LITER COMPATIBLE WITH HOSPITAL MACHINE | DENTAL SUPPLIES (LABORATORY, IMPLANT AND MAXILLOFACIAL SURGERY) SUPPLEMENTARY
12807 | 4215160601600 | CARVER FOR PORCELAIN OCCLUSAL CARVING, POINTED TIP | DENTAL SUPPLIES (LABORATORY, IMPLANT AND MAXILLOFACIAL SURGERY) SUPPLEMENTARY
12808 | 4215160601500 | CARVER FOR PORCELAIN SCULPTURING AND MIXING, THIN AND FLEXIBLE | DENTAL SUPPLIES (LABORATORY, IMPLANT AND MAXILLOFACIAL SURGERY) SUPPLEMENTARY
12809 | 4229330104600 | DISTRACTOR MIDFACE EXTRAORAL DEVICE | DENTAL SUPPLIES (LABORATORY, IMPLANT AND MAXILLOFACIAL SURGERY) SUPPLEMENTARY
12810 | 4215242503300 | BIOCOMPATIBLE DENTAL PHOTO RESIN WITH CURING WAVELENGTH 380-405NM FOR DENTAL GINGIVA MASK/ PINK, 1-2 LITER - COMPATIBLE WITH HOSPITAL MACHINE | DENTAL SUPPLIES (LABORATORY, IMPLANT AND MAXILLOFACIAL SURGERY) SUPPLEMENTARY
12811 | 4215242503200 | BIOCOMPATIBLE DENTAL PHOTO RESIN WITH CURING WAVELENGTH 380-405NM FOR DENTAL CASTING / PURPLE OR GREEN, 1-2 LITER - COMPATIBLE WITH HOSPITAL MACHINE | DENTAL SUPPLIES (LABORATORY, IMPLANT AND MAXILLOFACIAL SURGERY) SUPPLEMENTARY
12812 | 4229161414200 | SURGICAL SCISSORS, GOLDMAN-FOX, STRAIGHT, TUNGSTEN CARBIDE, GRADE 440 SERIES STAINLESS STEEL (HIGH CARBON CONTENT AND A CERTAIN PERCENTAGE OF CHROMIUM) , TRIPLE TEMPERED FOR GREATER RIGIDITY | DENTAL SUPPLIES (LABORATORY, IMPLANT AND MAXILLOFACIAL SURGERY) SUPPLEMENTARY
12813 | 4215242501600 | ACRYLIC DRY RESIN POLISHING POWDER | DENTAL SUPPLIES (LABORATORY, IMPLANT AND MAXILLOFACIAL SURGERY) SUPPLEMENTARY
12814 | 4229330104700 | DISTRACTOR MANDIBULAR (BODY AND RAMUS) INTRAORAL DEVICE, TITANIUM LEFT ADULT MINI PLATE AND SCREWS (5, 7, 9 AND 11MM) | DENTAL SUPPLIES (LABORATORY, IMPLANT AND MAXILLOFACIAL SURGERY) SUPPLEMENTARY
12815 | 4215161438600 | BUR STONE HP PINK COLOR ROUND SIZE 4 MM ISO# 625 - 104 - 001 - 523 - 040 | DENTAL SUPPLIES (LABORATORY, IMPLANT AND MAXILLOFACIAL SURGERY) SUPPLEMENTARY
12816 | 4215161438700 | BUR STONE HP GREEN COLOR SIZE 3.5 MM ISO# 625 - 104 - 173 - 523 - 035 | DENTAL SUPPLIES (LABORATORY, IMPLANT AND MAXILLOFACIAL SURGERY) SUPPLEMENTARY
12817 | 4215161438800 | BUR STONE HP GREEN COLOR SIZE 5 MM ISO# 625 - 104 - 243 - 523 - 050 | DENTAL SUPPLIES (LABORATORY, IMPLANT AND MAXILLOFACIAL SURGERY) SUPPLEMENTARY
12818 | 4215161438900 | BUR STONE HP GREEN COLOR SIZE 6 MM ISO# 625 - 104 - 266 - 523 - 060 | DENTAL SUPPLIES (LABORATORY, IMPLANT AND MAXILLOFACIAL SURGERY) SUPPLEMENTARY
12819 | 4215151309000 | TITANIUM CAD/CAM ABUTMENT INCLUDING FINAL PROSTHETIC SCREW.FOR TISSUE LEVEL DENTAL IMPLANT GINGIVAL HEIGHT:ASSORTED DIAMETER: ASSORTED LENGTH: ASSORTED ANGULATION: ASSORTED NON-ENGAGING | DENTAL SUPPLIES (LABORATORY, IMPLANT AND MAXILLOFACIAL SURGERY) SUPPLEMENTARY
12820 | 4215242503800 | BIOCOMPATIBLE DENTAL PHOTO RESIN WITH CURING WAVELENGTH 380-405NM FOR DENTAL SURGICAL GUIDE ORANGE/CLEAR, 1-2 LITER - COMPATIBLE WITH HOSPITAL MACHINE | DENTAL SUPPLIES (LABORATORY, IMPLANT AND MAXILLOFACIAL SURGERY) SUPPLEMENTARY
12821 | 4215242503900 | BIOCOMPATIBLE DENTAL PHOTO RESIN WITH CURING WAVELENGTH 380-405NM FOR DENTAL TRAY/ BLUE, 1-2 LITER - COMPATIBLE WITH HOSPITAL MACHINE | DENTAL SUPPLIES (LABORATORY, IMPLANT AND MAXILLOFACIAL SURGERY) SUPPLEMENTARY
12822 | 4215242504000 | BIOCOMPATIBLE DENTAL PHOTO RESIN WITH CURING WAVELENGTH 380-405NM FOR DENTURE 3D/ DARK PINK, 1-2 LITER - COMPATIBLE WITH HOSPITAL MACHINE | DENTAL SUPPLIES (LABORATORY, IMPLANT AND MAXILLOFACIAL SURGERY) SUPPLEMENTARY
12823 | 4229330104500 | DISTRACTOR TITANIUM MINI PLATE INTRAORAL DEVICE FOR VERTICAL ALVEOLAR RIDGE DISTRACTION MINI PLATE AND SCREWS (5, 7, 9MM) , LENGTH OF DISTRACTOR (15-20MM) | DENTAL SUPPLIES (LABORATORY, IMPLANT AND MAXILLOFACIAL SURGERY) SUPPLEMENTARY
12824 | 4215161021400 | BLOCK FOR COMPOSITE RESIN CAD LT, SIZE C14, SHADE A1, COMPATIBLE WITH EACH HOSPITAL CONNECTOR | DENTAL SUPPLIES (LABORATORY, IMPLANT AND MAXILLOFACIAL SURGERY) SUPPLEMENTARY
12825 | 4215161020500 | BLOCK FOR COMPOSITE RESIN CAD HT, SIZE C14, SHADE A2, COMPATIBLE WITH EACH HOSPITAL CONNECTOR | DENTAL SUPPLIES (LABORATORY, IMPLANT AND MAXILLOFACIAL SURGERY) SUPPLEMENTARY
12826 | 4215161020400 | BLOCK FOR COMPOSITE RESIN CAD HT, SIZE C14, SHADE A1, COMPATIBLE WITH EACH HOSPITAL CONNECTOR | DENTAL SUPPLIES (LABORATORY, IMPLANT AND MAXILLOFACIAL SURGERY) SUPPLEMENTARY
12827 | 4229330103700 | DISTRACTOR ALVEOLAR (VERTICAL) INTRAORAL STANDARD KIT (PATIENT SCREWDRIVER, SCREWDRIVER, DRILL BIT, PLATE HOLDER AND POSITIONER, MOD ELLING PLIER) | DENTAL SUPPLIES (LABORATORY, IMPLANT AND MAXILLOFACIAL SURGERY) SUPPLEMENTARY
12828 | 4215242504200 | BIOCOMPATIBLE DENTAL PHOTO RESIN WITH CURING WAVELENGTH 380-405NM FOR DENTURE BASE/ PINK, 1-2 LITER - COMPATIBLE WITH HOSPITAL MACHINE | DENTAL SUPPLIES (LABORATORY, IMPLANT AND MAXILLOFACIAL SURGERY) SUPPLEMENTARY
12829 | 4215247605200 | MODULE ENDO UPPER LEFT POSTERIOR ARCH FOR ENDO TRAINING MISSING TOOTH 25 AND 26 | DENTAL SUPPLIES (LABORATORY, IMPLANT AND MAXILLOFACIAL SURGERY) SUPPLEMENTARY
12830 | 4215247605300 | MODULE ENDO UPPER ANTERIOR ARCH FOR ENDO TRAINING MISSING TOOTH 11,12,21 ,22 | DENTAL SUPPLIES (LABORATORY, IMPLANT AND MAXILLOFACIAL SURGERY) SUPPLEMENTARY
12831 | 4229330103800 | DISTRACTOR MAXILLARY INTRAORAL DEVICE, TITANIUM MINI PLATE (UNIDIRECTIONAL) RIGHT AND LEFT WITH SCREWS (5, 7, 9MM) | DENTAL SUPPLIES (LABORATORY, IMPLANT AND MAXILLOFACIAL SURGERY) SUPPLEMENTARY
12832 | 4215151308900 | TITANIUM CAD/CAM ABUTMENT INCLUDING FINAL PROSTHETIC SCREW.FOR TISSUE LEVEL DENTAL IMPLANT GINGIVAL HEIGHT:ASSORTED DIAMETER: ASSORTED LENGTH: ASSORTED ANGULATION: ASSORTED ENGAGING | DENTAL SUPPLIES (LABORATORY, IMPLANT AND MAXILLOFACIAL SURGERY) SUPPLEMENTARY
12833 | 4215247605400 | MODULE ENDO LOWER ANTERIOR ARCH FOR ENDO TRAINING MISSING TOOTH 41, 31 32, 33 | DENTAL SUPPLIES (LABORATORY, IMPLANT AND MAXILLOFACIAL SURGERY) SUPPLEMENTARY
12834 | 4229330104100 | DISTRACTOR MANDIBULAR TRANSVERSE MIDLINE | DENTAL SUPPLIES (LABORATORY, IMPLANT AND MAXILLOFACIAL SURGERY) SUPPLEMENTARY
12835 | 4215247605600 | MODULE ENDO UPPER RIGHT POSTERIOR ARCH FOR ENDO TRAINING MISSING TOOTH 15 AND 16 | DENTAL SUPPLIES (LABORATORY, IMPLANT AND MAXILLOFACIAL SURGERY) SUPPLEMENTARY
12836 | 4229330104200 | DISTRACTOR MAXILLARY INTRAORAL KIT (PATIENT SCREWDRIVER, SCREWDRIVER, DRILL BIT, PLATE HOLDER AND POSITIONER, MODELLING PLIER) | DENTAL SUPPLIES (LABORATORY, IMPLANT AND MAXILLOFACIAL SURGERY) SUPPLEMENTARY
12837 | 4215247605700 | FIXING GEL SYRINGE WITH MIXING TIPS FOR ENDO MODULE | DENTAL SUPPLIES (LABORATORY, IMPLANT AND MAXILLOFACIAL SURGERY) SUPPLEMENTARY
12838 | 4215247605800 | MODULE ENDO LOWER LEFT POSTERIOR ARCH FOR ENDO TRAINING MISSING TOOTH 35 36 | DENTAL SUPPLIES (LABORATORY, IMPLANT AND MAXILLOFACIAL SURGERY) SUPPLEMENTARY
12839 | 4215242504100 | BIOCOMPATIBLE DENTAL PHOTO RESIN WITH CURING WAVELENGTH 380-405NM FOR DENTURE 3D/ LIGHT PINK, 1-2 LITER - COMPATIBLE WITH HOSPITAL MACHINE | DENTAL SUPPLIES (LABORATORY, IMPLANT AND MAXILLOFACIAL SURGERY) SUPPLEMENTARY
12840 | 4229330104400 | DISTRACTOR MIDFACE EXTRAORAL KIT (PATIENT SCREWDRIVER, SCREWDRIVER, DRILL BIT, PLATE HOLDER AND POSITIONER, MODELLING PLIER) | DENTAL SUPPLIES (LABORATORY, IMPLANT AND MAXILLOFACIAL SURGERY) SUPPLEMENTARY
12841 | 4229161101400 | MILLER BONE FILE, STRAIGHT CUT BONE AND SMOOTHING, STAINLESS STEEL, SIZE 21 | DENTAL SUPPLIES (LABORATORY, IMPLANT AND MAXILLOFACIAL SURGERY) SUPPLEMENTARY
12842 | 4215247605500 | MODULE ENDO LOWER RIGHT POSTERIOR ARCH FOR ENDO TRAINING MISSING TOOTH 45 46 | DENTAL SUPPLIES (LABORATORY, IMPLANT AND MAXILLOFACIAL SURGERY) SUPPLEMENTARY
12843 | 4215151308800 | TITANIUM CAD/CAM ABUTMENT INCLUDING FINAL PROSTHETIC SCREW.FOR BONE LEVEL DENTAL IMPLANT GINGIVAL HEIGHT:ASSORTED DIAMETER: ASSORTED LENGTH: ASSORTED ANGULATION: ASSORTED NON-ENGAGING | DENTAL SUPPLIES (LABORATORY, IMPLANT AND MAXILLOFACIAL SURGERY) SUPPLEMENTARY
12844 | 4215151308700 | TITANIUM CAD/CAM ABUTMENT INCLUDING FINAL PROSTHETIC SCREW. FOR TISSUE LEVEL DENTAL IMPLANT GINGIVAL HEIGHT:ASSORTED DIAMETER: ASSORTED LENGTH: ASSORTED ANGULATION: STRAIGHT(0) ENGAGING | DENTAL SUPPLIES (LABORATORY, IMPLANT AND MAXILLOFACIAL SURGERY) SUPPLEMENTARY
12845 | 4215151308600 | TITANIUM CAD/CAM ABUTMENT INCLUDING FINAL PROSTHETIC SCREW. FOR TISSUE LEVEL DENTAL IMPLANT GINGIVAL HEIGHT:ASSORTED DIAMETER: ASSORTED LENGTH: ASSORTED ANGULATION: STRAIGHT (0) NON-ENGAGING | DENTAL SUPPLIES (LABORATORY, IMPLANT AND MAXILLOFACIAL SURGERY) SUPPLEMENTARY
12846 | 4215151306000 | IMPRESSION COPING ABUTMENT LEVEL ZYGOMATIC IMPLANT IMPRESSION LEVEL : ASSORTED TRAY TYPE : ASSORTED | DENTAL SUPPLIES (LABORATORY, IMPLANT AND MAXILLOFACIAL SURGERY) SUPPLEMENTARY
12847 | 4215151305900 | HEALING ABUTMENT, FOR TISSUE LEVEL DENTAL IMPLANT,TITANIUM OR TITANIUM ALLOY SHAPE: ASSORTED DIAMETER: ASSORTED HEIGHT: ASSORTED | DENTAL SUPPLIES (LABORATORY, IMPLANT AND MAXILLOFACIAL SURGERY) SUPPLEMENTARY
12848 | 4215151305800 | HEALING ABUTMENT, FOR BONE LEVEL DENTAL IMPLANT,TITANIUM OR TITANIUM ALLOY SHAPE: ASSORTED DIAMETER: ASSORTED HEIGHT: ASSORTED | DENTAL SUPPLIES (LABORATORY, IMPLANT AND MAXILLOFACIAL SURGERY) SUPPLEMENTARY
12849 | 4215151305600 | FINAL MULTI-UNIT ABUTMENT FOR SCREW RETAINED, FOR TISSUE LEVEL DENTAL IMPLANT MATERIAL : TITANIUM PLATFORM : ASSORTED DIAMETER: ASSORTED ANGULATION : STRAIGHT (0) GINGIVAL HIGHT:ASSORTED | DENTAL SUPPLIES (LABORATORY, IMPLANT AND MAXILLOFACIAL SURGERY) SUPPLEMENTARY
12850 | 4215151305500 | FINAL MULTI-UNIT ABUTMENT FOR SCREW RETAINED INCLUDE SCREWS, FOR BONE LEVEL DENTAL IMPLANT MATERIAL : TITANIUM PLATFORM : ASSORTED DIAMETER: ASSORTED ANGULATION : STRAIGHT (0) GINGIVAL HIGHT:ASSORTED | DENTAL SUPPLIES (LABORATORY, IMPLANT AND MAXILLOFACIAL SURGERY) SUPPLEMENTARY
12851 | 4215151305400 | FINAL MULTI-UNIT ABUTMENT FOR SCREW RETAINED INCLUDE SCREWS, BONE LEVEL DENTAL IMPLANT MATERIAL : TITANIUM PLATFORM : ASSORTED DIAMETER: ASSORTED ANGULATION : ASSORTED GINGIVAL HIGHT:ASSORTED | DENTAL SUPPLIES (LABORATORY, IMPLANT AND MAXILLOFACIAL SURGERY) SUPPLEMENTARY
12852 | 4215151305200 | CASTABLE ABUTMENT FOR TITANIUM INCLUDING THE SCREW , FOR BONE LEVEL DENTAL IMPLANT DIAMETER: ASSORTED GINGIVAL HEIGHT: ASSORTED | DENTAL SUPPLIES (LABORATORY, IMPLANT AND MAXILLOFACIAL SURGERY) SUPPLEMENTARY
12853 | 4215151305100 | CASTABLE ABUTMENT FOR GOLD ALLOY INCLUDING THE SCREW, FOR TISSUE LEVEL DENTAL IMPLANT DIAMETER: ASSORTED GINGIVAL HEIGHT: ASSORTED | DENTAL SUPPLIES (LABORATORY, IMPLANT AND MAXILLOFACIAL SURGERY) SUPPLEMENTARY
12854 | 4215151306100 | IMPRESSION COPING FOR BONE LEVEL IMPLANT LOCATOR ABUTMENT | DENTAL SUPPLIES (LABORATORY, IMPLANT AND MAXILLOFACIAL SURGERY) SUPPLEMENTARY
12855 | 4215151305000 | CASTABLE ABUTMENT FOR GOLD ALLOY INCLUDING THE SCREW, FOR BONE LEVEL DENTAL IMPLANT DIAMETER: ASSORTED GINGIVAL HEIGHT: ASSORTED | DENTAL SUPPLIES (LABORATORY, IMPLANT AND MAXILLOFACIAL SURGERY) SUPPLEMENTARY
12856 | 4215151304800 | ANGLED LOCATOR OR EQUIVALENT ABUTMENT,FOR DENTAL TISSUE LEVEL IMPLANT ANGULATION: ASSORTED DIAMETER ASSORTED HEIGHT:ASSORTED | DENTAL SUPPLIES (LABORATORY, IMPLANT AND MAXILLOFACIAL SURGERY) SUPPLEMENTARY
12857 | 4215151304700 | ANGLED LOCATOR OR EQUIVALENT ABUTMENT,FOR DENTAL BONE LEVEL IMPLANT ANGULATION: ASSORTED DIAMETER ASSORTED HEIGHT:ASSORTED | DENTAL SUPPLIES (LABORATORY, IMPLANT AND MAXILLOFACIAL SURGERY) SUPPLEMENTARY
12858 | 4215151304600 | ANALOG FOR IMPRESSION COPING FOR TISSUE LEVEL IMPLANT LOCATOR ABUTMENT, | DENTAL SUPPLIES (LABORATORY, IMPLANT AND MAXILLOFACIAL SURGERY) SUPPLEMENTARY
12859 | 4215151304500 | ANALOG FOR BONE LEVEL IMPLANT LOCATOR ABUTMENT | DENTAL SUPPLIES (LABORATORY, IMPLANT AND MAXILLOFACIAL SURGERY) SUPPLEMENTARY
12860 | 4215151304400 | ABUTMENT PROSTHETIC SCREW, ASSORTED | DENTAL SUPPLIES (LABORATORY, IMPLANT AND MAXILLOFACIAL SURGERY) SUPPLEMENTARY
12861 | 4229330104800 | DISTRACTOR MANDIBULAR TRANSVERSE MIDLINE KIT (PATIENT SCREWDRIVER, SCREWDRIVER, DRILL BIT, PLATE HOLDER AND POSITIONER, MODELLING PLIER) | DENTAL SUPPLIES (LABORATORY, IMPLANT AND MAXILLOFACIAL SURGERY) SUPPLEMENTARY
12862 | 4229330400100 | BONES SPREADER WITH ANGLED THIN BLADES | DENTAL SUPPLIES (LABORATORY, IMPLANT AND MAXILLOFACIAL SURGERY) SUPPLEMENTARY
12863 | 4215161439000 | BUR STONE HP GREEN COLOR SIZE 11 MM ISO# 625 - 104 - 273 - 523 - 110 | DENTAL SUPPLIES (LABORATORY, IMPLANT AND MAXILLOFACIAL SURGERY) SUPPLEMENTARY
12864 | 4215151304900 | CAD/ CAM SCREW RETAINED DIGITAL MULTIUNIT ABUTMENT LEVEL FOR ZYGOMATIC IMPLANT IMPLANT DIAMETER : ASSORTED EMERGENCE PROFILE ASSORTED STRAIGHT OR ANGULATION ASSORTED LENGTH : ASSORTED | DENTAL SUPPLIES (LABORATORY, IMPLANT AND MAXILLOFACIAL SURGERY) SUPPLEMENTARY
12865 | 4215161439100 | BUR STONE HP GREEN COLOR SIZE 2.5 MM ISO# 625 - 104 - 288 - 513 - 025 | DENTAL SUPPLIES (LABORATORY, IMPLANT AND MAXILLOFACIAL SURGERY) SUPPLEMENTARY
12866 | 4215151306300 | MULTIUNIT SCREW-RETAINED ABUTMENT FOR ZYGOMATIC IMPLANT IMPLANT DIAMETER : ASSORTED EMERGENCE PROFILE : ASSORTED ABUTMENT HEIGHT : ASSORTED GINGIVA HEIGHT : ASSORTED | DENTAL SUPPLIES (LABORATORY, IMPLANT AND MAXILLOFACIAL SURGERY) SUPPLEMENTARY
12867 | 4215151306500 | PREFABRICATED ABUTMENT FOR CEMENT RETAINED INCLUDE SCREWS, FOR BONE LEVEL DENTAL IMPLANT MATERIAL : TITANIUM PLATFORM : ASSORTED DIAMETER: ASSORTED ANGULATION : ASSORTED GINGIVAL HIGHT:ASSORTED ( NON - ENGAGING) | DENTAL SUPPLIES (LABORATORY, IMPLANT AND MAXILLOFACIAL SURGERY) SUPPLEMENTARY
12868 | 4215151308500 | TITANIUM CAD/CAM ABUTMENT INCLUDING FINAL PROSTHETIC SCREW. FOR BONE LEVEL DENTAL IMPLANT GINGIVAL HEIGHT:ASSORTED DIAMETER: ASSORTED LENGTH: ASSORTED ANGULATION: STRAIGHT(0) ENGAGING | DENTAL SUPPLIES (LABORATORY, IMPLANT AND MAXILLOFACIAL SURGERY) SUPPLEMENTARY
12869 | 4215151308400 | TITANIUM CAD/CAM ABUTMENT INCLUDING FINAL PROSTHETIC SCREW. FOR BONE LEVEL DENTAL IMPLANT GINGIVAL HEIGHT:ASSORTED DIAMETER: ASSORTED LENGTH: ASSORTED ANGULATION: STRAIGHT (0) NON-ENGAGING | DENTAL SUPPLIES (LABORATORY, IMPLANT AND MAXILLOFACIAL SURGERY) SUPPLEMENTARY
12870 | 4215151308300 | TITANIUM CAD/CAM ABUTMENT INCLUDING FINAL PROSTHETIC SCREW.FOR BONE LEVEL DENTAL IMPLANT GINGIVAL HEIGHT:ASSORTED DIAMETER: ASSORTED LENGTH: ASSORTED ANGULATION: ASSORTED ENGAGING | DENTAL SUPPLIES (LABORATORY, IMPLANT AND MAXILLOFACIAL SURGERY) SUPPLEMENTARY
12871 | 4215151308200 | TEMPORARY ABUTMENT LEVEL FOR ZYGOMATIC IMPLANT WITH FINAL SCREW CUSTOMIZABLE IN LAB OR CHAIRSIDE MATERIAL : ASSORTED PLATFORM: ASSORTED NON ENGAGING | DENTAL SUPPLIES (LABORATORY, IMPLANT AND MAXILLOFACIAL SURGERY) SUPPLEMENTARY
12872 | 4215151308100 | TEMPORARY ABUTMENT - NON METAL WITH SCREW CUSTOMIZABLE IN LAB OR CHAIRSIDE,FOR TISSUE LEVEL DENTAL IMPLANT PLATFORM : ASSORTED ( ENGAGING) | DENTAL SUPPLIES (LABORATORY, IMPLANT AND MAXILLOFACIAL SURGERY) SUPPLEMENTARY
12873 | 4215151307900 | TEMPORARY ABUTMENT - NON METAL WITH FINAL SCREW CUSTOMIZABLE IN LAB OR CHAIRSIDE,FOR BONE LEVEL DENTAL IMPLANT PLATFORM : ASSORTED ( ENGAGING) | DENTAL SUPPLIES (LABORATORY, IMPLANT AND MAXILLOFACIAL SURGERY) SUPPLEMENTARY
12874 | 4215151307800 | TEMPORARY ABUTMENT - NON METAL WITH FINAL SCREW CUSTOMIZABLE IN LAB OR CHAIRSIDE, FOR BONE LEVEL DENTAL IMPLANT PLATFORM : ASSORTED ( NON ENGAGING) | DENTAL SUPPLIES (LABORATORY, IMPLANT AND MAXILLOFACIAL SURGERY) SUPPLEMENTARY
12875 | 4215151307700 | TEMPORARY ABUTMENT - METAL WITH SCREW CUSTOMIZABLE IN LAB OR CHAIRSIDE, FOR TISSUE LEVEL DENTAL IMPLANT PLATFORM : ASSORTED ( ENGAGING) | DENTAL SUPPLIES (LABORATORY, IMPLANT AND MAXILLOFACIAL SURGERY) SUPPLEMENTARY
12876 | 4215151306400 | PREFABRICATED ABUTMENT FOR CEMENT RETAINED INCLUDE SCREWS, FOR BONE LEVEL DENTAL IMPLANT MATERIAL : TITANIUM PLATFORM : ASSORTED DIAMETER: ASSORTED ANGULATION : ASSORTED GINGIVAL HIGHT:ASSORTED ( ENGAGING) | DENTAL SUPPLIES (LABORATORY, IMPLANT AND MAXILLOFACIAL SURGERY) SUPPLEMENTARY
12877 | 4215151307600 | TEMPORARY ABUTMENT - METAL WITH SCREW CUSTOMIZABLE IN LAB OR CHAIRSIDE, FOR TISSUE LEVEL DENTAL IMPLANT PLATFORM : ASSORTED ( NON ENGAGING) | DENTAL SUPPLIES (LABORATORY, IMPLANT AND MAXILLOFACIAL SURGERY) SUPPLEMENTARY
12878 | 4215151307400 | TEMPORARY ABUTMENT - METAL WITH FINAL SCREW CUSTOMIZABLE IN LAB OR CHAIRSIDE, FOR BONE LEVEL DENTAL IMPLANT PLATFORM : ASSORTED ( NON ENGAGING) | DENTAL SUPPLIES (LABORATORY, IMPLANT AND MAXILLOFACIAL SURGERY) SUPPLEMENTARY
12879 | 4215151307300 | STRAIGHT LOCATOR OR EQUIVALENT ABUTMENT,FOR DENTAL TISSUE IMPLANT DIAMETER ASSORTED HEIGHT:ASSORTED | DENTAL SUPPLIES (LABORATORY, IMPLANT AND MAXILLOFACIAL SURGERY) SUPPLEMENTARY
12880 | 4215151307200 | STRAIGHT LOCATOR OR EQUIVALENT ABUTMENT,FOR DENTAL BONE LEVEL IMPLANT DIAMETER ASSORTED HEIGHT:ASSORTED | DENTAL SUPPLIES (LABORATORY, IMPLANT AND MAXILLOFACIAL SURGERY) SUPPLEMENTARY
12881 | 4215151307100 | PREFABRICATED ABUTMENT FOR CEMENT RETAINED, FOR TISSUE LEVEL DENTAL IMPLANT MATERIAL : TITANIUM PLATFORM : ASSORTED DIAMETER: ASSORTED ANGULATION : STRAIGHT (0) GINGIVAL HIGHT:ASSORTED ( NON ENGAGING) | DENTAL SUPPLIES (LABORATORY, IMPLANT AND MAXILLOFACIAL SURGERY) SUPPLEMENTARY
12882 | 4215151307000 | PREFABRICATED ABUTMENT FOR CEMENT RETAINED, FOR TISSUE LEVEL DENTAL IMPLANT MATERIAL : TITANIUM PLATFORM : ASSORTED DIAMETER: ASSORTED ANGULATION : STRAIGHT (0) GINGIVAL HIGHT:ASSORTED ( ENGAGING) | DENTAL SUPPLIES (LABORATORY, IMPLANT AND MAXILLOFACIAL SURGERY) SUPPLEMENTARY
12883 | 4215151306800 | PREFABRICATED ABUTMENT FOR CEMENT RETAINED, FOR TISSUE LEVEL DENTAL IMPLANT MATERIAL : TITANIUM PLATFORM : ASSORTED DIAMETER: ASSORTED ANGULATION : ASSORTED GINGIVAL HIGHT:ASSORTED ( ENGAGING) | DENTAL SUPPLIES (LABORATORY, IMPLANT AND MAXILLOFACIAL SURGERY) SUPPLEMENTARY
12884 | 4215151306700 | PREFABRICATED ABUTMENT FOR CEMENT RETAINED INCLUDE SCREWS, FOR BONE LEVEL DENTAL IMPLANT MATERIAL : TITANIUM PLATFORM : ASSORTED DIAMETER: ASSORTED ANGULATION : STRAIGHT (0) GINGIVAL HIGHT:ASSORTED ( NON ENGAGING) | DENTAL SUPPLIES (LABORATORY, IMPLANT AND MAXILLOFACIAL SURGERY) SUPPLEMENTARY
12885 | 4215151306600 | PREFABRICATED ABUTMENT FOR CEMENT RETAINED INCLUDE SCREWS, FOR BONE LEVEL DENTAL IMPLANT MATERIAL : TITANIUM PLATFORM : ASSORTED DIAMETER: ASSORTED ANGULATION : STRAIGHT (0) GINGIVAL HIGHT:ASSORTED ( ENGAGING) | DENTAL SUPPLIES (LABORATORY, IMPLANT AND MAXILLOFACIAL SURGERY) SUPPLEMENTARY
12886 | 4215151307500 | TEMPORARY ABUTMENT - METAL WITH FINAL SCREW CUSTOMIZABLE IN LAB OR CHAIRSIDE, FOR BONE LEVEL DENTAL IMPLANT PLATFORM : ASSORTED ( ENGAGING) | DENTAL SUPPLIES (LABORATORY, IMPLANT AND MAXILLOFACIAL SURGERY) SUPPLEMENTARY
12887 | 4215224000500 | PHOTO RESIN PRINTING PLATFORMS, COMPATIBLE WITH HOSPITAL MACHINE | DENTAL SUPPLIES (LABORATORY, IMPLANT AND MAXILLOFACIAL SURGERY) SUPPLEMENTARY
12888 | 4215223104900 | DENTAL TOOL ZIRCONIUM OXIDE YELLOW 0.5 FOR MILLING MACHINE DRILL - COMPATIBLE WITH HOSPITAL MACHINE | DENTAL SUPPLIES (LABORATORY, IMPLANT AND MAXILLOFACIAL SURGERY) SUPPLEMENTARY
12889 | 4215224000200 | 3D RESIN PRINTER CARBON FILTER- COMPATIBLE WITH HOSPITAL MACHINE | DENTAL SUPPLIES (LABORATORY, IMPLANT AND MAXILLOFACIAL SURGERY) SUPPLEMENTARY
12890 | 4215220037600 | ZIRCONIUM DISC SUPER TRANSLUCENT 98 DIAMETER SIZE 14 SHADE D4 | DENTAL SUPPLIES (LABORATORY, IMPLANT AND MAXILLOFACIAL SURGERY) SUPPLEMENTARY
12891 | 4215220037700 | ZIRCONIUM DISC SUPER TRANSLUCENT 98 DIAMETER SIZE 16 SHADE A1 | DENTAL SUPPLIES (LABORATORY, IMPLANT AND MAXILLOFACIAL SURGERY) SUPPLEMENTARY
12892 | 4215220037800 | ZIRCONIUM DISC SUPER TRANSLUCENT 98 DIAMETER SIZE 16 SHADE A2 | DENTAL SUPPLIES (LABORATORY, IMPLANT AND MAXILLOFACIAL SURGERY) SUPPLEMENTARY
12893 | 4215220037900 | ZIRCONIUM DISC SUPER TRANSLUCENT 98 DIAMETER SIZE 16 SHADE A3 | DENTAL SUPPLIES (LABORATORY, IMPLANT AND MAXILLOFACIAL SURGERY) SUPPLEMENTARY
12894 | 4215220038000 | ZIRCONIUM DISC SUPER TRANSLUCENT 98 DIAMETER SIZE 16 SHADE A4 | DENTAL SUPPLIES (LABORATORY, IMPLANT AND MAXILLOFACIAL SURGERY) SUPPLEMENTARY
12895 | 4215150019700 | BUTANE GAS REFILL 250 ML OR 200 ML | DENTAL SUPPLIES (LABORATORY, IMPLANT AND MAXILLOFACIAL SURGERY) SUPPLEMENTARY
12896 | 4215220038100 | ZIRCONIUM DISC SUPER TRANSLUCENT 98 DIAMETER SIZE 16 SHADE B1 | DENTAL SUPPLIES (LABORATORY, IMPLANT AND MAXILLOFACIAL SURGERY) SUPPLEMENTARY
12897 | 4215220038200 | ZIRCONIUM DISC SUPER TRANSLUCENT 98 DIAMETER SIZE 16 SHADE B2 | DENTAL SUPPLIES (LABORATORY, IMPLANT AND MAXILLOFACIAL SURGERY) SUPPLEMENTARY
12898 | 4215220038300 | ZIRCONIUM DISC SUPER TRANSLUCENT 98 DIAMETER SIZE 16 SHADE B3 | DENTAL SUPPLIES (LABORATORY, IMPLANT AND MAXILLOFACIAL SURGERY) SUPPLEMENTARY
12899 | 4215220038400 | ZIRCONIUM DISC SUPER TRANSLUCENT 98 DIAMETER SIZE 16 SHADE B4 | DENTAL SUPPLIES (LABORATORY, IMPLANT AND MAXILLOFACIAL SURGERY) SUPPLEMENTARY
12900 | 4215220038500 | ZIRCONIUM DISC SUPER TRANSLUCENT 98 DIAMETER SIZE 16 SHADE BL1 | DENTAL SUPPLIES (LABORATORY, IMPLANT AND MAXILLOFACIAL SURGERY) SUPPLEMENTARY
12901 | 4215220038700 | ZIRCONIUM DISC SUPER TRANSLUCENT 98 DIAMETER SIZE 16 SHADE BL3 | DENTAL SUPPLIES (LABORATORY, IMPLANT AND MAXILLOFACIAL SURGERY) SUPPLEMENTARY
12902 | 4215220038900 | ZIRCONIUM DISC SUPER TRANSLUCENT 98 DIAMETER SIZE 16 SHADE C1 | DENTAL SUPPLIES (LABORATORY, IMPLANT AND MAXILLOFACIAL SURGERY) SUPPLEMENTARY
12903 | 4215220039000 | ZIRCONIUM DISC SUPER TRANSLUCENT 98 DIAMETER SIZE 16 SHADE C2 | DENTAL SUPPLIES (LABORATORY, IMPLANT AND MAXILLOFACIAL SURGERY) SUPPLEMENTARY
12904 | 4215220039100 | ZIRCONIUM DISC SUPER TRANSLUCENT 98 DIAMETER SIZE 16 SHADE C3 | DENTAL SUPPLIES (LABORATORY, IMPLANT AND MAXILLOFACIAL SURGERY) SUPPLEMENTARY
12905 | 4215220039200 | ZIRCONIUM DISC SUPER TRANSLUCENT 98 DIAMETER SIZE 16 SHADE C4 | DENTAL SUPPLIES (LABORATORY, IMPLANT AND MAXILLOFACIAL SURGERY) SUPPLEMENTARY
12906 | 4215220039300 | ZIRCONIUM DISC SUPER TRANSLUCENT 98 DIAMETER SIZE 16 SHADE D2 | DENTAL SUPPLIES (LABORATORY, IMPLANT AND MAXILLOFACIAL SURGERY) SUPPLEMENTARY
12907 | 4215180507400 | FAST CUTTING DISCS, CARBORUNDUM FIBER REINFORCED CUT OFF DISC (CUTTER) 2.5 INCH DIAMETER, 0.035 INCH (THIN) | DENTAL SUPPLIES (LABORATORY, IMPLANT AND MAXILLOFACIAL SURGERY) SUPPLEMENTARY
12908 | 4215180507500 | DISC, DIAMOND, HP, HYPER - FLEX, ISO NO. 806 - 104 - 355 - 514 - 220 | DENTAL SUPPLIES (LABORATORY, IMPLANT AND MAXILLOFACIAL SURGERY) SUPPLEMENTARY
12909 | 4215180507600 | POLISHING BRUSH FOR ACRYLIC 3 ROWS, +75 DIAMETER | DENTAL SUPPLIES (LABORATORY, IMPLANT AND MAXILLOFACIAL SURGERY) SUPPLEMENTARY
12910 | 4215180507700 | POLISHING BRUSH FOR ACRYLIC 3 ROWS, LESS THAN 50 DIAMETER | DENTAL SUPPLIES (LABORATORY, IMPLANT AND MAXILLOFACIAL SURGERY) SUPPLEMENTARY
12911 | 4215180507800 | BLASTING MATERIAL SPECIAL ALUMINUM OXIDE, PARTICLE SIZE 100 - 120 MICRONS, APPROXIMATELY 8 KG | DENTAL SUPPLIES (LABORATORY, IMPLANT AND MAXILLOFACIAL SURGERY) SUPPLEMENTARY
12912 | 4215291700600 | 2PCS/SET DENTAL EXTRAORAL SUCTION UNIT HEPA HIGH PRECISION FILTER, FILTERING EFFICIENCY IS AS HIGH AS 99.9%, HEPA GRADE IS(H) VENDOR CAN SPECIFY, COMPATIBLE WITH EACH HOSPITAL MACHINE | DENTAL SUPPLIES (LABORATORY, IMPLANT AND MAXILLOFACIAL SURGERY) SUPPLEMENTARY
12913 | 4215220037500 | ZIRCONIUM DISC SUPER TRANSLUCENT 98 DIAMETER SIZE 14 SHADE D3 | DENTAL SUPPLIES (LABORATORY, IMPLANT AND MAXILLOFACIAL SURGERY) SUPPLEMENTARY
12914 | 4215291700700 | 2PCS/SET DENTAL EXTRAORAL SUCTION UNIT HEPA HIGH PRECISION FILTER, FILTERING EFFICIENCY IS AS HIGH AS 99.9%, PRE FINE FILTER GRADE IS(H) VENDOR CAN SPECIFY, COMPATIBLE WITH EACH HOSPITAL MACHINE | DENTAL SUPPLIES (LABORATORY, IMPLANT AND MAXILLOFACIAL SURGERY) SUPPLEMENTARY
12915 | 4215180508000 | DISC, DIAMOND, ULTRA THIN FLEXIBLE 0.10 X 22 MM, TWO SIDED | DENTAL SUPPLIES (LABORATORY, IMPLANT AND MAXILLOFACIAL SURGERY) SUPPLEMENTARY
12916 | 4215180508100 | DISC, DIAMOND, THIN 0.18 X 22 MM, TWO SIDED | DENTAL SUPPLIES (LABORATORY, IMPLANT AND MAXILLOFACIAL SURGERY) SUPPLEMENTARY
12917 | 4215180508200 | DISC LARGE PLASTER CUTTING DISC FOR CUTTING OUT DIES FROM THE PLASTER ARCH AND USED FOR CERAMICS AND ACRYLICS DIAMETER 30 - 50 MM THICKNESS 0.15 - 0.25 MM | DENTAL SUPPLIES (LABORATORY, IMPLANT AND MAXILLOFACIAL SURGERY) SUPPLEMENTARY
12918 | 4215180508300 | PLASTER CUTTING DISC FOR CUTTING OUT DIES FROM THE PLASTER ARCH AND USED FOR CERAMICS AND ACRYLICS, DIAMETER 70 - 90 MM, THICKNESS 0.15 - 0.25 MM | DENTAL SUPPLIES (LABORATORY, IMPLANT AND MAXILLOFACIAL SURGERY) SUPPLEMENTARY
12919 | 4215180508400 | MUSLIN WHEEL BUFF, 3 INCH DIAMETER, 30 PLY FOR POLISHING ACRYLIC | DENTAL SUPPLIES (LABORATORY, IMPLANT AND MAXILLOFACIAL SURGERY) SUPPLEMENTARY
12920 | 4215220039400 | ZIRCONIUM DISC SUPER TRANSLUCENT 98 DIAMETER SIZE 16 SHADE D3 | DENTAL SUPPLIES (LABORATORY, IMPLANT AND MAXILLOFACIAL SURGERY) SUPPLEMENTARY
12921 | 4215180507900 | POLISHING WHEEL FOR PORCELAIN, EXTRA FINE(RUBBER) | DENTAL SUPPLIES (LABORATORY, IMPLANT AND MAXILLOFACIAL SURGERY) SUPPLEMENTARY
12922 | 4215220037400 | ZIRCONIUM DISC SUPER TRANSLUCENT 98 DIAMETER SIZE 14 SHADE D2 | DENTAL SUPPLIES (LABORATORY, IMPLANT AND MAXILLOFACIAL SURGERY) SUPPLEMENTARY
12923 | 4215220037300 | ZIRCONIUM DISC SUPER TRANSLUCENT 98 DIAMETER SIZE 14 SHADE C4 | DENTAL SUPPLIES (LABORATORY, IMPLANT AND MAXILLOFACIAL SURGERY) SUPPLEMENTARY
12924 | 4215220037200 | ZIRCONIUM DISC SUPER TRANSLUCENT 98 DIAMETER SIZE 14 SHADE C3 | DENTAL SUPPLIES (LABORATORY, IMPLANT AND MAXILLOFACIAL SURGERY) SUPPLEMENTARY
12925 | 4215220035600 | ZIRCONIUM DISC SUPER TRANSLUCENT 98 DIAMETER SIZE 12 SHADE D3 | DENTAL SUPPLIES (LABORATORY, IMPLANT AND MAXILLOFACIAL SURGERY) SUPPLEMENTARY
12926 | 4215220035500 | ZIRCONIUM DISC SUPER TRANSLUCENT 98 DIAMETER SIZE 12 SHADE D2 | DENTAL SUPPLIES (LABORATORY, IMPLANT AND MAXILLOFACIAL SURGERY) SUPPLEMENTARY
12927 | 4215220035400 | ZIRCONIUM DISC SUPER TRANSLUCENT 98 DIAMETER SIZE 12 SHADE C4 | DENTAL SUPPLIES (LABORATORY, IMPLANT AND MAXILLOFACIAL SURGERY) SUPPLEMENTARY
12928 | 4215180606500 | DENTAL, STONE, FINISHING, SHAPE FL2 PN 0244 FG (FRICTION GRIP), DURA WHITE | DENTAL SUPPLIES (LABORATORY, IMPLANT AND MAXILLOFACIAL SURGERY) SUPPLEMENTARY
12929 | 4215220035300 | ZIRCONIUM DISC SUPER TRANSLUCENT 98 DIAMETER SIZE 12 SHADE C3 | DENTAL SUPPLIES (LABORATORY, IMPLANT AND MAXILLOFACIAL SURGERY) SUPPLEMENTARY
12930 | 4215220035200 | ZIRCONIUM DISC SUPER TRANSLUCENT 98 DIAMETER SIZE 12 SHADE C2 | DENTAL SUPPLIES (LABORATORY, IMPLANT AND MAXILLOFACIAL SURGERY) SUPPLEMENTARY
12931 | 4215220035700 | ZIRCONIUM DISC SUPER TRANSLUCENT 98 DIAMETER SIZE 12 SHADE D4 | DENTAL SUPPLIES (LABORATORY, IMPLANT AND MAXILLOFACIAL SURGERY) SUPPLEMENTARY
12932 | 4215220035100 | ZIRCONIUM DISC SUPER TRANSLUCENT 98 DIAMETER SIZE 12 SHADE C1 | DENTAL SUPPLIES (LABORATORY, IMPLANT AND MAXILLOFACIAL SURGERY) SUPPLEMENTARY
12933 | 4215220034700 | ZIRCONIUM DISC SUPER TRANSLUCENT 98 DIAMETER SIZE 12 SHADE BL1 | DENTAL SUPPLIES (LABORATORY, IMPLANT AND MAXILLOFACIAL SURGERY) SUPPLEMENTARY
12934 | 4215220034600 | ZIRCONIUM DISC SUPER TRANSLUCENT 98 DIAMETER SIZE 12 SHADE B4 | DENTAL SUPPLIES (LABORATORY, IMPLANT AND MAXILLOFACIAL SURGERY) SUPPLEMENTARY
12935 | 4215220034500 | ZIRCONIUM DISC SUPER TRANSLUCENT 98 DIAMETER SIZE 12 SHADE B3 | DENTAL SUPPLIES (LABORATORY, IMPLANT AND MAXILLOFACIAL SURGERY) SUPPLEMENTARY
12936 | 4215220034400 | ZIRCONIUM DISC SUPER TRANSLUCENT 98 DIAMETER SIZE 12 SHADE B2 | DENTAL SUPPLIES (LABORATORY, IMPLANT AND MAXILLOFACIAL SURGERY) SUPPLEMENTARY
12937 | 4215220034300 | ZIRCONIUM DISC SUPER TRANSLUCENT 98 DIAMETER SIZE 12 SHADE B1 | DENTAL SUPPLIES (LABORATORY, IMPLANT AND MAXILLOFACIAL SURGERY) SUPPLEMENTARY
12938 | 4215220034200 | ZIRCONIUM DISC SUPER TRANSLUCENT 98 DIAMETER SIZE 12 SHADE A4 | DENTAL SUPPLIES (LABORATORY, IMPLANT AND MAXILLOFACIAL SURGERY) SUPPLEMENTARY
12939 | 4215220034900 | ZIRCONIUM DISC SUPER TRANSLUCENT 98 DIAMETER SIZE 12 SHADE BL3 | DENTAL SUPPLIES (LABORATORY, IMPLANT AND MAXILLOFACIAL SURGERY) SUPPLEMENTARY
12940 | 4215220039500 | ZIRCONIUM DISC SUPER TRANSLUCENT 98 DIAMETER SIZE 16 SHADE D4 | DENTAL SUPPLIES (LABORATORY, IMPLANT AND MAXILLOFACIAL SURGERY) SUPPLEMENTARY
12941 | 4215220035800 | ZIRCONIUM DISC SUPER TRANSLUCENT 98 DIAMETER SIZE 14 SHADE A1 | DENTAL SUPPLIES (LABORATORY, IMPLANT AND MAXILLOFACIAL SURGERY) SUPPLEMENTARY
12942 | 4232220000000 | OBWEGESER SOFT TISSUE RETRACTORS, STAINLESS STEEL, (BENT UPWARDS), 22CM APPROXIMATE, WORKING END: SHORT (15-25MM) | DENTAL SUPPLIES (LABORATORY, IMPLANT AND MAXILLOFACIAL SURGERY) SUPPLEMENTARY
12943 | 4215220037100 | ZIRCONIUM DISC SUPER TRANSLUCENT 98 DIAMETER SIZE 14 SHADE C2 | DENTAL SUPPLIES (LABORATORY, IMPLANT AND MAXILLOFACIAL SURGERY) SUPPLEMENTARY
12944 | 4215220037000 | ZIRCONIUM DISC SUPER TRANSLUCENT 98 DIAMETER SIZE 14 SHADE C1 | DENTAL SUPPLIES (LABORATORY, IMPLANT AND MAXILLOFACIAL SURGERY) SUPPLEMENTARY
12945 | 4215220036800 | ZIRCONIUM DISC SUPER TRANSLUCENT 98 DIAMETER SIZE 14 SHADE BL3 | DENTAL SUPPLIES (LABORATORY, IMPLANT AND MAXILLOFACIAL SURGERY) SUPPLEMENTARY
12946 | 4215220036600 | ZIRCONIUM DISC SUPER TRANSLUCENT 98 DIAMETER SIZE 14 SHADE BL1 | DENTAL SUPPLIES (LABORATORY, IMPLANT AND MAXILLOFACIAL SURGERY) SUPPLEMENTARY
12947 | 4215220036500 | ZIRCONIUM DISC SUPER TRANSLUCENT 98 DIAMETER SIZE 14 SHADE B4 | DENTAL SUPPLIES (LABORATORY, IMPLANT AND MAXILLOFACIAL SURGERY) SUPPLEMENTARY
12948 | 4215220036400 | ZIRCONIUM DISC SUPER TRANSLUCENT 98 DIAMETER SIZE 14 SHADE B3 | DENTAL SUPPLIES (LABORATORY, IMPLANT AND MAXILLOFACIAL SURGERY) SUPPLEMENTARY
12949 | 4215150005600 | LINDEMANN BUR, FOR BONE CUTTING, LATCH TYPE, MEDIUM SIZE | DENTAL SUPPLIES (LABORATORY, IMPLANT AND MAXILLOFACIAL SURGERY) SUPPLEMENTARY
12950 | 4215220036300 | ZIRCONIUM DISC SUPER TRANSLUCENT 98 DIAMETER SIZE 14 SHADE B2 | DENTAL SUPPLIES (LABORATORY, IMPLANT AND MAXILLOFACIAL SURGERY) SUPPLEMENTARY
12951 | 4215220036100 | ZIRCONIUM DISC SUPER TRANSLUCENT 98 DIAMETER SIZE 14 SHADE A4 | DENTAL SUPPLIES (LABORATORY, IMPLANT AND MAXILLOFACIAL SURGERY) SUPPLEMENTARY
12952 | 4215220036000 | ZIRCONIUM DISC SUPER TRANSLUCENT 98 DIAMETER SIZE 14 SHADE A3 | DENTAL SUPPLIES (LABORATORY, IMPLANT AND MAXILLOFACIAL SURGERY) SUPPLEMENTARY
12953 | 4215220035900 | ZIRCONIUM DISC SUPER TRANSLUCENT 98 DIAMETER SIZE 14 SHADE A2 | DENTAL SUPPLIES (LABORATORY, IMPLANT AND MAXILLOFACIAL SURGERY) SUPPLEMENTARY
12954 | 4232150532100 | TMJ FRACTURE PLATE IN 3D DESIGN, TMJ FRACTURE PLATE IN 3D DESIGN NON-LOCKING PLATE DESIGN WITH GLIDING HOLES, TMJ FRACTURE PLATE IN 3D DESIGN LOCKING PLATE DESIGN COMPATIBLE WITH LOCKING AND NON LOCKING SCREWS | DENTAL SUPPLIES (LABORATORY, IMPLANT AND MAXILLOFACIAL SURGERY) SUPPLEMENTARY
12955 | 4232150571600 | INSTRUMENTATION COMPLETE SET INCLUDING TWO SCREWDRIVER TIPS FOR RESORBABLE PLATE WITH COMPATIBLE CASE AND LID FOR STERILIZATION | DENTAL SUPPLIES (LABORATORY, IMPLANT AND MAXILLOFACIAL SURGERY) SUPPLEMENTARY
12956 | 4232150631000 | SCREW FOR RESORBABLE PLATE (ASSORTED LENGTH AND DIAMETER) | DENTAL SUPPLIES (LABORATORY, IMPLANT AND MAXILLOFACIAL SURGERY) SUPPLEMENTARY
12957 | 4215220036200 | ZIRCONIUM DISC SUPER TRANSLUCENT 98 DIAMETER SIZE 14 SHADE B1 | DENTAL SUPPLIES (LABORATORY, IMPLANT AND MAXILLOFACIAL SURGERY) SUPPLEMENTARY
12958 | 4215220039600 | ZIRCONIUM DISC SUPER TRANSLUCENT 98 DIAMETER SIZE 18 SHADE A1 | DENTAL SUPPLIES (LABORATORY, IMPLANT AND MAXILLOFACIAL SURGERY) SUPPLEMENTARY
12959 | 4215220039700 | ZIRCONIUM DISC SUPER TRANSLUCENT 98 DIAMETER SIZE 18 SHADE A2 | DENTAL SUPPLIES (LABORATORY, IMPLANT AND MAXILLOFACIAL SURGERY) SUPPLEMENTARY
12960 | 4215220039800 | ZIRCONIUM DISC SUPER TRANSLUCENT 98 DIAMETER SIZE 18 SHADE A3 | DENTAL SUPPLIES (LABORATORY, IMPLANT AND MAXILLOFACIAL SURGERY) SUPPLEMENTARY
12961 | 4215220043200 | ZIRCONIUM DISC SUPER TRANSLUCENT 98 DIAMETER SIZE 20 SHADE D3 | DENTAL SUPPLIES (LABORATORY, IMPLANT AND MAXILLOFACIAL SURGERY) SUPPLEMENTARY
12962 | 4215220043100 | ZIRCONIUM DISC SUPER TRANSLUCENT 98 DIAMETER SIZE 20 SHADE D2 | DENTAL SUPPLIES (LABORATORY, IMPLANT AND MAXILLOFACIAL SURGERY) SUPPLEMENTARY
12963 | 4215220043000 | ZIRCONIUM DISC SUPER TRANSLUCENT 98 DIAMETER SIZE 20 SHADE C4 | DENTAL SUPPLIES (LABORATORY, IMPLANT AND MAXILLOFACIAL SURGERY) SUPPLEMENTARY
12964 | 4215220042900 | ZIRCONIUM DISC SUPER TRANSLUCENT 98 DIAMETER SIZE 20 SHADE C3 | DENTAL SUPPLIES (LABORATORY, IMPLANT AND MAXILLOFACIAL SURGERY) SUPPLEMENTARY
12965 | 4215290004700 | CERAMIC FIRING TRAY WITH PIN | DENTAL SUPPLIES (LABORATORY, IMPLANT AND MAXILLOFACIAL SURGERY) SUPPLEMENTARY
12966 | 4215220042800 | ZIRCONIUM DISC SUPER TRANSLUCENT 98 DIAMETER SIZE 20 SHADE C2 | DENTAL SUPPLIES (LABORATORY, IMPLANT AND MAXILLOFACIAL SURGERY) SUPPLEMENTARY
12967 | 4215220043300 | ZIRCONIUM DISC SUPER TRANSLUCENT 98 DIAMETER SIZE 20 SHADE D4 | DENTAL SUPPLIES (LABORATORY, IMPLANT AND MAXILLOFACIAL SURGERY) SUPPLEMENTARY
12968 | 4215220042700 | ZIRCONIUM DISC SUPER TRANSLUCENT 98 DIAMETER SIZE 20 SHADE C1 | DENTAL SUPPLIES (LABORATORY, IMPLANT AND MAXILLOFACIAL SURGERY) SUPPLEMENTARY
12969 | 4215180201000 | DENTAL IMPLANT CLEANING INSTRUMENTS KIT, PLASTIC TIPS WITH SATIN STEEL HANDLE, TIPS INCLUDE LANGER 1/2, BARNHART 5/6, COLUMBIA 4R, 4 L, 204S AND H6/H7, UNIVERSAL CURETTE | DENTAL SUPPLIES (LABORATORY, IMPLANT AND MAXILLOFACIAL SURGERY) SUPPLEMENTARY
12970 | 4215220042300 | ZIRCONIUM DISC SUPER TRANSLUCENT 98 DIAMETER SIZE 20 SHADE BL1 | DENTAL SUPPLIES (LABORATORY, IMPLANT AND MAXILLOFACIAL SURGERY) SUPPLEMENTARY
12971 | 4215220042200 | ZIRCONIUM DISC SUPER TRANSLUCENT 98 DIAMETER SIZE 20 SHADE B4 | DENTAL SUPPLIES (LABORATORY, IMPLANT AND MAXILLOFACIAL SURGERY) SUPPLEMENTARY
12972 | 4215220042100 | ZIRCONIUM DISC SUPER TRANSLUCENT 98 DIAMETER SIZE 20 SHADE B3 | DENTAL SUPPLIES (LABORATORY, IMPLANT AND MAXILLOFACIAL SURGERY) SUPPLEMENTARY
12973 | 4215220042000 | ZIRCONIUM DISC SUPER TRANSLUCENT 98 DIAMETER SIZE 20 SHADE B2 | DENTAL SUPPLIES (LABORATORY, IMPLANT AND MAXILLOFACIAL SURGERY) SUPPLEMENTARY
12974 | 4215220041900 | ZIRCONIUM DISC SUPER TRANSLUCENT 98 DIAMETER SIZE 20 SHADE B1 | DENTAL SUPPLIES (LABORATORY, IMPLANT AND MAXILLOFACIAL SURGERY) SUPPLEMENTARY
12975 | 4215220042500 | ZIRCONIUM DISC SUPER TRANSLUCENT 98 DIAMETER SIZE 20 SHADE BL3 | DENTAL SUPPLIES (LABORATORY, IMPLANT AND MAXILLOFACIAL SURGERY) SUPPLEMENTARY
12976 | 4215220041800 | ZIRCONIUM DISC SUPER TRANSLUCENT 98 DIAMETER SIZE 20 SHADE A4 | DENTAL SUPPLIES (LABORATORY, IMPLANT AND MAXILLOFACIAL SURGERY) SUPPLEMENTARY
12977 | 4229250200400 | MALLET, STAINLESS STEEL ,18 CM APPROXIMATE WITH INTERCHANGEABLE FIBER FACES, 2 EXTRA FIBER FACES, 320 G | DENTAL SUPPLIES (LABORATORY, IMPLANT AND MAXILLOFACIAL SURGERY) SUPPLEMENTARY
12978 | 4215169703300 | DRY PIGMENT KIT, COSMETIC GRADE DRY POWDERS USED BOTH INTRINSICALLY AND EXTRINSICALLY TO COLOR SILICONE MATERIALS. | DENTAL SUPPLIES (LABORATORY, IMPLANT AND MAXILLOFACIAL SURGERY) SUPPLEMENTARY
12979 | 4215169700800 | MINI LAMBOTTE OSTEOTOME, STAINLESS STEEL, STRAIGHT, 13CM APPROXIMATE, WORKING END WIDTH: MEDIUM (6-8CM TIP) | DENTAL SUPPLIES (LABORATORY, IMPLANT AND MAXILLOFACIAL SURGERY) SUPPLEMENTARY
12980 | 4215169700900 | OBWEGESER OSTEOTOME, FOR ALVEOLAR PROCESS, STAINLESS STEEL, 15CM APPROXIMATE , 6MM TIP APPROXIMATE | DENTAL SUPPLIES (LABORATORY, IMPLANT AND MAXILLOFACIAL SURGERY) SUPPLEMENTARY
12981 | 4215169701800 | GOLD CYLINDER FOR SCREW RETAINED 4 TO 4.45 MM | DENTAL SUPPLIES (LABORATORY, IMPLANT AND MAXILLOFACIAL SURGERY) SUPPLEMENTARY
12982 | 4215169702100 | TRANSFER MAGNET/ MINI TRANSFER MAGNET HEIGHT 3.2MM DIAMETER 4.5MM | DENTAL SUPPLIES (LABORATORY, IMPLANT AND MAXILLOFACIAL SURGERY) SUPPLEMENTARY
12983 | 4215169702200 | TRANSFER MAGNET/ MAXI TRANSFER MAGNET HEIGHT 3.9MM DIAMETER 5.5MM | DENTAL SUPPLIES (LABORATORY, IMPLANT AND MAXILLOFACIAL SURGERY) SUPPLEMENTARY
12984 | 4215169702300 | PROSTHESIS LIP MAGNET/MICRO LIP MAGNET 1.99MM 4.5MM | DENTAL SUPPLIES (LABORATORY, IMPLANT AND MAXILLOFACIAL SURGERY) SUPPLEMENTARY
12985 | 4215169703500 | OCULAR IMPRESSION TRAY, OCULAR IMPRESSION TRAYS AVAILABLE IN VARIOUS SIZES | DENTAL SUPPLIES (LABORATORY, IMPLANT AND MAXILLOFACIAL SURGERY) SUPPLEMENTARY
12986 | 4215169702400 | PROSTHESIS LIP MAGNET/MINI LIP MAGNET 3.20MM 4.5MM | DENTAL SUPPLIES (LABORATORY, IMPLANT AND MAXILLOFACIAL SURGERY) SUPPLEMENTARY
12987 | 4215169702600 | NON-LIPPED PROSTHESIS MAGNET/MINI MICRO MAGNET HEIGHT 1.85MM DIAMETER 4.5MM | DENTAL SUPPLIES (LABORATORY, IMPLANT AND MAXILLOFACIAL SURGERY) SUPPLEMENTARY
12988 | 4215169702700 | NON-LIPPED PROSTHESIS MAGNET/MICRO MAGNET 1.99MM 4.5MM | DENTAL SUPPLIES (LABORATORY, IMPLANT AND MAXILLOFACIAL SURGERY) SUPPLEMENTARY
12989 | 4215169702800 | NON-LIPPED PROSTHESIS MAGNET/MINI MAGNET 3.20MM 4.5MM | DENTAL SUPPLIES (LABORATORY, IMPLANT AND MAXILLOFACIAL SURGERY) SUPPLEMENTARY
12990 | 4215169702900 | NON-LIPPED PROSTHESIS MAGNET/MIDI MAGNET 3.20MM 5.5MM | DENTAL SUPPLIES (LABORATORY, IMPLANT AND MAXILLOFACIAL SURGERY) SUPPLEMENTARY
12991 | 4215169703000 | NON-LIPPED PROSTHESIS MAGNET/MAXI MAGNET 3.90MM 5.5MM | DENTAL SUPPLIES (LABORATORY, IMPLANT AND MAXILLOFACIAL SURGERY) SUPPLEMENTARY
12992 | 4215169703100 | AURICULAR MAGNET MAXI LONG LIP HEIGHT 3.90 D 5.5 11.5 FORCE | DENTAL SUPPLIES (LABORATORY, IMPLANT AND MAXILLOFACIAL SURGERY) SUPPLEMENTARY
12993 | 4215169702500 | PROSTHESIS LIP MAGNET/MIDI LIP MAGNET 3.20MM 5.5MM | DENTAL SUPPLIES (LABORATORY, IMPLANT AND MAXILLOFACIAL SURGERY) SUPPLEMENTARY
12994 | 4229352700000 | SURGICAL IRRIGATION TUBE, FOR IMPLANT MOTOR FROM SOLUTION BAG TO HANDPIECE, DISPOSABLE, STERILE,ADJUSTABLE FLOW RATE 30-150 ML/MINUTE, COMPATIBLE WITH EACH HOSPITAL IMPLANT MOTOR SYSTEM | DENTAL SUPPLIES (LABORATORY, IMPLANT AND MAXILLOFACIAL SURGERY) SUPPLEMENTARY
12995 | 4215220041700 | ZIRCONIUM DISC SUPER TRANSLUCENT 98 DIAMETER SIZE 20 SHADE A3 | DENTAL SUPPLIES (LABORATORY, IMPLANT AND MAXILLOFACIAL SURGERY) SUPPLEMENTARY
12996 | 4215220041500 | ZIRCONIUM DISC SUPER TRANSLUCENT 98 DIAMETER SIZE 20 SHADE A1 | DENTAL SUPPLIES (LABORATORY, IMPLANT AND MAXILLOFACIAL SURGERY) SUPPLEMENTARY
12997 | 4215220040800 | ZIRCONIUM DISC SUPER TRANSLUCENT 98 DIAMETER SIZE 18 SHADE C1 | DENTAL SUPPLIES (LABORATORY, IMPLANT AND MAXILLOFACIAL SURGERY) SUPPLEMENTARY
12998 | 4215220040600 | ZIRCONIUM DISC SUPER TRANSLUCENT 98 DIAMETER SIZE 18 SHADE BL3 | DENTAL SUPPLIES (LABORATORY, IMPLANT AND MAXILLOFACIAL SURGERY) SUPPLEMENTARY
12999 | 4215220040400 | ZIRCONIUM DISC SUPER TRANSLUCENT 98 DIAMETER SIZE 18 SHADE BL1 | DENTAL SUPPLIES (LABORATORY, IMPLANT AND MAXILLOFACIAL SURGERY) SUPPLEMENTARY
13000 | 4215220040300 | ZIRCONIUM DISC SUPER TRANSLUCENT 98 DIAMETER SIZE 18 SHADE B4 | DENTAL SUPPLIES (LABORATORY, IMPLANT AND MAXILLOFACIAL SURGERY) SUPPLEMENTARY
13001 | 4215220040200 | ZIRCONIUM DISC SUPER TRANSLUCENT 98 DIAMETER SIZE 18 SHADE B3 | DENTAL SUPPLIES (LABORATORY, IMPLANT AND MAXILLOFACIAL SURGERY) SUPPLEMENTARY
13002 | 4215220040100 | ZIRCONIUM DISC SUPER TRANSLUCENT 98 DIAMETER SIZE 18 SHADE B2 | DENTAL SUPPLIES (LABORATORY, IMPLANT AND MAXILLOFACIAL SURGERY) SUPPLEMENTARY
13003 | 4215220040900 | ZIRCONIUM DISC SUPER TRANSLUCENT 98 DIAMETER SIZE 18 SHADE C2 | DENTAL SUPPLIES (LABORATORY, IMPLANT AND MAXILLOFACIAL SURGERY) SUPPLEMENTARY
13004 | 4215180506100 | DISC, DIAMOND, HP, ISO NO. 806 - 104 - 321 - 524 - 200 | DENTAL SUPPLIES (LABORATORY, IMPLANT AND MAXILLOFACIAL SURGERY) SUPPLEMENTARY
13005 | 4215180506300 | BUR RUBBER POINTS GREEN FOR HI - SHINE POLISH HP ISO# 658 - 104 - 292 - 503 - 045 | DENTAL SUPPLIES (LABORATORY, IMPLANT AND MAXILLOFACIAL SURGERY) SUPPLEMENTARY
13006 | 4215220039900 | ZIRCONIUM DISC SUPER TRANSLUCENT 98 DIAMETER SIZE 18 SHADE A4 | DENTAL SUPPLIES (LABORATORY, IMPLANT AND MAXILLOFACIAL SURGERY) SUPPLEMENTARY
13007 | 4215180506600 | LINEN POLISHING MOP WITH LEATHER BASE, LARGE 80 - 100 MM DIAMETER | DENTAL SUPPLIES (LABORATORY, IMPLANT AND MAXILLOFACIAL SURGERY) SUPPLEMENTARY
13008 | 4215180506700 | DENTAL LABORATORY BRUSHES (HAIR) FOR SHINING ACRYLIC, 3 ROWS | DENTAL SUPPLIES (LABORATORY, IMPLANT AND MAXILLOFACIAL SURGERY) SUPPLEMENTARY
13009 | 4215180506800 | MANDREL FELT CONE MOUNTED ON STRAIGHT HP | DENTAL SUPPLIES (LABORATORY, IMPLANT AND MAXILLOFACIAL SURGERY) SUPPLEMENTARY
13010 | 4215180506900 | THIN DISC FOR CUTTING SPRUES, CARBORUNDUM, THICKNESS 0.5 MM, DIAMETER 2.2 CM | DENTAL SUPPLIES (LABORATORY, IMPLANT AND MAXILLOFACIAL SURGERY) SUPPLEMENTARY
13011 | 4215220040000 | ZIRCONIUM DISC SUPER TRANSLUCENT 98 DIAMETER SIZE 18 SHADE B1 | DENTAL SUPPLIES (LABORATORY, IMPLANT AND MAXILLOFACIAL SURGERY) SUPPLEMENTARY
13012 | 4215220041600 | ZIRCONIUM DISC SUPER TRANSLUCENT 98 DIAMETER SIZE 20 SHADE A2 | DENTAL SUPPLIES (LABORATORY, IMPLANT AND MAXILLOFACIAL SURGERY) SUPPLEMENTARY
13013 | 4215220041000 | ZIRCONIUM DISC SUPER TRANSLUCENT 98 DIAMETER SIZE 18 SHADE C3 | DENTAL SUPPLIES (LABORATORY, IMPLANT AND MAXILLOFACIAL SURGERY) SUPPLEMENTARY
13014 | 4215180504900 | HEATLESS SILICONE CARBIDE ABRASIVE WHEEL 1 INCH DIAMETER X 3 MM THICK | DENTAL SUPPLIES (LABORATORY, IMPLANT AND MAXILLOFACIAL SURGERY) SUPPLEMENTARY
13015 | 4215220041400 | ZIRCONIUM DISC SUPER TRANSLUCENT 98 DIAMETER SIZE 18 SHADE D4 | DENTAL SUPPLIES (LABORATORY, IMPLANT AND MAXILLOFACIAL SURGERY) SUPPLEMENTARY
13016 | 4215180501400 | BLASTING MATERIAL SPECIAL ALUMINUM OXIDE FOR CHROME COBALT ALLOYS, PARTICLE SIZE 250 MICRONS, APPROXIMATELY 8 KG | DENTAL SUPPLIES (LABORATORY, IMPLANT AND MAXILLOFACIAL SURGERY) SUPPLEMENTARY
13017 | 4215180501800 | TITANIUM CUTTING DISC, 1.5 X 0.025 INCH | DENTAL SUPPLIES (LABORATORY, IMPLANT AND MAXILLOFACIAL SURGERY) SUPPLEMENTARY
13018 | 4215180501900 | CUTTING DISCS, ULTRA THIN FOR CUTTING OF SPRUES, CARBORUNDUM, 0.009 X 7/8 DIAMETER, 25 DISCS/BOX + MANDREL | DENTAL SUPPLIES (LABORATORY, IMPLANT AND MAXILLOFACIAL SURGERY) SUPPLEMENTARY
13019 | 4215180502300 | ULTRA FLEX CUTTING DISC 7/8 X 0.006 INCH FOR METAL AND CERAMIC, WITH MANDREL | DENTAL SUPPLIES (LABORATORY, IMPLANT AND MAXILLOFACIAL SURGERY) SUPPLEMENTARY
13020 | 4215180502400 | ULTRA THIN DISCS FOR CUTTING SPRUE, THICKNESS 0.25 MM, DIAMETER 2.2 CM | DENTAL SUPPLIES (LABORATORY, IMPLANT AND MAXILLOFACIAL SURGERY) SUPPLEMENTARY
13021 | 4215180505000 | METAL FINISHING WHEEL FOR ALL ALLOYS NON - CONTAMINATING, 1 MM WIDE | DENTAL SUPPLIES (LABORATORY, IMPLANT AND MAXILLOFACIAL SURGERY) SUPPLEMENTARY
13022 | 4215220041300 | ZIRCONIUM DISC SUPER TRANSLUCENT 98 DIAMETER SIZE 18 SHADE D3 | DENTAL SUPPLIES (LABORATORY, IMPLANT AND MAXILLOFACIAL SURGERY) SUPPLEMENTARY
13023 | 4215180503300 | MANDREL FELT WHEEL TO BE MOUNTED ON, SCREW TYPE, HP. | DENTAL SUPPLIES (LABORATORY, IMPLANT AND MAXILLOFACIAL SURGERY) SUPPLEMENTARY
13024 | 4215180504100 | MOUNTED RUBBER POLISHING POINTS GREEN | DENTAL SUPPLIES (LABORATORY, IMPLANT AND MAXILLOFACIAL SURGERY) SUPPLEMENTARY
13025 | 4215220041100 | ZIRCONIUM DISC SUPER TRANSLUCENT 98 DIAMETER SIZE 18 SHADE C4 | DENTAL SUPPLIES (LABORATORY, IMPLANT AND MAXILLOFACIAL SURGERY) SUPPLEMENTARY
13026 | 4215180504600 | DISC, DIAMOND, HP, FLEXI, ISO NO. 806 - 104 - 289 - 534 - 100 | DENTAL SUPPLIES (LABORATORY, IMPLANT AND MAXILLOFACIAL SURGERY) SUPPLEMENTARY
13027 | 4215180504700 | FAST CUTTING DISCS, CARBORUNDUM FIBER REINFORCED CUT OFF DISC (CUTTER) 2.5 INCH DIAMETER, 0.035 INCH (THICK) | DENTAL SUPPLIES (LABORATORY, IMPLANT AND MAXILLOFACIAL SURGERY) SUPPLEMENTARY
13028 | 4215180504800 | DISC, DIAMOND, HP, FLEX TURBO ISO NO. 806 - 104 - 510 - 524 - 220 | DENTAL SUPPLIES (LABORATORY, IMPLANT AND MAXILLOFACIAL SURGERY) SUPPLEMENTARY
13029 | 4215224000300 | 3D RESIN PRINTER INTAKE FILTER - COMPATIBLE WITH HOSPITAL MACHINE | DENTAL SUPPLIES (LABORATORY, IMPLANT AND MAXILLOFACIAL SURGERY) SUPPLEMENTARY
13030 | 4229370200000 | BUR CARBIDE HP FLAME MEDIUM CUTTING SIZE 6.0 MM ISO# 500 - 104 - 274 - 190 - 060 | DENTAL SUPPLIES (LABORATORY, IMPLANT AND MAXILLOFACIAL SURGERY) SUPPLEMENTARY
13031 | 4229250200300 | MALLET, STAINLESS STEAL, 170-200 G, LENGTH 18 CM APPROXIMATE | DENTAL SUPPLIES (LABORATORY, IMPLANT AND MAXILLOFACIAL SURGERY) SUPPLEMENTARY
13032 | 4229420304900 | DINGMAN ZYGOMATIC HOOK, STAINLESS STEEL, POINTED TIP, 20CM | DENTAL SUPPLIES (LABORATORY, IMPLANT AND MAXILLOFACIAL SURGERY) SUPPLEMENTARY
13033 | 4229550658900 | MAXI MAGNACAP ABUTMENT KEEPER THAT FITS DIRECTLY ONTO AN EXTRA-ORAL MAXILLOFACIAL IMPLANT ABUTMENTS ALL WITH AN EXTERNAL HEX. NON-STERILE. HEIGHT 2.1 MM, DIAMETER 5.1 MM. (PCS=EACH) | DENTAL SUPPLIES (LABORATORY, IMPLANT AND MAXILLOFACIAL SURGERY) SUPPLEMENTARY
13034 | 4229550659000 | MAXI MAGNACAP, LAB ANALOGUE CAP FOR AN EXTRA-ORAL MAXILLOFACIAL IMPLANT ABUTMENT. A COLOR CODED MAGNACAP REPLICA FOR LABORATORY MODELS. NON-STERILE. HEIGHT: 2.1 MM DIAMETER: 5.1 MM (PCS=EACH) | DENTAL SUPPLIES (LABORATORY, IMPLANT AND MAXILLOFACIAL SURGERY) SUPPLEMENTARY
13035 | 4229550659400 | MINI MAGNACAP ABUTMENT KEEPER THAT FITS DIRECTLY ONTO AN EXTRA-ORAL MAXILLOFACIAL IMPLANT ABUTMENT. ALL WITH AN EXTERNAL HEX. NON-STERILE. HEIGHT 2.1 MM, DIAMETER 4.4 MM (PCS=EACH) | DENTAL SUPPLIES (LABORATORY, IMPLANT AND MAXILLOFACIAL SURGERY) SUPPLEMENTARY
13036 | 4229550659500 | MINI MAGNACAP, LAB ANALOGUE CAP FOR AN EXTRA-ORAL MAXILLOFACIAL IMPLANT ABUTMENT. A COLOR CODED MAGNACAP REPLICA FOR LABORATORY MODELS. NON-STERILE.HEIGHT: 2.1 MM DIAMETER: 4.4 MM (PCS=EA) | DENTAL SUPPLIES (LABORATORY, IMPLANT AND MAXILLOFACIAL SURGERY) SUPPLEMENTARY
13037 | 4229161902300 | OBWGEEZER OSTEOTOME, NASAL SEPTUM DOUBLE-GUARDED OSTEOTOME, STAINLESS STEEL 18CM APPROXIMATE, BLADE WIDTH: 4MM | DENTAL SUPPLIES (LABORATORY, IMPLANT AND MAXILLOFACIAL SURGERY) SUPPLEMENTARY
13038 | 4215211301400 | DENTURE TEETH POSTERIOR, FOR UPPER 30 DEGREE OR EQUIVALENTASSORTED (SIZE-SHADE) | DENTAL SUPPLIES (LABORATORY, IMPLANT AND MAXILLOFACIAL SURGERY) SUPPLEMENTARY
13039 | 4229550658800 | LONG LIP MAGNET, SILICONE RETENTIVE LONG LIP MAGNET PROSTHESIS MAGNET WITH A RETENTIVE RING SPLIT POLE DESIGN WITH AN AIRTIGHT CORROSION SEAL. NON-STERILE. HEIGHT 3.90 MM; DIAMETER 5.5 MM. BREAKAWAY FORCE OF 11.5 N (PCS=EA) | DENTAL SUPPLIES (LABORATORY, IMPLANT AND MAXILLOFACIAL SURGERY) SUPPLEMENTARY
13040 | 4229161902000 | SURGICAL OSTEOTOME, OBWEGESER NASAL SEPTUM 18.5CM, 6MM TIP, GRADE 410-420 SERIES STAINLESS STEEL (HIGH CARBON CONTENT AND A CERTAIN PERCENTAGE OF CHROMIUM) , HEAT TREATED FOR GREATER RIGIDITY | DENTAL SUPPLIES (LABORATORY, IMPLANT AND MAXILLOFACIAL SURGERY) SUPPLEMENTARY
13041 | 4229161901800 | OBWEGESER SPLITTING OSTEOTOME, STAINLESS STEEL, 22CM APPROXIMATE, 16MM TIP APPROXIMATE | DENTAL SUPPLIES (LABORATORY, IMPLANT AND MAXILLOFACIAL SURGERY) SUPPLEMENTARY
13042 | 4229161901500 | OBWEGESER SPLITTING OSTEOTOME, STAINLESS STEEL, 22CM APPROXIMATE, 8 MM TIP APPROXIMATE | DENTAL SUPPLIES (LABORATORY, IMPLANT AND MAXILLOFACIAL SURGERY) SUPPLEMENTARY
13043 | 4229161901300 | TESSIER OSTEOTOME, STAINLESS STEEL, CURVED WORKING END: 10MM, OVERALL LENGTH: 20CM APPROXIMATE | DENTAL SUPPLIES (LABORATORY, IMPLANT AND MAXILLOFACIAL SURGERY) SUPPLEMENTARY
13044 | 4111640100100 | DENTAL LABORATORY HAMMER | DENTAL SUPPLIES (LABORATORY, IMPLANT AND MAXILLOFACIAL SURGERY) SUPPLEMENTARY
13045 | 4115161100000 | SPECTRO COLORIMETER DIGITAL SKIN MATCHING INSTRUMENT, WITH LCD SCREEN. STORE UP TO 100 MEASUREMENTS, BUILT IN MICROPHONE TO RECORD FOR EACH COLOR, SAMPLE REVIEWING BEFORE MEASUREMENT AND ZOOM MANUALLY TO SPECIFIC SKIN AREA, PORTABLE AND POWERED WITH A USB RECHARGEABLE BATTERY 5V @500 MA AND 3 DIFFERENT MEASUREMENT AREA SIZES 8MM, 4MM AND 2MM | DENTAL SUPPLIES (LABORATORY, IMPLANT AND MAXILLOFACIAL SURGERY) SUPPLEMENTARY
13046 | 4229161901100 | OBWEGESER WEDGE OSTEOTOME, STAINLESS STEEL, 22CM APPROXIMATE, 12MM TIP APPROXIMATE | DENTAL SUPPLIES (LABORATORY, IMPLANT AND MAXILLOFACIAL SURGERY) SUPPLEMENTARY
13047 | 4229161901900 | MINI LAMBOTTE OSTEOTOME, STAINLESS STEEL, STRAIGHT, 13CM APPROXIMATE, WORKING END WIDTH: SMALL (2-4CM) | DENTAL SUPPLIES (LABORATORY, IMPLANT AND MAXILLOFACIAL SURGERY) SUPPLEMENTARY
13048 | 4229161900900 | OSTEOTOME, TESSIER HENDERSON, CURVED 20CMX15MM, STAINLESS STEEL, WORKING END WIDTH: 10MM | DENTAL SUPPLIES (LABORATORY, IMPLANT AND MAXILLOFACIAL SURGERY) SUPPLEMENTARY
13049 | 4229550638600 | COMPLETE SET, FOR LATERAL WINDOW ELEVATION OF SINUS (NON AGGRESSIVE DIAMOND DRILLS) | DENTAL SUPPLIES (LABORATORY, IMPLANT AND MAXILLOFACIAL SURGERY) SUPPLEMENTARY
13050 | 4229161902700 | OBWEGESER OSTEOTOME, FOR ALVEOLAR PROCESS, STAINLESS STEEL, 15CM APPROXIMATE, 3 MM TIP APPROXIMATE | DENTAL SUPPLIES (LABORATORY, IMPLANT AND MAXILLOFACIAL SURGERY) SUPPLEMENTARY
13051 | 4215220002900 | SILICONE RING, WITH BASE FORMER, 100G, FOR ALL CERAMIC SYSTEM | DENTAL SUPPLIES (LABORATORY, IMPLANT AND MAXILLOFACIAL SURGERY) SUPPLEMENTARY
13052 | 4229180800700 | HALSTEAD MOSQUITO FORCEPS, STAINLESS STEEL, STRAIGHT, 12.5CM | DENTAL SUPPLIES (LABORATORY, IMPLANT AND MAXILLOFACIAL SURGERY) SUPPLEMENTARY
13053 | 4229520906500 | CARBIDE DRILL FOR PINDEX UNIT, 2.00 MM DIAMETER | DENTAL SUPPLIES (LABORATORY, IMPLANT AND MAXILLOFACIAL SURGERY) SUPPLEMENTARY
13054 | 4229180228300 | FORCEP ADSON TG MICRO STEEL 15CM REUSABLE | DENTAL SUPPLIES (LABORATORY, IMPLANT AND MAXILLOFACIAL SURGERY) SUPPLEMENTARY
13055 | 4229180213200 | ROWE DISIMPACTION FORCEPS, RIGHT AND LEFT, GRADE 410-420 SERIES STAINLESS STEEL (HIGH CARBON CONTENT AND A CERTAIN PERCENTAGE OF FORCE PS, CHROMIUM) , HEAT TREATED FOR GREATER RIGIDITY | DENTAL SUPPLIES (LABORATORY, IMPLANT AND MAXILLOFACIAL SURGERY) SUPPLEMENTARY
13056 | 4229180213100 | DEBAKEY NON-TOOTHED TISSUE FORCEPS, STAINLESS STEEL, STRAIGHT, LENGTH: 20CM, TIP SIZE: 1.5MM | DENTAL SUPPLIES (LABORATORY, IMPLANT AND MAXILLOFACIAL SURGERY) SUPPLEMENTARY
13057 | 4229161902400 | SURGICAL OSTEOTOME, CURVED PTERYGO-MAXILLARY, STAINLESS STEEL, LENGTH 10X22CM APPROXIMATE | DENTAL SUPPLIES (LABORATORY, IMPLANT AND MAXILLOFACIAL SURGERY) SUPPLEMENTARY
13058 | 4229180213000 | HARTMANN HEMOSTATIC FORCEPS, STRAIGHT ,STAINLESS STEEL | DENTAL SUPPLIES (LABORATORY, IMPLANT AND MAXILLOFACIAL SURGERY) SUPPLEMENTARY
13059 | 4229180203400 | DINGMAN BONE HOLDING FORCEPS, 19CM APPROXIMATE, STAINLESS STEEL | DENTAL SUPPLIES (LABORATORY, IMPLANT AND MAXILLOFACIAL SURGERY) SUPPLEMENTARY
13060 | 4229170200400 | OBWEGESER MANDIBULAR AWL 16CM APPROXIMATE, SLIGHTLY CURVE, STAINLESS STEEL | DENTAL SUPPLIES (LABORATORY, IMPLANT AND MAXILLOFACIAL SURGERY) SUPPLEMENTARY
13061 | 4229170102300 | TWIST DRILL FOR RESORBABLE PLATES (ASSORTED SIZE AND DIAMETER) | DENTAL SUPPLIES (LABORATORY, IMPLANT AND MAXILLOFACIAL SURGERY) SUPPLEMENTARY
13062 | 4229163200500 | SCALPEL HANDLE NO.3, STAINLESS STEEL, 12CM APPROXIMATE | DENTAL SUPPLIES (LABORATORY, IMPLANT AND MAXILLOFACIAL SURGERY) SUPPLEMENTARY
13063 | 4229163200400 | STOUT STRAIGHT CHISEL, STAINLESS STEEL, 5MM | DENTAL SUPPLIES (LABORATORY, IMPLANT AND MAXILLOFACIAL SURGERY) SUPPLEMENTARY
13064 | 4215211301500 | LOCATOR OR EQUIVALENT RETENTIVE PROCESSING PACKAGE, INCLUDES: DENTURE CAP, WITH PROCESSING INSERT AND BLOCK - OUT SPACER REPLACEMENT INSERT: 3 DIFFERENT SIZES OF STRENGHT | DENTAL SUPPLIES (LABORATORY, IMPLANT AND MAXILLOFACIAL SURGERY) SUPPLEMENTARY
13065 | 4229180212300 | MICRO HALSTEAD HEMOSTATIC FORCEPS, STAINLESS STEEL,STRAIGHT,12.5CM | DENTAL SUPPLIES (LABORATORY, IMPLANT AND MAXILLOFACIAL SURGERY) SUPPLEMENTARY
13066 | 4229514315400 | COLORADO MICRODISSECTION NEEDLE, MONOPOLAR ELECTRODE INSULATED WITH EXPOSED ULTRA-SHARP TUNGSTEN TIP | DENTAL SUPPLIES (LABORATORY, IMPLANT AND MAXILLOFACIAL SURGERY) SUPPLEMENTARY
13067 | 4222161000900 | BUR LINDEMANN BONE CUTTER KIT STAINLESS STEEL 1. RA 10 MM ISO# 500 - 204 - 409 - 297 - 0212. RA 10 MM ISO# 500 - 205 - 409 - 297 - 0233. HP 11 MM ISO# 500 - 104 - 410 - 297 - 0234. HP XL 35 MM ISO# 330 - 104 - 412 - 297 - 023 | DENTAL SUPPLIES (LABORATORY, IMPLANT AND MAXILLOFACIAL SURGERY) SUPPLEMENTARY
13068 | 4224160200800 | CASTING RING TONGS, HOLDER TYPE, ANGULATED, STAINLESS STEEL, LENGTH 36 - 40 CM | DENTAL SUPPLIES (LABORATORY, IMPLANT AND MAXILLOFACIAL SURGERY) SUPPLEMENTARY
13069 | 4229610501900 | ANATOMICALLY PRE-CONTOURED TITANIUM MESH FOR CRANIAL REGION. EACH IMPLANT TO BE DELIVERED WITH DETACHABLE IDENTIFICATION TAG TO AID IN ORIENTATION . EACH IMPLANT TO BE CODED FOR BIFRONTAL SEGMENT | DENTAL SUPPLIES (LABORATORY, IMPLANT AND MAXILLOFACIAL SURGERY) SUPPLEMENTARY
13070 | 4229610501800 | ANATOMICALLY PRE-CONTOURED TITANIUM MESH FOR CRANIAL REGION. EACH IMPLANT TO BE DELIVERED WITH DETACHABLE IDENTIFICATION TAG TO AID IN ORIENTATION . EACH IMPLANT TO BE CODED FOR ANTERIOR PARASAGITTAL SEGMENT | DENTAL SUPPLIES (LABORATORY, IMPLANT AND MAXILLOFACIAL SURGERY) SUPPLEMENTARY
13071 | 4215211300900 | DENTURE TEETH POSTERIOR, FOR LOWER 10 DEGREE OR EQUIVALENTASSORTED (SIZE-SHADE) | DENTAL SUPPLIES (LABORATORY, IMPLANT AND MAXILLOFACIAL SURGERY) SUPPLEMENTARY
13072 | 4215211300800 | DENTURE TEETH ANTERIOR TRIANGLE SHAPE, FOR UPPER JAW , ASSORTED (SHADE-MOLD) | DENTAL SUPPLIES (LABORATORY, IMPLANT AND MAXILLOFACIAL SURGERY) SUPPLEMENTARY
13073 | 4215211300700 | DENTURE TEETH ANTERIOR TRIANGLE SHAPE, FOR LOWER JAW , ASSORTED (SHADE-MOLD) | DENTAL SUPPLIES (LABORATORY, IMPLANT AND MAXILLOFACIAL SURGERY) SUPPLEMENTARY
13074 | 4215211300600 | DENTURE TEETH ANTERIOR SQUARE SHAPE, FOR UPPER JAW , ASSORTED (SHADE-MOLD) | DENTAL SUPPLIES (LABORATORY, IMPLANT AND MAXILLOFACIAL SURGERY) SUPPLEMENTARY
13075 | 4229610502000 | ANATOMICALLY PRE-CONTOURED TITANIUM MESH FOR CRANIAL REGION. EACH IMPLANT TO BE DELIVERED WITH DETACHABLE IDENTIFICATION TAG TO AID IN ORIENTATION . EACH IMPLANT TO BE CODED FOR FRONTOTEMPORAL PARASAGITTAL SEGMENT, RIGHT | DENTAL SUPPLIES (LABORATORY, IMPLANT AND MAXILLOFACIAL SURGERY) SUPPLEMENTARY
13076 | 4215211300500 | DENTURE TEETH ANTERIOR SQUARE SHAPE, FOR LOWER JAW , ASSORTED (SHADE-MOLD) | DENTAL SUPPLIES (LABORATORY, IMPLANT AND MAXILLOFACIAL SURGERY) SUPPLEMENTARY
13077 | 4215211300300 | DENTURE TEETH ANTERIOR OVOID SHAPE, FOR LOWER JAW , ASSORTED (SHADE-MOLD) | DENTAL SUPPLIES (LABORATORY, IMPLANT AND MAXILLOFACIAL SURGERY) SUPPLEMENTARY
13078 | 4215211300200 | DENTAL ACRYLIC INJECTION SYSTEM HIGH IMPACT, STANDARD KIT, SHADE PINK COMPATIBLE WITH MACHINE CENTER | DENTAL SUPPLIES (LABORATORY, IMPLANT AND MAXILLOFACIAL SURGERY) SUPPLEMENTARY
13079 | 4215211300100 | DENTAL ACRYLIC INJECTION HIGH IMPACT, STANDARD KIT, SHADE PINK-V, COMPATIBLE WITH MACHINE CENTER | DENTAL SUPPLIES (LABORATORY, IMPLANT AND MAXILLOFACIAL SURGERY) SUPPLEMENTARY
13080 | 4215211300000 | DENTAL ACRYLIC INJECTION HIGH IMPACT, STANDARD KIT, SHADE PINK-V IMPLANT, COMPATIBLE WITH MACHINE CENTER | DENTAL SUPPLIES (LABORATORY, IMPLANT AND MAXILLOFACIAL SURGERY) SUPPLEMENTARY
13081 | 4215211100200 | DIPPING COLD HARDENER FOR INVESTMENT MODELS, 1 LITER BOTTLE | DENTAL SUPPLIES (LABORATORY, IMPLANT AND MAXILLOFACIAL SURGERY) SUPPLEMENTARY
13082 | 4215210700100 | BITE RIM FORMER / HOT PLATE WAXING SPATULA | DENTAL SUPPLIES (LABORATORY, IMPLANT AND MAXILLOFACIAL SURGERY) SUPPLEMENTARY
13083 | 4215211300400 | DENTURE TEETH ANTERIOR OVOID SHAPE, FOR UPPER JAW , ASSORTED (SHADE-MOLD) | DENTAL SUPPLIES (LABORATORY, IMPLANT AND MAXILLOFACIAL SURGERY) SUPPLEMENTARY
13084 | 4224160200900 | CASTING RING HOLDER TYPE, STRAIGHT, STAINLESS STEEL, LENGTH 50 - 55 CM | DENTAL SUPPLIES (LABORATORY, IMPLANT AND MAXILLOFACIAL SURGERY) SUPPLEMENTARY
13085 | 4229610502100 | MESH, ANATOMICALLY PRE-CONTOURED TITANIUM MESH FOR CRANIAL REGION. EACH IMPLANT TO BE DELIVERED WITH DETACHABLE IDENTIFICATION TAG T O AID IN ORIENTATION . EACH IMPLANT TO BE CODED FOR PARIETAL SEGMENT, LEFT | DENTAL SUPPLIES (LABORATORY, IMPLANT AND MAXILLOFACIAL SURGERY) SUPPLEMENTARY
13086 | 4215211301000 | DENTURE TEETH POSTERIOR, FOR LOWER 20 DEGREE OR EQUIVALENTASSORTED (SIZE-SHADE) | DENTAL SUPPLIES (LABORATORY, IMPLANT AND MAXILLOFACIAL SURGERY) SUPPLEMENTARY
13087 | 4229161900400 | OSTEOTOMES KIT SET OF 5 OFFSET (CURVED) HANDLES SINUS OSTEOTOMES WITH CONCAVE TIP ADJUSTABLE STOPS AND WRENCH FOR ELEVATION OF MAXILLARY SINUS FLOOR IN STAINLESS STEEL CASSETTE 1. OFFSET HANDLE OSTEOTOME WITH CONCAVE TIP DIAMETER OF THE TIP RANGE FROM 2 - 2.6 MM 2. OFFSET HANDLE OSTEOTOME WITH CONCAVE TIP DIAMETER OF THE TIP RANGE FROM 3 - 3.5 MM 3. OFFSET HANDLE OSTEOTOME WITH CONCAVE TIP DIAMETER OF THE TIP RANGE FROM 3.6 - 4 MM 4. OFFSET HANDLE OSTEOTOME WITH CONCAVE TIP DIAMETER OF THE TIP RANGE FROM 4.1 - 4.6 MM 5. OFFSET HANDLE OSTEOTOME WITH CONCAVE TIP DIAMETER OF THE TIP RANGE FROM 4.8 - 5 MM | DENTAL SUPPLIES (LABORATORY, IMPLANT AND MAXILLOFACIAL SURGERY) SUPPLEMENTARY
13088 | 4229161500300 | LISTON KEY HORSLEY RIB SHEAR, BONE CUTTING FORCEPS 27CM, CHILDREN SIZE, GRADE 410-420 SERIES STAINLESS STEEL (HIGH CARBON CONTENT AND A CERTAIN PERCENTAGE OF CHROMIUM) , HEAT TREATED FOR GREATER RIGIDITY | DENTAL SUPPLIES (LABORATORY, IMPLANT AND MAXILLOFACIAL SURGERY) SUPPLEMENTARY
13089 | 4215210100000 | CASTING RING SIZE 65 MM, STAINLESS STEEL WITH PLASTIC FORMER "BASE" | DENTAL SUPPLIES (LABORATORY, IMPLANT AND MAXILLOFACIAL SURGERY) SUPPLEMENTARY
13090 | 4215210100200 | CASTING RING SIZE 30 MM, STAINLESS STEEL WITH PLASTIC FORMER "BASE" | DENTAL SUPPLIES (LABORATORY, IMPLANT AND MAXILLOFACIAL SURGERY) SUPPLEMENTARY
13091 | 4215210100300 | CASTING RING SIZE 48 MM, STAINLESS STEEL WITH PLASTIC FORMER "BASE" | DENTAL SUPPLIES (LABORATORY, IMPLANT AND MAXILLOFACIAL SURGERY) SUPPLEMENTARY
13092 | 4215210100500 | STAINLESS STEEL CASTING RING SET OF 6 DIFFERENT SIZES 3 X 2 INCH, 2 X 13/4 INCH, 1 1/2 X 1 3/4 INCH, 2 1/2 X 2 INCH, 1 2/3 X 1 3/4 INCH, 1 1/4 X 1 3/4 INCH | DENTAL SUPPLIES (LABORATORY, IMPLANT AND MAXILLOFACIAL SURGERY) SUPPLEMENTARY
13093 | 4229610502200 | ANATOMICALLY PRE-CONTOURED TITANIUM MESH FOR CRANIAL REGION. EACH IMPLANT TO BE DELIVERED WITH DETACHABLE IDENTIFICATION TAG TO AID IN ORIENTATION . EACH IMPLANT TO BE CODED FOR PARIETAL SEGMENT, RIGHT | DENTAL SUPPLIES (LABORATORY, IMPLANT AND MAXILLOFACIAL SURGERY) SUPPLEMENTARY
13094 | 4215210200100 | DENTAL LABORATORY MODEL BASE FORMER, RUBBER, MEDIUM AND LARGE SIZE, UPPER AND LOWER | DENTAL SUPPLIES (LABORATORY, IMPLANT AND MAXILLOFACIAL SURGERY) SUPPLEMENTARY
13095 | 4229161500100 | GLUCK RIB SHEAR, BONE CUTTING FORCEPS 22CM, GRADE 410-420 SERIES STAINLESS STEEL (HIGH CARBON CONTENT AND A CERTAIN PERCENTAGE OF CH ROMIUM) , HEAT TREATED FOR GREATER RIGIDITY | DENTAL SUPPLIES (LABORATORY, IMPLANT AND MAXILLOFACIAL SURGERY) SUPPLEMENTARY
13096 | 4215211301200 | DENTURE TEETH POSTERIOR, FOR UPPER 10 DEGREE OR EQUIVALENTASSORTED (SIZE-SHADE) | DENTAL SUPPLIES (LABORATORY, IMPLANT AND MAXILLOFACIAL SURGERY) SUPPLEMENTARY
13097 | 4215211301100 | DENTURE TEETH POSTERIOR, FOR LOWER 30 DEGREE OR EQUIVALENTASSORTED (SIZE-SHADE) | DENTAL SUPPLIES (LABORATORY, IMPLANT AND MAXILLOFACIAL SURGERY) SUPPLEMENTARY
13098 | 4224150602900 | PLASTER OF PARIS, FAST SET, TYPE 2, WHITE COLOR, WEIGHT +15 KGM | DENTAL SUPPLIES (LABORATORY, IMPLANT AND MAXILLOFACIAL SURGERY) SUPPLEMENTARY
13099 | 4229610502400 | ANATOMICALLY PRE-CONTOURED TITANIUM MESH FOR CRANIAL REGION. EACH IMPLANT TO BE DELIVERED WITH DETACHABLE IDENTIFICATION TAG TO AID IN ORIENTATION. EACH IMPLANT TO BE CODED FRONTOTEMPORAL PARASAGITTAL SEGMENT, LEFT | DENTAL SUPPLIES (LABORATORY, IMPLANT AND MAXILLOFACIAL SURGERY) SUPPLEMENTARY
13100 | 4229610502300 | ANATOMICALLY PRE-CONTOURED TITANIUM MESH FOR CRANIAL REGION. EACH IMPLANT TO BE DELIVERED WITH DETACHABLE IDENTIFICATION TAG TO AID IN ORIENTATION . EACH IMPLANT TO BE CODED FOR POSTERIOR PARASAGITTAL SEGMENT | DENTAL SUPPLIES (LABORATORY, IMPLANT AND MAXILLOFACIAL SURGERY) SUPPLEMENTARY
13101 | 4215211301300 | DENTURE TEETH POSTERIOR, FOR UPPER 20 DEGREE OR EQUIVALENTASSORTED (SIZE-SHADE) | DENTAL SUPPLIES (LABORATORY, IMPLANT AND MAXILLOFACIAL SURGERY) SUPPLEMENTARY
13102 | 4215169100400 | CONDUCTIVE APEX PUTTY REPLICATE PERIAPICAL RADIOLUCENCY | DENTAL SUPPLIES (LABORATORY, IMPLANT AND MAXILLOFACIAL SURGERY) SUPPLEMENTARY
13103 | 4224200029100 | SUPER TRANSLUCENT COLOR LIQUID SET (CLASSIC SHADES) | DENTAL SUPPLIES (LABORATORY, IMPLANT AND MAXILLOFACIAL SURGERY) SUPPLEMENTARY
13104 | 4215210000600 | CIRCLE VACUUM FORM CLEAR PLASTIC SHEET FOR DENTAL ORTHO ALIGNER DIAMETER 125 THICKNESS 1.00MM | DENTAL SUPPLIES (LABORATORY, IMPLANT AND MAXILLOFACIAL SURGERY) SUPPLEMENTARY
13105 | 4215220022900 | DISC PMMA FOR CAD- CAM, 98.5MM, THICKNESS 16MM LT BL3- COMPATIBLE WITH CENTER MACHINE | DENTAL SUPPLIES (LABORATORY, IMPLANT AND MAXILLOFACIAL SURGERY) SUPPLEMENTARY
13106 | 4215220022800 | DISC PMMA FOR CAD- CAM, 98.5MM, THICKNESS 16MM LT B3- COMPATIBLE WITH CENTER MACHINE | DENTAL SUPPLIES (LABORATORY, IMPLANT AND MAXILLOFACIAL SURGERY) SUPPLEMENTARY
13107 | 4215220022700 | DISC PMMA FOR CAD- CAM, 98.5MM, THICKNESS 16MM LT B1- COMPATIBLE WITH CENTER MACHINE | DENTAL SUPPLIES (LABORATORY, IMPLANT AND MAXILLOFACIAL SURGERY) SUPPLEMENTARY
13108 | 4215220022600 | DISC PMMA FOR CAD- CAM, 98.5MM, THICKNESS 16MM LT A3.5- COMPATIBLE WITH CENTER MACHINE | DENTAL SUPPLIES (LABORATORY, IMPLANT AND MAXILLOFACIAL SURGERY) SUPPLEMENTARY
13109 | 4215220022500 | DISC PMMA FOR CAD- CAM, 98.5MM, THICKNESS 16MM LT A3- COMPATIBLE WITH CENTER MACHINE | DENTAL SUPPLIES (LABORATORY, IMPLANT AND MAXILLOFACIAL SURGERY) SUPPLEMENTARY
13110 | 4215220022400 | DISC PMMA FOR CAD- CAM, 98.5MM, THICKNESS 16MM LT A2- COMPATIBLE WITH CENTER MACHINE | DENTAL SUPPLIES (LABORATORY, IMPLANT AND MAXILLOFACIAL SURGERY) SUPPLEMENTARY
13111 | 4215220023000 | DISC PMMA FOR CAD- CAM, 98.5MM, THICKNESS 20MM LT A1- COMPATIBLE WITH CENTER MACHINE | DENTAL SUPPLIES (LABORATORY, IMPLANT AND MAXILLOFACIAL SURGERY) SUPPLEMENTARY
13112 | 4215220022300 | DISC PMMA FOR CAD- CAM, 98.5MM, THICKNESS 16MM LT A1- COMPATIBLE WITH CENTER MACHINE | DENTAL SUPPLIES (LABORATORY, IMPLANT AND MAXILLOFACIAL SURGERY) SUPPLEMENTARY
13113 | 4215220022000 | DENTAL LAB STORE-DENTAL WEHMER DUAL DISC MODEL TRIMMER DIAMOND TRIMMING WHEEL- COARSE MODEL | DENTAL SUPPLIES (LABORATORY, IMPLANT AND MAXILLOFACIAL SURGERY) SUPPLEMENTARY
13114 | 4215220021600 | DENTAL ACRYLIC INJECTION HYBRID, STANDARD KIT, SHADE PINK-V, COMPATIBLE WITH MACHINE CENTER | DENTAL SUPPLIES (LABORATORY, IMPLANT AND MAXILLOFACIAL SURGERY) SUPPLEMENTARY
13115 | 4215220021400 | DENTAL ACRYLIC INJECTION HYBRID, STANDARD KIT, SHADE PINK, COMPATIBLE WITH MACHINE CENTER | DENTAL SUPPLIES (LABORATORY, IMPLANT AND MAXILLOFACIAL SURGERY) SUPPLEMENTARY
13116 | 4215220021300 | DENTAL ACRYLIC INJECTION HYBRID, STANDARD KIT, SHADE CLEAR, COMPATIBLE WITH MACHINE CENTER | DENTAL SUPPLIES (LABORATORY, IMPLANT AND MAXILLOFACIAL SURGERY) SUPPLEMENTARY
13117 | 4215220021200 | DENTAL ACCESSORIES, WAX COMPONENTS, COMPATIBLE WITH MACHINE CENTER | DENTAL SUPPLIES (LABORATORY, IMPLANT AND MAXILLOFACIAL SURGERY) SUPPLEMENTARY
13118 | 4215220019400 | CARBON MARKER OR PENCIL HOLDER FOR DENTAL SURVEYOR COMPATIBLE WITH NEY OR EQUIVALENT | DENTAL SUPPLIES (LABORATORY, IMPLANT AND MAXILLOFACIAL SURGERY) SUPPLEMENTARY
13119 | 4215220022100 | DENTAL LAB STORE-DENTAL WEHMER DUAL DISC MODEL TRIMMER DIAMOND TRIMMING WHEEL- FINE MODEL | DENTAL SUPPLIES (LABORATORY, IMPLANT AND MAXILLOFACIAL SURGERY) SUPPLEMENTARY
13120 | 4215220019300 | LEAD PENCIL CARBON MARKER USED FOR DENTAL SURVEYOR COMPATIBLE WITH NEY OR EQUIVALENT | DENTAL SUPPLIES (LABORATORY, IMPLANT AND MAXILLOFACIAL SURGERY) SUPPLEMENTARY
13121 | 4215220023100 | DISC PMMA FOR CAD- CAM, 98.5MM, THICKNESS 20MM LT A2- COMPATIBLE WITH CENTER MACHINE | DENTAL SUPPLIES (LABORATORY, IMPLANT AND MAXILLOFACIAL SURGERY) SUPPLEMENTARY
13122 | 4215220023300 | DISC PMMA FOR CAD- CAM, 98.5MM, THICKNESS 20MM LT A3.5- COMPATIBLE WITH CENTER MACHINE | DENTAL SUPPLIES (LABORATORY, IMPLANT AND MAXILLOFACIAL SURGERY) SUPPLEMENTARY
13123 | 4215220034100 | ZIRCONIUM DISC SUPER TRANSLUCENT 98 DIAMETER SIZE 12 SHADE A3 | DENTAL SUPPLIES (LABORATORY, IMPLANT AND MAXILLOFACIAL SURGERY) SUPPLEMENTARY
13124 | 4215181001300 | ELECTRO - POLISH LIQUID FOR METAL USE WITH ELECTRO - POLISHING APPARATUS 1 L/BOTTLE | DENTAL SUPPLIES (LABORATORY, IMPLANT AND MAXILLOFACIAL SURGERY) SUPPLEMENTARY
13125 | 4215220034000 | ZIRCONIUM DISC SUPER TRANSLUCENT 98 DIAMETER SIZE 12 SHADE A2 | DENTAL SUPPLIES (LABORATORY, IMPLANT AND MAXILLOFACIAL SURGERY) SUPPLEMENTARY
13126 | 4215220033900 | ZIRCONIUM DISC SUPER TRANSLUCENT 98 DIAMETER SIZE 12 SHADE A1 | DENTAL SUPPLIES (LABORATORY, IMPLANT AND MAXILLOFACIAL SURGERY) SUPPLEMENTARY
13127 | 4231160702700 | 25% ALUMINUM CHLORIDE HEMOSTATIC SOLUTION BUFFERED LIQUID 15 - 30 ML | DENTAL SUPPLIES (LABORATORY, IMPLANT AND MAXILLOFACIAL SURGERY) SUPPLEMENTARY
13128 | 4215220024200 | DISC PMMA FOR CAD- CAM, 98.5MM, THICKNESS 25MM LT BL3- COMPATIBLE WITH CENTER MACHINE | DENTAL SUPPLIES (LABORATORY, IMPLANT AND MAXILLOFACIAL SURGERY) SUPPLEMENTARY
13129 | 4215220023200 | DISC PMMA FOR CAD- CAM, 98.5MM, THICKNESS 20MM LT A3- COMPATIBLE WITH CENTER MACHINE | DENTAL SUPPLIES (LABORATORY, IMPLANT AND MAXILLOFACIAL SURGERY) SUPPLEMENTARY
13130 | 4215220024100 | DISC PMMA FOR CAD- CAM, 98.5MM, THICKNESS 25MM LT B2- COMPATIBLE WITH CENTER MACHINE | DENTAL SUPPLIES (LABORATORY, IMPLANT AND MAXILLOFACIAL SURGERY) SUPPLEMENTARY
13131 | 4215220023900 | DISC PMMA FOR CAD- CAM, 98.5MM, THICKNESS 25MM LT A3- COMPATIBLE WITH CENTER MACHINE | DENTAL SUPPLIES (LABORATORY, IMPLANT AND MAXILLOFACIAL SURGERY) SUPPLEMENTARY
13132 | 4215220023800 | DISC PMMA FOR CAD- CAM, 98.5MM, THICKNESS 25MM LT A2- COMPATIBLE WITH CENTER MACHINE | DENTAL SUPPLIES (LABORATORY, IMPLANT AND MAXILLOFACIAL SURGERY) SUPPLEMENTARY
13133 | 4215220023700 | DISC PMMA FOR CAD- CAM, 98.5MM, THICKNESS 25MM LT A1- COMPATIBLE WITH CENTER MACHINE | DENTAL SUPPLIES (LABORATORY, IMPLANT AND MAXILLOFACIAL SURGERY) SUPPLEMENTARY
13134 | 4215220023600 | DISC PMMA FOR CAD- CAM, 98.5MM, THICKNESS 20MM LT BL3- COMPATIBLE WITH CENTER MACHINE | DENTAL SUPPLIES (LABORATORY, IMPLANT AND MAXILLOFACIAL SURGERY) SUPPLEMENTARY
13135 | 4215220023500 | DISC PMMA FOR CAD- CAM, 98.5MM, THICKNESS 20MM LT B3- COMPATIBLE WITH CENTER MACHINE | DENTAL SUPPLIES (LABORATORY, IMPLANT AND MAXILLOFACIAL SURGERY) SUPPLEMENTARY
13136 | 4215220023400 | DISC PMMA FOR CAD- CAM, 98.5MM, THICKNESS 20MM LT B1- COMPATIBLE WITH CENTER MACHINE | DENTAL SUPPLIES (LABORATORY, IMPLANT AND MAXILLOFACIAL SURGERY) SUPPLEMENTARY
13137 | 4215220024000 | DISC PMMA FOR CAD- CAM, 98.5MM, THICKNESS 25MM LT A3.5- COMPATIBLE WITH CENTER MACHINE | DENTAL SUPPLIES (LABORATORY, IMPLANT AND MAXILLOFACIAL SURGERY) SUPPLEMENTARY
13138 | 4215220005600 | MARGIN SEALER 10-20ML | DENTAL SUPPLIES (LABORATORY, IMPLANT AND MAXILLOFACIAL SURGERY) SUPPLEMENTARY
13139 | 4215220019200 | ANALYZING ROD FOR DENTAL SURVEYOR REPLACEMENT PART COMPATIBLE WITH NEY OR EQUIVALENT | DENTAL SUPPLIES (LABORATORY, IMPLANT AND MAXILLOFACIAL SURGERY) SUPPLEMENTARY
13140 | 4215220012900 | CERAMIC MIXING PALETTE WITH COVER FOR PORCELAIN WITH HUMIDIFICATION TRAY | DENTAL SUPPLIES (LABORATORY, IMPLANT AND MAXILLOFACIAL SURGERY) SUPPLEMENTARY
13141 | 4215220011700 | STAINLESS STEEL ROUND WIRE, SIZE 0.9 MM, HARD, 20 M/ROLL | DENTAL SUPPLIES (LABORATORY, IMPLANT AND MAXILLOFACIAL SURGERY) SUPPLEMENTARY
13142 | 4215220011600 | STAINLESS STEEL ROUND WIRE, SIZE 0.6 MM, SPRING HARD, 20 M/ROLL | DENTAL SUPPLIES (LABORATORY, IMPLANT AND MAXILLOFACIAL SURGERY) SUPPLEMENTARY
13143 | 4215220011500 | CERAMIC MIXING GLASS ROD | DENTAL SUPPLIES (LABORATORY, IMPLANT AND MAXILLOFACIAL SURGERY) SUPPLEMENTARY
13144 | 4215220011000 | LONG DOWEL PINS, BIG SIZE WITH EFFECTIVE ANTI ROTATION , WITH SLEEVES AND RUBBER CUP , 1000 PIECES/BAG | DENTAL SUPPLIES (LABORATORY, IMPLANT AND MAXILLOFACIAL SURGERY) SUPPLEMENTARY
13145 | 4215190800000 | COMPLETE SET, FLASK FOR UPPER AND LOWER DENTURES WITH FRAME | DENTAL SUPPLIES (LABORATORY, IMPLANT AND MAXILLOFACIAL SURGERY) SUPPLEMENTARY
13146 | 4215190800100 | DUPLICATING FLASK, 70 MMX 90 MMX 85 MM, CLEAR, HIGH IMPACT PLASTIC DUPLICATING FLASK | DENTAL SUPPLIES (LABORATORY, IMPLANT AND MAXILLOFACIAL SURGERY) SUPPLEMENTARY
13147 | 4215220011800 | STAINLESS STEEL ROUND WIRE, SIZE 0.8 MM, SPRING HARD, 20 M/ROLL | DENTAL SUPPLIES (LABORATORY, IMPLANT AND MAXILLOFACIAL SURGERY) SUPPLEMENTARY
13148 | 4215220010900 | GENERAL PURPOSE GLUE THAT CREATES A TIGHT SEAL LEAVING MINIMAL GAP SPACE CAN BE USED TO REPAIR AND JOIN BROKEN MODEL THAT REQUIRES FAST SETTING GLUE, 20 - 30 ML | DENTAL SUPPLIES (LABORATORY, IMPLANT AND MAXILLOFACIAL SURGERY) SUPPLEMENTARY
13149 | 4229230600000 | VERBRUGGE BONE HOLDING FORCEPS 14.5 CM, GRADE 410 - 420 SERIES STAINLESS STEEL (HIGH CARBON CONTENT AND A CERTAIN PERCENTAGE OF CHROMIUM), HEAT TREATED FOR GREATER RIGIDITY | DENTAL SUPPLIES (LABORATORY, IMPLANT AND MAXILLOFACIAL SURGERY) SUPPLEMENTARY
13150 | 4618200100900 | NEW ORLEANS NEEDLE HOLDER, STAINLESS STEEL , LENGTH 18CM | DENTAL SUPPLIES (LABORATORY, IMPLANT AND MAXILLOFACIAL SURGERY) SUPPLEMENTARY
13151 | 4229490801600 | BABCOCK TISSUE GRASPING FORCEPS, STAINLESS STEEL, LENGTH: 16CM APPROXIMATE | DENTAL SUPPLIES (LABORATORY, IMPLANT AND MAXILLOFACIAL SURGERY) SUPPLEMENTARY
13152 | 4229230300500 | WIRE BENDING PLIER SET, ASSORTED 5 PCS/SET (ECONO - CASE - TECHNICAL PLIERS) | DENTAL SUPPLIES (LABORATORY, IMPLANT AND MAXILLOFACIAL SURGERY) SUPPLEMENTARY
13153 | 4215210000400 | CIRCLE VACUUM FORM CLEAR PLASTIC SHEET FOR DENTAL ORTHO ALIGNER DIAMETER 125 THICKNESS 0.75MM | DENTAL SUPPLIES (LABORATORY, IMPLANT AND MAXILLOFACIAL SURGERY) SUPPLEMENTARY
13154 | 4215210000500 | CIRCLE VACUUM FORM CLEAR PLASTIC SHEET FOR DENTAL ORTHO ALIGNER DIAMETER 125 THICKNESS 0.88MM | DENTAL SUPPLIES (LABORATORY, IMPLANT AND MAXILLOFACIAL SURGERY) SUPPLEMENTARY
13155 | 4215220010700 | DENTAL LAB WORKING CASE CONTAINER TRAY WITH CLIP FOR INSTRUCTION SHEET. MADE OF SCRATCH RESISTANT PLASTIC, 4 DIFFERENT COLORS | DENTAL SUPPLIES (LABORATORY, IMPLANT AND MAXILLOFACIAL SURGERY) SUPPLEMENTARY
13156 | 4215220019100 | WAX TRIMMER ROD USED FOR DENTAL SURVEYOR COMPATIBLE WITH NEY OR EQUIVALENT | DENTAL SUPPLIES (LABORATORY, IMPLANT AND MAXILLOFACIAL SURGERY) SUPPLEMENTARY
13157 | 4215220011900 | STAINLESS STEEL ROUND WIRE, SIZE 1 MMX 10 M, HARD | DENTAL SUPPLIES (LABORATORY, IMPLANT AND MAXILLOFACIAL SURGERY) SUPPLEMENTARY
13158 | 4229420705500 | STEVENS SCISSORS, , STAINLESS STEEL, LENGTH 11MM APPROXIMATE, CURVED, SHARP TIP | DENTAL SUPPLIES (LABORATORY, IMPLANT AND MAXILLOFACIAL SURGERY) SUPPLEMENTARY
13159 | 4215220012800 | MOUTH GUARD MATERIAL SOFT SQUARE CLEAR SHEET 1.0 X 125 MM | DENTAL SUPPLIES (LABORATORY, IMPLANT AND MAXILLOFACIAL SURGERY) SUPPLEMENTARY
13160 | 4215220012700 | MOUTH GUARD MATERIAL, SOFT, SQUARE CLEAR SHEET 3.0 X 125 MM | DENTAL SUPPLIES (LABORATORY, IMPLANT AND MAXILLOFACIAL SURGERY) SUPPLEMENTARY
13161 | 4229240201500 | UNIVERSAL SCREWDRIVER REMOVAL KIT | DENTAL SUPPLIES (LABORATORY, IMPLANT AND MAXILLOFACIAL SURGERY) SUPPLEMENTARY
13162 | 4215220012300 | MOUTH GUARD MATERIAL, HARD, CLEAR SQUARE SHEET FOR TEMPLATE 0.5 X 125 MM, 100 /PK | DENTAL SUPPLIES (LABORATORY, IMPLANT AND MAXILLOFACIAL SURGERY) SUPPLEMENTARY
13163 | 4215220012100 | STAINLESS STEEL ROUND WIRE, SIZE 0.7 MM, HARD, 20 M/ROLL | DENTAL SUPPLIES (LABORATORY, IMPLANT AND MAXILLOFACIAL SURGERY) SUPPLEMENTARY
13164 | 4229240200700 | SCREWDRIVER, TITANIUM FOR RESORBABLE PLATE (SIZE TO BE SPECIFIED) | DENTAL SUPPLIES (LABORATORY, IMPLANT AND MAXILLOFACIAL SURGERY) SUPPLEMENTARY
13165 | 4229420705600 | ZYGOMATIC SURGICAL KIT | DENTAL SUPPLIES (LABORATORY, IMPLANT AND MAXILLOFACIAL SURGERY) SUPPLEMENTARY
13166 | 4229240200600 | SCREWDRIVER FOR DISTRACTORS (SIZE AND TYPE TO BE SPECIFIED) | DENTAL SUPPLIES (LABORATORY, IMPLANT AND MAXILLOFACIAL SURGERY) SUPPLEMENTARY
13167 | 4229420704900 | CUSHING NERVE HOOK, STAINLESS STEEL, 20-30CM APPROXIMATE, RIGHT ANGEL, WORKING END: 6MM | DENTAL SUPPLIES (LABORATORY, IMPLANT AND MAXILLOFACIAL SURGERY) SUPPLEMENTARY
13168 | 4229420705000 | DINGMAN ZYGOMATIC HOOK, STAINLESS STEEL, POINTED TIP, 10MM | DENTAL SUPPLIES (LABORATORY, IMPLANT AND MAXILLOFACIAL SURGERY) SUPPLEMENTARY
13169 | 4229420705100 | OBWEGESER V-NOTCH CORONOID STRIPPER, STAINLESS STEEL, TIP SIZE: 11MM APPROXIMATE | DENTAL SUPPLIES (LABORATORY, IMPLANT AND MAXILLOFACIAL SURGERY) SUPPLEMENTARY
13170 | 4229420705200 | SAW BLADE COMPATIBLE WITH MANUAL SAW | DENTAL SUPPLIES (LABORATORY, IMPLANT AND MAXILLOFACIAL SURGERY) SUPPLEMENTARY
13171 | 4229420705300 | SKIN HOOK, STAINLESS STEEL, SHARP, 2 PRONGS, 15MM APPROXIMATE, WORKING END: 4MM APPROXIMATE | DENTAL SUPPLIES (LABORATORY, IMPLANT AND MAXILLOFACIAL SURGERY) SUPPLEMENTARY
13172 | 4229420705400 | SMITH SAGITTAL SPLIT SEPARATORS, SET OF 2 (RIGHT AND LEFT), STAINLESS STEEL , 16CM APPROXIMATE | DENTAL SUPPLIES (LABORATORY, IMPLANT AND MAXILLOFACIAL SURGERY) SUPPLEMENTARY
13173 | 4229230600200 | WIRE HOLDING FORCEPS, TUNGSTEN CARBIDE BLADE, ROUNDED END, LENGTH 20CM | DENTAL SUPPLIES (LABORATORY, IMPLANT AND MAXILLOFACIAL SURGERY) SUPPLEMENTARY
13174 | 4215168803700 | OSTEOTOME, TESSIER HENDERSON, CURVED 20CMX15MM, STAINLESS STEEL, WORKING END WIDTH: 20MM | DENTAL SUPPLIES (LABORATORY, IMPLANT AND MAXILLOFACIAL SURGERY) SUPPLEMENTARY
13175 | 4215220041200 | ZIRCONIUM DISC SUPER TRANSLUCENT 98 DIAMETER SIZE 18 SHADE D2 | DENTAL SUPPLIES (LABORATORY, IMPLANT AND MAXILLOFACIAL SURGERY) SUPPLEMENTARY
13176 | 4215246435200 | HEALING CAP FOR MULTIUNIT ZYGOMATIC IMPLANTS DIAMETER :ASSORTED LENGTH : ASSORTED | DENTAL SUPPLIES (LABORATORY, IMPLANT AND MAXILLOFACIAL SURGERY) SUPPLEMENTARY
13177 | 4215222001100 | DENTAL PUMICE COARSE APPROXIMATELY 5 KG/PLASTIC CONTAINER | DENTAL SUPPLIES (LABORATORY, IMPLANT AND MAXILLOFACIAL SURGERY) SUPPLEMENTARY
13178 | 4215166002600 | CERAMIC BRUSH, FOR CERAMIC BUILD UP, SYNTHETIC HAIR, SIZE 0 | DENTAL SUPPLIES (LABORATORY, IMPLANT AND MAXILLOFACIAL SURGERY) SUPPLEMENTARY
13179 | 4215166002500 | FLAT BRUSH , FOR OPAQUE - GLAZED ADAPT, SYNTHETIC HAIR, SIZE 1 | DENTAL SUPPLIES (LABORATORY, IMPLANT AND MAXILLOFACIAL SURGERY) SUPPLEMENTARY
13180 | 4215222000900 | ORTHO PLASTER, REGULAR SET, WHITE COLOR, WEIGHT +15 KGM | DENTAL SUPPLIES (LABORATORY, IMPLANT AND MAXILLOFACIAL SURGERY) SUPPLEMENTARY
13181 | 4215166002400 | FLAT BRUSH , FOR OPAQUE - GLAZED ADAPT, SYNTHETIC HAIR, SIZE 2 | DENTAL SUPPLIES (LABORATORY, IMPLANT AND MAXILLOFACIAL SURGERY) SUPPLEMENTARY
13182 | 4215222000800 | PLASTER OF PARIS, REGULAR SET, TYPE (1 OR 2) WHITE COLOR, WEIGHT +15 KGM | DENTAL SUPPLIES (LABORATORY, IMPLANT AND MAXILLOFACIAL SURGERY) SUPPLEMENTARY
13183 | 4215166002100 | FLAT BRUSH , FOR OPAQUE - GLAZED ADAPT, SYNTHETIC HAIR, SIZE 6 | DENTAL SUPPLIES (LABORATORY, IMPLANT AND MAXILLOFACIAL SURGERY) SUPPLEMENTARY
13184 | 4215166001900 | FLAT BRUSH , FOR OPAQUE - GLAZED ADAPT, SYNTHETIC HAIR, SIZE 4 | DENTAL SUPPLIES (LABORATORY, IMPLANT AND MAXILLOFACIAL SURGERY) SUPPLEMENTARY
13185 | 4215222000700 | DENTAL PUMICE, MEDIUM, APPROXIMATELY 5 KG/PLASTIC CONTAINER | DENTAL SUPPLIES (LABORATORY, IMPLANT AND MAXILLOFACIAL SURGERY) SUPPLEMENTARY
13186 | 4215222000600 | ORTHO PLASTER, FAST SET, TYPE 2, WHITE COLOR, WEIGHT +15 KGM | DENTAL SUPPLIES (LABORATORY, IMPLANT AND MAXILLOFACIAL SURGERY) SUPPLEMENTARY
13187 | 4215150082500 | DIAMOND DISC 918 D HP 180 NO: 806104335524220 | DENTAL SUPPLIES (LABORATORY, IMPLANT AND MAXILLOFACIAL SURGERY) SUPPLEMENTARY
13188 | 4215166001800 | CERAMIC BRUSH, FOR CERAMIC BUILD UP, SYNTHETIC HAIR, SIZE 5 | DENTAL SUPPLIES (LABORATORY, IMPLANT AND MAXILLOFACIAL SURGERY) SUPPLEMENTARY
13189 | 4215221600100 | DENTAL LABORATORY SOLDER HOLDER | DENTAL SUPPLIES (LABORATORY, IMPLANT AND MAXILLOFACIAL SURGERY) SUPPLEMENTARY
13190 | 4215280000700 | ARTICULATED PERIO MODEL WITH CALCULUS ON ANATOMIC ROOTED TEETH | DENTAL SUPPLIES (LABORATORY, IMPLANT AND MAXILLOFACIAL SURGERY) SUPPLEMENTARY
13191 | 4215166001000 | CERAMIC BRUSH, FOR CERAMIC BUILD UP, SYNTHETIC HAIR, SIZE 000 | DENTAL SUPPLIES (LABORATORY, IMPLANT AND MAXILLOFACIAL SURGERY) SUPPLEMENTARY
13192 | 4215271700800 | STAINLESS STEEL ROUND WIRE, SIZE 0.8 MM, HARD, 20 M/ROLL | DENTAL SUPPLIES (LABORATORY, IMPLANT AND MAXILLOFACIAL SURGERY) SUPPLEMENTARY
13193 | 4215164800900 | IWANSON SPRING CALIPER FOR METAL FREE MEASURING THICKNESS OF CROWNS AND SPACES | DENTAL SUPPLIES (LABORATORY, IMPLANT AND MAXILLOFACIAL SURGERY) SUPPLEMENTARY
13194 | 4215164400700 | MOLT MOUTH GAGS, STAINLESS STEEL WITH SILICON TUBING, ADULT (13CM) AND CHILDREN (11CM) | DENTAL SUPPLIES (LABORATORY, IMPLANT AND MAXILLOFACIAL SURGERY) SUPPLEMENTARY
13195 | 4215220300700 | DENTAL ALCOHOL TORCH PLASTIC REUSABLE | DENTAL SUPPLIES (LABORATORY, IMPLANT AND MAXILLOFACIAL SURGERY) SUPPLEMENTARY
13196 | 4215271811500 | SOFT STAINLESS STEEL WIRES, 24 GAUGE 0.5MM, 30G, SPOOL | DENTAL SUPPLIES (LABORATORY, IMPLANT AND MAXILLOFACIAL SURGERY) SUPPLEMENTARY
13197 | 4215221200100 | DENTAL LABORATORY PLASTER NIPPER | DENTAL SUPPLIES (LABORATORY, IMPLANT AND MAXILLOFACIAL SURGERY) SUPPLEMENTARY
13198 | 4229300100400 | CASTROVIEJO CALIPER, STAINLESS STEEL, STRAIGHT WORKING END, 8CM APPROXIMATE, MEASURING RANGE: 15MM | DENTAL SUPPLIES (LABORATORY, IMPLANT AND MAXILLOFACIAL SURGERY) SUPPLEMENTARY
13199 | 4215166001700 | CERAMIC BRUSH, FOR CERAMIC BUILD UP, SYNTHETIC HAIR, SIZE 3 | DENTAL SUPPLIES (LABORATORY, IMPLANT AND MAXILLOFACIAL SURGERY) SUPPLEMENTARY
13200 | 4229300101400 | TESSIER CALIPER 26CM | DENTAL SUPPLIES (LABORATORY, IMPLANT AND MAXILLOFACIAL SURGERY) SUPPLEMENTARY
13201 | 4215222001200 | DENTAL PUMICE, FINE APPROXIMATELY 5 KG/PLASTIC CONTAINER | DENTAL SUPPLIES (LABORATORY, IMPLANT AND MAXILLOFACIAL SURGERY) SUPPLEMENTARY
13202 | 4215222001400 | DENTAL STONE, TYPE (3) WEIGHT + 15 KGM | DENTAL SUPPLIES (LABORATORY, IMPLANT AND MAXILLOFACIAL SURGERY) SUPPLEMENTARY
13203 | 4215222200100 | CRUCIBLE RUBBER FORMER FOR 40-50MM CASTING RING | DENTAL SUPPLIES (LABORATORY, IMPLANT AND MAXILLOFACIAL SURGERY) SUPPLEMENTARY
13204 | 4215168800100 | SINUS OSTEOTOMES SET OF 5 STRAIGHT HANDLES WITH CONCAVE TIP ADJUSTABLE STOPS AND WRENCH FOR ELEVATION OF MAXILLARY SINUS FLOOR IN STAINLESS STEEL CASSETTE 1. STRAIGHT HANDLE OSTEOTOME WITH CONCAVE TIP DIAMETER OF THE TIP RANGE FROM 2 - 2.7 MM 2. STRAIGHT HANDLE OSTEOTOME WITH CONCAVE TIP DIAMETER OF THE TIP RANGE FROM 3 - 3.5 MM 3. STRAIGHT HANDLE OSTEOTOME WITH CONCAVE TIP DIAMETER OF THE TIP RANGE FROM 3.6 - 4 MM 4. STRAIGHT HANDLE OSTEOTOME WITH CONCAVE TIP DIAMETER OF THE TIP RANGE FROM 4.1 - 4.6 MM 5. STRAIGHT HANDLE OSTEOTOME WITH CONCAVE TIP DIAMETER OF THE TIP RANGE FROM 4.7 - 5 MM | DENTAL SUPPLIES (LABORATORY, IMPLANT AND MAXILLOFACIAL SURGERY) SUPPLEMENTARY
13205 | 4229260301500 | BOWMAN LACRIMAL PROBES SET, DIFFERENT SIZES | DENTAL SUPPLIES (LABORATORY, IMPLANT AND MAXILLOFACIAL SURGERY) SUPPLEMENTARY
13206 | 4229270200000 | SET OF TWO FREER (DISSECTOR) ELEVATOR, STAINLESS STEEL, 19.5CM, SHARP AND BLUNT | DENTAL SUPPLIES (LABORATORY, IMPLANT AND MAXILLOFACIAL SURGERY) SUPPLEMENTARY
13207 | 4229270200200 | OBWEGESER PERIOSTEAL ELEVATOR, STAINLESS STEEL, STRAIGHT, TIP SIZE: 4CM | DENTAL SUPPLIES (LABORATORY, IMPLANT AND MAXILLOFACIAL SURGERY) SUPPLEMENTARY
13208 | 4229270200300 | ROWE ZYGOMATIC ELEVATOR 26 CM APPROXIMATE, STAINLESS STEEL | DENTAL SUPPLIES (LABORATORY, IMPLANT AND MAXILLOFACIAL SURGERY) SUPPLEMENTARY
13209 | 4229270200800 | WINTER ROOT ELEVATOR, LEFT, STAINLESS STEEL | DENTAL SUPPLIES (LABORATORY, IMPLANT AND MAXILLOFACIAL SURGERY) SUPPLEMENTARY
13210 | 4229270203900 | OBWEGESER V-NOTCH CORONOID STRIPPER, STAINLESS STEEL, TIP SIZE: 7CM APPROXIMATE | DENTAL SUPPLIES (LABORATORY, IMPLANT AND MAXILLOFACIAL SURGERY) SUPPLEMENTARY
13211 | 4215167600400 | DENTAL LABORATORY WAX KNIFE, SIZE LARGE | DENTAL SUPPLIES (LABORATORY, IMPLANT AND MAXILLOFACIAL SURGERY) SUPPLEMENTARY
13212 | 4215167600300 | DENTAL LABORATORY PLASTER KNIFE, STANDARD | DENTAL SUPPLIES (LABORATORY, IMPLANT AND MAXILLOFACIAL SURGERY) SUPPLEMENTARY
13213 | 4215222001300 | DENTAL SYNTHETIC STONE APPROX. 4.5 KG/PKG, PLASTIC CONTAINER | DENTAL SUPPLIES (LABORATORY, IMPLANT AND MAXILLOFACIAL SURGERY) SUPPLEMENTARY
13214 | 4215167200100 | FAN -TYPE RAPID EXPANDER: MINI | DENTAL SUPPLIES (LABORATORY, IMPLANT AND MAXILLOFACIAL SURGERY) SUPPLEMENTARY
13215 | 4215166003100 | CERAMIC BRUSH, FOR CERAMIC BUILD UP, SYNTHETIC HAIR, SIZE 7 | DENTAL SUPPLIES (LABORATORY, IMPLANT AND MAXILLOFACIAL SURGERY) SUPPLEMENTARY
13216 | 4215166003000 | CERAMIC BRUSH, FOR CERAMIC BUILD UP, SYNTHETIC HAIR, SIZE 8 | DENTAL SUPPLIES (LABORATORY, IMPLANT AND MAXILLOFACIAL SURGERY) SUPPLEMENTARY
13217 | 4215166002900 | CERAMIC BRUSH, FOR CERAMIC BUILD UP, SYNTHETIC HAIR, SIZE 00 | DENTAL SUPPLIES (LABORATORY, IMPLANT AND MAXILLOFACIAL SURGERY) SUPPLEMENTARY
13218 | 4215222200000 | CRUCIBLE RUBBER FORMER FOR 25-35 MM CASTING RING | DENTAL SUPPLIES (LABORATORY, IMPLANT AND MAXILLOFACIAL SURGERY) SUPPLEMENTARY
13219 | 4215222100200 | DENTAL MODEL FOR ORTHODONTIC TRAINING | DENTAL SUPPLIES (LABORATORY, IMPLANT AND MAXILLOFACIAL SURGERY) SUPPLEMENTARY
13220 | 4215222100000 | DENTAL LABORATORY MODEL HOLDER | DENTAL SUPPLIES (LABORATORY, IMPLANT AND MAXILLOFACIAL SURGERY) SUPPLEMENTARY
13221 | 4215271305600 | OMEGA LOOP FORMING PLIER | DENTAL SUPPLIES (LABORATORY, IMPLANT AND MAXILLOFACIAL SURGERY) SUPPLEMENTARY
13222 | 4215150083100 | DIAMOND DISC 947 D HP 180 NO: 806104389514190 | DENTAL SUPPLIES (LABORATORY, IMPLANT AND MAXILLOFACIAL SURGERY) SUPPLEMENTARY
13223 | 4215166002700 | CERAMIC BRUSH, FOR CERAMIC BUILD UP, SYNTHETIC HAIR, SIZE 14 | DENTAL SUPPLIES (LABORATORY, IMPLANT AND MAXILLOFACIAL SURGERY) SUPPLEMENTARY
13224 | 4215222001500 | DENTAL DIESTONE, TYPE (4 OR 5) WEIGHT + 15 KGM | DENTAL SUPPLIES (LABORATORY, IMPLANT AND MAXILLOFACIAL SURGERY) SUPPLEMENTARY
13225 | 4215167200000 | FAN -TYPE RAPID EXPANDER: STANDERED | DENTAL SUPPLIES (LABORATORY, IMPLANT AND MAXILLOFACIAL SURGERY) SUPPLEMENTARY
13226 | 4215168802300 | MINI LAMBOTTE OSTEOTOME, STAINLESS STEEL, CURVED, 13CM APPROXIMATE, WORKING END WIDTH: LARGE (10-14MM TIP) | DENTAL SUPPLIES (LABORATORY, IMPLANT AND MAXILLOFACIAL SURGERY) SUPPLEMENTARY
13227 | 4229310200300 | CUSHING NERVE HOOK, STAINLESS STEEL, RIGHT ANGEL, 20-30CM APPROXIMATE, WORKING END: 4CM | DENTAL SUPPLIES (LABORATORY, IMPLANT AND MAXILLOFACIAL SURGERY) SUPPLEMENTARY
13228 | 4229310200600 | POSWILLO MALAR HOOK, STAINLESS STEEL, OVERALL LENGTH 220MM | DENTAL SUPPLIES (LABORATORY, IMPLANT AND MAXILLOFACIAL SURGERY) SUPPLEMENTARY
13229 | 4215221302400 | PROXIMAL CARIOUS TEETH (MESIAL CLASS II) OF LOWER SECOND PREMOLAR | DENTAL SUPPLIES (LABORATORY, IMPLANT AND MAXILLOFACIAL SURGERY) SUPPLEMENTARY
13230 | 4215221302500 | PROXIMAL CARIOUS TEETH (MESIAL CLASS II) OF LOWER FIRST MOLAR (MODERATE LESION) | DENTAL SUPPLIES (LABORATORY, IMPLANT AND MAXILLOFACIAL SURGERY) SUPPLEMENTARY
13231 | 4215221302600 | LOWER FIRST MOLAR WITH OCCLUSAL AMALGAM PREPARATION (SLIGHTLY CONVERGENT BUCCAL AND LINGUAL WALLS). DIMENSIONS: 2 MM OCCLUSAL WIDTH AND 2 MM OCCLUSAL DEPTH | DENTAL SUPPLIES (LABORATORY, IMPLANT AND MAXILLOFACIAL SURGERY) SUPPLEMENTARY
13232 | 4215221302700 | LOWER FIRST MOLAR WITH MESIAL-OCCLUSAL AMALGAM PREPARATION (SLIGHTLY CONVERGENT BUCCAL AND LINGUAL WALLS). DIMENSIONS: 1.5 MM OCCLUSAL WIDTH AND 1.5 MM OCCLUSAL DEPTH AND 1MM DEEPER GINGIVAL FLOOR + OPEN BUCCAL/LINGUAL/GINGIVAL CONTACTS PROXIMALLY | DENTAL SUPPLIES (LABORATORY, IMPLANT AND MAXILLOFACIAL SURGERY) SUPPLEMENTARY
13233 | 4215221303000 | LOWER FIRST MOLAR WITH MESIAL-OCCLUSAL- DISTAL PREPARATION. DIMENSIONS: 3 MM OCCLUSAL WIDTH AND 2.5 MM OCCLUSAL DEPTH AND 1.5 MM DEEPER GINGIVAL FLOOR | DENTAL SUPPLIES (LABORATORY, IMPLANT AND MAXILLOFACIAL SURGERY) SUPPLEMENTARY
13234 | 4215221303100 | ARTIFICIAL ENDODONTIC TOOTH (OPAQUE) MANDIBULAR MOLAR HAS 4 CANALS 3 MESIAL CANALS CANAL CURVATURE SLIGHT AND CANAL SIZE DISTAL LARGE AND SMALL MESIAL | DENTAL SUPPLIES (LABORATORY, IMPLANT AND MAXILLOFACIAL SURGERY) SUPPLEMENTARY
13235 | 4215221303200 | ARTIFICIAL ENDODONTIC TOOTH (OPAQUE) THIS MANDIBULAR PREMOLAR HAS ONE CANAL CORONAL CANAL CURVATURE MID-ROOT APICAL CANAL CURVATURE MODERATE SMALL CURVE. | DENTAL SUPPLIES (LABORATORY, IMPLANT AND MAXILLOFACIAL SURGERY) SUPPLEMENTARY
13236 | 4215221303300 | ARTIFICIAL ENDODONTIC TOOTH (OPAQUE) MAXILLARY CENTRAL INCISOR APICAL CANAL CURVATURE DISTAL SLIGHT | DENTAL SUPPLIES (LABORATORY, IMPLANT AND MAXILLOFACIAL SURGERY) SUPPLEMENTARY
13237 | 4215271805700 | ERICH ARCH BAR COIL, FOR INTERMAXILLARY FIXATION | DENTAL SUPPLIES (LABORATORY, IMPLANT AND MAXILLOFACIAL SURGERY) SUPPLEMENTARY
13238 | 4215221303400 | ARTIFICIAL ENDODONTIC TOOTH (OPAQUE) MAXILLARY PREMOLAR 2 CANALS BUCCAL CURVATURE SLIGHT TO MODERATE AND PALATAL CANAL CURVATURE STRAIGHT | DENTAL SUPPLIES (LABORATORY, IMPLANT AND MAXILLOFACIAL SURGERY) SUPPLEMENTARY
13239 | 4215221302300 | PROXIMAL CARIOUS TEETH (DISTAL CLASS III) OF UPPER LATERAL INCISORS | DENTAL SUPPLIES (LABORATORY, IMPLANT AND MAXILLOFACIAL SURGERY) SUPPLEMENTARY
13240 | 4215221303500 | ARTIFICIAL ENDODONTIC TOOTH (OPAQUE) MAXILLARY MOLAR 4 CANALS CORONAL CANAL CURVATURE MB1 AND MB2 SEVERE APICAL CANAL CURVATURE MB1 AND MB2 SLIGHT DB CANAL CURVATURE S CURVE | DENTAL SUPPLIES (LABORATORY, IMPLANT AND MAXILLOFACIAL SURGERY) SUPPLEMENTARY
13241 | 4215221303700 | REUSABLE PLASTIC MOUNTING PLATES COMPATIBLE WITH EACH SYSTEM SECTOR | DENTAL SUPPLIES (LABORATORY, IMPLANT AND MAXILLOFACIAL SURGERY) SUPPLEMENTARY
13242 | 4215221303800 | REUSABLE MAGNETIC MOUNTING PLATES COMPATIBLE WITH EACH SYSTEM SECTOR | DENTAL SUPPLIES (LABORATORY, IMPLANT AND MAXILLOFACIAL SURGERY) SUPPLEMENTARY
13243 | 4215221303900 | FACEBOW COMPLETE SET INCLUDING (EAR ATTACHMENT AND ORBITAL POINTER) COMPATIBLE WITH EACH SYSTEM SECTOR | DENTAL SUPPLIES (LABORATORY, IMPLANT AND MAXILLOFACIAL SURGERY) SUPPLEMENTARY
13244 | 4215221304000 | BITE FORK ASSEMBLY (INCLUDES BITE FORK AND STEM ASSEMBLY) COMPATIBLE WITH EACH SYSTEM SECTOR | DENTAL SUPPLIES (LABORATORY, IMPLANT AND MAXILLOFACIAL SURGERY) SUPPLEMENTARY
13245 | 4215221304100 | MODEL FOR TOOTH EXTRACTION WITH ANATOMICALLY SHAPED EXTRACTION TEETH PROVIDES A REALISTIC PRESSURE DIRECTION MOVEMENT FOR TRAINING EXPERIENCE FOR DENTAL STUDENTS AND PRACTITIONERS | DENTAL SUPPLIES (LABORATORY, IMPLANT AND MAXILLOFACIAL SURGERY) SUPPLEMENTARY
13246 | 4215221304200 | SIMULATOR FOR DENTAL LOCAL ANESTHESIA WITH ANESTHETIC CONTACT SENSOR POINTS FOR (UPPER-LOWER) JAW | DENTAL SUPPLIES (LABORATORY, IMPLANT AND MAXILLOFACIAL SURGERY) SUPPLEMENTARY
13247 | 4215271801200 | SOFT STAINLESS STEEL WIRES, 28 GAUGE, 30G, SPOOL | DENTAL SUPPLIES (LABORATORY, IMPLANT AND MAXILLOFACIAL SURGERY) SUPPLEMENTARY
13248 | 4215221304300 | TRIPOD X-RAY SET FOR DENTAL RADIOGRAPH TRAINING | DENTAL SUPPLIES (LABORATORY, IMPLANT AND MAXILLOFACIAL SURGERY) SUPPLEMENTARY
13249 | 4215221304400 | DENTAL DESK CLAMP FOR MOUNTING WORKBENCH | DENTAL SUPPLIES (LABORATORY, IMPLANT AND MAXILLOFACIAL SURGERY) SUPPLEMENTARY
13250 | 4215221304500 | DENTAL DESK MOUNT USED IN WORKBENCH | DENTAL SUPPLIES (LABORATORY, IMPLANT AND MAXILLOFACIAL SURGERY) SUPPLEMENTARY
13251 | 4215221303600 | PERIODONTAL SURGERY TRAINING MODEL FOR INCISION AND SUTURE TECHNIQUE | DENTAL SUPPLIES (LABORATORY, IMPLANT AND MAXILLOFACIAL SURGERY) SUPPLEMENTARY
13252 | 4229310200400 | SET OF TWO, SCOVILLE NERVE HOOK, STAINLESS STEEL | DENTAL SUPPLIES (LABORATORY, IMPLANT AND MAXILLOFACIAL SURGERY) SUPPLEMENTARY
13253 | 4215221302200 | CUSTOMIZED CARIOUS TEETH (ASSORTED) | DENTAL SUPPLIES (LABORATORY, IMPLANT AND MAXILLOFACIAL SURGERY) SUPPLEMENTARY
13254 | 4215163800500 | ASSORTMENT SET OF DENTAL LABORATORY SCISSORS 3 PCS/SET | DENTAL SUPPLIES (LABORATORY, IMPLANT AND MAXILLOFACIAL SURGERY) SUPPLEMENTARY
13255 | 4215164100100 | WAX CARVER ASH #5 INSTRUMENT | DENTAL SUPPLIES (LABORATORY, IMPLANT AND MAXILLOFACIAL SURGERY) SUPPLEMENTARY
13256 | 4215221300000 | LARGE WAX GRID RETENTION (MESH) | DENTAL SUPPLIES (LABORATORY, IMPLANT AND MAXILLOFACIAL SURGERY) SUPPLEMENTARY
13257 | 4215221300100 | WAX PATTERN LINGUAL BAR WIDE | DENTAL SUPPLIES (LABORATORY, IMPLANT AND MAXILLOFACIAL SURGERY) SUPPLEMENTARY
13258 | 4215221300200 | WAX PATTERN LINGUAL BAR NARROW | DENTAL SUPPLIES (LABORATORY, IMPLANT AND MAXILLOFACIAL SURGERY) SUPPLEMENTARY
13259 | 4215221300300 | WAX PATTERN MOLAR AND PREMOLAR CLASP | DENTAL SUPPLIES (LABORATORY, IMPLANT AND MAXILLOFACIAL SURGERY) SUPPLEMENTARY
13260 | 4215221300400 | WAX PATTERN PREMOLAR CLASP | DENTAL SUPPLIES (LABORATORY, IMPLANT AND MAXILLOFACIAL SURGERY) SUPPLEMENTARY
13261 | 4215163901700 | WAX SPATULA STAINLESS STEEL HANDLE DOUBLE ENDED SIZE #7 | DENTAL SUPPLIES (LABORATORY, IMPLANT AND MAXILLOFACIAL SURGERY) SUPPLEMENTARY
13262 | 4215163901600 | WAX SPATULA STAINLESS STEEL HANDLE DOUBLE ENDED SIZE #31 | DENTAL SUPPLIES (LABORATORY, IMPLANT AND MAXILLOFACIAL SURGERY) SUPPLEMENTARY
13263 | 4215221305000 | MODEL ARTICULATOR COMPATIBLE WITH EDUCATIONAL PHANTOM HEADS TYPE 1 OPENS OVER 180° WITH MULTIPLE OCCLUSAL MOVEMENT OPTIONS. COMPATIBLE WITH MOST POLE MOUNT AND WITH FACE-BOW ACCESS | DENTAL SUPPLIES (LABORATORY, IMPLANT AND MAXILLOFACIAL SURGERY) SUPPLEMENTARY
13264 | 4215221304900 | MODEL ARTICULATOR COMPATIBLE WITH EDUCATIONAL PHANTOM HEADS TYPE 2 CAN SIMULATE PATIENT OPEN POSITION WITH MULTIPLE OCCLUSAL MOVEMENT OPTIONS WITH INCLINATION OF LATERAL CONDYLAR PATH AND SAGITTAL INCLINATION OF CONDYLAR GUIDANCE WITH FACE-BOW ACCESS | DENTAL SUPPLIES (LABORATORY, IMPLANT AND MAXILLOFACIAL SURGERY) SUPPLEMENTARY
13265 | 4215221302100 | SEMI ADJUSTABLE ARTICULATOR WITH ADJUSTABLE PROTRUSIVE IMMEDIATE AND PROGRESSIVE SHIFT WITH CENTRIC LATCH AND CUSTOMIZED INCISAL TABLE | DENTAL SUPPLIES (LABORATORY, IMPLANT AND MAXILLOFACIAL SURGERY) SUPPLEMENTARY
13266 | 4215163500500 | SURGICAL SUCTION TIP, 5 MM DIAMETER, AUTOCLAVABLE | DENTAL SUPPLIES (LABORATORY, IMPLANT AND MAXILLOFACIAL SURGERY) SUPPLEMENTARY
13267 | 4215221300500 | WAX PATTERN RING CLASP | DENTAL SUPPLIES (LABORATORY, IMPLANT AND MAXILLOFACIAL SURGERY) SUPPLEMENTARY
13268 | 4215163900500 | DENTAL PLASTER SPATULA LARGE | DENTAL SUPPLIES (LABORATORY, IMPLANT AND MAXILLOFACIAL SURGERY) SUPPLEMENTARY
13269 | 4215221301000 | EDENTULOUS MODEL MOULD UPPER AND LOWER ARCH | DENTAL SUPPLIES (LABORATORY, IMPLANT AND MAXILLOFACIAL SURGERY) SUPPLEMENTARY
13270 | 4215221304800 | TRAINING X-RAY PHANTOM SET INCLUDE (HEAD BASE MASK OF HAW MODEL ARTICULATOR DESK CLAMP UNIT TRUNK UNIT) | DENTAL SUPPLIES (LABORATORY, IMPLANT AND MAXILLOFACIAL SURGERY) SUPPLEMENTARY
13271 | 4215221301100 | SCREW FOR ANTERIOR/POSTERIOR ARTIFICIAL TEETH COMPATIBLE WITH EACH SECTOR SYSTEM | DENTAL SUPPLIES (LABORATORY, IMPLANT AND MAXILLOFACIAL SURGERY) SUPPLEMENTARY
13272 | 4215221301400 | COMPLETE JAW MODEL UPPER AND LOWER TEETH SNAP ON TYPE | DENTAL SUPPLIES (LABORATORY, IMPLANT AND MAXILLOFACIAL SURGERY) SUPPLEMENTARY
13273 | 4215221304700 | SIMULATION DENTAL LAB SET INCLUDING HEAD AND CHAIR MOUNT | DENTAL SUPPLIES (LABORATORY, IMPLANT AND MAXILLOFACIAL SURGERY) SUPPLEMENTARY
13274 | 4215221304600 | DENTAL PHANTOM HEAD | DENTAL SUPPLIES (LABORATORY, IMPLANT AND MAXILLOFACIAL SURGERY) SUPPLEMENTARY
13275 | 4215221301500 | SCREWED ARTIFICIAL TOOTH FOR PRIMARY (ASSORTED) COMPATIBLE WITH EACH SECTOR SYSTEM | DENTAL SUPPLIES (LABORATORY, IMPLANT AND MAXILLOFACIAL SURGERY) SUPPLEMENTARY
13276 | 4215163800600 | UTILITY SCISSORS, MULTI USE, STAINLESS STEEL | DENTAL SUPPLIES (LABORATORY, IMPLANT AND MAXILLOFACIAL SURGERY) SUPPLEMENTARY
13277 | 4215271701800 | STAINLESS STEEL ROUND WIRE, SIZE 0.7 MM, SPRING HARD, 20 M/ROLL | DENTAL SUPPLIES (LABORATORY, IMPLANT AND MAXILLOFACIAL SURGERY) SUPPLEMENTARY
13278 | 4215168802400 | MINI LAMBOTTE OSTEOTOME, STAINLESS STEEL, CURVED, 13CM APPROXIMATE, WORKING END WIDTH: MEDIUM (6-8MM TIP) | DENTAL SUPPLIES (LABORATORY, IMPLANT AND MAXILLOFACIAL SURGERY) SUPPLEMENTARY
13279 | 4215166002800 | CERAMIC BRUSH, FOR CERAMIC BUILD UP, SYNTHETIC HAIR, SIZE 10 | DENTAL SUPPLIES (LABORATORY, IMPLANT AND MAXILLOFACIAL SURGERY) SUPPLEMENTARY
13280 | 4215168803500 | OBWGEEZER OSTEOTOME, NASAL SEPTUM DOUBLE-GUARDED OSTEOTOME, STAINLESS STEEL 18CM APPROXIMATE, BLADE WIDTH: 6MM | DENTAL SUPPLIES (LABORATORY, IMPLANT AND MAXILLOFACIAL SURGERY) SUPPLEMENTARY
13281 | 4215168803000 | MINI LAMBOTTE OSTEOTOME, STAINLESS STEEL, STRAIGHT, 17CM APPROXIMATE, WORKING END WIDTH: LARGE (10-14MM TIP) | DENTAL SUPPLIES (LABORATORY, IMPLANT AND MAXILLOFACIAL SURGERY) SUPPLEMENTARY
13282 | 4215168803600 | OSTEOTOME, TESSIER HENDERSON, CURVED 20CMX15MM, STAINLESS STEEL, WORKING END WIDTH: 15MM | DENTAL SUPPLIES (LABORATORY, IMPLANT AND MAXILLOFACIAL SURGERY) SUPPLEMENTARY
13283 | 4215168803100 | MINI LAMBOTTE OSTEOTOME, STAINLESS STEEL, STRAIGHT, 17CM APPROXIMATE, WORKING END WIDTH: MEDIUM (6-8MM TIP) | DENTAL SUPPLIES (LABORATORY, IMPLANT AND MAXILLOFACIAL SURGERY) SUPPLEMENTARY
13284 | 4215223105300 | DENTAL TOOL ZIRCONIUM OXIDE YELLOW 2.5 FOR MILLING MACHINE DRILL - COMPATIBLE WITH HOSPITAL MACHINE | DENTAL SUPPLIES (LABORATORY, IMPLANT AND MAXILLOFACIAL SURGERY) SUPPLEMENTARY
13285 | 4215223500600 | LIGHT CURING RESIN BLUE-TRANSPARENT BLOCKING-OUT MATERIALS | DENTAL SUPPLIES (LABORATORY, IMPLANT AND MAXILLOFACIAL SURGERY) SUPPLEMENTARY
13286 | 4215223500500 | INJECTION FLASK FOR INJECTABLE RESIN SYSTEM COMPATIBLE WITH MACHINE CENTER | DENTAL SUPPLIES (LABORATORY, IMPLANT AND MAXILLOFACIAL SURGERY) SUPPLEMENTARY
13287 | 4215223103200 | DENTAL TOOL COBALT-CHROMIUM / TITANIUM BLUE 1.0C FOR MILLING MACHINE DRILL- COMPATIBLE WITH HOSPITAL MACHINE | DENTAL SUPPLIES (LABORATORY, IMPLANT AND MAXILLOFACIAL SURGERY) SUPPLEMENTARY
13288 | 4215223103300 | DENTAL TOOL COBALT-CHROMIUM / TITANIUM BLUE 1.5C FOR MILLING MACHINE DRILL- COMPATIBLE WITH HOSPITAL MACHINE | DENTAL SUPPLIES (LABORATORY, IMPLANT AND MAXILLOFACIAL SURGERY) SUPPLEMENTARY
13289 | 4215223103400 | DENTAL TOOL COBALT-CHROMIUM /TITANIUM BLUE 2.0C FOR MILLING MACHINE- COMPATIBLE WITH HOSPITAL MACHINE | DENTAL SUPPLIES (LABORATORY, IMPLANT AND MAXILLOFACIAL SURGERY) SUPPLEMENTARY
13290 | 4215223103500 | DENTAL TOOL GLASS-CERAMICS RED G0.5 FOR MILLING MACHINE DRILL- COMPATIBLE WITH HOSPITAL MACHINE | DENTAL SUPPLIES (LABORATORY, IMPLANT AND MAXILLOFACIAL SURGERY) SUPPLEMENTARY
13291 | 4215223103600 | DENTAL TOOL GLASS-CERAMICS RED G1.0 FOR MILLING MACHINE DRILL- COMPATIBLE WITH HOSPITAL MACHINE | DENTAL SUPPLIES (LABORATORY, IMPLANT AND MAXILLOFACIAL SURGERY) SUPPLEMENTARY
13292 | 4215223103700 | DENTAL TOOL GLASS-CERAMICS RED G2.0 FOR MILLING MACHINE DRILL- COMPATIBLE WITH HOSPITAL MACHINE | DENTAL SUPPLIES (LABORATORY, IMPLANT AND MAXILLOFACIAL SURGERY) SUPPLEMENTARY
13293 | 4215223105400 | DENTAL TOOL ZIRCONIUM OXIDE YELLOW 2.5C FOR MILLING MACHINE DRILL - COMPATIBLE WITH HOSPITAL MACHINE | DENTAL SUPPLIES (LABORATORY, IMPLANT AND MAXILLOFACIAL SURGERY) SUPPLEMENTARY
13294 | 4215223104000 | DENTAL TOOL PMMA/DCL GREEN 1.0C FOR MILLING MACHINE DRILL- COMPATIBLE WITH HOSPITAL MACHINE | DENTAL SUPPLIES (LABORATORY, IMPLANT AND MAXILLOFACIAL SURGERY) SUPPLEMENTARY
13295 | 4215223500400 | FINE FILTER COMPATIBLE WITH SILENT COMPACT / SILENT COMPACT CAM | DENTAL SUPPLIES (LABORATORY, IMPLANT AND MAXILLOFACIAL SURGERY) SUPPLEMENTARY
13296 | 4215223500300 | FILTER BAG FOR DENTAL LAB BENCH , COMPATIBLE WITH EACH HOSPITAL SYSTEM | DENTAL SUPPLIES (LABORATORY, IMPLANT AND MAXILLOFACIAL SURGERY) SUPPLEMENTARY
13297 | 4215223103900 | DENTAL TOOL PMMA/DCL GREEN 0.5C FOR MILLING MACHINE DRILL- COMPATIBLE WITH HOSPITAL MACHINE | DENTAL SUPPLIES (LABORATORY, IMPLANT AND MAXILLOFACIAL SURGERY) SUPPLEMENTARY
13298 | 4215271301400 | NANCE LOOP BENDING PLIER | DENTAL SUPPLIES (LABORATORY, IMPLANT AND MAXILLOFACIAL SURGERY) SUPPLEMENTARY
13299 | 4215223103800 | DENTAL TOOL GLASS-CERAMICS RED G3.0 FOR MILLING MACHINE DRILL- COMPATIBLE WITH HOSPITAL MACHINE | DENTAL SUPPLIES (LABORATORY, IMPLANT AND MAXILLOFACIAL SURGERY) SUPPLEMENTARY
13300 | 4215168803200 | MINI LAMBOTTE OSTEOTOME, STAINLESS STEEL, STRAIGHT, 17CM APPROXIMATE, WORKING END WIDTH: SMALL (2-4MM) | DENTAL SUPPLIES (LABORATORY, IMPLANT AND MAXILLOFACIAL SURGERY) SUPPLEMENTARY
13301 | 4215271300600 | ADAMS PLIERS WITH TWO RECTANGULAR SMOOTH BEAKS | DENTAL SUPPLIES (LABORATORY, IMPLANT AND MAXILLOFACIAL SURGERY) SUPPLEMENTARY
13302 | 4215223104800 | DENTAL TOOL WAX BLACK F1.5 FOR MILLING MACHINE DRILL- COMPATIBLE WITH HOSPITAL MACHINE | DENTAL SUPPLIES (LABORATORY, IMPLANT AND MAXILLOFACIAL SURGERY) SUPPLEMENTARY
13303 | 4215223105000 | DENTAL TOOL ZIRCONIUM OXIDE YELLOW 0.5C FOR MILLING MACHINE DRILL - COMPATIBLE WITH HOSPITAL MACHINE | DENTAL SUPPLIES (LABORATORY, IMPLANT AND MAXILLOFACIAL SURGERY) SUPPLEMENTARY
13304 | 4215168802900 | MINI LAMBOTTE OSTEOTOME, STAINLESS STEEL, STRAIGHT, 13CM APPROXIMATE, WORKING END WIDTH: LARGE (10-14MM TIP) | DENTAL SUPPLIES (LABORATORY, IMPLANT AND MAXILLOFACIAL SURGERY) SUPPLEMENTARY
13305 | 4215223500200 | DUPLICATE SILICONE MATERIAL (BASE AND CATALYST) | DENTAL SUPPLIES (LABORATORY, IMPLANT AND MAXILLOFACIAL SURGERY) SUPPLEMENTARY
13306 | 4215168802800 | MINI LAMBOTTE OSTEOTOME, STAINLESS STEEL, CURVED, 17CM APPROXIMATE, WORKING END WIDTH: SMALL (2-4MM) | DENTAL SUPPLIES (LABORATORY, IMPLANT AND MAXILLOFACIAL SURGERY) SUPPLEMENTARY
13307 | 4215223104700 | DENTAL TOOL WAX BLACK 5.0 FOR MILLING MACHINE DRILL- COMPATIBLE WITH HOSPITAL MACHINE | DENTAL SUPPLIES (LABORATORY, IMPLANT AND MAXILLOFACIAL SURGERY) SUPPLEMENTARY
13308 | 4215222200200 | CRUCIBLE RUBBER FORMER FOR 60-70MM DIAM CASTING RINGS | DENTAL SUPPLIES (LABORATORY, IMPLANT AND MAXILLOFACIAL SURGERY) SUPPLEMENTARY
13309 | 4215222200300 | CRUCIBLE RUBBER FORMER FOR 75-85MM DIAM CASTING RING | DENTAL SUPPLIES (LABORATORY, IMPLANT AND MAXILLOFACIAL SURGERY) SUPPLEMENTARY
13310 | 4215271302200 | THREE JAW PLIER FOR WIRE UP TO 1.5 MM | DENTAL SUPPLIES (LABORATORY, IMPLANT AND MAXILLOFACIAL SURGERY) SUPPLEMENTARY
13311 | 4215223104500 | DENTAL TOOL WAX BLACK 1.0 FOR MILLING MACHINE DRILL- COMPATIBLE WITH HOSPITAL MACHINE | DENTAL SUPPLIES (LABORATORY, IMPLANT AND MAXILLOFACIAL SURGERY) SUPPLEMENTARY
13312 | 4215223105100 | DENTAL TOOL ZIRCONIUM OXIDE YELLOW 1.0 FOR MILLING MACHINE DRILL - COMPATIBLE WITH HOSPITAL MACHINE | DENTAL SUPPLIES (LABORATORY, IMPLANT AND MAXILLOFACIAL SURGERY) SUPPLEMENTARY
13313 | 4215223105200 | DENTAL TOOL ZIRCONIUM OXIDE YELLOW 1.0C FOR MILLING MACHINE DRILL - COMPATIBLE WITH HOSPITAL MACHINE | DENTAL SUPPLIES (LABORATORY, IMPLANT AND MAXILLOFACIAL SURGERY) SUPPLEMENTARY
13314 | 4215271302500 | YOUNG LOOP BENDING PLIER | DENTAL SUPPLIES (LABORATORY, IMPLANT AND MAXILLOFACIAL SURGERY) SUPPLEMENTARY
13315 | 4215162406100 | HANDPIECE, IMPLANTOLOGY CONTRA-ANGLE, WITHOUT LIGHT, EXTERNAL IRRIGATION, COMPATIBLE WITH EACH HOSPITAL IMPLANT MOTOR SYSTEM | DENTAL SUPPLIES (LABORATORY, IMPLANT AND MAXILLOFACIAL SURGERY) SUPPLEMENTARY
13316 | 4215223500800 | MOUTH GUARD MATERIAL, HARD, CIRCLE CLEAR SHEET 3.0X125MM | DENTAL SUPPLIES (LABORATORY, IMPLANT AND MAXILLOFACIAL SURGERY) SUPPLEMENTARY
13317 | 4215223104600 | DENTAL TOOL WAX BLACK 2.5 FOR MILLING MACHINE DRILL- COMPATIBLE WITH HOSPITAL MACHINE | DENTAL SUPPLIES (LABORATORY, IMPLANT AND MAXILLOFACIAL SURGERY) SUPPLEMENTARY
13318 | 4215168802700 | MINI LAMBOTTE OSTEOTOME, STAINLESS STEEL, CURVED, 17CM APPROXIMATE, WORKING END WIDTH: MEDIUM (6-8MM TIP) | DENTAL SUPPLIES (LABORATORY, IMPLANT AND MAXILLOFACIAL SURGERY) SUPPLEMENTARY
13319 | 4215223104400 | DENTAL TOOL WAX BLACK 0.5 FOR MILLING MACHINE DRILL- COMPATIBLE WITH HOSPITAL MACHINE | DENTAL SUPPLIES (LABORATORY, IMPLANT AND MAXILLOFACIAL SURGERY) SUPPLEMENTARY
13320 | 4215223104300 | DENTAL TOOL PMMA/DCL GREEN F1.5 FOR MILLING MACHINE DRILL- COMPATIBLE WITH HOSPITAL MACHINE | DENTAL SUPPLIES (LABORATORY, IMPLANT AND MAXILLOFACIAL SURGERY) SUPPLEMENTARY
13321 | 4215223104200 | DENTAL TOOL PMMA/DCL GREEN 5.0 FOR MILLING MACHINE DRILL- COMPATIBLE WITH HOSPITAL MACHINE | DENTAL SUPPLIES (LABORATORY, IMPLANT AND MAXILLOFACIAL SURGERY) SUPPLEMENTARY
13322 | 4215223000500 | TRIM STONE FOR GRINDING SYSTEM FOR DENTURE ACRYLICS AND THERMOFORMING TECHNOLOGY | DENTAL SUPPLIES (LABORATORY, IMPLANT AND MAXILLOFACIAL SURGERY) SUPPLEMENTARY
13323 | 4215223102700 | COOLANT FOR MILLING MACHINE - COMPATIBLE WITH EACH HOSPITAL MACHINE (EA=BOTTLE) | DENTAL SUPPLIES (LABORATORY, IMPLANT AND MAXILLOFACIAL SURGERY) SUPPLEMENTARY
13324 | 4215271301100 | ADAMS PLIER | DENTAL SUPPLIES (LABORATORY, IMPLANT AND MAXILLOFACIAL SURGERY) SUPPLEMENTARY
13325 | 4215223103100 | DENTAL TOOL COBALT-CHROMIUM / TITANIUM BLUE 0.6C FOR MILLING MACHINE DRILL - COMPATIBLE WITH HOSPITAL MACHINE | DENTAL SUPPLIES (LABORATORY, IMPLANT AND MAXILLOFACIAL SURGERY) SUPPLEMENTARY
13326 | 4215223104100 | DENTAL TOOL PMMA/DCL GREEN 2.5C FOR MILLING MACHINE DRILL- COMPATIBLE WITH HOSPITAL MACHINE | DENTAL SUPPLIES (LABORATORY, IMPLANT AND MAXILLOFACIAL SURGERY) SUPPLEMENTARY
13327 | 4215223500700 | LIGHT-CURED CHARACTERIZATION COATING FOR COMPOSITE AND ACRYLIC | DENTAL SUPPLIES (LABORATORY, IMPLANT AND MAXILLOFACIAL SURGERY) SUPPLEMENTARY
13328 | 4215168803400 | OBWEGESER WEDGE OSTEOTOME, STAINLESS STEEL, 22CM APPROXIMATE, 8MM TIP | DENTAL SUPPLIES (LABORATORY, IMPLANT AND MAXILLOFACIAL SURGERY) SUPPLEMENTARY
13329 | 4215168802500 | MINI LAMBOTTE OSTEOTOME, STAINLESS STEEL, CURVED, 13CM APPROXIMATE, WORKING END WIDTH: SMALL (2-4MM) | DENTAL SUPPLIES (LABORATORY, IMPLANT AND MAXILLOFACIAL SURGERY) SUPPLEMENTARY
13330 | 4215168802600 | MINI LAMBOTTE OSTEOTOME, STAINLESS STEEL, CURVED, 17CM APPROXIMATE, WORKING END WIDTH: LARGE (10-14MM TIP) | DENTAL SUPPLIES (LABORATORY, IMPLANT AND MAXILLOFACIAL SURGERY) SUPPLEMENTARY
13331 | 4215222200600 | CRUCIBLE RUBBER FORMER, FOR ALL SIZE S CASTING RINGS IN ONE ( 30 - 48 - 65 - 80) MM | DENTAL SUPPLIES (LABORATORY, IMPLANT AND MAXILLOFACIAL SURGERY) SUPPLEMENTARY
13332 | 4215168803300 | OBWEGESER WEDGE OSTEOTOME, STAINLESS STEEL, 22CM APPROXIMATE, 16MM TIP | DENTAL SUPPLIES (LABORATORY, IMPLANT AND MAXILLOFACIAL SURGERY) SUPPLEMENTARY
13333 | 4215271706300 | HEAT TREATED NITI WIRE BLUE TRIANGULAR CROSS SECTION WITH ALTERNATIVE CUTTING EDGE AND CONSTANT TAPER. ASSORTED 04% 31MM INCLUDE (1504 + 2504 + 3004) | DENTAL GENRAL SUPPLIES
13334 | 4215201000800 | X - RAY FILM INTRAORAL SIZE 1 | DENTAL GENRAL SUPPLIES
13335 | 4229553436800 | NANO-HYDROXYAPATITE KIT INCLUDE SPONGES AND SERUM FOR ENAMEL REMINERALIZATION REDUCING TOOTH SENSITIVITY PREVENTION OF WHITE SPOT LE SION AND PLAQUE FORMATION | DENTAL GENRAL SUPPLIES
13336 | 4215150074500 | REAMER WITH ALTERNATING CUTTING EDGES NITI ROTARY FILE WITH EXCLUSIVE ROUNDED SAFETY TIP WITH TRIANGULAR CROSS SECTION BR4350.04 TAPER LENGTH 21 MM | DENTAL GENRAL SUPPLIES
13337 | 4215150074600 | ROTARY FILE: 3 D SHAPER FEATURES MAXWIRE NITI TECHNOLOGY WHICH ALLOWS THE INSTRUMENT TO EXPAND ONCE INTRODUCED TO BODY TEMPERATURE WITH MAXIMUM FLEXIBILITY AND RESISTANCE TO CYCLIC FATIGUE. SIZE 30 . 04 TAPER LENGTH 21 MM | DENTAL GENRAL SUPPLIES
13338 | 4215271706400 | HEAT TREATED NITI WIRE BLUE TRIANGULAR CROSS SECTION WITH ALTERNATIVE CUTTING EDGE AND CONSTANT TAPER. ASSORTED 06% 21MM INCLUDE (1504 + 2504 + 2506) | DENTAL GENRAL SUPPLIES
13339 | 4228190600400 | AUTOCLAVABLE PRE-ASSEMBLED DISPENSING TAPE ROLL FOR DENTAL TOOLS COLOR CODE RECOGNITION - BLACK ONE EACH (EA) = ONE (1) PACK | DENTAL GENRAL SUPPLIES
13340 | 4215150074700 | ROTARY FILE: 3 D SHAPER FEATURES MAXWIRE NITI TECHNOLOGY WHICH ALLOWS THE INSTRUMENT TO EXPAND ONCE INTRODUCED TO BODY TEMPERATURE WITH MAXIMUM FLEXIBILITY AND RESISTANCE TO CYCLIC FATIGUE. SIZE 30 . 04 TAPER LENGTH 25 MM | DENTAL GENRAL SUPPLIES
13341 | 4215150074800 | ROTARY FILE: 3 D SHAPER FEATURES MAXWIRE NITI TECHNOLOGY WHICH ALLOWS THE INSTRUMENT TO EXPAND ONCE INTRODUCED TO BODY TEMPERATURE WITH MAXIMUM FLEXIBILITY AND RESISTANCE TO CYCLIC FATIGUE. SIZE 30 . 04 TAPER LENGTH 31 MM | DENTAL GENRAL SUPPLIES
13342 | 4215150095900 | 0.5% SODIUM HYPOCHLORIDE CANAL IRRIGATION SOLUTION 200 ML | DENTAL GENRAL SUPPLIES
13343 | 4215271706500 | HEAT TREATED NITI WIRE BLUE TRIANGULAR CROSS SECTION WITH ALTERNATIVE CUTTING EDGE AND CONSTANT TAPER. ASSORTED 06% 25MM INCLUDE (1504 + 2504 + 2506) | DENTAL GENRAL SUPPLIES
13344 | 4215271707100 | HEAT TREATED NITI WIRE BLUE TRIANGULAR CROSS SECTION WITH ALTERNATIVE CUTTING EDGE AND CONSTANT TAPER. TAPER 04% NO.25 LENGTH 25MM | DENTAL GENRAL SUPPLIES
13345 | 4215161492400 | MANDREL FOR FINISHING AND POLISHING ROUND DISC RA POP ON SQUARE HEAD | DENTAL GENRAL SUPPLIES
13346 | 4215271709500 | PREFORMED SHORT LIGATURE WIRES. 009 STAINLESS STEEL ONE EACH (EA) = ONE (1) PACK | DENTAL GENRAL SUPPLIES
13347 | 4215270904000 | INTRAORAL ELASTICS, 1/8 INCH (3.18 MM), MEDIUM FORCE (4 OZ - 110 G), ONE EACH (EA) = ONE (1) PACK | DENTAL GENRAL SUPPLIES
13348 | 4215271709400 | PREFORMED SHORT LIGATURE WIRES. 010 STAINLESS STEEL ONE EACH (EA) = ONE (1) PACK | DENTAL GENRAL SUPPLIES
13349 | 4215162403500 | DENTAL PLASTIC FILLING INSTRUMENT, STAINLESS STEEL, DOUBLE ENDED, SIZE SMALL/MEDIUM | DENTAL GENRAL SUPPLIES
13350 | 4215271709300 | PREFORMED KOBAYASHI LIGATURE WIRE SHORT SIZE 0.012 INCH | DENTAL GENRAL SUPPLIES
13351 | 4215271709200 | PREFORMED KOBAYASHI LIGATURE WIRE LONG SIZE 0.012 INCH | DENTAL GENRAL SUPPLIES
13352 | 4215271709100 | ORTHO ARCHWIRE T-LOOP TMA ASSORTED BY SIZE AND LENGTH | DENTAL GENRAL SUPPLIES
13353 | 4215271707700 | HEAT TREATED NITI WIRE BLUE TRIANGULAR CROSS SECTION WITH ALTERNATIVE CUTTING EDGE AND CONSTANT TAPER. TAPER 06% NO.25 LENGTH 31MM | DENTAL GENRAL SUPPLIES
13354 | 4215162406300 | ELECTRIC STRAIGHT HANDPIECE WITH FIBER OPTIC LIGHT ISO INTERFACE GEAR RATIO (1:1) HP TYPE ANGLED FOR EASY ACCESS CAN BE DISMANTLED CERAMIC BALL BEARING EXTERNAL AIR/WATER COOLANT LEVER CHUCK PORT SPRAY 1-3 HOLES | DENTAL GENRAL SUPPLIES
13355 | 4215271707600 | HEAT TREATED NITI WIRE BLUE TRIANGULAR CROSS SECTION WITH ALTERNATIVE CUTTING EDGE AND CONSTANT TAPER. TAPER 06% NO.25 LENGTH 21MM | DENTAL GENRAL SUPPLIES
13356 | 4215271707500 | HEAT TREATED NITI WIRE BLUE TRIANGULAR CROSS SECTION WITH ALTERNATIVE CUTTING EDGE AND CONSTANT TAPER. TAPER 04% NO.30 LENGTH 31MM | DENTAL GENRAL SUPPLIES
13357 | 4215162406500 | PIEZOELECTRIC HANDPIECE WITHOUT LIGHT, DESIGNED FOR GENERAL CLINICAL USE. SUPPORTS MULTIPLE ULTRASONIC TIP TYPES FOR DIVERSE DENTAL PROCEDURES. AUTOCLAVABLE UP TO 135°C, WITH UNIVERSAL CONNECTION TO PIEZOELECTRIC UNITS. FULLY COMPATIBLE WITH EACH HOSPITAL SYSTEM. | DENTAL GENRAL SUPPLIES
13358 | 4215161004000 | HOLE IN ONE PILOT DRILL KIT SPECIAL | DENTAL GENRAL SUPPLIES
13359 | 4215162406600 | PIEZOELECTRIC HANDPIECE WITH INTEGRATED LED ILLUMINATION FOR ENHANCED VISIBILITY. COMPATIBLE WITH A WIDE RANGE OF ULTRASONIC TIPS FOR SCALING, PERIODONTICS, ENDODONTICS, AND IMPLANT CARE. ERGONOMIC DESIGN, AUTOCLAVABLE UP TO 135°C, WITH UNIVERSAL CONNECTION TO PIEZOELECTRIC UNITS. FULLY COMPATIBLE WITH EACH HOSPITAL SYSTEM. | DENTAL GENRAL SUPPLIES
13360 | 4215162406800 | SILICONE HOSE FOR HIGH-SPEED TURBINE HANDPIECE CONNECTION MULTI-LINE DESIGN INCLUDING DRIVE AIR EXHAUST AIR SPRAY AIR WATER LINE AND OPTIONAL ELECTRIC CABLES OR FIBER OPTIC LINE FOR 6-HOLE CONFIGURATIONS NON-AUTOCLAVABLE SURFACE CLEANABLE FLEXIBLE MEDICAL-GRADE SILICONE MATERIAL OUTER DIAMETER ≤ 11MM COLOR-CODED INTERNAL TUBES COMPATIBLE WITH EXISTING DENTAL UNIT SYSTEMS. | DENTAL GENRAL SUPPLIES
13361 | 4215271707400 | HEAT TREATED NITI WIRE BLUE TRIANGULAR CROSS SECTION WITH ALTERNATIVE CUTTING EDGE AND CONSTANT TAPER. TAPER 04% NO.30 LENGTH 25MM | DENTAL GENRAL SUPPLIES
13362 | 4215271707300 | HEAT TREATED NITI WIRE BLUE TRIANGULAR CROSS SECTION WITH ALTERNATIVE CUTTING EDGE AND CONSTANT TAPER. TAPER 04% NO.30 LENGTH 21MM | DENTAL GENRAL SUPPLIES
13363 | 4215270905000 | INTRAORAL ELASTICS 3/16 INCH (4.76 MM) MEDIUM - HEAVY FORCE (5.5 OZ - 156 G) ONE EACH (EA) = ONE (1) PACK | DENTAL GENRAL SUPPLIES
13364 | 4215271707200 | HEAT TREATED NITI WIRE BLUE TRIANGULAR CROSS SECTION WITH ALTERNATIVE CUTTING EDGE AND CONSTANT TAPER. TAPER 04% NO.25 LENGTH 31MM | DENTAL GENRAL SUPPLIES
13365 | 4215150155300 | GOLD LINGUAL FIXED RETAINER EASILY ADAPTED TO TEETH LINGUAL SURFACE NO LAB REQUIRED | DENTAL GENRAL SUPPLIES
13366 | 4215271707000 | HEAT TREATED NITI WIRE BLUE TRIANGULAR CROSS SECTION WITH ALTERNATIVE CUTTING EDGE AND CONSTANT TAPER. TAPER 04% NO.25 LENGTH 21MM | DENTAL GENRAL SUPPLIES
13367 | 4215271706900 | HEAT TREATED NITI WIRE BLUE TRIANGULAR CROSS SECTION WITH ALTERNATIVE CUTTING EDGE AND CONSTANT TAPER. TAPER 04% NO.15 LENGTH 31MM | DENTAL GENRAL SUPPLIES
13368 | 4215271706800 | HEAT TREATED NITI WIRE BLUE TRIANGULAR CROSS SECTION WITH ALTERNATIVE CUTTING EDGE AND CONSTANT TAPER. TAPER 04% NO.15 LENGTH 25MM | DENTAL GENRAL SUPPLIES
13369 | 4215271215500 | STAINLESS STEEL BAND FOR DECIDUOUS MOLAR ASSORTED SIZES (UPPER AND LOWER RIGHT AND LEFT) | DENTAL GENRAL SUPPLIES
13370 | 4215271706700 | HEAT TREATED NITI WIRE BLUE TRIANGULAR CROSS SECTION WITH ALTERNATIVE CUTTING EDGE AND CONSTANT TAPER. TAPER 04% NO.15 LENGTH 21MM | DENTAL GENRAL SUPPLIES
13371 | 4215271706600 | HEAT TREATED NITI WIRE BLUE TRIANGULAR CROSS SECTION WITH ALTERNATIVE CUTTING EDGE AND CONSTANT TAPER. ASSORTED 06% 31MM INCLUDE (1504 + 2504 + 2506) | DENTAL GENRAL SUPPLIES
13372 | 4215162406700 | SILICONE HOSE FOR MICROMOTOR HANDPIECE CONNECTION SUITABLE FOR E-TYPE LOW-SPEED ATTACHMENTS INCLUDING POWER SUPPLY LINE AND AIR LINES MEDICAL-GRADE FLEXIBLE SILICONE MATERIAL NON-AUTOCLAVABLE CLEANABLE WITH DISINFECTANTS COLOR-CODED INTERNAL LINES OUTER SHEATH DIAMETER NOT EXCEEDING 11MM COMPATIBLE WITH DENTAL DELIVERY UNITS | DENTAL GENRAL SUPPLIES
13373 | 4215271706200 | HEAT TREATED NITI WIRE BLUE TRIANGULAR CROSS SECTION WITH ALTERNATIVE CUTTING EDGE AND CONSTANT TAPER. ASSORTED 04% 25MM INCLUDE (1504 + 2504 + 3004) | DENTAL GENRAL SUPPLIES
13374 | 4215150077800 | ROTARY FILE: 3 D FINISHER MAXWIRE NITI TECHNOLOGY WHICH ALLOWS THE INSTRUMENT TO EXPAND ONCE INTRODUCED TO BODY TEMPERATURE WITH MAXIMUM FLEXIBILITY AND RESISTANCE TO CYCLIC FATIGUE.ISO (NO TAPER) SIZE 25 . 00 TAPER LENGTH 21 MM | DENTAL GENRAL SUPPLIES
13375 | 4215150092600 | ENDODONTICS ULTRASONIC BUC ASSORTED TIPS (BUC1 - BUC 3 A) | DENTAL GENRAL SUPPLIES
13376 | 4215271400700 | NICKEL TITANIUM LINGUAL FIXED RETAINER EASILY ADAPTED TO TEETH LINGUAL SURFACE NO LAB REQUIRED | DENTAL GENRAL SUPPLIES
13377 | 4215162019700 | ROTARY FILE: S-SHAPE CROSS-SECTION NON-CUTTING TIP BLUE FILE: SMOOTHLY TAPERED SHAPES SIZE 20 TAPER 05 LENGTH 25MM | DENTAL GENRAL SUPPLIES
13378 | 4215162019600 | ROTARY FILE: S-SHAPE CROSS-SECTION NON-CUTTING TIP BLUE FILE: SMOOTHLY TAPERED SHAPES SIZE 20 TAPER 05 LENGTH 21MM | DENTAL GENRAL SUPPLIES
13379 | 4215162019500 | ROTARY FILE: S-SHAPE CROSS-SECTION NON-CUTTING TIP BLUE FILE: SMOOTHLY TAPERED SHAPES SIZE 15 TAPER 04 LENGTH 31MM | DENTAL GENRAL SUPPLIES
13380 | 4215162019400 | ROTARY FILE: S-SHAPE CROSS-SECTION NON-CUTTING TIP BLUE FILE: SMOOTHLY TAPERED SHAPES SIZE 15 TAPER 04 LENGTH 25MM | DENTAL GENRAL SUPPLIES
13381 | 4215162019300 | ROTARY FILE: S-SHAPE CROSS-SECTION NON-CUTTING TIP BLUE FILE: SMOOTHLY TAPERED SHAPES SIZE 15 TAPER 04 LENGTH 21MM | DENTAL GENRAL SUPPLIES
13382 | 4229540021600 | HEATING TIPS REFILL FOR CORDLESS DOWNPACK HEAT SOURCE DIFFERENT SIZES COMPATIBLE WITH HOSPITAL SYSTEM | DENTAL GENRAL SUPPLIES
13383 | 4229540021500 | CORDLESS OBTURATION TO FILL CANALS WITH ALPHA GUTTA PERCHA IN FORM OF WARM VERTICAL TECHNIQUE WITH GUN WITH GUTTA PERCHA CARTRIDGE | DENTAL GENRAL SUPPLIES
13384 | 4229540021400 | CORDLESS ENDODONTIC MOTOR WITH BUILT-IN APEX LOCATOR BRUSHLESS MOTOR SYSTEM SUPPORTING BOTH CONTINUOUS ROTATION AND RECIPROCATION MOTIONS SPEED RANGE FROM 100 TO AT LEAST 3000 RPM TORQUE UP TO MINIMUM 4.0 N.CM OR HIGHER CONTRA-ANGLE HEAD WITH COMPACT DESIGN (MAXIMUM DIAMETER 8MM HIEGHT 10MM) FULL 360 ROTATION BUILT-IN LED ILLUMINATION COLOR DISPLAY SCREEN OR TOUCHSCREEN INTERFACE MULTIPLE PRESENT PROGRAM FOR MAJOR FILE SYSTEM USER-PROGRAMMABLE FILE LIBRARY WIRELESS OR USB-C SOFTWARE UPDATES RECHARGEABLE LITHIUM-ION BATTERY WITH LONG BATTERY LIFE AND FAST CHARGING (INCLUDING WIRELESS CHARGING SUPPORT) AUTO-REVERSE AND AUTO-STOP SAFETY FUNCTIONS WITH AT LEAST THREE CONTRA-ANGLE HANDPIECE HEAD. | DENTAL GENRAL SUPPLIES
13385 | 4229540021300 | CORDLESS DOWNPACK HEAT SOURCE TO CUT GUTTA PERCHA INCLUDING AT LEAST THREE DIFFERENT SIZES OF HEATING TIPS | DENTAL GENRAL SUPPLIES
13386 | 4215242405400 | SILANE PORCELAIN PRIMER SINGLE OR TWO-COMPONENT FOR ENHANCING BONDING BETWEEN GLASS-CERAMIC SURFACES (FELDSPATHIC LITHIUM DISILICATE METAL) AND RESIN CEMENTS. SILANE CONTENT: (1–3%) PACKED IN BOTTLE OR SYRINGE WITH TIPS | DENTAL GENRAL SUPPLIES
13387 | 4215200600500 | DENTAL X-RAY FILM MOUNT AND HOLDER WITH 6 HOLES SUPPLIED IN 100 SHEET | DENTAL GENRAL SUPPLIES
13388 | 4215161035100 | X - RAY FILM ILLUMINATOR VIEWER LIGHT BOX PANEL | DENTAL GENRAL SUPPLIES
13389 | 4229540021200 | CORDLESS DIGITAL TOOTH SHADE MATCHING UNIT CAPABLE OF MEASURING VITA CLASSICAL (A1–D4) AND 3D-MASTER SHADES (29 SHADES) OR EQUIVALENT SYSTEMS WITH SMALL WHITE-LED PROBE BUILT-IN CALIBRATION RECHARGEABLE BATTERY AND DIGITAL DISPLAY PROVIDING HIGH COLOR ACCURACY AND CLINICAL STABILITY | DENTAL GENRAL SUPPLIES
13390 | 4215201000000 | X - RAY FILM INTRAORAL SIZE 4 (57 MM X 76MM) | DENTAL GENRAL SUPPLIES
13391 | 4215201000200 | X - RAY FILM INTRAORAL SIZE 2 (31MM X 41MM) | DENTAL GENRAL SUPPLIES
13392 | 4229210201700 | BTR BROKEN INSTRUMENT REMOVAL KIT INCLUDE ( CALIBRATOR TOOL TIP WITH 0.3 WITH LOOP SPRING SOFT-MEDIUM-HARD AND RING) | DENTAL GENRAL SUPPLIES
13393 | 4215150129500 | LOWER TMA ARCH WIRE 0.019 INCH X 0.025 INCH OVOID SHAPE EACH WIRE IS PACKED SEPARATELY MUST BE SUPPLIED BY THE SAME MANUFACTURER (ARCH COORDINATION) ONE EACH (EA) = ONE (1) PACK | DENTAL GENRAL SUPPLIES
13394 | 4215201000400 | X - RAY FILM INTRAORAL SIZE 0 | DENTAL GENRAL SUPPLIES
13395 | 4215150085500 | K-FILE STAINLESS STEEL PRE-INSERTED SILICONE STOPS LENGTH 31 MM SIZE 80 ONE EACH (EA) = ONE (1) PACK | DENTAL GENRAL SUPPLIES
13396 | 4215245304700 | COMPOMER RESTORATIVE REFILL SHADE B1 | DENTAL GENRAL SUPPLIES
13397 | 4215150085400 | K-FILE STAINLESS STEEL PRE-INSERTED SILICONE STOPS LENGTH 31 MM SIZE 70 ONE EACH (EA) = ONE (1) PACK | DENTAL GENRAL SUPPLIES
13398 | 4215150085300 | K-FILE STAINLESS STEEL PRE-INSERTED SILICONE STOPS LENGTH 31 MM SIZE 60 ONE EACH (EA) = ONE (1) PACK | DENTAL GENRAL SUPPLIES
13399 | 4215245304600 | COMPOMER RESTORATIVE REFILL SHADE A4 | DENTAL GENRAL SUPPLIES
13400 | 4215150085000 | K-FILE STAINLESS STEEL PRE-INSERTED SILICONE STOPS LENGTH 31 MM SIZE 45 ONE EACH (EA) = ONE (1) PACK | DENTAL GENRAL SUPPLIES
13401 | 4215245304200 | COMPOMER RESTORATIVE REFILL SHADE A1 | DENTAL GENRAL SUPPLIES
13402 | 4215200900000 | RADIOGRAPH VIEWER (74 X 44 SCREEN) TFT - LCD (CCFL LAMP) EXTERNAL DIMENSION 88 X 50 X 2.5 CM (WXHXD) | DENTAL GENRAL SUPPLIES
13403 | 4215271706100 | HEAT TREATED NITI WIRE BLUE TRIANGULAR CROSS SECTION WITH ALTERNATIVE CUTTING EDGE AND CONSTANT TAPER. ASSORTED 04% 21MM INCLUDE (1504 + 2504 + 3004) | DENTAL GENRAL SUPPLIES
13404 | 4215271400800 | STAINLESS STEEL LINGUAL FIXED RETAINER EASILY ADAPTED TO TEETH LINGUAL SURFACE NO LAB REQUIRED | DENTAL GENRAL SUPPLIES
13405 | 4215162019800 | ROTARY FILE: S-SHAPE CROSS-SECTION NON-CUTTING TIP BLUE FILE: SMOOTHLY TAPERED SHAPES SIZE 20 TAPER 05 LENGTH 31MM | DENTAL GENRAL SUPPLIES
13406 | 4215161058700 | BLADE SCALPEL STAINLESS STEEL SIZE15C DISPOSABLE STERILE | DENTAL GENRAL SUPPLIES
13407 | 4215161424700 | SEPARATING DISC BLACK 9511 - 900 - 190 | DENTAL GENRAL SUPPLIES
13408 | 4229161301800 | MICRO BLADE SCALPEL STAINLESS STEEL SIZE 64 DISPOSABLE STERILE | DENTAL GENRAL SUPPLIES
13409 | 4215190000700 | SINGLE BRUSH END TUFTED | DENTAL GENRAL SUPPLIES
13410 | 4215190100000 | FOX OCCLUSAL PLANE STAINLESS STEEL AUTOCLAVABLE TO MEASURE THE ANGLE OF OCCLUSAL PLANE | DENTAL GENRAL SUPPLIES
13411 | 4215201000900 | X - RAY FILM INTRAORAL SIZE 3 | DENTAL GENRAL SUPPLIES
13412 | 4229552504800 | ALLOGRAFT BONE PARTICULATE(1.00–2.0 MM) (1.5 CC) MIXED CORTICAL-CANCELLOUS (DFDBA DEMINERALIZED FREEZE-DRIED BONE ALLOGRAFT) OR OSTEOINDUCTIVE EQUIVALENT. | DENTAL GENRAL SUPPLIES
13413 | 4215162080700 | HEAT TREATED NITI WIRE BLUE TRIANGULAR CROSS SECTION WITH ALTERNATIVE CUTTING EDGE AND CONSTANT TAPER TAPER 06% NO.25 LENGTH 25MM | DENTAL GENRAL SUPPLIES
13414 | 4215247604200 | 3D DIMENSIONAL ENDO RETREATMENT SET TRIANGULAR CROSS SECTION WITH SPECIAL BOOSTER TIP LENGTH 25 MM (DR1 10% NO. 40 LENGTH 15 MM + XP SHAPER FILE NO.30 LENGTH 25 MM + XP FINISHER R FILE NO.30 LENGTH 25 MM | DENTAL GENRAL SUPPLIES
13415 | 4215162046300 | K-FILE STAINLESS STEEL PRE-INSERTED SILICONE STOPS LENGTH 31 MM SIZE 50 ONE EACH (EA) = ONE (1) PACK | DENTAL GENRAL SUPPLIES
13416 | 4215162046200 | K-FILE STAINLESS STEEL PRE-INSERTED SILICONE STOPS LENGTH 31 MM SIZE 55 ONE EACH (EA) = ONE (1) PACK | DENTAL GENRAL SUPPLIES
13417 | 4215161033900 | RETRACTION CORD #000:KNITTED RETRACTION CORD NOT BRAIDED OR TWISTED 100% COTTON ABOUT 2 - 2.5 M/PKG | DENTAL GENRAL SUPPLIES
13418 | 4215161051100 | UPPER TMA ARCHWIRE 0.016 X 0.016 INCH BROAD SHAPE EACH WIRE IS PACKED SEPARATELY (ARCH COORDINATION) ONE EACH (EA) = ONE (1) PACK | DENTAL GENRAL SUPPLIES
13419 | 4215162045400 | K-FILE STAINLESS STEEL PRE-INSERTED SILICONE STOPS LENGTH 31 MM SIZE 08 ONE EACH (EA) = ONE (1) PACK | DENTAL GENRAL SUPPLIES
13420 | 4215162020600 | ROTARY FILE: S-SHAPE CROSS-SECTION NON-CUTTING TIP BLUE FILE: SMOOTHLY TAPERED SHAPES SIZE ASSORTED (15/0.04 20/0.05 25/0.06) LENGTH 25MM | DENTAL GENRAL SUPPLIES
13421 | 4215162020500 | ROTARY FILE: S-SHAPE CROSS-SECTION NON-CUTTING TIP BLUE FILE: SMOOTHLY TAPERED SHAPES SIZE ASSORTED (15/0.04 20/0.05 25/0.06) LENGTH 21MM | DENTAL GENRAL SUPPLIES
13422 | 4215247604100 | 3D DIMENSIONAL ENDO RETREATMENT SET TRIANGULAR CROSS SECTION WITH SPECIAL BOOSTER TIP LENGTH 21 MM (DR1 10% NO. 40 LENGTH 15 MM + XP SHAPER FILE NO.30 LENGTH 21 MM + XP FINISHER R FILE NO.30 LENGTH 21 MM | DENTAL GENRAL SUPPLIES
13423 | 4215150077900 | ROTARY FILE: 3 D FINISHER MAXWIRE NITI TECHNOLOGY WHICH ALLOWS THE INSTRUMENT TO EXPAND ONCE INTRODUCED TO BODY TEMPERATURE WITH MAXIMUM FLEXIBILITY AND RESISTANCE TO CYCLIC FATIGUE.ISO (NO TAPER) SIZE 25 . 00 TAPER LENGTH 25 MM | DENTAL GENRAL SUPPLIES
13424 | 4215162020400 | ROTARY FILE: S-SHAPE CROSS-SECTION NON-CUTTING TIP BLUE FILE: SMOOTHLY TAPERED SHAPES SIZE 25 TAPER 06 LENGTH 31MM | DENTAL GENRAL SUPPLIES
13425 | 4215150078000 | ROTARY FILE: 3 D FINISHER MAXWIRE NITI TECHNOLOGY WHICH ALLOWS THE INSTRUMENT TO EXPAND ONCE INTRODUCED TO BODY TEMPERATURE WITH MAXIMUM FLEXIBILITY AND RESISTANCE TO CYCLIC FATIGUE.ISO (NO TAPER) SIZE 30 . 00 TAPER LENGTH 21 MM | DENTAL GENRAL SUPPLIES
13426 | 4215162020300 | ROTARY FILE: S-SHAPE CROSS-SECTION NON-CUTTING TIP BLUE FILE: SMOOTHLY TAPERED SHAPES SIZE 25 TAPER 06 LENGTH 25MM | DENTAL GENRAL SUPPLIES
13427 | 4215162020200 | ROTARY FILE: S-SHAPE CROSS-SECTION NON-CUTTING TIP BLUE FILE: SMOOTHLY TAPERED SHAPES SIZE 25 TAPER 06 LENGTH 21MM | DENTAL GENRAL SUPPLIES
13428 | 4215150078100 | ROTARY FILE: 3 D FINISHER MAXWIRE NITI TECHNOLOGY WHICH ALLOWS THE INSTRUMENT TO EXPAND ONCE INTRODUCED TO BODY TEMPERATURE WITH MAXIMUM FLEXIBILITY AND RESISTANCE TO CYCLIC FATIGUE.ISO (NO TAPER) SIZE 30 . 00 TAPER LENGTH 25 MM | DENTAL GENRAL SUPPLIES
13429 | 4215162020100 | ROTARY FILE: S-SHAPE CROSS-SECTION NON-CUTTING TIP BLUE FILE: SMOOTHLY TAPERED SHAPES SIZE 25 TAPER 04 LENGTH 31MM | DENTAL GENRAL SUPPLIES
13430 | 4215162020000 | ROTARY FILE: S-SHAPE CROSS-SECTION NON-CUTTING TIP BLUE FILE: SMOOTHLY TAPERED SHAPES SIZE 25 TAPER 04 LENGTH 25MM | DENTAL GENRAL SUPPLIES
13431 | 4215162019900 | ROTARY FILE: S-SHAPE CROSS-SECTION NON-CUTTING TIP BLUE FILE: SMOOTHLY TAPERED SHAPES SIZE 25 TAPER 04 LENGTH 21MM | DENTAL GENRAL SUPPLIES
13432 | 4215162020700 | ROTARY FILE: S-SHAPE CROSS-SECTION NON-CUTTING TIP BLUE FILE: SMOOTHLY TAPERED SHAPES SIZE ASSORTED (15/0.04 20/0.05 25/0.06) LENGTH 31MM | DENTAL GENRAL SUPPLIES
13433 | 4215242405300 | DUAL CURE RESIN-MODIFIED GLASS IONOMER SELF ADHESIVE FLUORIDE-RELEASING FOR ROOT RESORPTION ROOT PERFORATION PULP CAPPING FRACTURED TEETH CLASS V BASE AND LINER MATERIAL CROWN RELINE AND CEMENTATION FURCATIONS REPAIR WITH NO ADVERSE EFFECTS ON SURROUNDING ALVEOLAR BONE PACKED IN AUTO-MIX SYRINGE INCLUDING MULTIPLE TIPS | DENTAL GENRAL SUPPLIES
13434 | 4215271800700 | UPPER TMA ARCHWIRE 0.019 INCH X 0.025 INCH OVOID SHAPE EACH WIRE IS PACKED SEPARATELY MUST BE SUPPLIED BY THE SAME MANUFACTURER (ARCH COORDINATION) ONE EACH (EA) = ONE (1) PACK | DENTAL GENRAL SUPPLIES
13435 | 4215150162500 | DENTAL INTRA-ORAL X-RAY AIMING DEVICE COMPLETE KIT INCLUDES: AIMING RINGS INDICATOR ARMS AND BITE BLOCKS SUITABLE FOR ANTERIOR POSTERIOR BITEWING AND ENDODONTIC X-RAYS. COLOUR CODED COMPONENTS MADE FROM STURDY MEDICAL-GRADE PLASTIC AND METAL COMBINATION AUOCLAVABLE FULLY COMPATIBLE WITH MAJOR DIGITAL SENSORS. | DENTAL GENRAL SUPPLIES
13436 | 4215150050800 | REAMER WITH ALTERNATING CUTTING EDGES NITI ROTARY FILE WITH EXCLUSIVE ROUNDED SAFETY TIP WITH TRIANGULAR CROSS SECTION R1 A SIZE 200.02 TAPER LENGTH 31 MM | DENTAL GENRAL SUPPLIES
13437 | 4215290204700 | SECTIONAL MATRIX SYSTEM NICKEL TITANIUM NARROW RING REFILL | DENTAL GENRAL SUPPLIES
13438 | 4215241203000 | FOIL LAMINATED BLUE ARTICULAR WAX | DENTAL GENRAL SUPPLIES
13439 | 4215180300500 | AMALGAM SINGLE SPILL NON - GAMMA 2 - ULTRA FINE SPHERICAL - TOTALLY AMALGAMATED PARTICLES - LOW ALLOY MERCURY RATIO - ZINC FREE (0.02% OR LESS) - SILVER CONTENT NOT LESS THAN 50% - COPPER CONTENT 15 - 30% - TIN CONTENT NOT LESS THAN 25 - 32% - REGULAR SETTING TIME 50 CAPSULE/PACK ONE EACH (EA) = ONE (1) PACK | DENTAL GENRAL SUPPLIES
13440 | 4215150050700 | REAMER WITH ALTERNATING CUTTING EDGES NITI ROTARY FILE WITH EXCLUSIVE ROUNDED SAFETY TIP WITH TRIANGULAR CROSS SECTION R1 A SIZE 200.02 TAPER LENGTH 25 MM | DENTAL GENRAL SUPPLIES
13441 | 4215290202900 | AUTOMATRIX BAND REFILL SIZE MEDIUM REGULAR 70 PCS OR MORE/PACK ONE EACH (EA) = ONE (1) PACK | DENTAL GENRAL SUPPLIES
13442 | 4215290202700 | AUTOMATRIX BAND REFILL SIZE WIDE REGULAR MORE THAN 70 ONE EACH (EA) = ONE (1) PACK | DENTAL GENRAL SUPPLIES
13443 | 4215150050600 | REAMER WITH ALTERNATING CUTTING EDGES NITI ROTARY FILE WITH EXCLUSIVE ROUNDED SAFETY TIP WITH TRIANGULAR CROSS SECTION R1 A SIZE 200.02 TAPER LENGTH 21 MM | DENTAL GENRAL SUPPLIES
13444 | 4215180300700 | AMALGAM DOUBLE SPILL NON - GAMMA 2 - ULTRA FINE SPHERICAL - TOTALLY AMALGAMATED PARTICLES - LOW ALLOY MERCURY RATIO - ZINC FREE (0.02% OR LESS) - SILVER CONTENT NOT LESS THAN 50% - COPPER CONTENT 15 - 30% - TIN CONTENT NOT LESS THAN 25 - 32% - REGULAR SETTING TIME 50 CAPSULE/PACK ONE EACH (EA) = ONE (1) PACK | DENTAL GENRAL SUPPLIES
13445 | 4215290202500 | AUTOMATRIX BAND REFILL SIZE NARROW REGULAR 70 PCS OR MORE/PACK ONE EACH (EA) = ONE (1) PACK | DENTAL GENRAL SUPPLIES
13446 | 4215250101100 | SURGICAL ASPIRATOR TIPS, PLASTIC, DIAMETER 1/10 INCHES | DENTAL GENRAL SUPPLIES
13447 | 4215150050200 | ENDODONTIC HAND SPREADER, NICKEL TITANIUM, SINGLE ENDED, SIZE 25 | DENTAL GENRAL SUPPLIES
13448 | 4215150050100 | ENDODONTIC HAND SPREADER, NICKEL TITANIUM, SINGLE ENDED, SIZE 20 | DENTAL GENRAL SUPPLIES
13449 | 4215290201600 | MATRIX BAND, T - BAND CURVED, WIDE (12/PAK) | DENTAL GENRAL SUPPLIES
13450 | 4215290201500 | AUTOMATRIX BAND REFILL SIZE MEDIUM THIN 70 PCS OR MORE/PACK ONE EACH (EA) = ONE (1) PACK | DENTAL GENRAL SUPPLIES
13451 | 4215290201400 | AUTOMATRIX TIGHTENING DEVICE KIT NOT SHARP TO PROTECT SOFT TISSUE AND AUTOCLAVABLE TOOLS | DENTAL GENRAL SUPPLIES
13452 | 4215290200900 | MATRIX BAND, T - BAND CURVED, NARROW | DENTAL GENRAL SUPPLIES
13453 | 4215290007000 | PIEZOTOME ULTRASONIC TIPS FOR VERTICAL SINUS LIFT KIT: 5 – 6 CONICAL AND CYLINDRICAL TIPS DIFFERENT DIAMETERS NON-CUTTING TRUMPET TIP FOR SINUS MEMBRANE ELEVATION AUTOCLAVABLE UNIVERSAL WRENCH PACKED IN AUTOCLAVABLE METAL SUPPORT | DENTAL GENRAL SUPPLIES
13454 | 4215150050300 | ENDODONTIC HAND SPREADER, NICKEL TITANIUM, SINGLE ENDED, SIZE 30 | DENTAL GENRAL SUPPLIES
13455 | 4215150050900 | REAMER WITH ALTERNATING CUTTING EDGES NITI ROTARY FILE WITH EXCLUSIVE ROUNDED SAFETY TIP WITH TRIANGULAR CROSS SECTION R1 B SIZE 250.02 TAPER LENGTH 21 MM | DENTAL GENRAL SUPPLIES
13456 | 4215150051000 | REAMER WITH ALTERNATING CUTTING EDGES NITI ROTARY FILE WITH EXCLUSIVE ROUNDED SAFETY TIP WITH TRIANGULAR CROSS SECTION R1 B SIZE 250.02 TAPER LENGTH 25 MM | DENTAL GENRAL SUPPLIES
13457 | 4215150051100 | REAMER WITH ALTERNATING CUTTING EDGES NITI ROTARY FILE WITH EXCLUSIVE ROUNDED SAFETY TIP WITH TRIANGULAR CROSS SECTION R1 B SIZE 250.02 TAPER LENGTH 31 MM | DENTAL GENRAL SUPPLIES
13458 | 4215150052200 | ENDODONTIC HAND SPREADER, NICKEL TITANIUM, SINGLE ENDED, SIZE D11 | DENTAL GENRAL SUPPLIES
13459 | 4215248304800 | PAPER POINTS PRE-STERILIZED CELLS SIZE ASSORTED (15-40) 0.04 TAPER 60-100 POINTS/BOX ONE EACH (EA) = ONE (1) PACK | DENTAL GENRAL SUPPLIES
13460 | 4215248304900 | PAPER POINTS PRE-STERILIZED CELLS SIZE 25 0.04 TAPER 60-100 POINTS/BOX ONE EACH (EA) = ONE (1) PACK | DENTAL GENRAL SUPPLIES
13461 | 4215248305000 | PAPER POINTS PRE-STERILIZED CELLS SIZE 25 0.06 TAPER 60-100 POINTS/BOX ONE EACH (EA) = ONE (1) PACK | DENTAL GENRAL SUPPLIES
13462 | 4215248305100 | PAPER POINTS PRE-STERILIZED CELLS SIZE 40 0.04 TAPER 60-100 POINTS/BOX ONE EACH (EA) = ONE (1) PACK | DENTAL GENRAL SUPPLIES
13463 | 4215248305200 | PAPER POINTS PRE-STERILIZED CELLS SIZE 40 0.06 TAPER 60-100 POINTS/BOX ONE EACH (EA) = ONE (1) PACK | DENTAL GENRAL SUPPLIES
13464 | 4215248305300 | PAPER POINTS PRE-STERILIZED CELLS SIZE 35 0.04 TAPER 60-100 POINTS/BOX ONE EACH (EA) = ONE (1) PACK | DENTAL GENRAL SUPPLIES
13465 | 4215248305400 | PAPER POINTS PRE-STERILIZED CELLS SIZE 35 0.06 TAPER 60-100 POINTS/BOX ONE EACH (EA) = ONE (1) PACK | DENTAL GENRAL SUPPLIES
13466 | 4215248305500 | PAPER POINTS PRE-STERILIZED CELLS SIZE 30 0.04 TAPER 60-100 POINTS/BOX ONE EACH (EA) = ONE (1) PACK | DENTAL GENRAL SUPPLIES
13467 | 4215248305600 | PAPER POINTS PRE-STERILIZED CELLS SIZE 30 0.06 TAPER 60-100 POINTS/BOX ONE EACH (EA) = ONE (1) PACK | DENTAL GENRAL SUPPLIES
13468 | 4215242400900 | ALUMINIA FORTIFIED CEMENT, REGULAR SET, POWDER 10 - 15 G AND LIQUID 5 - 10 ML | DENTAL GENRAL SUPPLIES
13469 | 4215248305700 | PAPER POINTS PRE-STERILIZED CELLS SIZE 20 0.04 TAPER 60-100 POINTS/BOX ONE EACH (EA) = ONE (1) PACK | DENTAL GENRAL SUPPLIES
13470 | 4215248305800 | PAPER POINTS PRE-STERILIZED CELLS SIZE 20 0.06 TAPER 60-100 POINTS/BOX ONE EACH (EA) = ONE (1) PACK | DENTAL GENRAL SUPPLIES
13471 | 4215248305900 | PAPER POINTS PRE-STERILIZED CELLS SIZE 15 0.04 TAPER 60-100 POINTS/BOX ONE EACH (EA) = ONE (1) PACK | DENTAL GENRAL SUPPLIES
13472 | 4215248306000 | PAPER POINTS PRE-STERILIZED CELLS SIZE 15 0.06 TAPER 60-100 POINTS/BOX ONE EACH (EA) = ONE (1) PACK | DENTAL GENRAL SUPPLIES
13473 | 4215248306100 | PAPER POINTS PRE-STERILIZED CELLS SIZE 45 0.04 TAPER 60-100 POINTS/BOX ONE EACH (EA) = ONE (1) PACK | DENTAL GENRAL SUPPLIES
13474 | 4215248306200 | PAPER POINTS PRE-STERILIZED CELLS SIZE 45 0.06 TAPER 60-100 POINTS/BOX ONE EACH (EA) = ONE (1) PACK | DENTAL GENRAL SUPPLIES
13475 | 4215180500000 | POLISHING DISCS KIT WITH MINIATURIZED ROUND EYELET, EXTRA THIN, 1. TWO DISC DIAMETERS WITH ROUND EYELET, 2. GRIT TYPES AND SIZE S, XXFINE 3 MICRON, FINE 20 MICRON, MEDIUM 50 MICRON, COARSE 60 MICRON, 3. DISC THICKNESS, XX FINE 0.0035 - 0.0040 INCH, FINE 0.0045 - 0.0055 INCH, MEDIUM 0.0060 - 0.0070 INCH, COARSE 0.0080 - 0.0100 INCH, 4. R. A MANDREL WITH MINIATURIZED HEAD (2 EACH), 5. KIT ASSORTMENT OF GRITS AND DIAMETER OF NOT LESS THAN 100/B OX, ONE EACH (EA) = ONE (1) KIT | DENTAL GENRAL SUPPLIES
13476 | 4215260401400 | RETRACTION CORD SIZE 000 100% COTTON KNITTED EPINEPHRINE OR OTHER HEMOSTATIC AGENT IMPREGNATED (BOTTLED) | DENTAL GENRAL SUPPLIES
13477 | 4215290006900 | PIEZOTOME ULTRASONIC TIPS FOR LATERAL SINUS LIFT KIT: 5-6 TIPS DIAMOND-COATED STRAIGHT TIP AND BALL PLATEAU 5MM NON-CUTTING TIP 90 D EGREE SPATULA ± 135 DEGREE SPATULA AUTOCLAVABLE UNIVERSAL WRENCH PACKED IN AUTOCLAVABLE METAL SUPPORT | DENTAL GENRAL SUPPLIES
13478 | 4215290006800 | PIEZOTOME ULTRASONIC TIPS FOR CROWN LENGTHENING KIT: 4-5 CURVED SCALPEL 2-3 DIAMOND-COATED SPHERICAL AND CYLINDRICAL TIP AUTOCLAVABLE UNIVERSAL WRENCH PACKED IN AUTOCLAVABLE METAL SUPPORT | DENTAL GENRAL SUPPLIES
13479 | 4215290006700 | PIEZOTOME ULTRASONIC TIPS FOR BONE SURGERY KIT: 5 – 6 SAWS (STRAIGHT DEPTH 9MM RIGHT ANGLED LEFT ANGLED ROUNDED) CIRCULAR SCALPEL 1-2 SCRAPER AUTOCLAVABLE UNIVERSAL WRENCH PACKED IN AUTOCLAVABLE METAL SUPPORT | DENTAL GENRAL SUPPLIES
13480 | 4215290006600 | PIEZOTOME ULTRASONIC STRAIGHT SAW LONG DEPTH 9MM TIP FOR BONE SURGERY | DENTAL GENRAL SUPPLIES
13481 | 4215150047900 | REAMER WITH ALTERNATING CUTTING EDGES NITI ROTARY FILE WITH EXCLUSIVE ROUNDED SAFETY TIP WITH TRIANGULAR CROSS SECTION BR 2250.04 TAPER LENGTH 31 MM | DENTAL GENRAL SUPPLIES
13482 | 4215150047800 | REAMER WITH ALTERNATING CUTTING EDGES NITI ROTARY FILE WITH EXCLUSIVE ROUNDED SAFETY TIP WITH TRIANGULAR CROSS SECTION BR 2250.04 TAPER LENGTH 25 MM | DENTAL GENRAL SUPPLIES
13483 | 4215150047700 | REAMER WITH ALTERNATING CUTTING EDGES NITI ROTARY FILE WITH EXCLUSIVE ROUNDED SAFETY TIP WITH TRIANGULAR CROSS SECTION BR 2250.04 TAPER LENGTH 21 MM | DENTAL GENRAL SUPPLIES
13484 | 4215290002600 | ENDODONTIC ABOU - RASS APICAL BURNISHER INSTRUMENT STRAIGHT 2.5 MM LONG SHANK | DENTAL GENRAL SUPPLIES
13485 | 4215290002500 | ENDODONTIC ABOU - RASS APICAL BURNISHER INSTRUMENT STRAIGHT 2 MM LONG SHANK | DENTAL GENRAL SUPPLIES
13486 | 4215290002400 | ENDODONTIC ABOU - RASS APICAL BURNISHER INSTRUMENT STRAIGHT 1.75 MM LONG SHANK | DENTAL GENRAL SUPPLIES
13487 | 4215290002300 | ENDODONTIC ABOU - RASS APICAL BURNISHER INSTRUMENT STRAIGHT 1.5 MM LONG SHANK | DENTAL GENRAL SUPPLIES
13488 | 4215290002200 | ENDODONTIC ABOU - RASS APICAL BURNISHER INSTRUMENT ANGLED 2 MM LONG SHANK | DENTAL GENRAL SUPPLIES
13489 | 4215290002100 | ENDODONTIC ABOU - RASS APICAL BURNISHER INSTRUMENT ANGLED 1.5 MM LONG SHANK | DENTAL GENRAL SUPPLIES
13490 | 4215290002000 | ENDODONTIC ABOU - RASS APICAL BURNISHER INSTRUMENT ANGLED 1.25 MM LONG SHANK | DENTAL GENRAL SUPPLIES
13491 | 4215290001900 | ENDODONTIC ABOU - RASS APICAL BURNISHER INSTRUMENT ANGLED 1 MM LONG SHANK | DENTAL GENRAL SUPPLIES
13492 | 4215290001800 | ENDODONTIC ABOU - RASS APICAL BURNISHER INSTRUMENT ANGLED 0.5 MM LONG SHANK | DENTAL GENRAL SUPPLIES
13493 | 4215290001700 | ENDODONTIC DG16 EXPLORER INSTRUMENT # 2 | DENTAL GENRAL SUPPLIES
13494 | 4215250800100 | DENTAL SHORT NEEDLE NON METRIC (INCH THREAD) GAUGE 30 (0.30X21MM) STERILE 100/BOX | DENTAL GENRAL SUPPLIES
13495 | 4215150047600 | REAMER WITH ALTERNATING CUTTING EDGES NITI ROTARY FILE WITH EXCLUSIVE ROUNDED SAFETY TIP WITH TRIANGULAR CROSS SECTION BR 1150.05 TAPER LENGTH 31 MM | DENTAL GENRAL SUPPLIES
13496 | 4215150047500 | REAMER WITH ALTERNATING CUTTING EDGES NITI ROTARY FILE WITH EXCLUSIVE ROUNDED SAFETY TIP WITH TRIANGULAR CROSS SECTION BR 1150.05 TAPER LENGTH 25 MM | DENTAL GENRAL SUPPLIES
13497 | 4215150047400 | REAMER WITH ALTERNATING CUTTING EDGES NITI ROTARY FILE WITH EXCLUSIVE ROUNDED SAFETY TIP WITH TRIANGULAR CROSS SECTION BR 1150.05 TAPER LENGTH 21 MM | DENTAL GENRAL SUPPLIES
13498 | 4215161477600 | DENTAL BURS DIAMOND CUT CARBIDE ISO 850 - 104 - 198 - 524 - 023 | DENTAL GENRAL SUPPLIES
13499 | 4215161477500 | DENTAL BURS DIAMOND CUT CARBIDE ISO 850 - 104 - 198 - 524 - 016 | DENTAL GENRAL SUPPLIES
13500 | 4215150048000 | REAMER WITH ALTERNATING CUTTING EDGES NITI ROTARY FILE WITH EXCLUSIVE ROUNDED SAFETY TIP WITH TRIANGULAR CROSS SECTION BR 3250.06 TAPER LENGTH 21 MM | DENTAL GENRAL SUPPLIES
13501 | 4215241209700 | DENTAL WAX RIM FORMER FOR SHAPING OCCLUSAL WAX RIMS DURING COMPLETE DENTURE FABRICATION STAINLESS STEEL | DENTAL GENRAL SUPPLIES
13502 | 4215150323100 | PREFABRICATED CROWNS MADE OF TIN - SILVER ALLOY REFILL LOWER LEFT - FIRST BICUSPID MESIAL DISTAL WIDTH 7.4 MM | DENTAL GENRAL SUPPLIES
13503 | 4215150048200 | REAMER WITH ALTERNATING CUTTING EDGES NITI ROTARY FILE WITH EXCLUSIVE ROUNDED SAFETY TIP WITH TRIANGULAR CROSS SECTION BR 3250.06 TAPER LENGTH 31 MM | DENTAL GENRAL SUPPLIES
13504 | 4215290006500 | PIEZOTOME ULTRASONIC STRAIGHT SAW LONG DEPTH 15MM TIP FOR BONE SURGERY | DENTAL GENRAL SUPPLIES
13505 | 4215290006400 | PIEZOTOME ULTRASONIC ROUNDED SAW TIP FOR BONE SURGERY 280 DEGREE ACTIVE CUT | DENTAL GENRAL SUPPLIES
13506 | 4215290006300 | PIEZOTOME ULTRASONIC PLATEAU 5MM FOR LATERAL SINUS LIFT | DENTAL GENRAL SUPPLIES
13507 | 4215290006200 | PIEZOTOME ULTRASONIC PERIOTOME TIPS FOR TOOTH EXTRACTION KIT: 5-6 PERIOTOME AND SAW AUTOCLAVABLE UNIVERSAL WRENCH PACKED IN AUTOCLAVABLE METAL SUPPORT | DENTAL GENRAL SUPPLIES
13508 | 4215290006100 | PIEZOTOME ULTRASONIC DIAMOND-COATED STRAIGHT TIP FOR LATERAL SINUS LIFT | DENTAL GENRAL SUPPLIES
13509 | 4215290006000 | PIEZOTOME ULTRASONIC DIAMOND-COATED BALL FOR LATERAL SINUS LIFT | DENTAL GENRAL SUPPLIES
13510 | 4215150049100 | REAMER WITH ALTERNATING CUTTING EDGES NITI ROTARY FILE WITH EXCLUSIVE ROUNDED SAFETY TIP WITH TRIANGULAR CROSS SECTION R3 SIZE 300.04 TAPER LENGTH 31 MM | DENTAL GENRAL SUPPLIES
13511 | 4215150040200 | REAMER WITH ALTERNATING CUTTING EDGES NITI ROTARY FILE WITH EXCLUSIVE ROUNDED SAFETY TIP WITH TRIANGULAR CROSS SECTION BR5400.04 TAPER LENGTH 21 MM | DENTAL GENRAL SUPPLIES
13512 | 4215150040300 | REAMER WITH ALTERNATING CUTTING EDGES NITI ROTARY FILE WITH EXCLUSIVE ROUNDED SAFETY TIP WITH TRIANGULAR CROSS SECTION BR5400.04 TAPER LENGTH 25 MM | DENTAL GENRAL SUPPLIES
13513 | 4215150040400 | REAMER WITH ALTERNATING CUTTING EDGES NITI ROTARY FILE WITH EXCLUSIVE ROUNDED SAFETY TIP WITH TRIANGULAR CROSS SECTION BR5400.04 TAPER LENGTH 31 MM | DENTAL GENRAL SUPPLIES
13514 | 4215150049000 | REAMER WITH ALTERNATING CUTTING EDGES NITI ROTARY FILE WITH EXCLUSIVE ROUNDED SAFETY TIP WITH TRIANGULAR CROSS SECTION R3 SIZE 300.04 TAPER LENGTH 25 MM | DENTAL GENRAL SUPPLIES
13515 | 4215150048900 | REAMER WITH ALTERNATING CUTTING EDGES NITI ROTARY FILE WITH EXCLUSIVE ROUNDED SAFETY TIP WITH TRIANGULAR CROSS SECTION R3 SIZE 300.04 TAPER LENGTH 21 MM | DENTAL GENRAL SUPPLIES
13516 | 4215150048800 | REAMER WITH ALTERNATING CUTTING EDGES NITI ROTARY FILE WITH EXCLUSIVE ROUNDED SAFETY TIP WITH TRIANGULAR CROSS SECTION R2 SIZE 250.04 TAPER LENGTH 31 MM | DENTAL GENRAL SUPPLIES
13517 | 4215150048700 | REAMER WITH ALTERNATING CUTTING EDGES NITI ROTARY FILE WITH EXCLUSIVE ROUNDED SAFETY TIP WITH TRIANGULAR CROSS SECTION R2 SIZE 250.04 TAPER LENGTH 25 MM | DENTAL GENRAL SUPPLIES
13518 | 4215150048600 | REAMER WITH ALTERNATING CUTTING EDGES NITI ROTARY FILE WITH EXCLUSIVE ROUNDED SAFETY TIP WITH TRIANGULAR CROSS SECTION R2 SIZE 250.04 TAPER LENGTH 21 MM | DENTAL GENRAL SUPPLIES
13519 | 4215150048500 | REAMER WITH ALTERNATING CUTTING EDGES NITI ROTARY FILE WITH EXCLUSIVE ROUNDED SAFETY TIP WITH TRIANGULAR CROSS SECTION R1 SIZE 150.06 TAPER LENGTH 31 MM | DENTAL GENRAL SUPPLIES
13520 | 4215150048400 | REAMER WITH ALTERNATING CUTTING EDGES NITI ROTARY FILE WITH EXCLUSIVE ROUNDED SAFETY TIP WITH TRIANGULAR CROSS SECTION R1 SIZE 150.06 TAPER LENGTH 25 MM | DENTAL GENRAL SUPPLIES
13521 | 4215250307400 | DENTAL SOFT DAM NAPKINS 50/PKG | DENTAL GENRAL SUPPLIES
13522 | 4215150048300 | REAMER WITH ALTERNATING CUTTING EDGES NITI ROTARY FILE WITH EXCLUSIVE ROUNDED SAFETY TIP WITH TRIANGULAR CROSS SECTION R1 SIZE 150.06 TAPER LENGTH 21 MM | DENTAL GENRAL SUPPLIES
13523 | 4215150048100 | REAMER WITH ALTERNATING CUTTING EDGES NITI ROTARY FILE WITH EXCLUSIVE ROUNDED SAFETY TIP WITH TRIANGULAR CROSS SECTION BR 3250.06 TAPER LENGTH 25 MM | DENTAL GENRAL SUPPLIES
13524 | 4215150342000 | FIBER SPLINT ML MULTI LAYER | DENTAL GENRAL SUPPLIES
13525 | 4215150047200 | REAMER WITH ALTERNATING CUTTING EDGES NITI ROTARY FILE WITH EXCLUSIVE ROUNDED SAFETY TIP WITH TRIANGULAR CROSS SECTION BR 0250.08 TAPER LENGTH 21 MM | DENTAL GENRAL SUPPLIES
13526 | 4214150000200 | COTTON PELLET REFILL SIZE 0.5 SUPER SOFT, EXTREMELY ABSORBENT | DENTAL GENRAL SUPPLIES
13527 | 4215290900000 | ENDODONTIC FINGER SAFETY HOLDER FOR ENDODONTIC INSTRUMENT | DENTAL GENRAL SUPPLIES
13528 | 4215150030500 | ORTHO ARCHWIRE T-LOOP 19 X 25 SS 40 MM | DENTAL GENRAL SUPPLIES
13529 | 4215150501400 | REFILL TIP INCLUDE MICRO-WIRE SIZE 0.3MM (YELLOW) | DENTAL GENRAL SUPPLIES
13530 | 4215150501500 | REFILL TIP INCLUDE MICRO-WIRE SIZE 0.4MM (BLACK) | DENTAL GENRAL SUPPLIES
13531 | 4215150501600 | REFILL TIP INCLUDE MICRO-WIRE SIZE 0.5MM (ORANGE) | DENTAL GENRAL SUPPLIES
13532 | 4215150501700 | ETCHING GEL 35 - 37.5% PHOSPHORIC ACID CONCENTRATION IDEAL VISCOSITY SYRINGE TIP DELIVERY REFILL SYRINGE NOT LESS THAN 3.0 ML OF PHOSPHORIC ACID/SYRINGE WITH MICRO TIPS ONE EACH (EA) = ONE (1) PACK | DENTAL GENRAL SUPPLIES
13533 | 4215161439500 | BUR STONE FG ARKANSAS SIZE 2.5 MM ISO# 635 - 314 - 288 - 504 - 025 | DENTAL GENRAL SUPPLIES
13534 | 4215150600400 | SODIUM PERBORATE POWDER BOTTLE FOR INTERNAL BLEACHING | DENTAL GENRAL SUPPLIES
13535 | 4215150902600 | TOOTH SHADE GUIDE OR LINEARGUIDE CONTAINS MORE THAN 25 NATURAL TOOTH SHADES AND BLEACHGUIDE (0M1 0M2 AND 0M3). SHADE TABS HIGH-QUALITY TEMPERATURE-RESISTANT CERAMIC MATERIAL AUTOCLAVABLE AT A MAXIMUM OF 140°C VITA 3D MASTER OR EQUIVALENT | DENTAL GENRAL SUPPLIES
13536 | 4215150030800 | REAMER WITH ALTERNATING CUTTING EDGES NITI ROTARY FILE WITH EXCLUSIVE ROUNDED SAFETY TIP WITH TRIANGULAR CROSS SECTION ASSORTED (R0 - R 5) LENGTH 21 MM | DENTAL GENRAL SUPPLIES
13537 | 4215150014800 | MTA BLOCK | DENTAL GENRAL SUPPLIES
13538 | 4215271808100 | ARCHWIRE NITI OVOID UPPER. 019 X.025 INCH | DENTAL GENRAL SUPPLIES
13539 | 4215150065000 | LONG SHANK ROUND ENDODONTICS MULLER BUR LATCH TYPE 18 MM LENGTH .09 MM HEAD SIZE SIZE 1 | DENTAL GENRAL SUPPLIES
13540 | 4215271807600 | ARCHWIRE NITI OVOID LOWER. 019 X.025 INCH | DENTAL GENRAL SUPPLIES
13541 | 4215150902500 | DENTAL SHADE GUIDE COVERING FULL VITA CLASSICAL RANGE (A1–D4) WITH BLEACHED SHADES (0M1 0M2 0M3) SUPPLIED WITH ERGONOMIC HOLDER INDI VIDUALLY LABELED MADE OF STAIN-RESISTANT HEAT RESISTANT COLOR-STABLE MATERIAL COMPATIBLE WITH VITA CLASSICAL OR EQUIVALENT STANDARD | DENTAL GENRAL SUPPLIES
13542 | 4215291001900 | OPEN-END SILICONE HOSE FOR 6-HOLE HIGH-SPEED HANDPIECE WITH FIBER OPTIC SUPPORT INCLUDES DRIVE AIR EXHAUST AIR WATER SPRAY AIR ELECTRIC WIRES AND FIBER OPTIC LINE COMPATIBLE WITH UNIVERSAL COUPLINGS NON-AUTOCLAVABLE CLEANABLE WITH STANDARD SURFACE DISINFECTANTS OUTER SHEATH DIAMETER ≤ 11MM COLOR-CODED INTERNAL LINES FOR EASY INSTALLATION | DENTAL GENRAL SUPPLIES
13543 | 4215291002000 | SILICONE HOSE FOR 3-WAY DENTAL SYRINGE CONNECTION (AIR/WATER) TWO-LINE DESIGN WITH COLOR-CODED INTERNAL TUBING FOR SEPARATE AIR AND WATER FLOW MADE OF MEDICAL-GRADE FLEXIBLE SILICONE NON-AUTOCLAVABLE OUTER DIAMETER ≤ 11MM COMPATIBLE WITH SYRINGE UNITS IN STANDARD DENTAL CHAIRS | DENTAL GENRAL SUPPLIES
13544 | 4215247712000 | GUTTA PERCHA POINTS RADIO - OPAQUE STANDARDIZED SIZE 15/0.06 80 - 120/BOX ONE EACH (EA) = ONE (1) PACK | DENTAL GENRAL SUPPLIES
13545 | 4215150350900 | PREMIXED BIO CERAMIC ROOT REPAIR ENDODONTIC INJECTABLE SEALER MATERIAL COMPOSED OF ZIRCONIUM OXIDE TRICALCIUM SILICATE DICALCIUM SILICATE TANTALUM PENTAOXIDE AND CALCIUM SULPHATE ANTIBACTERIAL BIOACTIVE AND OSTEOGENIC NON TOXIC SHORT SETTING TIME PACKED IN SYRINGE (2-2.5G) | DENTAL GENRAL SUPPLIES
13546 | 4215150350800 | INTRA ORAL MIXING CURVED TIP FOR LIGHT BODY IMPRESSION MATERIAL UNIVERSAL SHADE YELLOW | DENTAL GENRAL SUPPLIES
13547 | 4215270610700 | ORTHODONTIC METAL BRACKET SET MAXILLARY/MANDIBULAR (5-5) BONDABLE 0.018 SLOT ROTH PRESCRIPTION HOOKS ON CANINES AND PREMOLARS | DENTAL GENRAL SUPPLIES
13548 | 4215150351100 | ZIRCONIA CROWN REFILL FOR PRIMARY UPPER CENTRAL INCISORS (RIGHT OR LEFT) SIZE 0 OR EQUIVALENT | DENTAL GENRAL SUPPLIES
13549 | 4215150351200 | ZIRCONIA CROWN REFILL FOR PRIMARY UPPER CENTRAL INCISORS (RIGHT OR LEFT) SIZE 1 OR EQUIVALENT | DENTAL GENRAL SUPPLIES
13550 | 4215150351300 | ZIRCONIA CROWN REFILL FOR PRIMARY UPPER CENTRAL INCISORS (RIGHT OR LEFT) SIZE 2 OR EQUIVALENT | DENTAL GENRAL SUPPLIES
13551 | 4215150059800 | ENDODONTIC HAND SPREADER, NICKEL TITANIUM, SINGLE ENDED, SIZE D11 TS | DENTAL GENRAL SUPPLIES
13552 | 4215180508600 | BUR POLISHER BULLET SHAPE FOR COMPOSITE RA ISO# 685 - 204 - 243 - 512 - 045 | DENTAL GENRAL SUPPLIES
13553 | 4215180508500 | BUR, POLISHER, PORCELAIN, 10/BOX, ISO# 658 - 900 - 372 - 515 - 170 | DENTAL GENRAL SUPPLIES
13554 | 4215180603800 | SAW FOR SERRATED STRIPS DIAMOND | DENTAL GENRAL SUPPLIES
13555 | 4215270010400 | CLASS II CORRECTOR MEDIUM DEVICE 32 MM KIT (FATIGUE RESISTANT DEVICE) | DENTAL GENRAL SUPPLIES
13556 | 4215165600300 | ENDODONTIC HAND SPREADER NICKEL TITANIUM SINGLE ENDED SIZE FINE | DENTAL GENRAL SUPPLIES
13557 | 4215280001000 | HIGH SPEED HANDPIECE STANDARD HEAD AIR TURBINE NON-OPTIC TYPE SPEED RANGE MORE THAN 325 000 RPM POWER APPROX. 20 WATT FG PUSH BUTTON AUTOCHUCK CERAMIC BALL BEARING INTERNAL AIR/WATER COOLANT SYSTEM WATER ANTI-RETRACTION VALVE 4-HOLE MIDWEST CONNECTION COMPATIBLE WITH EXISTING COUPLING SYSTEM OF EACH HOSPITAL. | DENTAL GENRAL SUPPLIES
13558 | 4215291002100 | SILICONE HOSE FOR ULTRASONIC SCALER UNIT CONNECTION DESIGNED FOR WATER LINE AND OPTIONAL POWER CABLE OR CONTROL WIRE FLEXIBLE MEDICAL-GRADE SILICONE CONSTRUCTION SURFACE CLEANABLE DIAMETER NOT EXCEEDING 10MM COMPATIBLE WITH BUILT-IN SCALER UNITS IN DENTAL CHAIRS OR STANDALONE UNITS | DENTAL GENRAL SUPPLIES
13559 | 4215247711900 | GUTTA PERCHA POINTS RADIO - OPAQUE STANDARDIZED SIZE 15 - 40/0.06 80 - 120/BOX ONE EACH (EA) = ONE (1) PACK | DENTAL GENRAL SUPPLIES
13560 | 4215150030900 | REAMER WITH ALTERNATING CUTTING EDGES NITI ROTARY FILE WITH EXCLUSIVE ROUNDED SAFETY TIP WITH TRIANGULAR CROSS SECTION ASSORTED (R0 - R 5) LENGTH 25 MM | DENTAL GENRAL SUPPLIES
13561 | 4215150031000 | REAMER WITH ALTERNATING CUTTING EDGES NITI ROTARY FILE WITH EXCLUSIVE ROUNDED SAFETY TIP WITH TRIANGULAR CROSS SECTION ASSORTED (R0 - R 5) LENGTH 31 MM | DENTAL GENRAL SUPPLIES
13562 | 4215150013800 | SURGICAL ASPIRATOR TIPS PLASTIC DIAMETER 3/8 INCHES | DENTAL GENRAL SUPPLIES
13563 | 4215150005300 | FILM PERIAPICAL FOR DENTAL X - RAY SIZE 0 | DENTAL GENRAL SUPPLIES
13564 | 4215271709600 | PREFORMED SHORT LIGATURE WIRES. 011 STAINLESS STEEL ONE EACH (EA) = ONE (1) PACK | DENTAL GENRAL SUPPLIES
13565 | 4215150053900 | REAMER WITH ALTERNATING CUTTING EDGES NITI ROTARY FILE WITH EXCLUSIVE ROUNDED SAFETY TIP WITH TRIANGULAR CROSS SECTION BR4350.04 TAPER LENGTH 31 MM | DENTAL GENRAL SUPPLIES
13566 | 4215271709700 | PREFORMED SHORT LIGATURE WIRES. 012 STAINLESS STEEL ONE EACH (EA) = ONE (1) PACK | DENTAL GENRAL SUPPLIES
13567 | 4215161452700 | DISC SEPARATING SILICONE CARBIDE SUPER THIN DOUBLE CUTTING SIZE 7/8 X 0.025 INCHES DIAMETER | DENTAL GENRAL SUPPLIES
13568 | 4215150069600 | 1% SODIUM HYPOCHLORIDE CANAL IRRIGATION SOLUTION 500 ML | DENTAL GENRAL SUPPLIES
13569 | 4215150069500 | 1% SODIUM HYPOCHLORIDE CANAL IRRIGATION SOLUTION 200 ML | DENTAL GENRAL SUPPLIES
13570 | 4215150047300 | REAMER WITH ALTERNATING CUTTING EDGES NITI ROTARY FILE WITH EXCLUSIVE ROUNDED SAFETY TIP WITH TRIANGULAR CROSS SECTION BR 0250.08 TAPER LENGTH 25 MM | DENTAL GENRAL SUPPLIES
13571 | 4215270902500 | EXTRAORAL ELASTIC 1/2 INCH MEDIUM FORCE 8 OZ PACKING (100 RINGS/PATIENT PACK) ONE EACH (EA) = ONE (1) PACK | DENTAL GENRAL SUPPLIES
13572 | 4215270002900 | WIRE STAND WITH 10 - 12 HOLES PER SIDE | DENTAL GENRAL SUPPLIES
13573 | 4215166004200 | REFLECTIVE PAD SALIVA ABSORBENT SIZE LARGE | DENTAL GENRAL SUPPLIES
13574 | 4215150055500 | ENDODONTIC HAND SPREADER, NICKEL TITANIUM, SINGLE ENDED, SIZE D11 T | DENTAL GENRAL SUPPLIES
13575 | 4111613006600 | MINI SCREW ASSISTED RAPID PALATAL EXPANDER FOR ADULTS | DENTAL GENRAL SUPPLIES
13576 | 4215180506400 | BUR RUBBER POINTS DARK BROWN FOR CHROME COBALT POLISHING ISO# 658 - 900 - 114 - 534 - 070 | DENTAL GENRAL SUPPLIES
13577 | 4215150032500 | REAMER WITH ALTERNATING CUTTING EDGES NITI ROTARY FILE WITH EXCLUSIVE ROUNDED SAFETY TIP WITH TRIANGULAR CROSS SECTION BR4350.04 TAPER LENGTH 25 MM | DENTAL GENRAL SUPPLIES
13578 | 4215150032000 | REAMER WITH ALTERNATING CUTTING EDGES NITI ROTARY FILE WITH EXCLUSIVE ROUNDED SAFETY TIP WITH TRIANGULAR CROSS SECTION ASSORTED (R1 A - R 1 B) LENGTH 31 MM | DENTAL GENRAL SUPPLIES
13579 | 4215150351000 | PREMIXED BIO CERAMIC ROOT REPAIR FILLING CONDENSABLE PUTTY MATERIAL COMPOSED OF ZIRCONIUM OXIDE TRICALCIUM SILICATE DICALCIUM SILICATE TANTALUM PENTAOXIDE AND CALCIUM SULPHATE ANTIBACTERIAL BIOACTIVE AND OSTEOGENIC NON TOXIC PACKED IN SYRINGE | DENTAL GENRAL SUPPLIES
13580 | 4215150031800 | REAMER WITH ALTERNATING CUTTING EDGES NITI ROTARY FILE WITH EXCLUSIVE ROUNDED SAFETY TIP WITH TRIANGULAR CROSS SECTION ASSORTED (R1 A - R 1 B) LENGTH 21 MM | DENTAL GENRAL SUPPLIES
13581 | 4215150031300 | REAMER WITH ALTERNATING CUTTING EDGES NITI ROTARY FILE WITH EXCLUSIVE ROUNDED SAFETY TIP WITH TRIANGULAR CROSS SECTION ASSORTED (R1 - R 3) LENGTH 31 MM | DENTAL GENRAL SUPPLIES
13582 | 4215150031100 | REAMER WITH ALTERNATING CUTTING EDGES NITI ROTARY FILE WITH EXCLUSIVE ROUNDED SAFETY TIP WITH TRIANGULAR CROSS SECTION ASSORTED (R1 - R 3) LENGTH 21 MM | DENTAL GENRAL SUPPLIES
13583 | 4215270901300 | INTRAORAL ELASTICS, 1/4 INCH (6.35 MM), MEDIUM FORCE (4 OZ - 114 G), ONE EACH (EA) = ONE (1) PACK | DENTAL GENRAL SUPPLIES
13584 | 4215150031200 | REAMER WITH ALTERNATING CUTTING EDGES NITI ROTARY FILE WITH EXCLUSIVE ROUNDED SAFETY TIP WITH TRIANGULAR CROSS SECTION ASSORTED (R1 - R 3) LENGTH 25 MM | DENTAL GENRAL SUPPLIES
13585 | 4215150031900 | REAMER WITH ALTERNATING CUTTING EDGES NITI ROTARY FILE WITH EXCLUSIVE ROUNDED SAFETY TIP WITH TRIANGULAR CROSS SECTION ASSORTED (R1 A - R 1 B) LENGTH 25 MM | DENTAL GENRAL SUPPLIES
13586 | 4220340440900 | GUIDEWIRE, PERIPHERAL INTERVENTION, WORKHORSE/FLOPPY, 0.018IN, J-TIP OR STRAIGHT, ASSORTED RANGE AND SIZES AS PER HOSPITAL REQUEST | INTERVENTIONAL RADIOLOGY AND CARDIAC CATHETERIZATION SUPPLEMENTARY
13587 | 4229554100000 | IMPLANTABLE PORT KIT, RADIO TRANSLUCENT, WITH ATTACHABLE POLYURETHANE CATHETER, ASSORTED SIZES AS PER HOSPITAL REQUEST | INTERVENTIONAL RADIOLOGY AND CARDIAC CATHETERIZATION SUPPLEMENTARY
13588 | 4220350000600 | IMPLANTABLE PACEMAKER, WITH BLUETOOTH/WIRELESS TECHNOLOGY, DUAL PACEMAKER; 1-MAXIMUM BATTERY LIFE REQUIRED; 2- PROGRAMMERS /SOFTWARE UPGRADE AND ENOUGH PRINTING PAPERS MUST BE PROVIDED FREE OF CHARGE TO ALL CENTERS; 3- TECHNICAL AND EDUCATIONAL SUPPORT SHOULD BE PROVIDED TO THE HOSPITAL STAFF IN ALL CENTERS WITH EXPERT TEAM (CERTIFIED); 4- COMPLETE SYSTEM WITH (RA AND RV LEADS, INTRODUCER SHEATHS AND SURGICAL CABLES); 5-FULLY MRI COMPATIBLE | INTERVENTIONAL RADIOLOGY AND CARDIAC CATHETERIZATION SUPPLEMENTARY
13589 | 4220340700600 | SYRINGE, HIGH PRESSURE, 20 ML CAPACITY, FIXED MALE LUER LOCK, BARREL MATERIAL: POLYCARBONATE, TIP MATERIAL: SILICONE, PLUNGER MATERIAL: ABS, VARIOUS COLORS AS PER HOSPITAL REQUEST, DISPOSABLE, STERILE | INTERVENTIONAL RADIOLOGY AND CARDIAC CATHETERIZATION SUPPLEMENTARY
13590 | 4220350601600 | CARDIAC CONTRACTILITY MODULATION SYSTEM, FOR HEART FAILURE PATIENTS, THE SYSTEM CONSISTS OF IMPLANTABLE PULSE GENERATOR AND CHARGER, THE SYSTEM HAS TO BE COMPATIBLE WITH CONVENTIONAL LEADS | INTERVENTIONAL RADIOLOGY AND CARDIAC CATHETERIZATION SUPPLEMENTARY
13591 | 4220345300100 | TRANSSEPTAL ACCESS SYSTEM, INTEGRATED TRANSSEPTAL DILATOR/NEEDLE, COMPATIBLE WITH ALL INDUSTRY-LEADING INTRODUCERS, ASSORTED SIZES AS PER HOSPITAL REQUEST | INTERVENTIONAL RADIOLOGY AND CARDIAC CATHETERIZATION SUPPLEMENTARY
13592 | 4220340700500 | SYRINGE, HIGH PRESSURE, 10 ML CAPACITY, FIXED MALE LUER LOCK, BARREL MATERIAL: POLYCARBONATE, TIP MATERIAL: SILICONE, PLUNGER MATERIAL: ABS, VARIOUS COLORS AS PER HOSPITAL REQUEST, DISPOSABLE, STERILE | INTERVENTIONAL RADIOLOGY AND CARDIAC CATHETERIZATION SUPPLEMENTARY
13593 | 4220184300100 | NIPPLE MARKER, USED TO IDENTIFY NIPPLE LOCATION DURING MAMMOGRAPHY, DISPOSABLE, STERILE, ASSORTED SIZES AND SHAPES AS PER HOSPITAL REQUEST | INTERVENTIONAL RADIOLOGY AND CARDIAC CATHETERIZATION SUPPLEMENTARY
13594 | 4220340700400 | SYRINGE, HIGH PRESSURE, 1 ML CAPACITY, FIXED MALE LUER LOCK, BARREL MATERIAL: POLYCARBONATE, TIP MATERIAL: SILICONE, PLUNGER MATERIAL: ABS, VARIOUS COLORS AS PER HOSPITAL REQUEST, DISPOSABLE, STERILE | INTERVENTIONAL RADIOLOGY AND CARDIAC CATHETERIZATION SUPPLEMENTARY
13595 | 4229600641000 | OCCLUSION BALLOON, FOR ABDOMINAL/THORACIC AORTA, POST STENT DILATATION, ASSORTED SIZES AS PER HOSPITAL REQUEST | INTERVENTIONAL RADIOLOGY AND CARDIAC CATHETERIZATION SUPPLEMENTARY
13596 | 4220340304700 | INTRODUCER SHEATH SET RADIOPAQUE TIP STRAIGHT OR CURVED 4-11 CM ASSORTED SIZES AS PER HOSPITAL REQUEST / | INTERVENTIONAL RADIOLOGY AND CARDIAC CATHETERIZATION
13597 | 4220340581200 | BALLOON, PTCA, SUPER HIGH PRESSURE, FOR HIGHLY RESISTANT CORONARY STENOSIS, ASSORTED SIZES AS PER HOSPITAL REQUEST | INTERVENTIONAL RADIOLOGY AND CARDIAC CATHETERIZATION SUPPLEMENTARY
13598 | 4223160907000 | GASTROJEJUNOSTOMY INTRODUCER KIT, ASSORTED SIZE | INTERVENTIONAL RADIOLOGY AND CARDIAC CATHETERIZATION SUPPLEMENTARY
13599 | 4229591214900 | STENT, VENOUS, SELF-EXPANDABLE, OBLIQUE END, ASSORTED SIZES AS PER HOSPITAL REQUEST | INTERVENTIONAL RADIOLOGY AND CARDIAC CATHETERIZATION SUPPLEMENTARY
13600 | 4214250403200 | NEEDLE, COAXIAL, ASSORTED SIZES AND LENGTHS AS PER HOSPITAL REQUEST, DISPOSABLE, STERILE | INTERVENTIONAL RADIOLOGY AND CARDIAC CATHETERIZATION SUPPLEMENTARY
13601 | 4220340401400 | GUIDEWIRE, PERIPHERAL INTERVENTION, HIGH TIP LOAD FOR CTO CASES, 0.014IN, J-TIP OR STRAIGHT, ASSORTED RANGE AND SIZES AS PER HOSPITAL REQUEST | INTERVENTIONAL RADIOLOGY AND CARDIAC CATHETERIZATION SUPPLEMENTARY
13602 | 4220340434200 | GUIDEWIRE, PERIPHERAL INTERVENTION, INTERMEDIATE TIP LOAD, 0.018IN, J-TIP OR STRAIGHT, ASSORTED RANGE AND SIZES AS PER HOSPITAL REQUEST | INTERVENTIONAL RADIOLOGY AND CARDIAC CATHETERIZATION SUPPLEMENTARY
13603 | 4222150406000 | PICC (PERIPHERALLY INSERTED CENTRAL CATHETER) POWER INJECTABLE PICC WITH VALVE UNCUFFED 6 FR TRIPLE LUMEN NOT LESS THAN 55CM LENGTH INCLUDES: COMPATIBLE PEEL AWAY SHEATH 21-22 G NEEDLE 0.018IN GUIDEWIRE GUIDEWIRE LENGTH NOT LESS THAN 60CM DISPOSABLE STERILE (NON-SILICONE MATERIAL) | INTERVENTIONAL RADIOLOGY AND CARDIAC CATHETERIZATION SUPPLEMENTARY
13604 | 4220340559400 | TRANSCATHETER CEREBRAL PROTECTION DEVICE, USED TO CAPTURE AND REMOVE THROMBUS AND DEBRIS IN TAVI PROCEDURE | INTERVENTIONAL RADIOLOGY AND CARDIAC CATHETERIZATION SUPPLEMENTARY
13605 | 4227200601100 | GASTROSTOMY INTRODUCER KIT, ASSORTED SIZE | INTERVENTIONAL RADIOLOGY AND CARDIAC CATHETERIZATION SUPPLEMENTARY
13606 | 4222150405900 | PICC (PERIPHERALLY INSERTED CENTRAL CATHETER) POWER INJECTABLE PICC WITH VALVE UNCUFFED 4FR SINGLE LUMEN LENGTH NOT LESS THAN 55CM INCLUDES: COMPATIBLE PEEL AWAY SHEATH 21-22 G NEEDLE 0.018IN GUIDEWIRE GUIDEWIRE LENGTH NOT LESS THAN 60 CM DISPOSABLE STERILE (NON-SILICONE MATERIAL) | INTERVENTIONAL RADIOLOGY AND CARDIAC CATHETERIZATION SUPPLEMENTARY
13607 | 4220341012000 | GUIDEWIRE, MICRO, 100% HYDROPHILIC COATING, POLYURETHANE COATING, NITINOL CORE, TAPERED ANGLED TIP, STIFF, 0.018IN, DISPOSABLE, STERILE, THE SPECIFIC GUIDEWIRE LENGTHS MUST BE DECIDED BY THE RECEIVING CENTER BEFORE DELIVERY | INTERVENTIONAL RADIOLOGY AND CARDIAC CATHETERIZATION SUPPLEMENTARY
13608 | 4220340700800 | SYRINGE, HIGH PRESSURE, 30 ML CAPACITY, FIXED MALE LUER LOCK, BARREL MATERIAL: POLYCARBONATE, TIP MATERIAL: SILICONE, PLUNGER MATERIAL: ABS, VARIOUS COLORS AS PER HOSPITAL REQUEST, DISPOSABLE, STERILE | INTERVENTIONAL RADIOLOGY AND CARDIAC CATHETERIZATION SUPPLEMENTARY
13609 | 4220341092700 | PICC (PERIPHERALLY INSERTED CENTRAL CATHETER) POWER INJECTABLE PICC WITH VALVE UNCUFFED 5 FR TRIPLE LUMEN NOT LESS THAN 55CM LENGTH INCLUDES: COMPATIBLE PEEL AWAY SHEATH 21-22 G NEEDLE 0.018IN GUIDEWIRE GUIDEWIRE LENGTH NOT LESS THAN 60CM DISPOSABLE STERILE (NON-SILICONE MATERIAL) | INTERVENTIONAL RADIOLOGY AND CARDIAC CATHETERIZATION SUPPLEMENTARY
13610 | 4220341605400 | PULSED FIELD ABLATION (PFA) CATHETER, WITH ALL NEEDED ACCESSORIES, DISPOSABLE, STERILE, ASSORTED SIZES AND SHAPES AS PER HOSPITAL REQUEST | INTERVENTIONAL RADIOLOGY AND CARDIAC CATHETERIZATION SUPPLEMENTARY
13611 | 4220341092900 | PICC (PERIPHERALLY INSERTED CENTRAL CATHETER) POWER INJECTABLE PICC WITH VALVE UNCUFFED 3FR SINGLE LUMEN LENGTH NOT LESS THAN 55CM INCLUDES: COMPATIBLE PEEL AWAY SHEATH 21-22 G NEEDLE 0.018IN GUIDEWIRE GUIDEWIRE LENGTH NOT LESS THAN 60CM DISPOSABLE STERILE (NON-SILICONE MATERIAL) | INTERVENTIONAL RADIOLOGY AND CARDIAC CATHETERIZATION SUPPLEMENTARY
13612 | 4229150000900 | BONE BIOPSY NEEDLE, COAXIAL, CURVED, FOR VERTEBRAL BODY BIOPSY AND INFUSION, INTRODUCER NEEDLE SIZE 10G X 10-13 CM, STERILE | INTERVENTIONAL RADIOLOGY AND CARDIAC CATHETERIZATION SUPPLEMENTARY
13613 | 4220341605300 | CATHETER, ENABLES PULSED FIELD AND RADIOFREQUENCY NAVIGATION, BIDIRECTIONAL, IRRIGATED, MULTI-ELECTRODES, HIGH DENSITY MAPPING AND A BLATION. | INTERVENTIONAL RADIOLOGY AND CARDIAC CATHETERIZATION SUPPLEMENTARY
13614 | 4229422014700 | BONE NEEDLE PENETRATION SET, 12G, INCLUDING PENETRATION CANNULA AND STYLET, DRILL, AND DEPTH GAUGE, DISPOSABLE, STERILE | INTERVENTIONAL RADIOLOGY AND CARDIAC CATHETERIZATION SUPPLEMENTARY
13615 | 4229440000100 | ENDOVASCULAR ACCESS SYSTEM, FOR NON-SURGICAL ARTERIOVENOUS FISTULAS CREATION, WITH ALL NEEDED ACCESSORIES. | INTERVENTIONAL RADIOLOGY AND CARDIAC CATHETERIZATION SUPPLEMENTARY
13616 | 4229440000200 | ENDOVASCULAR AVF SET, INCLUDES: TWO DISPOSABLE 4F CATHETERS, VENOUS CATHETER WITH RADIO-FREQUENCY ELECTRODE, ARTERIAL CATHETER WITH CERAMIC BACKSTOP, EACH CATHETER IS MAGNETIZED FOR AIDED ALIGNMENT, MEDICAL DRIVE SYSTEM (INCLUDING THE GENERATOR, ARM BOARD, AND FIXATION STRAPS) TO EVERY ORDERING CENTER, STERILE | INTERVENTIONAL RADIOLOGY AND CARDIAC CATHETERIZATION SUPPLEMENTARY
13617 | 4220340700700 | SYRINGE, HIGH PRESSURE, 3 ML CAPACITY, FIXED MALE LUER LOCK, BARREL MATERIAL: POLYCARBONATE, TIP MATERIAL: SILICONE, PLUNGER MATERIAL: ABS, VARIOUS COLORS AS PER HOSPITAL REQUEST, DISPOSABLE, STERILE | INTERVENTIONAL RADIOLOGY AND CARDIAC CATHETERIZATION SUPPLEMENTARY
13618 | 4220344711000 | BREAST TISSUE MARKER, WITH HYDROGEL PLUG, PRE-LOADED, PROVIDES LONG TERM UNMATCHED ULTRASOUND VISIBILITY | INTERVENTIONAL RADIOLOGY AND CARDIAC CATHETERIZATION SUPPLEMENTARY
13619 | 4220340701000 | SYRINGE, HIGH PRESSURE, 5-6 ML CAPACITY, FIXED MALE LUER LOCK, BARREL MATERIAL: POLYCARBONATE, TIP MATERIAL: SILICONE, PLUNGER MATERIAL: ABS, VARIOUS COLORS AS PER HOSPITAL REQUEST, DISPOSABLE, STERILE | INTERVENTIONAL RADIOLOGY AND CARDIAC CATHETERIZATION SUPPLEMENTARY
13620 | 4220341004000 | CARTRIDGES, FOR ACTIVATED CLOTTING TIME, DISPOSABLE. MACHINES TO BE PROVIDED FREE OF CHARGE TO EACH REQUESTED CENTER | INTERVENTIONAL RADIOLOGY AND CARDIAC CATHETERIZATION SUPPLEMENTARY
13621 | 4220341114700 | CORONARY ATHERECTOMY SYSTEM, COMPLETE KIT, DISPOSABLE, STERILE. | INTERVENTIONAL RADIOLOGY AND CARDIAC CATHETERIZATION SUPPLEMENTARY
13622 | 4220341114200 | CATHETER, DIAGNOSTIC, NIH, WITH MARKER, ASSORTED SIZES AS PER HOSPITAL REQUEST | INTERVENTIONAL RADIOLOGY AND CARDIAC CATHETERIZATION SUPPLEMENTARY
13623 | 4229440300600 | TRANSCATHETER BICAVAL VALVES SYSTEM, FOR TRICUSPID INSUFFICIENCY AND CAVAL REFLUX, ASSORTED SIZES AS PER HOSPITAL REQUEST | INTERVENTIONAL RADIOLOGY AND CARDIAC CATHETERIZATION SUPPLEMENTARY
13624 | 4229440300700 | TRANSCATHETER PULMONARY VALVE SYSTEM, SELF-EXPANDABLE, TO TREAT SEVERE PULMONARY REGURGITATION, ASSORTED SIZES AS PER HOSPITAL REQUEST | INTERVENTIONAL RADIOLOGY AND CARDIAC CATHETERIZATION SUPPLEMENTARY
13625 | 4220341092400 | PICC (PERIPHERALLY INSERTED CENTRAL CATHETER) POWER INJECTABLE PICC WITH VALVE UNCUFFED 5 FR DUAL LUMEN NOT LESS THAN 55CM LENGTH INCLUDES: COMPATIBLE PEEL AWAY SHEATH 21-22 G NEEDLE 0.018IN GUIDEWIRE GUIDEWIRE LENGTH NOT LESS THAN 60CM DISPOSABLE STERILE (NON-SILICONE MATERIAL) | INTERVENTIONAL RADIOLOGY AND CARDIAC CATHETERIZATION SUPPLEMENTARY
13626 | 4220341092600 | PICC (PERIPHERALLY INSERTED CENTRAL CATHETER) POWER INJECTABLE PICC WITH VALVE UNCUFFED 5FR SINGLE LUMEN LENGTH NOT LESS THAN 55CM INCLUDES: COMPATIBLE PEEL AWAY SHEATH 21-22 G NEEDLE 0.018IN GUIDEWIRE GUIDEWIRE LENGTH NOT LESS THAN 60 CM DISPOSABLE STERILE (NON-SILICONE MATERIAL) | INTERVENTIONAL RADIOLOGY AND CARDIAC CATHETERIZATION SUPPLEMENTARY
13627 | 4220341090800 | NEEDLE BREAST LOCALIZATION DOUBLE HOOK FOR PREOPERATIVE MARKING ASSORTED SIZES AS PER HOSPITAL REQUEST DISPOSABLE STERILE | INTERVENTIONAL RADIOLOGY AND CARDIAC CATHETERIZATION
13628 | 4220341018200 | GASTROSTOMY SET PERCUTANEOUS INCLUDES: GASTROSTOMY CATHETER 12 TO 24 FR STIFF GUIDEWIRE 0.038IN X 145 CM NEEDLE 18G X 7 C M FEEDING CONNECTOR DILATOR CATHETER FIXATION DEVICE SUTURE ANCHOR SET SHOULD BE PROVIDED STERILE | INTERVENTIONAL RADIOLOGY AND CARDIAC CATHETERIZATION SUPPLEMENTARY
13629 | 4220344710700 | BONE BIOPSY SET, ASSORTED SIZES AS PER HOSPITAL REQUEST, DISPOSABLE, STERILE | INTERVENTIONAL RADIOLOGY AND CARDIAC CATHETERIZATION SUPPLEMENTARY
13630 | 4214251300600 | PUNCTURE NEEDLE, SHORT BEVEL, WIDE INTERNAL DIAMETER, SELDINGER TECHNIQUE, 18GA X 6-7 CM, DISPOSABLE, STERILE. | INTERVENTIONAL RADIOLOGY AND CARDIAC CATHETERIZATION SUPPLEMENTARY
13631 | 4220341013200 | CATHETER DEVICE, FOR CHRONIC TOTAL OCCLUSION, TO CREATE INTRALUMINAL PLACEMENT, BRAIDED, 120-150 CM, DISPOSABLE, STERILE | INTERVENTIONAL RADIOLOGY AND CARDIAC CATHETERIZATION SUPPLEMENTARY
13632 | 4220341019400 | INTRODUCER SHEATH SET RADIOPAQUE TIP STRAIGHT OR CURVED 20-23 CM ASSORTED SIZES AS PER HOSPITAL REQUEST | INTERVENTIONAL RADIOLOGY AND CARDIAC CATHETERIZATION
13633 | 4220341025600 | STENT, ESOPHAGEAL, COVERED, WITH REFLUX CONTROL VALVE, SELF-EXPANDABLE, LOW PROFILE, SINGLE-HANDED DELIVERY SYSTEM, ASSORTED SIZES AS PER HOSPITAL REQUEST | INTERVENTIONAL RADIOLOGY AND CARDIAC CATHETERIZATION SUPPLEMENTARY
13634 | 4220341090900 | NEEDLE BREAST LOCALIZATION FOR PREOPERATIVE MARKING 20G TO 21G ASSORTED LENGTHS DISPOSABLE STERILE | INTERVENTIONAL RADIOLOGY AND CARDIAC CATHETERIZATION SUPPLEMENTARY
13635 | 4220341088600 | DRAINAGE CONNECTION TUBE, WITH ONE WAY STOPCOCK, NOT LESS THAN 30 CM, DISPOSABLE, STERILE | INTERVENTIONAL RADIOLOGY AND CARDIAC CATHETERIZATION SUPPLEMENTARY
13636 | 4220343321400 | CORONARY CATHETER, FOR CTO CROSSING, TO DELIVER A GUIDEWIRE VIA TRUE LUMEN OR SUBINTIMAL PATHWAYS, HYDROPHILIC COATED, MULTI-WIRE COILED SHAFT, FAST SPINNING, 0.014 INCH GUIDEWIRE, DISPOSABLE, STERILE | INTERVENTIONAL RADIOLOGY AND CARDIAC CATHETERIZATION SUPPLEMENTARY
13637 | 4229542704900 | CATHETER SET, HYSTERO-SALPINGOGRAPHY BALLOON CATHETER, LATEX FREE, SMOOTH TIP, OPEN OR CLOSED TIP, ASSORTED SIZES AS PER HOSPITAL REQUEST | INTERVENTIONAL RADIOLOGY AND CARDIAC CATHETERIZATION SUPPLEMENTARY
13638 | 4220342605300 | GUIDEWIRE, PERIPHERAL INTERVENTION, WORKHORSE/FLOPPY, 0.014IN, J-TIP OR STRAIGHT, ASSORTED RANGE AND SIZES AS PER HOSPITAL REQUEST | INTERVENTIONAL RADIOLOGY AND CARDIAC CATHETERIZATION SUPPLEMENTARY
13639 | 4220342605200 | GUIDEWIRE, PERIPHERAL INTERVENTION, INTERMEDIATE TIP LOAD, 0.014IN, J-TIP OR STRAIGHT, ASSORTED RANGE AND SIZES AS PER HOSPITAL REQUEST | INTERVENTIONAL RADIOLOGY AND CARDIAC CATHETERIZATION SUPPLEMENTARY
13640 | 4220341089300 | GASTROJEJUNOSTOMY SET PERCUTANEOUS INCLUDES: CATHETER 12 TO 24 FR SEEKING CATHETER 7FR X 110 CM EXTRA STIFF GUIDEWIRE 0.038 IN X 260 CM NEEDLE 18G X 9 CM PEEL AWAY INTRODUCER DILATOR SUTURE ANCHOR SET DISPOSABLE STERILE | INTERVENTIONAL RADIOLOGY AND CARDIAC CATHETERIZATION SUPPLEMENTARY
13641 | 4220341089500 | CATHETER FIXATION DEVICE CUTANEOUS 6 - 24 FR NEEDLELESS ROTATIONAL CATHETER SECUREMENT DEVICE FOR PERCUTANEOUS CATHETERS ANTI - MIGRATION PREV ENTS MOVEMENT AND ACCIDENTAL REMOVAL OF THE CATHETER DISPOSABLE STERILE | INTERVENTIONAL RADIOLOGY AND CARDIAC CATHETERIZATION SUPPLEMENTARY
13642 | 4220341088900 | DRAINAGE CATHETER BILIARY SET, RADIOPAQUE, INCLUDES GUIDEWIRE AND STIFFENING CANNULA, ASSORTED SIZE AS PER HOSPITAL REQUEST, DISPOSABLE, STERILE | INTERVENTIONAL RADIOLOGY AND CARDIAC CATHETERIZATION SUPPLEMENTARY
13643 | 4213220513600 | GLOVES SURGICAL, MOISTURIZER, LATEX, NON - POWDERED, SIZE: 8.5 INDIVIDUALLY WRAPPED IN INNER PACK DISPOSABLE, STERILE | GENERAL CONSUMABLES (GENERAL SURGICAL SUPPLIES) SUPPLEMENTARY
13644 | 4213220513400 | GLOVES SURGICAL, MOISTURIZER, LATEX, NON - POWDERED, SIZE: 7.5 INDIVIDUALLY WRAPPED IN INNER PACK DISPOSABLE, STERILE | GENERAL CONSUMABLES (GENERAL SURGICAL SUPPLIES) SUPPLEMENTARY
13645 | 4213220513300 | GLOVES SURGICAL, MOISTURIZER, LATEX, NON - POWDERED, SIZE: 7.0 INDIVIDUALLY WRAPPED IN INNER PACK DISPOSABLE, STERILE | GENERAL CONSUMABLES (GENERAL SURGICAL SUPPLIES) SUPPLEMENTARY
13646 | 4231150200300 | CATHETER, CENTRAL VENOUS CATHETER KIT, CONTENTS; 4-4.2 FR EXTERNAL CATHETER SEGMENT, SINGLE LUMEN, GUIDEWIRE, INTRODUCER, DILATOR, TUNNELER, SILICONE ADHESIVE, END CAP, SYRINGE 10-20ML, NEEDLE BLUNT 20G X 25 MM, DISPOSABLE, STERILE | GENERAL CONSUMABLES (GENERAL SURGICAL SUPPLIES) SUPPLEMENTARY
13647 | 4213220513200 | GLOVES SURGICAL, MOISTURIZER, LATEX, NON - POWDERED, SIZE: 6.5 INDIVIDUALLY WRAPPED IN INNER PACK DISPOSABLE, STERILE | GENERAL CONSUMABLES (GENERAL SURGICAL SUPPLIES) SUPPLEMENTARY
13648 | 4231170400600 | RETRACTOR ELASTIC STAYS HOOK SHARP 5MM OR LARGE DISPOSABLE STERILE | GENERAL CONSUMABLES (GENERAL SURGICAL SUPPLIES) SUPPLEMENTARY
13649 | 4213170120500 | DRAPE, STOCKINETTE EXTREMITY, VOLUME LARGE 32 X 120 CM (+/-5 CM), IMPERVIOUS, WITH PLASTIC COVERING, DISPOSABLE, STERILE | GENERAL CONSUMABLES (GENERAL SURGICAL SUPPLIES) SUPPLEMENTARY
13650 | 4231160701800 | HEMOSTATIC, ABSORBABLE, OXIDIZED CELLULOSE -NON-REGENERATED-, LIGHT RETICULUM, SIZE: 5 X 35 CM (+/- 1 CM), STERILE | GENERAL CONSUMABLES (GENERAL SURGICAL SUPPLIES) SUPPLEMENTARY
13651 | 4231160703800 | HEMOSTATIC, POWDER, CONSISTING OF HYDROGEN CALCIUM SALT, OXIDIZED NON-REGENERATED CELLULOSE, SIZE: 3G, STERILE | GENERAL CONSUMABLES (GENERAL SURGICAL SUPPLIES) SUPPLEMENTARY
13652 | 4213210200000 | SHEET, FOR OPERATING AND STRETCHER TABLE, ABSORBENT WITH ELASTIC BAND FITTED, SHEET SIZE 110 X 230 CM (+ / - 10 CM), INCLUDE KNEE, BODY AND ARM BOARD STRAPS, HEADREST COVER, SINGLE USE | GENERAL CONSUMABLES (GENERAL SURGICAL SUPPLIES) SUPPLEMENTARY
13653 | 4213210300200 | DRAPE, STOCKINETTE EXTREMITY, VOLUME MEDIUM 22 X 75 CM (+/-5 CM), IMPERVIOUS, WITH PLASTIC COVERING, DISPOSABLE, STERILE | GENERAL CONSUMABLES (GENERAL SURGICAL SUPPLIES) SUPPLEMENTARY
13654 | 4213210300300 | DRAPE, SURGICAL, U SHAPE (SPLIT SHEET), PLASTIC, TRANSPARENT, WITH ADHESIVE AROUND SLOT, 100-120 X 150-180 CM, STERILE | GENERAL CONSUMABLES (GENERAL SURGICAL SUPPLIES) SUPPLEMENTARY
13655 | 4229310710600 | RETRACTOR ARTICULATED, LONE STAR OR EQUIVALENT, 14 CM X 14 CM (+/- 1 CM) DISPOSABLE STERILE | GENERAL CONSUMABLES (GENERAL SURGICAL SUPPLIES) SUPPLEMENTARY
13656 | 4231200501500 | STRIP, REINFORCED SKIN CLOSURE, 1/4 X 4 INCH (6 MM X 100 MM), STERILE | GENERAL CONSUMABLES (GENERAL SURGICAL SUPPLIES) SUPPLEMENTARY
13657 | 4229310719300 | PANNICULUS RETRACTOR DEVICE, USED FOR RELIABLE RETRACTION OF THE PANNICULUS DURING SURGICAL PROCEDURE, WHICH WILL RETRACT AND HOLD THE PANNICULUS FOR THE DURATION OF THE OPERATION WITHOUT THE NEED, FOR TAPES OR CLAMPS, DISPOSABLE, STERILE. | GENERAL CONSUMABLES (GENERAL SURGICAL SUPPLIES) SUPPLEMENTARY
13658 | 4229310719400 | RETRACTOR INTEGRATED CORDLESS, LED LIGHT SOURCE PRODUCES NO DAMAGING, HEAT ON/OFF SWITCH, INTEGRATED SMOKE EVACUATION CHANNEL REINFORCED, NYLON MATERIAL PROVIDES EXCEPTIONAL STRENGTH AND RIGIDITY, ANGLED TIP WITH GRIP FOR IMPROVED TISSUE ADHERENCE LIGHTWEIGHT SIZE: 90 X 60 MM, SINGLE USE, STERILE. | GENERAL CONSUMABLES (GENERAL SURGICAL SUPPLIES) SUPPLEMENTARY
13659 | 4229310719500 | RETRACTOR ARTICULATED, LONE STAR OR EQUIVALENT, 22 CM X 11 CM (+/-1 CM) DISPOSABLE STERILE | GENERAL CONSUMABLES (GENERAL SURGICAL SUPPLIES) SUPPLEMENTARY
13660 | 4229310719600 | RETRACTOR ARTICULATED, LONE STAR OR EQUIVALENT, 25 CM X 11 CM (+/-1 CM) DISPOSABLE STERILE | GENERAL CONSUMABLES (GENERAL SURGICAL SUPPLIES) SUPPLEMENTARY
13661 | 4229310719700 | RETRACTOR ARTICULATED, LONE STAR OR EQUIVALENT, 28 CM X 18 CM (+/-1 CM) DISPOSABLE STERILE | GENERAL CONSUMABLES (GENERAL SURGICAL SUPPLIES) SUPPLEMENTARY
13662 | 4229310719800 | RETRACTOR ARTICULATED, LONE STAR OR EQUIVALENT, 32-34 CM X 18-22 CM DISPOSABLE STERILE | GENERAL CONSUMABLES (GENERAL SURGICAL SUPPLIES) SUPPLEMENTARY
13663 | 4229310719900 | RETRACTOR ELASTIC STAYS HOOK BLUNT 12MM LARGE DISPOSABLE STERILE | GENERAL CONSUMABLES (GENERAL SURGICAL SUPPLIES) SUPPLEMENTARY
13664 | 4229310720100 | RETRACTOR ELASTIC STAYS HOOK SHARP 3MM SMALL DISPOSABLE STERILE | GENERAL CONSUMABLES (GENERAL SURGICAL SUPPLIES) SUPPLEMENTARY
13665 | 4213170120900 | DRAPE, UTILITY, SURGICAL, PLASTIC, TRANSPARENT, 40- 45 CM X 30 - 34 CM, FLUID RESIST, STERILE | GENERAL CONSUMABLES (GENERAL SURGICAL SUPPLIES) SUPPLEMENTARY
13666 | 4213170120800 | DRAPE, FLUID MANAGEMENT WARMER DRAPE, TO MEASURE THE FLOW IN / OUT, DRAPE SIZE 142 CM X 157 CM (+ / - 10 CM), IT SHOULD BE COMPATIBLE WITH HOSPITAL MACHINES, (ONE MACHINE FREE OF CHARGE WITH EVERY 240 EACH), SINGLE USE, STERILE | GENERAL CONSUMABLES (GENERAL SURGICAL SUPPLIES) SUPPLEMENTARY
13667 | 4213220513100 | GLOVES SURGICAL, MOISTURIZER, LATEX, NON - POWDERED, SIZE: 6.0 INDIVIDUALLY WRAPPED IN INNER PACK DISPOSABLE, STERILE | GENERAL CONSUMABLES (GENERAL SURGICAL SUPPLIES) SUPPLEMENTARY
13668 | 4213220513500 | GLOVES SURGICAL, MOISTURIZER, LATEX, NON - POWDERED, SIZE: 8.0 INDIVIDUALLY WRAPPED IN INNER PACK DISPOSABLE, STERILE | GENERAL CONSUMABLES (GENERAL SURGICAL SUPPLIES) SUPPLEMENTARY
13669 | 4214310300600 | DEVICE, INTRAUTERINE, CONTRACEPTION, NON HORMONAL, STERILE | GENERAL CONSUMABLES (GENERAL SURGICAL SUPPLIES) SUPPLEMENTARY
13670 | 4229352101900 | CANISTER HIGH VOLUME FOR COLLECTION FAT PROCESSING AND SEPARATING THE FAT AUTOCLAVABLE SIZE 3000 CC | GENERAL CONSUMABLES (GENERAL SURGICAL SUPPLIES) SUPPLEMENTARY
13671 | 4229541505200 | COVER MINI C-ARM FLUOROSCOPY CLEAR SHOULD COVER C-SHAPE STERILE | GENERAL CONSUMABLES (GENERAL SURGICAL SUPPLIES) SUPPLEMENTARY
13672 | 4200000263100 | ACELLULAR DERMAL MATRIX DERIVED FROM HUMAN, COLLAGEN AND ELASTIN, UNMESHED, FOR CHRONIC WOUNDS, THICKNESS 0.2 - 1.00MM, SIZE 5X 7 CM, STERILE | GENERAL CONSUMABLES (GENERAL SURGICAL SUPPLIES) SUPPLEMENTARY
13673 | 4220340519100 | CATHETER, BALLOON KIT, HIGH PRESSURE, ULTRAMAX OR EQUIVALENT, 15 FR, LENGTH 6 CM, DISPOSABLE, STERILE | GENERAL CONSUMABLES (GENERAL SURGICAL SUPPLIES) SUPPLEMENTARY
13674 | 4229545303800 | DRAIN, PENROSE, LATEX RUBBER, RADIOPAQUE, 1 X 18 INCH, DISPOSABLE, STERILE | GENERAL CONSUMABLES (GENERAL SURGICAL SUPPLIES) SUPPLEMENTARY
13675 | 4229547701000 | CONTROLLER TO ADJUST THE STIMULATION OF EXTERNAL STIMULATOR, COMPATIBLE WITH SACRAL NERVE STIMULATION RECHARGEABLE AND NON-RECHARGEABLE (STAGE I) | GENERAL CONSUMABLES (GENERAL SURGICAL SUPPLIES) SUPPLEMENTARY
13676 | 4229547701100 | EXTENSION TO BE USED WITH MRI LEAD, COMPATIBLE WITH SACRAL NERVE STIMULATION NON-RECHARGEABLE (STAGE I) | GENERAL CONSUMABLES (GENERAL SURGICAL SUPPLIES) SUPPLEMENTARY
13677 | 4229547701200 | EXTENSION TO BE USED WITH MRI LEAD, COMPATIBLE WITH SACRAL NERVE STIMULATION RECHARGEABLE (STAGE I) | GENERAL CONSUMABLES (GENERAL SURGICAL SUPPLIES) SUPPLEMENTARY
13678 | 4214250407700 | NEEDLE, BIOPSY, BONE MARROW, 14G, ADJUSTABLE, LENGTH FROM 3/8 TO 1 7/8 INCH, ILIAC ASPIRATION, HARVESTING WITH HOLE DISPOSABLE, STERILE | GENERAL CONSUMABLES (GENERAL SURGICAL SUPPLIES) SUPPLEMENTARY
13679 | 4229547701300 | EXTERNAL STIMULATOR, SINGLE USE, COMPATIBLE WITH SACRAL NERVE STIMULATION RECHARGEABLE AND NON-RECHARGEABLE (STAGE I) | GENERAL CONSUMABLES (GENERAL SURGICAL SUPPLIES) SUPPLEMENTARY
13680 | 4229547701400 | FIXATION BELT LARGE SIZE USED WITH RECHARGER, COMPATIBLE WITH SACRAL NERVE STIMULATION DEVICE RECHARGEABLE (STAGE II) | GENERAL CONSUMABLES (GENERAL SURGICAL SUPPLIES) SUPPLEMENTARY
13681 | 4213170106000 | DRAPE, CARDIO VASCULAR, ALONG WITH PLASTIC POCKETS FROM RIGHT AND LEFT SIDE, 77 X 133 INCH (+/-10 INCH), POCKETS LENGTH 100 -130 INCH, STERILE, DISPOSABLE | GENERAL CONSUMABLES (GENERAL SURGICAL SUPPLIES) SUPPLEMENTARY
13682 | 4229547701500 | MRI LEAD WITH 4 ELECTRODES, COMPATIBLE WITH SACRAL NERVE STIMULATION NON-RECHARGEABLE (STAGE I) | GENERAL CONSUMABLES (GENERAL SURGICAL SUPPLIES) SUPPLEMENTARY
13683 | 4213170114100 | DRAPE SURGICAL INCISE DRAPE ANTIMICROBIAL ADHESIVE SIZE: 60 X 85 CM (+/- 5 CM) STERILE | GENERAL CONSUMABLES (GENERAL SURGICAL SUPPLIES) SUPPLEMENTARY
13684 | 4229547701600 | MRI LEAD WITH 4 ELECTRODES, COMPATIBLE WITH SACRAL NERVE STIMULATION RECHARGEABLE (STAGE I) | GENERAL CONSUMABLES (GENERAL SURGICAL SUPPLIES) SUPPLEMENTARY
13685 | 4229547701700 | PATIENT CONTROLLER TO CONTROL THE INTENSITY OF STIMULATION AND CONTROL THE CHARGING, COMPATIBLE WITH SACRAL NERVE STIMULATION DEVICES RECHARGEABLE AND NON-RECHARGEABLE (STAGE II) | GENERAL CONSUMABLES (GENERAL SURGICAL SUPPLIES) SUPPLEMENTARY
13686 | 4229547701800 | RECHARGER BLUETOOTH TO CHARGE THE SACRAL NERVE STIMULATION, COMPATIBLE WITH SACRAL NERVE STIMULATION DEVICE RECHARGEABLE (STAGE II) | GENERAL CONSUMABLES (GENERAL SURGICAL SUPPLIES) SUPPLEMENTARY
13687 | 4229340702400 | HYDROPHILIC COATING, URETERIC BALLOON DILATOR, 7 FR, TAPERED TIP WITH GUIDE WIRE 0.038 INCH, RADIO-OPAQUE MARKERS AT BOTH END OF THE BALLOON, BURST PRESSURE 20ATM, INFLATED BALLOON DIAMETER 6 - 7 MM AND LENGTH 6 CM WITH INFLATION DEVICE, DISPOSABLE, STERILE | GENERAL CONSUMABLES (GENERAL SURGICAL SUPPLIES) SUPPLEMENTARY
13688 | 4229547701900 | SACRAL NERVE STIMULATION DEVICE NON RECHARGEABLE - STAGE II, BATTERY UP TO 5 YEARS CONNECTED TO LEAD WITH 4 ELECTRODE WIRELESS PROGRAMMING UP TO 4 PROGRAM PULSE WITH 60- 450 MICROSEC AMPLITUDE 0 - 8.5 VOLTS FREQUENCY 2.1 - 130 HZ WEIGHTLESS THAN 25 GR NEURO | GENERAL CONSUMABLES (GENERAL SURGICAL SUPPLIES) SUPPLEMENTARY
13689 | 4111620003200 | STAPLER FOR CIRCUMCISION AND SUTURING FOR MALES. HIGH QUALITY BIOCOMPATIBILITY MATERIAL WITH HOST SHELL NAIL-CABIN PROTECTIVE CAP THE END CUTTING BODY CIRCULAR BLADE NAIL-CABIN SUTURING NAIL CONCAVE SEAT ADJUSTING KNOB FLEXIBLE HANDGRIP SAFETY PIN. SUTURING NAIL WITH 316L STAINLESS STEEL. DEVICE MUST SIMULTANEOUSLY COMPLETE CIRCUMCISION CUTTING AND SUTURING IN THE SAME TIME. NO STITCHES REQUIRED.SIMPLE TO OPERATE SAFE PAINLESS AND EFFICIENT. THE STAPLER WILL FALL DOWN AFTER 5-7 DAYS WITHOUT INTERVENTION. BOTH PENIS AND FORESKIN FRENUM ARE COMPLETELY PROTECTED BY NAIL BASE SIZE 14-15 DISPOSABLE STERILE. | GENERAL CONSUMABLES (GENERAL SURGICAL SUPPLIES) SUPPLEMENTARY
13690 | 4220341203500 | SET, STENT, INDWELLING, POLYURETHANE, DOUBLE URETERAL, PIGTAIL STENT, OPEN ENDED, TAPERED TIP, WITH HOLES IN THE BODY, LOCKABLE PUSHER, WITH LONG GUIDEWIRE, RADIO-OPAQUE, SIZE: CH 6.0, 26CM, DISPOSABLE, STERILE | GENERAL CONSUMABLES (GENERAL SURGICAL SUPPLIES) SUPPLEMENTARY
13691 | 4214380500000 | ELECTRODE BALL, COATED PTFE, FOR COAGULATION, ROUND TIP, SIZE 2 INCH, DISPOSABLE, STERILE | GENERAL CONSUMABLES (GENERAL SURGICAL SUPPLIES) SUPPLEMENTARY
13692 | 4220340519200 | CATHETER, BALLOON KIT, HIGH PRESSURE, ULTRAMAX OR EQUIVALENT, 18 FR, LENGTH 6 CM, DISPOSABLE, STERILE | GENERAL CONSUMABLES (GENERAL SURGICAL SUPPLIES) SUPPLEMENTARY
13693 | 4219250101100 | SHEATH COVER, WITH A ROUND RIGID FIXATION RING, OPTICAL WINDOW FOR HIGH-SENSITIVITY IMAGING SYSTEM LENS PROTECTION, USED FOR PARATHYROID DETECTION, IT SHOULD BE COMPATIBLE WITH HOSPITAL MACHINES, DISPOSABLE, STERILE | GENERAL CONSUMABLES (GENERAL SURGICAL SUPPLIES) SUPPLEMENTARY
13694 | 4229421100500 | CUSTOM PACK BIOPSY PROCEDURE; 1 TRAY, 2 SYRINGE DIFFERENT SIZES, 2 NEEDLES 18G - 25G, SCALPEL BLADE SIZE 11, 10 GAUZE SWAPS 4 X 4 INCH, SKIN MARKER, 1 BACK TABLE COVER, POVIDONE PREP KIT, MEDICATION LABELS, 2 TOWELS, 1 ADHESIVE FENESTRATED DRAPE, DRESSING 5 X 5 CM DISPOSABLE STERILE. | GENERAL CONSUMABLES (GENERAL SURGICAL SUPPLIES) SUPPLEMENTARY
13695 | 4229633400000 | PROCTOSCOPE, LARGE, WITH LIGHT, DISPOSABLE, NON-STERILE. | GENERAL CONSUMABLES (GENERAL SURGICAL SUPPLIES) SUPPLEMENTARY
13696 | 4229632800100 | CYSTO-NEPHRO SCOPE, FLEXIBLE, WITH INNER DIAMETER NOT LESS THAN 6.8 FR AND OUTER DIAMETER NOT MORE THAN 16 FR ( 5.3 MM), WITH SEPARATE SUCTION CONTROL BUTTON, IRRIGATION PORT AND DUAL INTERANCE WORKING CHANNEL, DEFLECTION NOT LESS THAN 210 DEGREE UP/DOWN, USE WITH LAPTOP/TABLE AND MONITOR DISPOSABLE STERILE (ONE SCREEN FREE OF CHARGE WITH EVERY 100 PC) | GENERAL CONSUMABLES (GENERAL SURGICAL SUPPLIES) SUPPLEMENTARY
13697 | 4220341070500 | PLEURAL AND PERITONEAL CATHETER INSERTION SET, INCLUDES 1 X SILICONE CATHETER 16 FR X 40-45 CM WITH METAL TUNNELLER, 1 X 18G GUIDEWIRE INSERTION NEEDLE, 1 X J-TIP GUIDEWIRE, 1 X SHEATH/DILATOR, 1 PAIR OF GLOVES ( REGULAR SIZE), 1 X SCALPEL, 2 X SYRINGE, 1 X FENESTRATED DRAPE, 2 X SQUARE DRAPE, 3 X SAFETY NEEDLE, 8 - 10 GAUZE SWAB, 1 X NEEDLEVISE SHARPS DEVICE, 1 X NEEDLE DRIVER, 1 X GALLIPOT, 2 X SPONGE SWABS, 1 X DRAINAGE LINE, 1 X VALVE CAP, 1 X TUNNELLING FORCEPS, 1 X FOAM CATHETER PAD, 1 X CLEAR-FILM DRESSING, DISPOSABLE, STERILE | GENERAL CONSUMABLES (GENERAL SURGICAL SUPPLIES) SUPPLEMENTARY
13698 | 4111620003100 | STAPLER FOR CIRCUMCISION AND SUTURING FOR MALES. HIGH QUALITY BIOCOMPATIBILITY MATERIAL WITH HOST SHELL NAIL-CABIN PROTECTIVE CAP THE END CUTTING BODY CIRCULAR BLADE NAIL-CABIN SUTURING NAIL CONCAVE SEAT ADJUSTING KNOB FLEXIBLE HANDGRIP SAFETY PIN. SUTURING NAIL WITH 316L STAINLESS STEEL. DEVICE MUST SIMULTANEOUSLY COMPLETE CIRCUMCISION CUTTING AND SUTURING IN THE SAME TIME. NO STITCHES REQUIRED.SIMPLE TO OPERATE SAFE PAINLESS AND EFFICIENT. THE STAPLER WILL FALL DOWN AFTER 5-7 DAYS WITHOUT INTERVENTION. BOTH PENIS AND FORESKIN FRENUM ARE COMPLETELY PROTECTED BY NAIL BASE SIZE 12-13 DISPOSABLE STERILE. | GENERAL CONSUMABLES (GENERAL SURGICAL SUPPLIES) SUPPLEMENTARY
13699 | 4229490830300 | GRASPER, FLEXIBLE URETEROSCOPIC CUP BIOPSY FORCEPS, FR 2 - 2.6 FR, 110 - 120 CM, SINGLE USE, STERILE | GENERAL CONSUMABLES (GENERAL SURGICAL SUPPLIES) SUPPLEMENTARY
13700 | 4229514330000 | HANDPIECE, MALLEABLE BEAM, SINGLE FUNCTION, 15.2 CM X 3M CORD, COMPATIBLE WITH ARGON MACHINE, STERILE, DISPOSABLE | GENERAL CONSUMABLES (GENERAL SURGICAL SUPPLIES) SUPPLEMENTARY
13701 | 4229514330100 | HANDPIECE, MALLEABLE BEAM, SINGLE FUNCTION, 7.6 CM X 3M CORD, COMPATIBLE WITH ARGON MACHINE, STERILE, DISPOSABLE | GENERAL CONSUMABLES (GENERAL SURGICAL SUPPLIES) SUPPLEMENTARY
13702 | 4229520800100 | BLADE DERMATOME TO BE USED WITH SKIN GRAFT MACHINE SHOULD BE COMPATIBLE WITH HOSPITAL MACHINE DISPOSABLE STERILE | GENERAL CONSUMABLES (GENERAL SURGICAL SUPPLIES) SUPPLEMENTARY
13703 | 4229540200000 | SKIN MARKER PEN , GENTIAN VIOLET INK QUICK DRYING AND DOES NOT RUN , LARGE INK RESERVOIR , STANDARD TIP WITH RULER , STERILE | GENERAL CONSUMABLES (GENERAL SURGICAL SUPPLIES) SUPPLEMENTARY
13704 | 4231210401200 | POUCH, FLUID COLLECTION TRIANGLE, WITH SUCTION PORT 60 X 60 CM (+/- 10 CM), STERILE | GENERAL CONSUMABLES (GENERAL SURGICAL SUPPLIES) SUPPLEMENTARY
13705 | 4231270200400 | CARRIER SKIN GRAFT SIZE 1 : 3 TO BE USED WITH SKIN GRAFT MACHINE. | GENERAL CONSUMABLES (GENERAL SURGICAL SUPPLIES) SUPPLEMENTARY
13706 | 4231270200300 | CARRIER SKIN GRAFT SIZE 1 : 1.5 TO BE USED WITH SKIN GRAFT MACHINE. | GENERAL CONSUMABLES (GENERAL SURGICAL SUPPLIES) SUPPLEMENTARY
13707 | 4213170105200 | DRAPE, VERTICAL ISOLATION, TRANSPARENT PLASTIC POLYETHYLENE FILM 330 X 240 CM (+/-10CM), INCISE AREA 30 X 40 CM ( +/- 10 CM ), STERILE, DISPOSABLE | GENERAL CONSUMABLES (GENERAL SURGICAL SUPPLIES) SUPPLEMENTARY
13708 | 4229547702000 | SACRAL NERVE STIMULATION DEVICE RECHARGEABLE - STAGE II, BATTERY UP TO 10 YEARS RECHARGEABLE, MRI COMPATIBLE ON 3 TESLA, CONNECTED TO MRI LEAD WITH 4 ELECTRODE WIRELESS PROGRAMING UP TO 4 PROGRAM PULSE | GENERAL CONSUMABLES (GENERAL SURGICAL SUPPLIES) SUPPLEMENTARY
13709 | 4214380500100 | NEEDLE ELECTRODE, PTFE COATED, SHARP TIP, HEAD MICRO CUTTING FOR SPECIFIC USE, MODIFIED WITH INSULATED COVER, SIZE 15 CM - 17 CM, DISPOSABLE, STERILE | GENERAL CONSUMABLES (GENERAL SURGICAL SUPPLIES) SUPPLEMENTARY
13710 | 4229631100800 | URETHROCYSTOSCOPY, FLEXIBLE, FOR STENT REMOVAL, WITH INTEGRATED GRASPER, USE WITH LAPTOP/TABLE AND MONITOR DISPOSABLE STERILE (ONE SCREEN FREE OF CHARGE WITH EVERY 100 PC) | GENERAL CONSUMABLES (GENERAL SURGICAL SUPPLIES) SUPPLEMENTARY
13711 | 4229553201000 | TESTICULAR PROSTHESIS, SILICONE, ASSORTED SIZES, STERILE | GENERAL CONSUMABLES (GENERAL SURGICAL SUPPLIES) SUPPLEMENTARY
13712 | 4214273308400 | SET, STENT, INDWELLING, POLYURETHANE, DOUBLE URETERAL, PIGTAIL STENT, OPEN ENDED, TAPERED TIP, WITH HOLES IN THE BODY, WITHOUT GUIDEWIRE, SIZE: CH 4.7 - 5, 24 CM, DISPOSABLE, STERILE | GENERAL CONSUMABLES (GENERAL SURGICAL SUPPLIES) SUPPLEMENTARY
13713 | 4214273308500 | SET, STENT, INDWELLING, POLYURETHANE, DOUBLE URETERAL, PIGTAIL STENT, OPEN ENDED, TAPERED TIP, WITH HOLES IN THE BODY, WITHOUT GUIDEWIRE, SIZE: CH 4.7 - 5, 26 CM, DISPOSABLE, STERILE | GENERAL CONSUMABLES (GENERAL SURGICAL SUPPLIES) SUPPLEMENTARY
13714 | 4229351601000 | GUIDEWIRE, PTFE COATED, 0.028 INCH X 100 - 150CM LENGTH, FOR PEDIATRIC UROLOGY, DISPOSABLE, STERILE | GENERAL CONSUMABLES (GENERAL SURGICAL SUPPLIES) SUPPLEMENTARY
13715 | 4229340702500 | HYDROPHILIC COATING, URETERIC BALLOON DILATOR, 5 FR, TAPERED TIP WITH GUIDE WIRE 0.038 INCH, RADIO-OPAQUE, MARKERS AT BOTH END OF THE BALLOON, BURST PRESSURE 20 ATM, INFLATED BALLOON DIAMETER 4 - 5 MM AND LENGTH 4 CM WITH INFLATION DEVICE, DISPOSABLE, STERILE | GENERAL CONSUMABLES (GENERAL SURGICAL SUPPLIES) SUPPLEMENTARY
13716 | 4229552513000 | MESH, TISSUE REINFORCEMENT WITH UNIQUE BIOSYNTHETIC WEB SCAFFOLD, HERNIA RECONSTRUCTION MADE OF 67% POLYGLYCOLIC ACID (PGA): 33% TRIMETHYLENECARBONATE (TMC) 1MM THICKNESS, COLLAGEN REPLACEMENT RATIO 1:1 SIZE 20 CM X 20 CM, STERILE, DISPOSABLE | GENERAL CONSUMABLES (GENERAL SURGICAL SUPPLIES) SUPPLEMENTARY
13717 | 4229610007400 | HEMOSTASIS, HEMOSTATIC MATRIX PLUS, FLEX TIP, BOVINE-DERIVED GELATIN MATRIX AND HUMAN THROMBIN, 10 ML, STERILE | GENERAL CONSUMABLES (GENERAL SURGICAL SUPPLIES) SUPPLEMENTARY
13718 | 4229552512900 | HEMOSTATIC, ABSORBABLE, OXIDIZED CELLULOSE -NON-REGENERATED-, MULTILAYER TRIUM, FIBRILLAR ADVANCED MATERIAL, SIZE: 10 X 10 CM (+/- 1 CM), STERILE | GENERAL CONSUMABLES (GENERAL SURGICAL SUPPLIES) SUPPLEMENTARY
13719 | 4229552512800 | ACELLULAR DERMAL MATRIX DERIVED FROM HUMAN, COLLAGEN AND ELASTIN, UNMESHED, FOR SOFT TISSUE RECONSTRUCTION, THICKNESS 1.25 - 2 MM, SIZE 8 X 20 CM, STERILE | GENERAL CONSUMABLES (GENERAL SURGICAL SUPPLIES) SUPPLEMENTARY
13720 | 4229552512700 | ACELLULAR DERMAL MATRIX DERIVED FROM HUMAN, COLLAGEN AND ELASTIN, MICROPERFORATED, FOR SOFT TISSUE RECONSTRUCTION, THICKNESS 0.6 - 1.05 MM, SIZE 8 X 20 CM, STERILE | GENERAL CONSUMABLES (GENERAL SURGICAL SUPPLIES) SUPPLEMENTARY
13721 | 4229552512600 | ACELLULAR DERMAL MATRIX DERIVED FROM HUMAN, COLLAGEN AND ELASTIN, MICROPERFORATED, FOR SOFT TISSUE RECONSTRUCTION, THICKNESS 0.6 - 1.05 MM, SIZE 18 X 20 CM, FULLY EXPANDED, STERILE | GENERAL CONSUMABLES (GENERAL SURGICAL SUPPLIES) SUPPLEMENTARY
13722 | 4222170301000 | FLUID WARMING SYSTEM, INCLUDE BASIN WITH DRAPE, 6 - 8 LITERS, IT SHOULD BE COMPATIBLE WITH HOSPITAL MACHINES, (ONE MACHINE FREE OF CHARGE WITH EVERY 200 KIT), SINGLE USE, STERILE | GENERAL CONSUMABLES (GENERAL SURGICAL SUPPLIES) SUPPLEMENTARY
13723 | 4222151210600 | SET, BIOPSY, FOR SKIN : 1 X TRAY WITH INTEGRAL GALLIPOT, 5 X GAUZE 10 X 10 CM, HAND TOWEL, 1 X TABLE COVER, 1 X FRAZIER SKIN HOOK 18CM, SHARP, 1 X # 3 SCALPEL HANDLE 5 INCH, 1 X HALSEY NEEDLE HOLDER 5 INCH, SERRATED JAWS, 1 X FORCEPS ADSON 1 X 2 TOOTHED 5 INCH, 1 X IRIS SCISSORS 4 ½ INCH, CURVED, SHARP/SHARP, 1 X SCISSOR DRESSING STITCH SHARP/BLUNT TIP 5 ½ INCH, 1 X MOSQUITO CURVED 5 ½ INCH, 1 X DRAPE APERTURE 50 X 60 CM, ALL DISPOSABLE, STERILE | GENERAL CONSUMABLES (GENERAL SURGICAL SUPPLIES) SUPPLEMENTARY
13724 | 4222150403600 | SET, CATHETER, THERAPY, PERIPHERALLY INSERTED CENTRAL CATHETER (PICC LINE), 6 FR, DOUBLE LUMEN, LENGTH 60 CM ( +/- 5 CM ), PEEL AWAY SHEATH 7 FR, 21 G NEEDLE, 0.018 INCH GUIDEWIRE, DISPOSABLE, STERILE | GENERAL CONSUMABLES (GENERAL SURGICAL SUPPLIES) SUPPLEMENTARY
13725 | 4214273700000 | PRESSURE REGULATING BALLOON, ASSORTED SIZES | GENERAL CONSUMABLES (GENERAL SURGICAL SUPPLIES) SUPPLEMENTARY
13726 | 4229551605000 | CONTROL PUMP WITH ACCESSORY KIT | GENERAL CONSUMABLES (GENERAL SURGICAL SUPPLIES) SUPPLEMENTARY
13727 | 4214440000000 | SUCTION DEVICE, FOR REMOVING LARGE AMOUNT OF FLUIDS FROM THE FLOOR, CAN EASILY BE MOVED AROUND, SIZE: 2.5 - 3 M, NON-STERILE, DISPOSABLE | GENERAL CONSUMABLES (GENERAL SURGICAL SUPPLIES) SUPPLEMENTARY
13728 | 4214310300300 | DEVICE, INTRAUTERINE, CONTRACEPTIVE, COPPER, NON HORMONAL, FOR LONG-TERM REVERSIBLE BIRTH CONTROL, STERILE | GENERAL CONSUMABLES (GENERAL SURGICAL SUPPLIES) SUPPLEMENTARY
13729 | 4229590319000 | SET, STENT, INDWELLING, POLYURETHANE, DOUBLE URETERAL, PIGTAIL STENT, OPEN ENDED, TAPERED TIP, WITH HOLES IN THE BODY, WITHOUT GUIDEWIRE, SIZE: CH 8, 26 CM, DISPOSABLE, STERILE | GENERAL CONSUMABLES (GENERAL SURGICAL SUPPLIES) SUPPLEMENTARY
13730 | 4229590319100 | STENT, METAL, FOR TREAT URINARY TRACT OBSTRUCTIONS, ASSORTED SIZES, DISPOSABLE, STERILE | GENERAL CONSUMABLES (GENERAL SURGICAL SUPPLIES) SUPPLEMENTARY
13731 | 4229352101700 | CANISTER HIGH VOLUME FOR COLLECTION FAT PROCESSING AND SEPARATING THE FAT AUTOCLAVABLE SIZE 1000 CC | GENERAL CONSUMABLES (GENERAL SURGICAL SUPPLIES) SUPPLEMENTARY
13732 | 4229352101800 | CANISTER HIGH VOLUME FOR COLLECTION FAT PROCESSING AND SEPARATING THE FAT AUTOCLAVABLE SIZE 2000 CC | GENERAL CONSUMABLES (GENERAL SURGICAL SUPPLIES) SUPPLEMENTARY
13733 | 4214271200400 | SET, URETERIC, STONE DISLODGER, WITH RETRACTABLE, NITINOL FOUR WIRES BASKET, WITHOUT TIP, SIZE: 4 - 4.5 FRENCH, LENGTH 60 - 90 CM, DISPOSABLE, STERILE | GENERAL CONSUMABLES (GENERAL SURGICAL SUPPLIES) SUPPLEMENTARY
13734 | 4229551306500 | ELECTROSURGERY BIPOLAR FORCEPS HIGHLY POLISHED TIPS, LIGHT CLOSING FORCE, WELL BALANCED AND NYLON COATING RESIST ABRASION, 0.4 - 1 MM TIP X 8 - 11 CM, (UNIVERSAL PLUG TO FIT ALL TYPES OF ELECTROSURGERY MACHINES MUST BE PROVIDED FOC WHENEVER NECESSARY). | GENERAL CONSUMABLES (GENERAL SURGICAL SUPPLIES) SUPPLEMENTARY
13735 | 4229551604400 | ARTIFICIAL URINARY SPHINCTER WITH OCCLUSIVE CUFF, ASSORTED SIZES | GENERAL CONSUMABLES (GENERAL SURGICAL SUPPLIES) SUPPLEMENTARY
13736 | 4229551000900 | SEALANT, SURGICAL, ABSORBABLE, ADHESION BARRIER, GEL, 2 X 8 ML SYRINGES, AND ONE APPLICATOR, SYNTHETIC POLYETHYLENE GLYCOLS, STERILE | GENERAL CONSUMABLES (GENERAL SURGICAL SUPPLIES) SUPPLEMENTARY
13737 | 4229552513100 | MESH, TISSUE REINFORCEMENT WITH UNIQUE BIOSYNTHETIC WEB SCAFFOLD, HERNIA RECONSTRUCTION MADE OF 67% POLYGLYCOLIC ACID (PGA): 33% TRIMETHYLENECARBONATE (TMC) 1MM THICKNESS, COLLAGEN REPLACEMENT RATIO 1:1 SIZE 20 CM X 30 CM CUSTOMIZED, STERILE, DISPOSABLE | GENERAL CONSUMABLES (GENERAL SURGICAL SUPPLIES) SUPPLEMENTARY
13738 | 4229420693200 | DISSECTOR "SEPARATOR", COUNTER CLOCKWISE, FOR INTACS SK SURGERY | OPHTHALMOLOGY SUPPLIES SUPPLEMENTARY
13739 | 4229420693300 | DISSECTOR "SEPARATOR", CLOCKWISE, FOR INTACS SK SURGERY | OPHTHALMOLOGY SUPPLIES SUPPLEMENTARY
13740 | 4229420698300 | ELEVATOR / POCKETING HOOK, STRAIGHT SHAFT, LENGTH 100-140 MM, DELICATE TIP TO CREATE A SMALL POCKET, REUSABLE | OPHTHALMOLOGY SUPPLIES SUPPLEMENTARY
13741 | 4229420698400 | DISSECTOR, CORNEAL, LAMELLAR, POINTED, FOGLA, REUSABLE | OPHTHALMOLOGY SUPPLIES SUPPLEMENTARY
13742 | 4229420693000 | SCISSORS, CORNEA, FOGLA, LEFT, REUSABLE | OPHTHALMOLOGY SUPPLIES SUPPLEMENTARY
13743 | 4229420615000 | SOLUTION, CLEANING, FOR CONTACT LENS, RGP, HARD AND SCLERAL CONTACT LENS, NOT LESS THAN 200 ML, BOTTLE | OPHTHALMOLOGY SUPPLIES SUPPLEMENTARY
13744 | 4231221000000 | MARKER SURGICAL ULTRA FINE TIP INDIVIDUALLY PACKAGED WITH 1 WATERPROOF RULER FOR OPHTHALMIC SURGERY STERILE | OPHTHALMOLOGY SUPPLIES SUPPLEMENTARY
13745 | 4229350403500 | CANNULA, REVISION PICK, 27 GAUGE, 30 DEG, DISPOSABLE, STERILE | OPHTHALMOLOGY SUPPLIES SUPPLEMENTARY
13746 | 4229420614000 | SOLUTION CLEANING WITH TABLETS FOR CONTACT LENSES AND OCULAR PROSTHESIS PRESERVATIVE FREE PROTEIN REMOVAL 200ML ( +/- ) 50ML | OPHTHALMOLOGY SUPPLIES SUPPLEMENTARY
13747 | 4229420611800 | BLADE, RECIPIENT AND DONOR, TREPHINE, CONTROLLED DEPTH CORNEAL, VACUUM, DIFFERENT SIZE RANGES (6MM TO 9MM) ACCORDING TO SURGEON'S REQUEST, STERILE | OPHTHALMOLOGY SUPPLIES SUPPLEMENTARY
13748 | 4229450400200 | LENS HOSKINS SUTURE LYSIS LASER WITH HANDLE REUSABLE | OPHTHALMOLOGY SUPPLIES SUPPLEMENTARY
13749 | 4229350400500 | CANNULA, IRRIGATION, LINDSTROM, 0.5 X 22 MM (25G X 7/8IN), DISPOSABLE | OPHTHALMOLOGY SUPPLIES SUPPLEMENTARY
13750 | 4229450002700 | OIL HEAVY SILICONE HIGH DENSITY 1.02 - 1.06 G/CM 10 ML SYRINGE STERILE | OPHTHALMOLOGY SUPPLIES SUPPLEMENTARY
13751 | 4229420704100 | NEEDLE, ULTRA SHARP TIP, 55 - 60 MM LONG, FOR EYELID PTOSIS SURGERY, STERILE | OPHTHALMOLOGY SUPPLIES SUPPLEMENTARY
13752 | 4229420703900 | KERATOPROSTHESIS, TEMPORARY, WIDE FIELD, WITH SUTURE HOLES, ASSORTED SIZE, STERILE | OPHTHALMOLOGY SUPPLIES SUPPLEMENTARY
13753 | 4229420702200 | DRY EYE TREATMENT ACTIVATION CARD COMPATIBLE WITH INTENSE PULSED LIGHT (IPL) WITH ALL NEEDED DISPOSABLES | OPHTHALMOLOGY SUPPLIES SUPPLEMENTARY
13754 | 4229420702100 | DRY EYE TREATMENT COMPATIBLE WITH LIPIFLOW WITH ALL NEEDED DISPOSABLES | OPHTHALMOLOGY SUPPLIES SUPPLEMENTARY
13755 | 4229420702000 | MARKER, OPTIC ZONE, 11.0 MM, WITHOUT CROSS HAIRS, REUSABLE | OPHTHALMOLOGY SUPPLIES SUPPLEMENTARY
13756 | 4229420691900 | FORCEPS, BORES, FIXATION, CURVED, REUSABLE | OPHTHALMOLOGY SUPPLIES SUPPLEMENTARY
13757 | 4229350402600 | HANDPIECE, COAXIAL I/A, FITS 2.2MM INCISION, STRAIGHT TIP, COMPATIBLE WITH ALL PHACO MACHINES, DISPOSABLE, STERILE | OPHTHALMOLOGY SUPPLIES SUPPLEMENTARY
13758 | 4229420701900 | MARKER, YORUK OR F SHAPE, DMEK, REUSABLE | OPHTHALMOLOGY SUPPLIES SUPPLEMENTARY
13759 | 4229350402500 | HANDPIECE, COAXIAL I/A, FITS 2.2MM INCISION, CURVED TIP, 45 DEGREE, COMPATIBLE WITH ALL PHACO MACHINES, DISPOSABLE, STERILE | OPHTHALMOLOGY SUPPLIES SUPPLEMENTARY
13760 | 4229420701200 | SCISSORS, VANNAS, STRAIGHT, 6 MM BLADES, 8 - 9 CM LENGTH, REUSABLE | OPHTHALMOLOGY SUPPLIES SUPPLEMENTARY
13761 | 4229420700900 | SPATULA, TRI FACET, FOGLA, REUSABLE | OPHTHALMOLOGY SUPPLIES SUPPLEMENTARY
13762 | 4229420700800 | FORCEPS, MOORFIELD, SERRATED JAW, REUSABLE | OPHTHALMOLOGY SUPPLIES SUPPLEMENTARY
13763 | 4229420690400 | RONGEUR ADSON STAINLESS STEEL FOR ORBITAL SURGERY | OPHTHALMOLOGY SUPPLIES SUPPLEMENTARY
13764 | 4229420615100 | CONTACT LENSES HYBRID SPHERE MUST HAVE ALL POWER RANGE +40.00DC TO -40.00DC CYLINDER POWER TO -8.00DS AXIS 0 TO 180 DIAMETER 14.20MM TO 15.3MM BASE CURVE 7.00MM TO 9.00MM REQUESTED AS PER REQUIRED | OPHTHALMOLOGY SUPPLIES SUPPLEMENTARY
13765 | 4229420679500 | SPATULA, SZURMAN CORNEAL ENDOTHELIAL PREPARATION, REUSABLE | OPHTHALMOLOGY SUPPLIES SUPPLEMENTARY
13766 | 4229420615400 | CONTACT LENSES HYDROGEL SOFT MULTIFOCAL SPHERE MUST HAVE ALL POWER RANGE +20.00DS TO -20.00DS AXIS 0 TO 180 ADD +0.75DS TO +3.00DS DIAMETER 13.80MM TO 14.5MM BASE CURVE 8.30MM TO 8.90MM REQUESTED AS PER REQUIRED | OPHTHALMOLOGY SUPPLIES SUPPLEMENTARY
13767 | 4229420616700 | DEHYDRATED AMNIOTIC MEMBRANE, SQUARE SHEET, TRIPLE LAYERS, 150 MICRONS, FOR TRANSPLANT, FOR GLAUCOMA, STERILE | OPHTHALMOLOGY SUPPLIES SUPPLEMENTARY
13768 | 4229420617800 | FORCEPS, SZURMAN / GERTEN / FOR DMEK DONOR PREPARATION , REUSABLE | OPHTHALMOLOGY SUPPLIES SUPPLEMENTARY
13769 | 4229350401000 | CANNULA, CAPSULE POLISHING KRATZ, 0.80 X 22MM (21G X 7/8 IN), DISPOSABLE | OPHTHALMOLOGY SUPPLIES SUPPLEMENTARY
13770 | 4229680335200 | PEELER, VITREORETINAL, FOR MEMBRANE, 25 GAUGE, REUSABLE | OPHTHALMOLOGY SUPPLIES SUPPLEMENTARY
13771 | 4229420618100 | ARTIFICIAL ANTERIOR CHAMBER, DSAEK, CONTROLLED PRESSURE, DISPOSABLE, STERILE | OPHTHALMOLOGY SUPPLIES SUPPLEMENTARY
13772 | 4229350105000 | CANNULA, 27 G, NUCLEUS HYDRODISSECTION, BEVELED TIP ANGLED, 8 MM, STERILE | OPHTHALMOLOGY SUPPLIES SUPPLEMENTARY
13773 | 4229420620500 | FLAT BLACK ACRYLIC PAINTING DISKS, SIZE 13.00 MM, THICKNESS OF 0.5MM | OPHTHALMOLOGY SUPPLIES SUPPLEMENTARY
13774 | 4229680303600 | FORCEPS, ADSON, BIPOLAR, STRAIGHT, 1.0MM WIDTH, INSULATED HANDLE, OVERALL LENGTH: 120MM (+/- 10 MM ), REUSABLE | OPHTHALMOLOGY SUPPLIES SUPPLEMENTARY
13775 | 4229420623200 | HONAN BALLOON, INTRAOCULAR PRESSURE REDUCER WITH VALVE, REUSABLE | OPHTHALMOLOGY SUPPLIES SUPPLEMENTARY
13776 | 4229420623500 | INJECTOR ICL TYPE REQUESTED AS PER REQUIRED | OPHTHALMOLOGY SUPPLIES SUPPLEMENTARY
13777 | 4229420632200 | MARKER OPTIC ZONE ASSORTED SIZES WITH CROSS HAIRS REUSABLE | OPHTHALMOLOGY SUPPLIES SUPPLEMENTARY
13778 | 4229420634500 | OCULAR BUTTON, CLEAR, SIZE 13MM, PUPIL SIZE 3MM, NON-STERILE | OPHTHALMOLOGY SUPPLIES SUPPLEMENTARY
13779 | 4229420642400 | SALINE UNIDOSE PRESERVATIVE FREE 5ML SPECIALLY DESIGNED FOR RINSING HYDRATING STERILE ISOTONIC AND BUFFERED PH SOLUTION AND AQUEOUS SOLUTION | OPHTHALMOLOGY SUPPLIES SUPPLEMENTARY
13780 | 4229420651600 | PACK, FRAGMATOME NEEDLE/TIP, FOR STELLARIS HANDPIECE, STERILE | OPHTHALMOLOGY SUPPLIES SUPPLEMENTARY
13781 | 4229420652700 | HANDPIECE, CAPSULOTOMY, COMPATIBLE WITH ZEPTO MACHINE, DISPOSABLE, STERILE. | OPHTHALMOLOGY SUPPLIES SUPPLEMENTARY
13782 | 4229420654600 | MICRO FORCEPS, VITREORETINAL, SERRATED JAWS, 25 GAUGE, REUSABLE | OPHTHALMOLOGY SUPPLIES SUPPLEMENTARY
13783 | 4229420655400 | CANNULA, AIR INJECTION, 27 GAUGE, ANGLED, POSTERIOR PORT NEAR TO THE TIP, REUSABLE | OPHTHALMOLOGY SUPPLIES SUPPLEMENTARY
13784 | 4229420655700 | FORCEPS, FOR INSERTING INTRA-CORNEAL INTACS RING, REUSABLE | OPHTHALMOLOGY SUPPLIES SUPPLEMENTARY
13785 | 4229420656200 | CALIPER, MEASURES FROM 0MM TO 20MM IN 1MM INCREMENTS, WITH SCALE READING ON BOTH SIDES, REUSABLE | OPHTHALMOLOGY SUPPLIES SUPPLEMENTARY
13786 | 4229420660700 | RETRACTOR, DESMARRES, LID/VEIN, BLADE LENGTH 9 - 11 MM, STAINLESS STEEL, REUSABLE | OPHTHALMOLOGY SUPPLIES SUPPLEMENTARY
13787 | 4229420665600 | FORCEPS BOCKS WITHOUT TEETH FOR SUTURE REMOVAL SURGERY | OPHTHALMOLOGY SUPPLIES SUPPLEMENTARY
13788 | 4229420668400 | SCISSORS DE WECKEER BLUNT TIPS SIZE FROM BEND TO TIP 8 MM ( +/- 1 MM ) OVERALL LENGTH: 60 MM ( +/- 10 MM ) STAINLESS STEEL REUSABLE | OPHTHALMOLOGY SUPPLIES SUPPLEMENTARY
13789 | 4229420670000 | HANDPIECE, BATTERY POWERED, OPHTHALMIC, ASSORTED DIAMOND BURR, REUSABLE | OPHTHALMOLOGY SUPPLIES SUPPLEMENTARY
13790 | 4229420674500 | FORCEPS, REMKY DMEK KERATOPLASTY, REUSABLE | OPHTHALMOLOGY SUPPLIES SUPPLEMENTARY
13791 | 4229420676800 | HANDPIECE, IRRIGATION , SZURMAN DMEK, REUSABLE | OPHTHALMOLOGY SUPPLIES SUPPLEMENTARY
13792 | 4229420677900 | PEELER, FOR MEMBRANE, 23 GAUGE, VITREORETINAL SURGERY | OPHTHALMOLOGY SUPPLIES SUPPLEMENTARY
13793 | 4229350402100 | CANNULA, VISCOUS FLUID INJECTION CANNULA, 7MM THIN WALL POLYIMIDE TIP 23 GAUGE, 0.6MM, DISPOSABLE | OPHTHALMOLOGY SUPPLIES SUPPLEMENTARY
13794 | 4229420678100 | MICRO SCISSORS, VITREORETINAL, HORIZONTAL, CURVED, 23 GAUGE, REUSABLE | OPHTHALMOLOGY SUPPLIES SUPPLEMENTARY
13795 | 4229420686000 | MICRO SCISSORS, VITREORETINAL, HORIZONTAL, CURVED, 25 GAUGE, REUSABLE | OPHTHALMOLOGY SUPPLIES SUPPLEMENTARY
13796 | 4229420625500 | IOL GLIDE SHEETS FICHMAN STYLE STERILE | OPHTHALMOLOGY SUPPLIES SUPPLEMENTARY
13797 | 4229510401000 | CAUTERY ELECTROSURGICAL HAND HELD BATTERY OPERATED LOW TEMPERATURE DISPOSABLE STERILE | OPHTHALMOLOGY SUPPLIES SUPPLEMENTARY
13798 | 4229450900100 | FORCEPS CAPSULORHEXIS CURVED CYSTOTOME TIP 11-12 MM LONG BEND FLAT HANDLE OVERALL LENGTH 100 MM DISPOSABLE | OPHTHALMOLOGY SUPPLIES SUPPLEMENTARY
13799 | 4229516302800 | ENDOLASER PROBE, 23 GAUGE, STRAIGHT, COMPATIBLE WITH CONSTELLATION MACHINE, DISPOSABLE, STERILE | OPHTHALMOLOGY SUPPLIES SUPPLEMENTARY
13800 | 4229516303600 | ENDOLASER PROBE, 23 GAUGE, DIRECTIONAL, COMPATIBLE WITH DORC CONNECTOR, STERILE | OPHTHALMOLOGY SUPPLIES SUPPLEMENTARY
13801 | 4229551800000 | ENDOGLIDE-ULTRATHIN, DSAEK SURGERY, DESIGN ALLOWS THE DONOR GRAFT TO BE LOADED INTO THE DELIVERY CARTRIDGE, STERILE | OPHTHALMOLOGY SUPPLIES SUPPLEMENTARY
13802 | 4229516333600 | ENDOLASER PROBE, ILLUMINATED, 23 GAUGE, STEPPED, CURVED, DORC CONNECTOR, WITH ILLUMINATED CONNECTOR, STERILE | OPHTHALMOLOGY SUPPLIES SUPPLEMENTARY
13803 | 4229516333800 | ENDOLASER PROBE, 25 GAUGE, DIRECTIONAL, COMPATIBLE WITH DORC CONNECTOR, STERILE | OPHTHALMOLOGY SUPPLIES SUPPLEMENTARY
13804 | 4229180253000 | FORCEPS, CAPSULORHEXIS, MICRO INCISION, CURVED, CYSTOTOME TIP, FLAT CROSS ACTION HANDLE, FIT IN 1.8 MM INCISION, REUSABLE | OPHTHALMOLOGY SUPPLIES SUPPLEMENTARY
13805 | 4229540201700 | MARKER, PAD,FOR OPHTHALMIC SURGERY, TO BE USED WITH DELICATE INSTRUMENT, DISPOSABLE | OPHTHALMOLOGY SUPPLIES SUPPLEMENTARY
13806 | 4229550900400 | IMPLANT EYE SPHERE METHCRLT-PMMA ASSORTED SIZES | OPHTHALMOLOGY SUPPLIES SUPPLEMENTARY
13807 | 4229516000000 | BAG, FOR FLUID COLLECTION, WITH WICK, 10CM X 15CM (+ / - 2CM), (100CC CAPACITY), ADHESIVE | OPHTHALMOLOGY SUPPLIES SUPPLEMENTARY
13808 | 4218340300200 | FUNDUS VIEWING SYSTEMS CARL ZEISS RESIGHT 700 OR ANY EQUIVALENT DIFFERENT VIEW – BETWEEN WIDE FIELD AND HIGH MAGNIFICATION REUSABLE | OPHTHALMOLOGY SUPPLIES SUPPLEMENTARY
13809 | 4218308500100 | SENSOR FOR MEMBRANE AND TIP ASSEMBLY COMPATIBLE FOR RATCHET 30 PNEUMATONOMETER | OPHTHALMOLOGY SUPPLIES SUPPLEMENTARY
13810 | 4218301900200 | PROBE, ENDOILLUMINATION, WIDE ANGLE, 23 GAUGE, COMPATIBLE WITH HOSPITAL MACHINE, DISPOSABLE, STERILE | OPHTHALMOLOGY SUPPLIES SUPPLEMENTARY
13811 | 4218301900100 | PROBE, ENDOILLUMINATION, STRAIGHT, 23 GAUGE, COMPATIBLE WITH HOSPITAL MACHINE, DISPOSABLE, STERILE | OPHTHALMOLOGY SUPPLIES SUPPLEMENTARY
13812 | 4229450800700 | CANNULA, OLIVE TIP, POLISHER, 0.60 X 25MM (23 GAUGE X1 IN), DISPOSABLE, STERILE | OPHTHALMOLOGY SUPPLIES SUPPLEMENTARY
13813 | 4229550506600 | IMPLANT, SCLERAL BUCKLING, VITREO RETINAL, ASYMMETRICAL TIRE, TYPE 275, 2.5 X 7 MM, STERILE | OPHTHALMOLOGY SUPPLIES SUPPLEMENTARY
13814 | 4229550506100 | IMPLANT, FOR GLAUCOMA MICROSHUNT, SYNTHETIC POLYMER, OVER ALL LENGTH 8, 5MM, LUMEN SIZE 70 ΜM, IMPLANT IN ANTERIOR CHAMBER, LOWER HIGH PRESSURE, STERILE | OPHTHALMOLOGY SUPPLIES SUPPLEMENTARY
13815 | 4229550501900 | IMPLANT, SCLERAL BUCKLING, VITREO RETINAL, CONCAVE TIRE, TYPE 279, 2.5 X 9 X 11 MM, STERILE | OPHTHALMOLOGY SUPPLIES SUPPLEMENTARY
13816 | 4229350400300 | CANNULA, BISHOP HARMON 1.1 X 25MM (19G X1 IN), DISPOSABLE, STERILE | OPHTHALMOLOGY SUPPLIES SUPPLEMENTARY
13817 | 4218308500200 | TIP COVER COMPATIBLE WITH HAND HELD TONO-PEN TONOMETERS INDIVIDUALLY PACKED SANITIZED DISPOSABLE | OPHTHALMOLOGY SUPPLIES SUPPLEMENTARY
13818 | 4229511400800 | PACK, VITRECTOMY, POSTERIOR, STELLARIS ELITE WITH AIR FORCE INFUSION (AFI), 23 GAUGE, STERILE | OPHTHALMOLOGY SUPPLIES SUPPLEMENTARY
13819 | 4231151800800 | PAD EYELID CLEANING READY TO USE DISPOSABLE STERILE | OPHTHALMOLOGY SUPPLIES SUPPLEMENTARY
13820 | 4229510401700 | BIPOLAR, ERASER, HEMOSTATIC, OPHTHALMIC, STRAIGHT POINTED ,ASSORTED GAUGES, 2 PIN CABLE CONNECTOR, COMPATIBLE WITH THE HOSPITAL MACHINE, STERILE | OPHTHALMOLOGY SUPPLIES SUPPLEMENTARY
13821 | 4229451200900 | EYE SHIELD PLASTIC PEDIATRIC SIZE CLEAR WITH HOLES STERILE INDIVIDUALLY PACKED | OPHTHALMOLOGY SUPPLIES SUPPLEMENTARY
13822 | 4214291800700 | FILTER CLIPS FOR LOW VISION AID POWER SCF90, REUSABLE | OPHTHALMOLOGY SUPPLIES SUPPLEMENTARY
13823 | 4214291800600 | FILTER CLIPS FOR LOW VISION AID POWER SCF80, REUSABLE | OPHTHALMOLOGY SUPPLIES SUPPLEMENTARY
13824 | 4214291800500 | FILTER CLIPS FOR LOW VISION AID POWER SCF60, REUSABLE | OPHTHALMOLOGY SUPPLIES SUPPLEMENTARY
13825 | 4214291800400 | FILTER CLIPS FOR LOW VISION AID POWER SCF580, REUSABLE | OPHTHALMOLOGY SUPPLIES SUPPLEMENTARY
13826 | 4111173600100 | KIT, HANDLE 6 PIECES AND KNOB COVER 12 PIECES, SILICONE, FOR MICROSCOPE ZEISS LUMERA 700, REUSABLE | OPHTHALMOLOGY SUPPLIES SUPPLEMENTARY
13827 | 4214291800200 | FILTER CLIPS FOR LOW VISION AID POWER SCF540, REUSABLE | OPHTHALMOLOGY SUPPLIES SUPPLEMENTARY
13828 | 4229452200600 | TREPHINE LACRIMAL ULTRA SHARP MICRO 21 G X 1.5 IN SINGLE USE | OPHTHALMOLOGY SUPPLIES SUPPLEMENTARY
13829 | 4229454101400 | CONTACT LENSES SILICONE HYDROGEL SOFT TORIC MUST HAVE ALL POWER RANGE +20.00DS TO -20.00DS DIAMETER 13.80MM TO 14.5MM BASE CURVE 8.30MM TO 8.90MM REQUESTED AS PER REQUIRED | OPHTHALMOLOGY SUPPLIES SUPPLEMENTARY
13830 | 4214291800300 | FILTER CLIPS FOR LOW VISION AID POWER SCF560, REUSABLE | OPHTHALMOLOGY SUPPLIES SUPPLEMENTARY
13831 | 4214290100100 | GLASSES MAXIMIZE THE SIZE OF DISTANT OBJECTS EASY-TO-FIT BINOCULAR TELESCOPIC DISTANCE SYSTEM | OPHTHALMOLOGY SUPPLIES SUPPLEMENTARY
13832 | 5124113900200 | KIT, SILICON OIL INJECTION, INCLUDE ( CANNULA / TIP, SYRINGE, TUBING )COMPATIBLE WITH STERALLIS MACHINE, | OPHTHALMOLOGY SUPPLIES SUPPLEMENTARY
13833 | 4229498000000 | LASER PROBE, ENDO OPTIC, ASSORTED GAUGES, CURVED, COMPATIBLE WITH ECP MACHINE, REUSABLE | OPHTHALMOLOGY SUPPLIES SUPPLEMENTARY
13834 | 4229498000200 | LASER PROBE, ENDO OPTIC, ASSORTED GAUGES, STRAIGHT, COMPATIBLE WITH ECP MACHINE, REUSABLE | OPHTHALMOLOGY SUPPLIES SUPPLEMENTARY
13835 | 4229380300700 | SPATULA, CORNEAL, DESMET SCORER, REUSABLE | OPHTHALMOLOGY SUPPLIES SUPPLEMENTARY
13836 | 4229454500400 | KNIFE CRESCENT 2.2 MM ANGLED BEVEL UP DISPOSABLE STERILE | OPHTHALMOLOGY SUPPLIES SUPPLEMENTARY
13837 | 4229510400900 | BIPOLAR, ERASER, HEMOSTATIC, OPHTHALMIC, CURVED, ASSORTED GAUGES, 2 PIN CABLE CONNECTOR, COMPATIBLE WITH THE HOSPITAL MACHINE, STERILE | OPHTHALMOLOGY SUPPLIES SUPPLEMENTARY
13838 | 4215220046700 | ZIRCONIUM DISC/MULTI-LAYER CLASSIC SHADE 98 DIAMETER SIZE 20 SHADE B2 | DENTAL SUPPLIES (LABORATORY, IMPLANT AND MAXILLOFACIAL SURGERY) SUPPLEMENTARY
13839 | 4215224014000 | DENTAL TOOL METAL MILLING BUR SIZE 1 COATED DOUBLE TOOTH RADIUS CUTTER COMPATIBLE WITH VHF R5 MILLING MACHINE OR EQUIVALENT | DENTAL SUPPLIES (LABORATORY, IMPLANT AND MAXILLOFACIAL SURGERY) SUPPLEMENTARY
13840 | 4215220046400 | ZIRCONIUM DISC/MULTI-LAYER CLASSIC SHADE 98 DIAMETER SIZE 20 SHADE A2 | DENTAL SUPPLIES (LABORATORY, IMPLANT AND MAXILLOFACIAL SURGERY) SUPPLEMENTARY
13841 | 4215220045100 | ZIRCONIUM DISC/MULTI-LAYER CLASSIC SHADE 98 DIAMETER SIZE 16 SHADE C2 | DENTAL SUPPLIES (LABORATORY, IMPLANT AND MAXILLOFACIAL SURGERY) SUPPLEMENTARY
13842 | 4215220044900 | ZIRCONIUM DISC/MULTI-LAYER CLASSIC SHADE 98 DIAMETER SIZE 16 SHADE B3 | DENTAL SUPPLIES (LABORATORY, IMPLANT AND MAXILLOFACIAL SURGERY) SUPPLEMENTARY
13843 | 4215220046300 | ZIRCONIUM DISC/MULTI-LAYER CLASSIC SHADE 98 DIAMETER SIZE 20 SHADE A1 | DENTAL SUPPLIES (LABORATORY, IMPLANT AND MAXILLOFACIAL SURGERY) SUPPLEMENTARY
13844 | 4215220044800 | ZIRCONIUM DISC/MULTI-LAYER CLASSIC SHADE 98 DIAMETER SIZE 16 SHADE B2 | DENTAL SUPPLIES (LABORATORY, IMPLANT AND MAXILLOFACIAL SURGERY) SUPPLEMENTARY
13845 | 4215224014100 | DENTAL TOOL METAL MILLING BUR SIZE 0.60 COATED DOUBLE TOOTH RADIUS CUTTER COMPATIBLE WITH VHF R5 MILLING MACHINE OR EQUIVALENT | DENTAL SUPPLIES (LABORATORY, IMPLANT AND MAXILLOFACIAL SURGERY) SUPPLEMENTARY
13846 | 4215220046500 | ZIRCONIUM DISC/MULTI-LAYER CLASSIC SHADE 98 DIAMETER SIZE 20 SHADE A3 | DENTAL SUPPLIES (LABORATORY, IMPLANT AND MAXILLOFACIAL SURGERY) SUPPLEMENTARY
13847 | 4215220045000 | ZIRCONIUM DISC/MULTI-LAYER CLASSIC SHADE 98 DIAMETER SIZE 16 SHADE C1 | DENTAL SUPPLIES (LABORATORY, IMPLANT AND MAXILLOFACIAL SURGERY) SUPPLEMENTARY
13848 | 4215220046600 | ZIRCONIUM DISC/MULTI-LAYER CLASSIC SHADE 98 DIAMETER SIZE 20 SHADE B1 | DENTAL SUPPLIES (LABORATORY, IMPLANT AND MAXILLOFACIAL SURGERY) SUPPLEMENTARY
13849 | 4215224013100 | DENTAL TOOL PMMA BUR SIZE D1.5*L14*50 COMPATIBLE WITH ARUM MILLING MACHINE OR EQUIVALENT | DENTAL SUPPLIES (LABORATORY, IMPLANT AND MAXILLOFACIAL SURGERY) SUPPLEMENTARY
13850 | 4215220046000 | ZIRCONIUM DISC/MULTI-LAYER CLASSIC SHADE 98 DIAMETER SIZE 18 SHADE C2 | DENTAL SUPPLIES (LABORATORY, IMPLANT AND MAXILLOFACIAL SURGERY) SUPPLEMENTARY
13851 | 4215220045500 | ZIRCONIUM DISC/MULTI-LAYER CLASSIC SHADE 98 DIAMETER SIZE 18 SHADE A3 | DENTAL SUPPLIES (LABORATORY, IMPLANT AND MAXILLOFACIAL SURGERY) SUPPLEMENTARY
13852 | 4215224012500 | DENTAL TOOL REAMER BUR SIZE D2.6*L18*55*180° COMPATIBLE WITH ARUM MILLING MACHINE OR EQUIVALENT | DENTAL SUPPLIES (LABORATORY, IMPLANT AND MAXILLOFACIAL SURGERY) SUPPLEMENTARY
13853 | 4215224012400 | DENTAL TOOL REAMER BUR SIZE D2.6*L18*55*30° COMPATIBLE WITH ARUM MILLING MACHINE OR EQUIVALENT | DENTAL SUPPLIES (LABORATORY, IMPLANT AND MAXILLOFACIAL SURGERY) SUPPLEMENTARY
13854 | 4215224012300 | DENTAL TOOL REAMER BUR SIZE D3.2*L18*55*30° COMPATIBLE WITH ARUM MILLING MACHINE OR EQUIVALENT | DENTAL SUPPLIES (LABORATORY, IMPLANT AND MAXILLOFACIAL SURGERY) SUPPLEMENTARY
13855 | 4215224012200 | DENTAL TOOL REAMER BUR SIZE D2.3*L18*55*180° COMPATIBLE WITH ARUM MILLING MACHINE OR EQUIVALENT | DENTAL SUPPLIES (LABORATORY, IMPLANT AND MAXILLOFACIAL SURGERY) SUPPLEMENTARY
13856 | 4215220045600 | ZIRCONIUM DISC/MULTI-LAYER CLASSIC SHADE 98 DIAMETER SIZE 18 SHADE B1 | DENTAL SUPPLIES (LABORATORY, IMPLANT AND MAXILLOFACIAL SURGERY) SUPPLEMENTARY
13857 | 4215224012100 | DENTAL TOOL REAMER BUR SIZE D2.4*L18*55*70° COMPATIBLE WITH ARUM MILLING MACHINE OR EQUIVALENT | DENTAL SUPPLIES (LABORATORY, IMPLANT AND MAXILLOFACIAL SURGERY) SUPPLEMENTARY
13858 | 4215220045700 | ZIRCONIUM DISC/MULTI-LAYER CLASSIC SHADE 98 DIAMETER SIZE 18 SHADE B2 | DENTAL SUPPLIES (LABORATORY, IMPLANT AND MAXILLOFACIAL SURGERY) SUPPLEMENTARY
13859 | 4215224012600 | DENTAL TOOL REAMER BUR SIZE D2.4*L18*55*140° COMPATIBLE WITH ARUM MILLING MACHINE OR EQUIVALENT | DENTAL SUPPLIES (LABORATORY, IMPLANT AND MAXILLOFACIAL SURGERY) SUPPLEMENTARY
13860 | 4215224012700 | DENTAL TOOL REAMER BUR SIZE D2.3*L18*55*90° COMPATIBLE WITH ARUM MILLING MACHINE OR EQUIVALENT | DENTAL SUPPLIES (LABORATORY, IMPLANT AND MAXILLOFACIAL SURGERY) SUPPLEMENTARY
13861 | 4215220045400 | ZIRCONIUM DISC/MULTI-LAYER CLASSIC SHADE 98 DIAMETER SIZE 18 SHADE A2 | DENTAL SUPPLIES (LABORATORY, IMPLANT AND MAXILLOFACIAL SURGERY) SUPPLEMENTARY
13862 | 4215220045300 | ZIRCONIUM DISC/MULTI-LAYER CLASSIC SHADE 98 DIAMETER SIZE 18 SHADE A1 | DENTAL SUPPLIES (LABORATORY, IMPLANT AND MAXILLOFACIAL SURGERY) SUPPLEMENTARY
13863 | 4215224012800 | DENTAL TOOL REAMER BUR SIZE D2.3*L18*55*70° COMPATIBLE WITH ARUM MILLING MACHINE OR EQUIVALENT | DENTAL SUPPLIES (LABORATORY, IMPLANT AND MAXILLOFACIAL SURGERY) SUPPLEMENTARY
13864 | 4215224012900 | DENTAL TOOL PMMA BUR SIZE D1.0*L10*45 COMPATIBLE WITH ARUM MILLING MACHINE OR EQUIVALENT | DENTAL SUPPLIES (LABORATORY, IMPLANT AND MAXILLOFACIAL SURGERY) SUPPLEMENTARY
13865 | 4215224013000 | DENTAL TOOL PMMA BUR SIZE D2.0*L18*50 COMPATIBLE WITH ARUM MILLING MACHINE OR EQUIVALENT | DENTAL SUPPLIES (LABORATORY, IMPLANT AND MAXILLOFACIAL SURGERY) SUPPLEMENTARY
13866 | 4215224013200 | DENTAL TOOL PMMA BUR SIZE D1.5*L14*48 COMPATIBLE WITH ARUM MILLING MACHINE OR EQUIVALENT | DENTAL SUPPLIES (LABORATORY, IMPLANT AND MAXILLOFACIAL SURGERY) SUPPLEMENTARY
13867 | 4215224013300 | DENTAL TOOL PMMA AND WAX MILLING BUR SIZE 2.5 CYLINDRIC SINGLE TOOTH RADIUS CUTTER COMPATIBLE WITH VHF R5 MILLING MACHINE OR EQUIVALENT | DENTAL SUPPLIES (LABORATORY, IMPLANT AND MAXILLOFACIAL SURGERY) SUPPLEMENTARY
13868 | 4215220045800 | ZIRCONIUM DISC/MULTI-LAYER CLASSIC SHADE 98 DIAMETER SIZE 18 SHADE B3 | DENTAL SUPPLIES (LABORATORY, IMPLANT AND MAXILLOFACIAL SURGERY) SUPPLEMENTARY
13869 | 4215224013400 | DENTAL TOOL PMMA AND WAX MILLING BUR SIZE 2 DOUBLE TOOTH RADIUS CUTTER COMPATIBLE WITH VHF R5 MILLING MACHINE OR EQUIVALENT | DENTAL SUPPLIES (LABORATORY, IMPLANT AND MAXILLOFACIAL SURGERY) SUPPLEMENTARY
13870 | 4215224013500 | DENTAL TOOL PMMA AND WAX MILLING BUR SIZE 1 DOUBLE TOOTH RADIUS CUTTER COMPATIBLE WITH VHF R5 MILLING MACHINE OR EQUIVALENT | DENTAL SUPPLIES (LABORATORY, IMPLANT AND MAXILLOFACIAL SURGERY) SUPPLEMENTARY
13871 | 4215224013600 | DENTAL TOOL PMMA AND WAX MILLING BUR SIZE 0.60 CYLINDRIC SINGLE TOOTH RADIUS CUTTER COMPATIBLE WITH VHF R5 MILLING MACHINE OR EQUIVALENT | DENTAL SUPPLIES (LABORATORY, IMPLANT AND MAXILLOFACIAL SURGERY) SUPPLEMENTARY
13872 | 4215224013700 | DENTAL TOOL MODEL BUR D3*L20*50 COMPATIBLE WITH ARUM MILLING MACHINE OR EQUIVALENT | DENTAL SUPPLIES (LABORATORY, IMPLANT AND MAXILLOFACIAL SURGERY) SUPPLEMENTARY
13873 | 4215220045900 | ZIRCONIUM DISC/MULTI-LAYER CLASSIC SHADE 98 DIAMETER SIZE 18 SHADE C1 | DENTAL SUPPLIES (LABORATORY, IMPLANT AND MAXILLOFACIAL SURGERY) SUPPLEMENTARY
13874 | 4215224013800 | DENTAL TOOL METAL MILLING BUR SIZE 2 COATED FOUR TOOTH RADIUS CUTTER COMPATIBLE WITH VHF R5 MILLING MACHINE OR EQUIVALENT | DENTAL SUPPLIES (LABORATORY, IMPLANT AND MAXILLOFACIAL SURGERY) SUPPLEMENTARY
13875 | 4215224013900 | DENTAL TOOL METAL MILLING BUR SIZE 1.2 COATED DOUBLE TOOTH RADIUS CUTTER WITH TORUS 0.1 MM FACE RADIUS COMPATIBLE WITH VHF R5 MILLING MACHINE OR EQUIVALENT | DENTAL SUPPLIES (LABORATORY, IMPLANT AND MAXILLOFACIAL SURGERY) SUPPLEMENTARY
13876 | 4215220046200 | ZIRCONIUM DISC/MULTI-LAYER CLASSIC SHADE 98 DIAMETER SIZE 18 SHADE D2 | DENTAL SUPPLIES (LABORATORY, IMPLANT AND MAXILLOFACIAL SURGERY) SUPPLEMENTARY
13877 | 4215224016000 | DENTAL TOOL GRINDING BUR SIZE D0.6*L08*50 COMPATIBLE WITH ARUM MILLING MACHINE OR EQUIVALENT | DENTAL SUPPLIES (LABORATORY, IMPLANT AND MAXILLOFACIAL SURGERY) SUPPLEMENTARY
13878 | 4215224010700 | DENTAL TOOL ZIRCONIA BUR SIZE D0.3*L12*45 COMPATIBLE WITH ARUM MILLING MACHINE OR EQUIVALENT | DENTAL SUPPLIES (LABORATORY, IMPLANT AND MAXILLOFACIAL SURGERY) SUPPLEMENTARY
13879 | 4215220044600 | ZIRCONIUM DISC/MULTI-LAYER CLASSIC SHADE 98 DIAMETER SIZE 16 SHADE A3 | DENTAL SUPPLIES (LABORATORY, IMPLANT AND MAXILLOFACIAL SURGERY) SUPPLEMENTARY
13880 | 4215220043600 | ZIRCONIUM DISC/MULTI-LAYER CLASSIC SHADE 98 DIAMETER SIZE 14 SHADE A3 | DENTAL SUPPLIES (LABORATORY, IMPLANT AND MAXILLOFACIAL SURGERY) SUPPLEMENTARY
13881 | 4215220043500 | ZIRCONIUM DISC/MULTI-LAYER CLASSIC SHADE 98 DIAMETER SIZE 14 SHADE A2 | DENTAL SUPPLIES (LABORATORY, IMPLANT AND MAXILLOFACIAL SURGERY) SUPPLEMENTARY
13882 | 4215224009500 | DENTAL TOOL ZIRCONIA BUR SIZE D2.0*L20*63 (DIAMOND COATING) COMPATIBLE WITH ARUM MILLING MACHINE OR EQUIVALENT | DENTAL SUPPLIES (LABORATORY, IMPLANT AND MAXILLOFACIAL SURGERY) SUPPLEMENTARY
13883 | 4215224009400 | DENTAL TOOL ZIRCONIA BUR SIZE D2.0*L20*55 (DIAMOND COATING) COMPATIBLE WITH ARUM MILLING MACHINE OR EQUIVALENT | DENTAL SUPPLIES (LABORATORY, IMPLANT AND MAXILLOFACIAL SURGERY) SUPPLEMENTARY
13884 | 4215220043400 | ZIRCONIUM DISC/MULTI-LAYER CLASSIC SHADE 98 DIAMETER SIZE 14 SHADE A1 | DENTAL SUPPLIES (LABORATORY, IMPLANT AND MAXILLOFACIAL SURGERY) SUPPLEMENTARY
13885 | 4215224009300 | DENTAL TOOL ZIRCONIUM MILLING BUR SIZE 0.60 MM DIAMOND DOUBLE TOOTH RADIUS CUTTER COMPATIBLE WITH VHF R5 MILLING MACHINE OR EQUIVALENT | DENTAL SUPPLIES (LABORATORY, IMPLANT AND MAXILLOFACIAL SURGERY) SUPPLEMENTARY
13886 | 4215224009200 | DENTAL TOOL ZIRCONIUM MILLING BUR SIZE 1 MM DIAMOND DOUBLE TOOTH RADIUS CUTTER COMPATIBLE WITH VHF R5 MILLING MACHINE OR EQUIVALENT | DENTAL SUPPLIES (LABORATORY, IMPLANT AND MAXILLOFACIAL SURGERY) SUPPLEMENTARY
13887 | 4215224009100 | DENTAL TOOL ZIRCONIUM MILLING BUR SIZE 2 MM DIAMOND TRIPLE TOOTH RADIUS CUTTER COMPATIBLE WITH VHF R5 MILLING MACHINE OR EQUIVALENT | DENTAL SUPPLIES (LABORATORY, IMPLANT AND MAXILLOFACIAL SURGERY) SUPPLEMENTARY
13888 | 4215224009000 | DENTAL TOOL ZIRCONIUM MILLING BUR SIZE 2 MM TRIPLE TOOTH RADIUS CUTTER COMPATIBLE WITH VHF R5 MILLING MACHINE OR EQUIVALENT | DENTAL SUPPLIES (LABORATORY, IMPLANT AND MAXILLOFACIAL SURGERY) SUPPLEMENTARY
13889 | 4215224008900 | DENTAL TOOLS DRILL 3MM SHAFT - PMMA/PLASTICS SHAFT - 3.0 MM - 1 BLADE - L=32MM COMPATIBLE WITH IMES ICORE MILLING MACHINE OR EQUIVALENT | DENTAL SUPPLIES (LABORATORY, IMPLANT AND MAXILLOFACIAL SURGERY) SUPPLEMENTARY
13890 | 4215224008800 | DENTAL TOOLS DRILL 3MM SHAFT - PMMA/WAX/ZR RADIUS - 1.5 MM - 2 BLADES - L=15MM COMPATIBLE WITH IMES ICORE MILLING MACHINE OR EQUIVALENT | DENTAL SUPPLIES (LABORATORY, IMPLANT AND MAXILLOFACIAL SURGERY) SUPPLEMENTARY
13891 | 4215224008700 | DENTAL TOOLS DRILL 3MM SHAFT - UNIVERSAL RADIUS - 0.5 MM - 2 BLADES - L=4MM COMPATIBLE WITH IMES ICORE MILLING MACHINE OR EQUIVALENT | DENTAL SUPPLIES (LABORATORY, IMPLANT AND MAXILLOFACIAL SURGERY) SUPPLEMENTARY
13892 | 4215224008600 | DENTAL TOOLS DRILL 3MM SHAFT - UNIVERSAL RADIUS - 1.5 MM - 2 BLADES - L=15MM COMPATIBLE WITH IMES ICORE MILLING MACHINE OR EQUIVALENT | DENTAL SUPPLIES (LABORATORY, IMPLANT AND MAXILLOFACIAL SURGERY) SUPPLEMENTARY
13893 | 4215220043700 | ZIRCONIUM DISC/MULTI-LAYER CLASSIC SHADE 98 DIAMETER SIZE 14 SHADE B1 | DENTAL SUPPLIES (LABORATORY, IMPLANT AND MAXILLOFACIAL SURGERY) SUPPLEMENTARY
13894 | 4215224008500 | DENTAL TOOLS DRILL 6MM SHAFT - COCR SHAFT - 1.5 MM - 4 BLADES - L=12MM COMPATIBLE WITH IMES ICORE MILLING MACHINE OR EQUIVALENT | DENTAL SUPPLIES (LABORATORY, IMPLANT AND MAXILLOFACIAL SURGERY) SUPPLEMENTARY
13895 | 4215224008300 | DENTAL TOOLS DRILL 6MM SHAFT - DRILLING TI/CRCO - 2.5 MM - DRILL - L=22MM COMPATIBLE WITH IMES ICORE MILLING MACHINE OR EQUIVALENT | DENTAL SUPPLIES (LABORATORY, IMPLANT AND MAXILLOFACIAL SURGERY) SUPPLEMENTARY
13896 | 4215224008200 | DENTAL TOOLS DRILL 6MM SHAFT - METAL RADIUS - 0.5 MM - 2 BLADES - L=4MM COMPATIBLE WITH IMES ICORE MILLING MACHINE OR EQUIVALENT | DENTAL SUPPLIES (LABORATORY, IMPLANT AND MAXILLOFACIAL SURGERY) SUPPLEMENTARY
13897 | 4215224008100 | DENTAL TOOLS DRILL 6MM SHAFT - METAL RADIUS - 1.0 MM - 2 BLADES - L=11MM (LONG) COMPATIBLE WITH IMES ICORE MILLING MACHINE OR EQUIVALENT | DENTAL SUPPLIES (LABORATORY, IMPLANT AND MAXILLOFACIAL SURGERY) SUPPLEMENTARY
13898 | 4215224008000 | DENTAL TOOLS DRILL 6MM SHAFT - METAL RADIUS - 1.5 MM - 2 BLADES - L=15MM (LONG) COMPATIBLE WITH IMES ICORE MILLING MACHINE OR EQUIVALENT | DENTAL SUPPLIES (LABORATORY, IMPLANT AND MAXILLOFACIAL SURGERY) SUPPLEMENTARY
13899 | 4215224007900 | DENTAL TOOLS DRILL 6MM SHAFT - METAL RADIUS - 2.0 MM - 2 BLADES - L=16MM (LONG) COMPATIBLE WITH IMES ICORE MILLING MACHINE OR EQUIVALENT | DENTAL SUPPLIES (LABORATORY, IMPLANT AND MAXILLOFACIAL SURGERY) SUPPLEMENTARY
13900 | 4215224007800 | DENTAL TOOLS DRILL 6MM SHAFT - METAL RADIUS - 3.0 MM - 2 BLADES - L=20MM (LONG) COMPATIBLE WITH IMES ICORE MILLING MACHINE OR EQUIVALENT | DENTAL SUPPLIES (LABORATORY, IMPLANT AND MAXILLOFACIAL SURGERY) SUPPLEMENTARY
13901 | 4215224001500 | ZIRCONIUM (HIGHLY TRANSLUCENT HIGHLY STRENGTH) PRE-SHADED DISC/MULTI-LAYER 98 DIAMETER SIZE 14 SHADE B2 COMPATIBLE WITH EACH HOSPITAL SYSTEM | DENTAL SUPPLIES (LABORATORY, IMPLANT AND MAXILLOFACIAL SURGERY) SUPPLEMENTARY
13902 | 4215224007700 | DENTAL TOOLS DRILL 6MM SHAFT - METAL SHAFT - 0.5 MM - 4 BLADES - L=4MM COMPATIBLE WITH IMES ICORE MILLING MACHINE OR EQUIVALENT | DENTAL SUPPLIES (LABORATORY, IMPLANT AND MAXILLOFACIAL SURGERY) SUPPLEMENTARY
13903 | 4215224007600 | DENTAL TOOLS DRILL 6MM SHAFT - METAL SHAFT - 1.5 MM - 4 BLADES - L=15MM COMPATIBLE WITH IMES ICORE MILLING MACHINE OR EQUIVALENT | DENTAL SUPPLIES (LABORATORY, IMPLANT AND MAXILLOFACIAL SURGERY) SUPPLEMENTARY
13904 | 4215224007500 | DENTAL TOOLS DRILL 6MM SHAFT - METAL SHAFT - 2.0 MM - 4 BLADES - L=6MM COMPATIBLE WITH IMES ICORE MILLING MACHINE OR EQUIVALENT | DENTAL SUPPLIES (LABORATORY, IMPLANT AND MAXILLOFACIAL SURGERY) SUPPLEMENTARY
13905 | 4215224007400 | DENTAL TOOLS DRILL 6MM SHAFT - METAL TORUS - 1.5 MM - 4 BLADES - L=15MM COMPATIBLE WITH IMES ICORE MILLING MACHINE OR EQUIVALENT | DENTAL SUPPLIES (LABORATORY, IMPLANT AND MAXILLOFACIAL SURGERY) SUPPLEMENTARY
13906 | 4215224007300 | DENTAL TOOLS DRILL 6MM SHAFT - METAL TORUS - 1.5 MM - 4 BLADES - L=7MM COMPATIBLE WITH IMES ICORE MILLING MACHINE OR EQUIVALENT | DENTAL SUPPLIES (LABORATORY, IMPLANT AND MAXILLOFACIAL SURGERY) SUPPLEMENTARY
13907 | 4215224007200 | DENTAL TOOLS DRILL 6MM SHAFT - METAL TORUS - 2.0 MM - 4 BLADES - L=16MM COMPATIBLE WITH IMES ICORE MILLING MACHINE OR EQUIVALENT | DENTAL SUPPLIES (LABORATORY, IMPLANT AND MAXILLOFACIAL SURGERY) SUPPLEMENTARY
13908 | 4215224008400 | DENTAL TOOLS DRILL 6MM SHAFT - DRILLING -TI/CRCO 1.5 MM - DRILL - L=18MM COMPATIBLE WITH IMES ICORE MILLING MACHINE OR EQUIVALENT | DENTAL SUPPLIES (LABORATORY, IMPLANT AND MAXILLOFACIAL SURGERY) SUPPLEMENTARY
13909 | 4215220043800 | ZIRCONIUM DISC/MULTI-LAYER CLASSIC SHADE 98 DIAMETER SIZE 14 SHADE B2 | DENTAL SUPPLIES (LABORATORY, IMPLANT AND MAXILLOFACIAL SURGERY) SUPPLEMENTARY
13910 | 4215220043900 | ZIRCONIUM DISC/MULTI-LAYER CLASSIC SHADE 98 DIAMETER SIZE 14 SHADE B3 | DENTAL SUPPLIES (LABORATORY, IMPLANT AND MAXILLOFACIAL SURGERY) SUPPLEMENTARY
13911 | 4215220044000 | ZIRCONIUM DISC/MULTI-LAYER CLASSIC SHADE 98 DIAMETER SIZE 14 SHADE C1 | DENTAL SUPPLIES (LABORATORY, IMPLANT AND MAXILLOFACIAL SURGERY) SUPPLEMENTARY
13912 | 4215220044500 | ZIRCONIUM DISC/MULTI-LAYER CLASSIC SHADE 98 DIAMETER SIZE 16 SHADE A2 | DENTAL SUPPLIES (LABORATORY, IMPLANT AND MAXILLOFACIAL SURGERY) SUPPLEMENTARY
13913 | 4215220044400 | ZIRCONIUM DISC/MULTI-LAYER CLASSIC SHADE 98 DIAMETER SIZE 16 SHADE A1 | DENTAL SUPPLIES (LABORATORY, IMPLANT AND MAXILLOFACIAL SURGERY) SUPPLEMENTARY
13914 | 4215224012000 | DENTAL TOOL REAMER BUR SIZE D2.6*L18*55*90° COMPATIBLE WITH ARUM MILLING MACHINE OR EQUIVALENT | DENTAL SUPPLIES (LABORATORY, IMPLANT AND MAXILLOFACIAL SURGERY) SUPPLEMENTARY
13915 | 4215224011900 | DENTAL TOOL REAMER BUR SIZE D2.7*L18*55*70° COMPATIBLE WITH ARUM MILLING MACHINE OR EQUIVALENT | DENTAL SUPPLIES (LABORATORY, IMPLANT AND MAXILLOFACIAL SURGERY) SUPPLEMENTARY
13916 | 4215224011800 | DENTAL TOOL REAMER BUR SIZE D2.1*L18*55*145° COMPATIBLE WITH ARUM MILLING MACHINE OR EQUIVALENT | DENTAL SUPPLIES (LABORATORY, IMPLANT AND MAXILLOFACIAL SURGERY) SUPPLEMENTARY
13917 | 4215224011700 | DENTAL TOOL REAMER BUR SIZE D2.3*L18*55*120° COMPATIBLE WITH ARUM MILLING MACHINE OR EQUIVALENT | DENTAL SUPPLIES (LABORATORY, IMPLANT AND MAXILLOFACIAL SURGERY) SUPPLEMENTARY
13918 | 4215224011600 | DENTAL TOOL REAMER BUR SIZE D2.4*L18*55*90° COMPATIBLE WITH ARUM MILLING MACHINE OR EQUIVALENT | DENTAL SUPPLIES (LABORATORY, IMPLANT AND MAXILLOFACIAL SURGERY) SUPPLEMENTARY
13919 | 4215224011500 | DENTAL TOOL REAMER BUR SIZE D2.5*L18*55*180° COMPATIBLE WITH ARUM MILLING MACHINE OR EQUIVALENT | DENTAL SUPPLIES (LABORATORY, IMPLANT AND MAXILLOFACIAL SURGERY) SUPPLEMENTARY
13920 | 4215224011400 | DENTAL TOOL REAMER BUR SIZE D3.2*L18*55*180° COMPATIBLE WITH ARUM MILLING MACHINE OR EQUIVALENT | DENTAL SUPPLIES (LABORATORY, IMPLANT AND MAXILLOFACIAL SURGERY) SUPPLEMENTARY
13921 | 4215224011300 | DENTAL TOOL T-CUTTER BUR SIZE D1.5*L08*50 COMPATIBLE WITH ARUM MILLING MACHINE OR EQUIVALENT | DENTAL SUPPLIES (LABORATORY, IMPLANT AND MAXILLOFACIAL SURGERY) SUPPLEMENTARY
13922 | 4215224011200 | DENTAL TOOL T-CUTTER BUR SIZE D1.8*L08*50 COMPATIBLE WITH ARUM MILLING MACHINE OR EQUIVALENT | DENTAL SUPPLIES (LABORATORY, IMPLANT AND MAXILLOFACIAL SURGERY) SUPPLEMENTARY
13923 | 4215224011100 | DENTAL TOOL T-CUTTER BUR SIZE D2.0*L08*50 COMPATIBLE WITH ARUM MILLING MACHINE OR EQUIVALENT | DENTAL SUPPLIES (LABORATORY, IMPLANT AND MAXILLOFACIAL SURGERY) SUPPLEMENTARY
13924 | 4215224011000 | DENTAL TOOL THREAD BUR SIZE M2.0×P0.4×50MM COMPATIBLE WITH ARUM MILLING MACHINE OR EQUIVALENT | DENTAL SUPPLIES (LABORATORY, IMPLANT AND MAXILLOFACIAL SURGERY) SUPPLEMENTARY
13925 | 4215224010900 | DENTAL TOOL ZIRCONIA BUR SIZE D0.3*L1.5*63 COMPATIBLE WITH ARUM MILLING MACHINE OR EQUIVALENT | DENTAL SUPPLIES (LABORATORY, IMPLANT AND MAXILLOFACIAL SURGERY) SUPPLEMENTARY
13926 | 4215224010800 | DENTAL TOOL ZIRCONIA BUR SIZE D0.3*L10*45 COMPATIBLE WITH ARUM MILLING MACHINE OR EQUIVALENT | DENTAL SUPPLIES (LABORATORY, IMPLANT AND MAXILLOFACIAL SURGERY) SUPPLEMENTARY
13927 | 4215220046800 | ZIRCONIUM DISC/MULTI-LAYER CLASSIC SHADE 98 DIAMETER SIZE 20 SHADE B3 | DENTAL SUPPLIES (LABORATORY, IMPLANT AND MAXILLOFACIAL SURGERY) SUPPLEMENTARY
13928 | 4215224010600 | DENTAL TOOL ZIRCONIA BUR SIZE D0.6*L0.9*45 COMPATIBLE WITH ARUM MILLING MACHINE OR EQUIVALENT | DENTAL SUPPLIES (LABORATORY, IMPLANT AND MAXILLOFACIAL SURGERY) SUPPLEMENTARY
13929 | 4215224010500 | DENTAL TOOL ZIRCONIA BUR SIZE D0.6*L08*50 COMPATIBLE WITH ARUM MILLING MACHINE OR EQUIVALENT | DENTAL SUPPLIES (LABORATORY, IMPLANT AND MAXILLOFACIAL SURGERY) SUPPLEMENTARY
13930 | 4215224010400 | DENTAL TOOL ZIRCONIA BUR SIZE D0.6*L10*45 COMPATIBLE WITH ARUM MILLING MACHINE OR EQUIVALENT | DENTAL SUPPLIES (LABORATORY, IMPLANT AND MAXILLOFACIAL SURGERY) SUPPLEMENTARY
13931 | 4215224010300 | DENTAL TOOL ZIRCONIA BUR SIZE D0.6*L13*63 COMPATIBLE WITH ARUM MILLING MACHINE OR EQUIVALENT | DENTAL SUPPLIES (LABORATORY, IMPLANT AND MAXILLOFACIAL SURGERY) SUPPLEMENTARY
13932 | 4215224010200 | DENTAL TOOL ZIRCONIA BUR SIZE D1.0*L14*53 (DIAMOND COATING) COMPATIBLE WITH ARUM MILLING MACHINE OR EQUIVALENT | DENTAL SUPPLIES (LABORATORY, IMPLANT AND MAXILLOFACIAL SURGERY) SUPPLEMENTARY
13933 | 4215224010100 | DENTAL TOOL ZIRCONIA BUR SIZE D1.0*L16*50 (DIAMOND COATING) COMPATIBLE WITH ARUM MILLING MACHINE OR EQUIVALENT | DENTAL SUPPLIES (LABORATORY, IMPLANT AND MAXILLOFACIAL SURGERY) SUPPLEMENTARY
13934 | 4215224010000 | DENTAL TOOL ZIRCONIA BUR SIZE D1.0*L16*50 COMPATIBLE WITH ARUM MILLING MACHINE OR EQUIVALENT | DENTAL SUPPLIES (LABORATORY, IMPLANT AND MAXILLOFACIAL SURGERY) SUPPLEMENTARY
13935 | 4215224009900 | DENTAL TOOL ZIRCONIA BUR SIZE D1.0*L16*63 (DIAMOND COATING) COMPATIBLE WITH ARUM MILLING MACHINE OR EQUIVALENT | DENTAL SUPPLIES (LABORATORY, IMPLANT AND MAXILLOFACIAL SURGERY) SUPPLEMENTARY
13936 | 4215224009800 | DENTAL TOOL ZIRCONIA BUR SIZE D1.7*L18*50 COMPATIBLE WITH ARUM MILLING MACHINE OR EQUIVALENT | DENTAL SUPPLIES (LABORATORY, IMPLANT AND MAXILLOFACIAL SURGERY) SUPPLEMENTARY
13937 | 4215224009700 | DENTAL TOOL ZIRCONIA BUR SIZE D2.0*L18*50 (DIAMOND COATING) COMPATIBLE WITH ARUM MILLING MACHINE OR EQUIVALENT | DENTAL SUPPLIES (LABORATORY, IMPLANT AND MAXILLOFACIAL SURGERY) SUPPLEMENTARY
13938 | 4215220044300 | ZIRCONIUM DISC/MULTI-LAYER CLASSIC SHADE 98 DIAMETER SIZE 14 SHADE D2 | DENTAL SUPPLIES (LABORATORY, IMPLANT AND MAXILLOFACIAL SURGERY) SUPPLEMENTARY
13939 | 4215224009600 | DENTAL TOOL ZIRCONIA BUR SIZE D2.0*L18*50 COMPATIBLE WITH ARUM MILLING MACHINE OR EQUIVALENT | DENTAL SUPPLIES (LABORATORY, IMPLANT AND MAXILLOFACIAL SURGERY) SUPPLEMENTARY
13940 | 4215220044100 | ZIRCONIUM DISC/MULTI-LAYER CLASSIC SHADE 98 DIAMETER SIZE 14 SHADE C2 | DENTAL SUPPLIES (LABORATORY, IMPLANT AND MAXILLOFACIAL SURGERY) SUPPLEMENTARY
13941 | 4215220044700 | ZIRCONIUM DISC/MULTI-LAYER CLASSIC SHADE 98 DIAMETER SIZE 16 SHADE B1 | DENTAL SUPPLIES (LABORATORY, IMPLANT AND MAXILLOFACIAL SURGERY) SUPPLEMENTARY
13942 | 4215220046900 | ZIRCONIUM DISC/MULTI-LAYER CLASSIC SHADE 98 DIAMETER SIZE 20 SHADE C1 | DENTAL SUPPLIES (LABORATORY, IMPLANT AND MAXILLOFACIAL SURGERY) SUPPLEMENTARY
13943 | 4215224019000 | BLOCK FOR ALL CERAMIC GLASS-CERAMIC LITHIUM DISILICATE CAD LT (LOW TRANSLUCENCY) SIZE C14 SHADE C1 COMPATIBLE WITH PM7 MACHINE CONNECTOR (5PCS=EH/BOX) | DENTAL SUPPLIES (LABORATORY, IMPLANT AND MAXILLOFACIAL SURGERY) SUPPLEMENTARY
13944 | 4215220047200 | ZIRCONIUM DISC/MULTI-LAYER CLASSIC SHADE 98 DIAMETER SIZE 20 SHADE D2 | DENTAL SUPPLIES (LABORATORY, IMPLANT AND MAXILLOFACIAL SURGERY) SUPPLEMENTARY
13945 | 4215224022700 | BLOCK FOR ALL CERAMIC GLASS-CERAMIC LITHIUM DISILICATE (LS2) CAD HT (HIGH TRANSLUCENCY) SIZE C14 SHADE A2 COMPATIBLE WITH PM7 MACHINE CONNECTOR (5PCS=EH/BOX) | DENTAL SUPPLIES (LABORATORY, IMPLANT AND MAXILLOFACIAL SURGERY) SUPPLEMENTARY
13946 | 4215224022800 | BLOCK FOR ALL CERAMIC GLASS-CERAMIC LITHIUM DISILICATE (LS2) CAD HT (HIGH TRANSLUCENCY) SIZE C14 SHADE A1 COMPATIBLE WITH PM7 MACHINE CONNECTOR (5PCS=EH/BOX) | DENTAL SUPPLIES (LABORATORY, IMPLANT AND MAXILLOFACIAL SURGERY) SUPPLEMENTARY
13947 | 4215224023000 | ALL CERAMIC PORCELAIN OPAQUE POWDER ALL SHADES ( A - D ) ASSORTED | DENTAL SUPPLIES (LABORATORY, IMPLANT AND MAXILLOFACIAL SURGERY) SUPPLEMENTARY
13948 | 4215224023100 | ALL CERAMIC PORCELAIN MARGIN POWDER ALL SHADES ( A - D ) ASSORTED | DENTAL SUPPLIES (LABORATORY, IMPLANT AND MAXILLOFACIAL SURGERY) SUPPLEMENTARY
13949 | 4215224023200 | ALL CERAMIC PORCELAIN GLAZE AND STAIN ALL COLORS ASSORTED | DENTAL SUPPLIES (LABORATORY, IMPLANT AND MAXILLOFACIAL SURGERY) SUPPLEMENTARY
13950 | 4215224023300 | ALL CERAMIC PORCELAIN GINGIVA POWDER ALL COLORS ASSORTED | DENTAL SUPPLIES (LABORATORY, IMPLANT AND MAXILLOFACIAL SURGERY) SUPPLEMENTARY
13951 | 4215224023400 | ALL CERAMIC PORCELAIN ENAMEL ALL SHADES ( A - D ) ASSORTED | DENTAL SUPPLIES (LABORATORY, IMPLANT AND MAXILLOFACIAL SURGERY) SUPPLEMENTARY
13952 | 4215224023500 | ALL CERAMIC PORCELAIN DENTINE POWDER ALL SHADES ( A - D ) ASSORTED | DENTAL SUPPLIES (LABORATORY, IMPLANT AND MAXILLOFACIAL SURGERY) SUPPLEMENTARY
13953 | 4215224023600 | ALL CERAMIC PORCELAIN DEEP/OPAQUE DENTINE ALL SHADES ( A - D ) ASSORTED | DENTAL SUPPLIES (LABORATORY, IMPLANT AND MAXILLOFACIAL SURGERY) SUPPLEMENTARY
13954 | 4215224000900 | ZIRCONIUM (HIGHLY TRANSLUCENT HIGHLY STRENGTH) PRE-SHADED DISC/MULTI-LAYER 98 DIAMETER SIZE 16 SHADE C1 COMPATIBLE WITH EACH HOSPITAL SYSTEM | DENTAL SUPPLIES (LABORATORY, IMPLANT AND MAXILLOFACIAL SURGERY) SUPPLEMENTARY
13955 | 4215224001000 | ZIRCONIUM (HIGHLY TRANSLUCENT HIGHLY STRENGTH) PRE-SHADED DISC/MULTI-LAYER 98 DIAMETER SIZE 16 SHADE B3 COMPATIBLE WITH EACH HOSPITAL SYSTEM | DENTAL SUPPLIES (LABORATORY, IMPLANT AND MAXILLOFACIAL SURGERY) SUPPLEMENTARY
13956 | 4215224020000 | BLOCK FOR ALL CERAMIC GLASS-CERAMIC LITHIUM DISILICATE CAD HT (HIGH TRANSLUCENCY) SIZE I12 SHADE D3 COMPATIBLE WITH PM7 MACHINE CONNECTOR (5PCS=EH/BOX) | DENTAL SUPPLIES (LABORATORY, IMPLANT AND MAXILLOFACIAL SURGERY) SUPPLEMENTARY
13957 | 4215224023700 | ALL CERAMIC PORCELAIN CHARACTERIZATION POWDER (COLORS - CLEAR) ASSORTED ALL SHADES | DENTAL SUPPLIES (LABORATORY, IMPLANT AND MAXILLOFACIAL SURGERY) SUPPLEMENTARY
13958 | 4215224023800 | ALL CERAMIC PORCELAIN BUILDUP LIQUID ASSORTED | DENTAL SUPPLIES (LABORATORY, IMPLANT AND MAXILLOFACIAL SURGERY) SUPPLEMENTARY
13959 | 4215224019900 | BLOCK FOR ALL CERAMIC GLASS-CERAMIC LITHIUM DISILICATE CAD HT (HIGH TRANSLUCENCY) SIZE I12 SHADE D4 COMPATIBLE WITH PM7 MACHINE CONNECTOR (5PCS=EH/BOX) | DENTAL SUPPLIES (LABORATORY, IMPLANT AND MAXILLOFACIAL SURGERY) SUPPLEMENTARY
13960 | 4215224023900 | ALL CERAMIC PORCELAIN (ADD ON - CORRECTION) POWDER ALL SHADES ( A - D ) ASSORTED | DENTAL SUPPLIES (LABORATORY, IMPLANT AND MAXILLOFACIAL SURGERY) SUPPLEMENTARY
13961 | 4215224024000 | DENTAL TOOL ZIRCONIUM MILLING BUR SIZE 1 MM COATED DOUBLE TOOTH RADIUS CUTTER COMPATIBLE WITH VHF R5 MILLING MACHINE OR EQUIVALENT | DENTAL SUPPLIES (LABORATORY, IMPLANT AND MAXILLOFACIAL SURGERY) SUPPLEMENTARY
13962 | 4215224019800 | BLOCK FOR ALL CERAMIC GLASS-CERAMIC LITHIUM DISILICATE CAD LT (LOW TRANSLUCENCY) SIZE C14 SHADE A1 COMPATIBLE WITH PM7 MACHINE CONNECTOR (5PCS=EH/BOX) | DENTAL SUPPLIES (LABORATORY, IMPLANT AND MAXILLOFACIAL SURGERY) SUPPLEMENTARY
13963 | 4215224019700 | BLOCK FOR ALL CERAMIC GLASS-CERAMIC LITHIUM DISILICATE CAD LT (LOW TRANSLUCENCY) SIZE C14 SHADE A2 COMPATIBLE WITH PM7 MACHINE CONNECTOR (5PCS=EH/BOX) | DENTAL SUPPLIES (LABORATORY, IMPLANT AND MAXILLOFACIAL SURGERY) SUPPLEMENTARY
13964 | 4215224019600 | BLOCK FOR ALL CERAMIC GLASS-CERAMIC LITHIUM DISILICATE CAD LT (LOW TRANSLUCENCY) SIZE C14 SHADE A3 COMPATIBLE WITH PM7 MACHINE CONNECTOR (5PCS=EH/BOX) | DENTAL SUPPLIES (LABORATORY, IMPLANT AND MAXILLOFACIAL SURGERY) SUPPLEMENTARY
13965 | 4215224019500 | BLOCK FOR ALL CERAMIC GLASS-CERAMIC LITHIUM DISILICATE CAD LT (LOW TRANSLUCENCY) SIZE C14 SHADE A4 COMPATIBLE WITH PM7 MACHINE CONNECTOR (5PCS=EH/BOX) | DENTAL SUPPLIES (LABORATORY, IMPLANT AND MAXILLOFACIAL SURGERY) SUPPLEMENTARY
13966 | 4215224019400 | BLOCK FOR ALL CERAMIC GLASS-CERAMIC LITHIUM DISILICATE CAD LT (LOW TRANSLUCENCY) SIZE C14 SHADE B1 COMPATIBLE WITH PM7 MACHINE CONNECTOR (5PCS=EH/BOX) | DENTAL SUPPLIES (LABORATORY, IMPLANT AND MAXILLOFACIAL SURGERY) SUPPLEMENTARY
13967 | 4215224019300 | BLOCK FOR ALL CERAMIC GLASS-CERAMIC LITHIUM DISILICATE CAD LT (LOW TRANSLUCENCY) SIZE C14 SHADE B2 COMPATIBLE WITH PM7 MACHINE CONNECTOR (5PCS=EH/BOX) | DENTAL SUPPLIES (LABORATORY, IMPLANT AND MAXILLOFACIAL SURGERY) SUPPLEMENTARY
13968 | 4215224022600 | BLOCK FOR ALL CERAMIC GLASS-CERAMIC LITHIUM DISILICATE (LS2) CAD HT (HIGH TRANSLUCENCY) SIZE C14 SHADE A3 COMPATIBLE WITH PM7 MACHINE CONNECTOR (5PCS=EH/BOX) | DENTAL SUPPLIES (LABORATORY, IMPLANT AND MAXILLOFACIAL SURGERY) SUPPLEMENTARY
13969 | 4215224019200 | BLOCK FOR ALL CERAMIC GLASS-CERAMIC LITHIUM DISILICATE CAD LT (LOW TRANSLUCENCY) SIZE C14 SHADE B3 COMPATIBLE WITH PM7 MACHINE CONNECTOR (5PCS=EH/BOX) | DENTAL SUPPLIES (LABORATORY, IMPLANT AND MAXILLOFACIAL SURGERY) SUPPLEMENTARY
13970 | 4215224022500 | BLOCK FOR ALL CERAMIC GLASS-CERAMIC LITHIUM DISILICATE (LS2) CAD HT (HIGH TRANSLUCENCY) SIZE C14 SHADE A4 COMPATIBLE WITH PM7 MACHINE CONNECTOR (5PCS=EH/BOX) | DENTAL SUPPLIES (LABORATORY, IMPLANT AND MAXILLOFACIAL SURGERY) SUPPLEMENTARY
13971 | 4215224022300 | BLOCK FOR ALL CERAMIC GLASS-CERAMIC LITHIUM DISILICATE (LS2) CAD HT (HIGH TRANSLUCENCY) SIZE C14 SHADE B2 COMPATIBLE WITH PM7 MACHINE CONNECTOR (5PCS=EH/BOX) | DENTAL SUPPLIES (LABORATORY, IMPLANT AND MAXILLOFACIAL SURGERY) SUPPLEMENTARY
13972 | 4215224021500 | BLOCK FOR ALL CERAMIC GLASS-CERAMIC LITHIUM DISILICATE (LS2) CAD HT (HIGH TRANSLUCENCY) SIZE C14 SHADE D3 COMPATIBLE WITH PM7 MACHINE CONNECTOR (5PCS=EH/BOX) | DENTAL SUPPLIES (LABORATORY, IMPLANT AND MAXILLOFACIAL SURGERY) SUPPLEMENTARY
13973 | 4215224021400 | BLOCK FOR ALL CERAMIC GLASS-CERAMIC LITHIUM DISILICATE (LS2) CAD HT (HIGH TRANSLUCENCY) SIZE C14 SHADE D4 COMPATIBLE WITH PM7 MACHINE CONNECTOR (5PCS=EH/BOX) | DENTAL SUPPLIES (LABORATORY, IMPLANT AND MAXILLOFACIAL SURGERY) SUPPLEMENTARY
13974 | 4215224021300 | BLOCK FOR ALL CERAMIC GLASS-CERAMIC LITHIUM DISILICATE CAD HT (HIGH TRANSLUCENCY) SIZE I12 SHADE A1 COMPATIBLE WITH PM7 MACHINE CONNECTOR (5PCS=EH/BOX) | DENTAL SUPPLIES (LABORATORY, IMPLANT AND MAXILLOFACIAL SURGERY) SUPPLEMENTARY
13975 | 4215224021200 | BLOCK FOR ALL CERAMIC GLASS-CERAMIC LITHIUM DISILICATE CAD HT (HIGH TRANSLUCENCY) SIZE I12 SHADE A2 COMPATIBLE WITH PM7 MACHINE CONNECTOR (5PCS=EH/BOX) | DENTAL SUPPLIES (LABORATORY, IMPLANT AND MAXILLOFACIAL SURGERY) SUPPLEMENTARY
13976 | 4215224021100 | BLOCK FOR ALL CERAMIC GLASS-CERAMIC LITHIUM DISILICATE CAD HT (HIGH TRANSLUCENCY) SIZE I12 SHADE A3 COMPATIBLE WITH PM7 MACHINE CONNECTOR (5PCS=EH/BOX) | DENTAL SUPPLIES (LABORATORY, IMPLANT AND MAXILLOFACIAL SURGERY) SUPPLEMENTARY
13977 | 4215224021000 | BLOCK FOR ALL CERAMIC GLASS-CERAMIC LITHIUM DISILICATE CAD HT (HIGH TRANSLUCENCY) SIZE I12 SHADE A4 COMPATIBLE WITH PM7 MACHINE CONNECTOR (5PCS=EH/BOX) | DENTAL SUPPLIES (LABORATORY, IMPLANT AND MAXILLOFACIAL SURGERY) SUPPLEMENTARY
13978 | 4215224020900 | BLOCK FOR ALL CERAMIC GLASS-CERAMIC LITHIUM DISILICATE CAD HT (HIGH TRANSLUCENCY) SIZE I12 SHADE B1 COMPATIBLE WITH PM7 MACHINE CONNECTOR (5PCS=EH/BOX) | DENTAL SUPPLIES (LABORATORY, IMPLANT AND MAXILLOFACIAL SURGERY) SUPPLEMENTARY
13979 | 4215224020800 | BLOCK FOR ALL CERAMIC GLASS-CERAMIC LITHIUM DISILICATE CAD HT (HIGH TRANSLUCENCY) SIZE I12 SHADE B2 COMPATIBLE WITH PM7 MACHINE CONNECTOR (5PCS=EH/BOX) | DENTAL SUPPLIES (LABORATORY, IMPLANT AND MAXILLOFACIAL SURGERY) SUPPLEMENTARY
13980 | 4215224020700 | BLOCK FOR ALL CERAMIC GLASS-CERAMIC LITHIUM DISILICATE CAD HT (HIGH TRANSLUCENCY) SIZE I12 SHADE B3 COMPATIBLE WITH PM7 MACHINE CONNECTOR (5PCS=EH/BOX) | DENTAL SUPPLIES (LABORATORY, IMPLANT AND MAXILLOFACIAL SURGERY) SUPPLEMENTARY
13981 | 4215224020600 | BLOCK FOR ALL CERAMIC GLASS-CERAMIC LITHIUM DISILICATE CAD HT (HIGH TRANSLUCENCY) SIZE I12 SHADE B4 COMPATIBLE WITH PM7 MACHINE CONNECTOR (5PCS=EH/BOX) | DENTAL SUPPLIES (LABORATORY, IMPLANT AND MAXILLOFACIAL SURGERY) SUPPLEMENTARY
13982 | 4215224020500 | BLOCK FOR ALL CERAMIC GLASS-CERAMIC LITHIUM DISILICATE CAD HT (HIGH TRANSLUCENCY) SIZE I12 SHADE C1 COMPATIBLE WITH PM7 MACHINE CONNECTOR (5PCS=EH/BOX) | DENTAL SUPPLIES (LABORATORY, IMPLANT AND MAXILLOFACIAL SURGERY) SUPPLEMENTARY
13983 | 4215224020400 | BLOCK FOR ALL CERAMIC GLASS-CERAMIC LITHIUM DISILICATE CAD HT (HIGH TRANSLUCENCY) SIZE I12 SHADE C2 COMPATIBLE WITH PM7 MACHINE CONNECTOR (5PCS=EH/BOX) | DENTAL SUPPLIES (LABORATORY, IMPLANT AND MAXILLOFACIAL SURGERY) SUPPLEMENTARY
13984 | 4215224020300 | BLOCK FOR ALL CERAMIC GLASS-CERAMIC LITHIUM DISILICATE CAD HT (HIGH TRANSLUCENCY) SIZE I12 SHADE C3 COMPATIBLE WITH PM7 MACHINE CONNECTOR (5PCS=EH/BOX) | DENTAL SUPPLIES (LABORATORY, IMPLANT AND MAXILLOFACIAL SURGERY) SUPPLEMENTARY
13985 | 4215224020200 | BLOCK FOR ALL CERAMIC GLASS-CERAMIC LITHIUM DISILICATE CAD HT (HIGH TRANSLUCENCY) SIZE I12 SHADE C4 COMPATIBLE WITH PM7 MACHINE CONNECTOR (5PCS=EH/BOX) | DENTAL SUPPLIES (LABORATORY, IMPLANT AND MAXILLOFACIAL SURGERY) SUPPLEMENTARY
13986 | 4215224020100 | BLOCK FOR ALL CERAMIC GLASS-CERAMIC LITHIUM DISILICATE CAD HT (HIGH TRANSLUCENCY) SIZE I12 SHADE D2 COMPATIBLE WITH PM7 MACHINE CONNECTOR (5PCS=EH/BOX) | DENTAL SUPPLIES (LABORATORY, IMPLANT AND MAXILLOFACIAL SURGERY) SUPPLEMENTARY
13987 | 4215224021600 | BLOCK FOR ALL CERAMIC GLASS-CERAMIC LITHIUM DISILICATE (LS2) CAD HT (HIGH TRANSLUCENCY) SIZE C14 SHADE D2 COMPATIBLE WITH PM7 MACHINE CONNECTOR (5PCS=EH/BOX) | DENTAL SUPPLIES (LABORATORY, IMPLANT AND MAXILLOFACIAL SURGERY) SUPPLEMENTARY
13988 | 4215224021700 | BLOCK FOR ALL CERAMIC GLASS-CERAMIC LITHIUM DISILICATE (LS2) CAD HT (HIGH TRANSLUCENCY) SIZE C14 SHADE C4 COMPATIBLE WITH PM7 MACHINE CONNECTOR (5PCS=EH/BOX) | DENTAL SUPPLIES (LABORATORY, IMPLANT AND MAXILLOFACIAL SURGERY) SUPPLEMENTARY
13989 | 4215224021800 | BLOCK FOR ALL CERAMIC GLASS-CERAMIC LITHIUM DISILICATE (LS2) CAD HT (HIGH TRANSLUCENCY) SIZE C14 SHADE C3 COMPATIBLE WITH PM7 MACHINE CONNECTOR (5PCS=EH/BOX) | DENTAL SUPPLIES (LABORATORY, IMPLANT AND MAXILLOFACIAL SURGERY) SUPPLEMENTARY
13990 | 4215223700000 | ROD DENTAL SOLDER UNIVERSAL PREFLUXED LOW MELTING ORTHODONTIC SOLDERING SILVER SOLDER CADMIUM FREE (PKT=EA) | DENTAL SUPPLIES (LABORATORY, IMPLANT AND MAXILLOFACIAL SURGERY) SUPPLEMENTARY
13991 | 4215224021900 | BLOCK FOR ALL CERAMIC GLASS-CERAMIC LITHIUM DISILICATE (LS2) CAD HT (HIGH TRANSLUCENCY) SIZE C14 SHADE C2 COMPATIBLE WITH PM7 MACHINE CONNECTOR (5PCS=EH/BOX) | DENTAL SUPPLIES (LABORATORY, IMPLANT AND MAXILLOFACIAL SURGERY) SUPPLEMENTARY
13992 | 4215224022000 | BLOCK FOR ALL CERAMIC GLASS-CERAMIC LITHIUM DISILICATE (LS2) CAD HT (HIGH TRANSLUCENCY) SIZE C14 SHADE C1 COMPATIBLE WITH PM7 MACHINE CONNECTOR (5PCS=EH/BOX) | DENTAL SUPPLIES (LABORATORY, IMPLANT AND MAXILLOFACIAL SURGERY) SUPPLEMENTARY
13993 | 4215224022100 | BLOCK FOR ALL CERAMIC GLASS-CERAMIC LITHIUM DISILICATE (LS2) CAD HT (HIGH TRANSLUCENCY) SIZE C14 SHADE B4 COMPATIBLE WITH PM7 MACHINE CONNECTOR (5PCS=EH/BOX) | DENTAL SUPPLIES (LABORATORY, IMPLANT AND MAXILLOFACIAL SURGERY) SUPPLEMENTARY
13994 | 4215224022200 | BLOCK FOR ALL CERAMIC GLASS-CERAMIC LITHIUM DISILICATE (LS2) CAD HT (HIGH TRANSLUCENCY) SIZE C14 SHADE B3 COMPATIBLE WITH PM7 MACHINE CONNECTOR (5PCS=EH/BOX) | DENTAL SUPPLIES (LABORATORY, IMPLANT AND MAXILLOFACIAL SURGERY) SUPPLEMENTARY
13995 | 4215224022400 | BLOCK FOR ALL CERAMIC GLASS-CERAMIC LITHIUM DISILICATE (LS2) CAD HT (HIGH TRANSLUCENCY) SIZE C14 SHADE B1 COMPATIBLE WITH PM7 MACHINE CONNECTOR (5PCS=EH/BOX) | DENTAL SUPPLIES (LABORATORY, IMPLANT AND MAXILLOFACIAL SURGERY) SUPPLEMENTARY
13996 | 4215220047000 | ZIRCONIUM DISC/MULTI-LAYER CLASSIC SHADE 98 DIAMETER SIZE 20 SHADE C2 | DENTAL SUPPLIES (LABORATORY, IMPLANT AND MAXILLOFACIAL SURGERY) SUPPLEMENTARY
13997 | 4215224019100 | BLOCK FOR ALL CERAMIC GLASS-CERAMIC LITHIUM DISILICATE CAD LT (LOW TRANSLUCENCY) SIZE C14 SHADE B4 COMPATIBLE WITH PM7 MACHINE CONNECTOR (5PCS=EH/BOX) | DENTAL SUPPLIES (LABORATORY, IMPLANT AND MAXILLOFACIAL SURGERY) SUPPLEMENTARY
13998 | 4215224018900 | BLOCK FOR ALL CERAMIC GLASS-CERAMIC LITHIUM DISILICATE CAD LT (LOW TRANSLUCENCY) SIZE C14 SHADE C2 COMPATIBLE WITH PM7 MACHINE CONNECTOR (5PCS=EH/BOX) | DENTAL SUPPLIES (LABORATORY, IMPLANT AND MAXILLOFACIAL SURGERY) SUPPLEMENTARY
13999 | 4215224001100 | ZIRCONIUM (HIGHLY TRANSLUCENT HIGHLY STRENGTH) PRE-SHADED DISC/MULTI-LAYER 98 DIAMETER SIZE 16 SHADE B2 COMPATIBLE WITH EACH HOSPITAL SYSTEM | DENTAL SUPPLIES (LABORATORY, IMPLANT AND MAXILLOFACIAL SURGERY) SUPPLEMENTARY
14000 | 4215224015900 | DENTAL TOOL GRINDING BUR SIZE D1.0*L10*45 COMPATIBLE WITH ARUM MILLING MACHINE OR EQUIVALENT | DENTAL SUPPLIES (LABORATORY, IMPLANT AND MAXILLOFACIAL SURGERY) SUPPLEMENTARY
14001 | 4215224001200 | ZIRCONIUM (HIGHLY TRANSLUCENT HIGHLY STRENGTH) PRE-SHADED DISC/MULTI-LAYER 98 DIAMETER SIZE 16 SHADE A2 COMPATIBLE WITH EACH HOSPITAL SYSTEM | DENTAL SUPPLIES (LABORATORY, IMPLANT AND MAXILLOFACIAL SURGERY) SUPPLEMENTARY
14002 | 4215224001300 | ZIRCONIUM (HIGHLY TRANSLUCENT HIGHLY STRENGTH) PRE-SHADED DISC/MULTI-LAYER 98 DIAMETER SIZE 16 SHADE A1 COMPATIBLE WITH EACH HOSPITAL SYSTEM | DENTAL SUPPLIES (LABORATORY, IMPLANT AND MAXILLOFACIAL SURGERY) SUPPLEMENTARY
14003 | 4215224001400 | ZIRCONIUM (HIGHLY TRANSLUCENT HIGHLY STRENGTH) PRE-SHADED DISC/MULTI-LAYER 98 DIAMETER SIZE 14 SHADE B3 COMPATIBLE WITH EACH HOSPITAL SYSTEM | DENTAL SUPPLIES (LABORATORY, IMPLANT AND MAXILLOFACIAL SURGERY) SUPPLEMENTARY
14004 | 4215224015800 | DENTAL TOOL GRINDING BUR SIZE D1.0*L10*50 COMPATIBLE WITH ARUM MILLING MACHINE OR EQUIVALENT | DENTAL SUPPLIES (LABORATORY, IMPLANT AND MAXILLOFACIAL SURGERY) SUPPLEMENTARY
14005 | 4215224015700 | DENTAL TOOL GRINDING BUR SIZE D1.5*L12*50 COMPATIBLE WITH ARUM MILLING MACHINE OR EQUIVALENT | DENTAL SUPPLIES (LABORATORY, IMPLANT AND MAXILLOFACIAL SURGERY) SUPPLEMENTARY
14006 | 4215224015600 | DENTAL TOOL GRINDING BUR SIZE D2.5*L12*45 COMPATIBLE WITH ARUM MILLING MACHINE OR EQUIVALENT | DENTAL SUPPLIES (LABORATORY, IMPLANT AND MAXILLOFACIAL SURGERY) SUPPLEMENTARY
14007 | 4215224015500 | DENTAL TOOL METAL BUR SIZE D0.6*L03*50 COMPATIBLE WITH ARUM MILLING MACHINE OR EQUIVALENT | DENTAL SUPPLIES (LABORATORY, IMPLANT AND MAXILLOFACIAL SURGERY) SUPPLEMENTARY
14008 | 4215224015400 | DENTAL TOOL METAL BUR SIZE D0.6*L06*50 COMPATIBLE WITH ARUM MILLING MACHINE OR EQUIVALENT | DENTAL SUPPLIES (LABORATORY, IMPLANT AND MAXILLOFACIAL SURGERY) SUPPLEMENTARY
14009 | 4215224015300 | DENTAL TOOL METAL BUR SIZE D1.0*L08*42 COMPATIBLE WITH ARUM MILLING MACHINE OR EQUIVALENT | DENTAL SUPPLIES (LABORATORY, IMPLANT AND MAXILLOFACIAL SURGERY) SUPPLEMENTARY
14010 | 4215224015200 | DENTAL TOOL METAL BUR SIZE D1.0*L10*50 COMPATIBLE WITH ARUM MILLING MACHINE OR EQUIVALENT | DENTAL SUPPLIES (LABORATORY, IMPLANT AND MAXILLOFACIAL SURGERY) SUPPLEMENTARY
14011 | 4215224015100 | DENTAL TOOL METAL BUR SIZE D1.5*L05*R0.1*50 COMPATIBLE WITH ARUM MILLING MACHINE OR EQUIVALENT | DENTAL SUPPLIES (LABORATORY, IMPLANT AND MAXILLOFACIAL SURGERY) SUPPLEMENTARY
14012 | 4215224015000 | DENTAL TOOL METAL BUR SIZE D1.5*L07*50 COMPATIBLE WITH ARUM MILLING MACHINE OR EQUIVALENT | DENTAL SUPPLIES (LABORATORY, IMPLANT AND MAXILLOFACIAL SURGERY) SUPPLEMENTARY
14013 | 4215224014900 | DENTAL TOOL METAL BUR SIZE D1.5*L10*43 COMPATIBLE WITH ARUM MILLING MACHINE OR EQUIVALENT | DENTAL SUPPLIES (LABORATORY, IMPLANT AND MAXILLOFACIAL SURGERY) SUPPLEMENTARY
14014 | 4215224014800 | DENTAL TOOL METAL BUR SIZE D1.5*L10*50 COMPATIBLE WITH ARUM MILLING MACHINE OR EQUIVALENT | DENTAL SUPPLIES (LABORATORY, IMPLANT AND MAXILLOFACIAL SURGERY) SUPPLEMENTARY
14015 | 4215224014700 | DENTAL TOOL METAL BUR SIZE D1.5*L14*50 COMPATIBLE WITH ARUM MILLING MACHINE OR EQUIVALENT | DENTAL SUPPLIES (LABORATORY, IMPLANT AND MAXILLOFACIAL SURGERY) SUPPLEMENTARY
14016 | 4215224014600 | DENTAL TOOL METAL BUR SIZE D2.0*L12*44 COMPATIBLE WITH ARUM MILLING MACHINE OR EQUIVALENT | DENTAL SUPPLIES (LABORATORY, IMPLANT AND MAXILLOFACIAL SURGERY) SUPPLEMENTARY
14017 | 4215224014500 | DENTAL TOOL METAL BUR SIZE D2.0*L12*50 COMPATIBLE WITH ARUM MILLING MACHINE OR EQUIVALENT | DENTAL SUPPLIES (LABORATORY, IMPLANT AND MAXILLOFACIAL SURGERY) SUPPLEMENTARY
14018 | 4215224014400 | DENTAL TOOL METAL BUR SIZE D2.0*L18*55 COMPATIBLE WITH ARUM MILLING MACHINE OR EQUIVALENT | DENTAL SUPPLIES (LABORATORY, IMPLANT AND MAXILLOFACIAL SURGERY) SUPPLEMENTARY
14019 | 4215224014300 | DENTAL TOOL METAL BUR SIZE D2.0*L18*R0.2*55 COMPATIBLE WITH ARUM MILLING MACHINE OR EQUIVALENT | DENTAL SUPPLIES (LABORATORY, IMPLANT AND MAXILLOFACIAL SURGERY) SUPPLEMENTARY
14020 | 4215224014200 | DENTAL TOOL METAL BUR SIZE D3.0*L12*50 COMPATIBLE WITH ARUM MILLING MACHINE OR EQUIVALENT | DENTAL SUPPLIES (LABORATORY, IMPLANT AND MAXILLOFACIAL SURGERY) SUPPLEMENTARY
14021 | 4215220048300 | ZIRCONIUM DISC/MULTI-LAYER CLASSIC SHADE 98 DIAMETER SIZE 16 SHADE D2 | DENTAL SUPPLIES (LABORATORY, IMPLANT AND MAXILLOFACIAL SURGERY) SUPPLEMENTARY
14022 | 4215224016100 | DENTAL TOOL GRINDING BUR SIZE D0.6*L08*41 COMPATIBLE WITH ARUM MILLING MACHINE OR EQUIVALENT | DENTAL SUPPLIES (LABORATORY, IMPLANT AND MAXILLOFACIAL SURGERY) SUPPLEMENTARY
14023 | 4215224007100 | DENTAL TOOLS DRILL 6MM SHAFT - PMMA/WAX SHAFT - 2.5 MM - 3 BLADES - L=20MM COMPATIBLE WITH IMES ICORE MILLING MACHINE OR EQUIVALENT | DENTAL SUPPLIES (LABORATORY, IMPLANT AND MAXILLOFACIAL SURGERY) SUPPLEMENTARY
14024 | 4215224016200 | DENTAL TOOL GRINDING BUR SIZE D0.6*L08*40 COMPATIBLE WITH ARUM MILLING MACHINE OR EQUIVALENT | DENTAL SUPPLIES (LABORATORY, IMPLANT AND MAXILLOFACIAL SURGERY) SUPPLEMENTARY
14025 | 4215224016400 | DENTAL TOOL GRINDING BUR SIZE D2.5*L12*44.5 COMPATIBLE WITH ARUM MILLING MACHINE OR EQUIVALENT | DENTAL SUPPLIES (LABORATORY, IMPLANT AND MAXILLOFACIAL SURGERY) SUPPLEMENTARY
14026 | 4215224018800 | BLOCK FOR ALL CERAMIC GLASS-CERAMIC LITHIUM DISILICATE CAD LT (LOW TRANSLUCENCY) SIZE C14 SHADE C3 COMPATIBLE WITH PM7 MACHINE CONNECTOR (5PCS=EH/BOX) | DENTAL SUPPLIES (LABORATORY, IMPLANT AND MAXILLOFACIAL SURGERY) SUPPLEMENTARY
14027 | 4215224018700 | BLOCK FOR ALL CERAMIC GLASS-CERAMIC LITHIUM DISILICATE CAD LT (LOW TRANSLUCENCY) SIZE C14 SHADE C4 COMPATIBLE WITH PM7 MACHINE CONNECTOR (5PCS=EH/BOX) | DENTAL SUPPLIES (LABORATORY, IMPLANT AND MAXILLOFACIAL SURGERY) SUPPLEMENTARY
14028 | 4215224018600 | BLOCK FOR ALL CERAMIC GLASS-CERAMIC LITHIUM DISILICATE CAD LT (LOW TRANSLUCENCY) SIZE C14 SHADE D2 COMPATIBLE WITH PM7 MACHINE CONNECTOR (5PCS=EH/BOX) | DENTAL SUPPLIES (LABORATORY, IMPLANT AND MAXILLOFACIAL SURGERY) SUPPLEMENTARY
14029 | 4215224018500 | BLOCK FOR ALL CERAMIC GLASS-CERAMIC LITHIUM DISILICATE CAD LT (LOW TRANSLUCENCY) SIZE C14 SHADE D3 COMPATIBLE WITH PM7 MACHINE CONNECTOR (5PCS=EH/BOX) | DENTAL SUPPLIES (LABORATORY, IMPLANT AND MAXILLOFACIAL SURGERY) SUPPLEMENTARY
14030 | 4215224018400 | BLOCK FOR ALL CERAMIC GLASS-CERAMIC LITHIUM DISILICATE CAD LT (LOW TRANSLUCENCY) SIZE C14 SHADE D4 COMPATIBLE WITH PM7 MACHINE CONNECTOR (5PCS=EH/BOX) | DENTAL SUPPLIES (LABORATORY, IMPLANT AND MAXILLOFACIAL SURGERY) SUPPLEMENTARY
14031 | 4215224018300 | VACUUM FORMING SHEET, FOR DENTAL ORTHODONTIC ALIGNERS, CLEAR, ROUND, DIAMETER 125 MM, THICKNESS RANGE 0.35–0.75 MM | DENTAL SUPPLIES (LABORATORY, IMPLANT AND MAXILLOFACIAL SURGERY) SUPPLEMENTARY
14032 | 4215224018200 | CLEANING SOLUTION (2 GAL CUBITAINER) COMPATIBLE WITH PROJET MJP 5600 PRINTER OR EQUIVALENT | DENTAL SUPPLIES (LABORATORY, IMPLANT AND MAXILLOFACIAL SURGERY) SUPPLEMENTARY
14033 | 4215224018100 | COLD (SELF CURE) ACRYLIC RESIN POWDER CLEAR COLOR APPROXIMATELY 1KG POWDER + WITH RATIO (1: 0.5 )LIQUID + MIXING CUPS | DENTAL SUPPLIES (LABORATORY, IMPLANT AND MAXILLOFACIAL SURGERY) SUPPLEMENTARY
14034 | 4215224018000 | COM.ETC.5X200 DISK CARTRIDGE .A0 COMPATIBLE WITH ARUM MILLING MACHINE OR EQUIVALENT | DENTAL SUPPLIES (LABORATORY, IMPLANT AND MAXILLOFACIAL SURGERY) SUPPLEMENTARY
14035 | 4215224017900 | COM.ETC.5X300 DISK CARTRIDGE .A0 COMPATIBLE WITH ARUM MILLING MACHINE OR EQUIVALENT | DENTAL SUPPLIES (LABORATORY, IMPLANT AND MAXILLOFACIAL SURGERY) SUPPLEMENTARY
14036 | 4215224017800 | COOLANT OIL FOR ARUM MILLING MACHINE | DENTAL SUPPLIES (LABORATORY, IMPLANT AND MAXILLOFACIAL SURGERY) SUPPLEMENTARY
14037 | 4215224017600 | DENTAL GRINDER TURBO INVERTED CONE 3.5X11MM HP | DENTAL SUPPLIES (LABORATORY, IMPLANT AND MAXILLOFACIAL SURGERY) SUPPLEMENTARY
14038 | 4215224017500 | DENTAL GRINDER TURBO INVERTED CONE WITH RECESS 12X8MM HP | DENTAL SUPPLIES (LABORATORY, IMPLANT AND MAXILLOFACIAL SURGERY) SUPPLEMENTARY
14039 | 4215224017400 | DENTAL HYRAX EXPANSION STRAIGHT SCREWS SOLDERED 4 ARMS 12MM | DENTAL SUPPLIES (LABORATORY, IMPLANT AND MAXILLOFACIAL SURGERY) SUPPLEMENTARY
14040 | 4215224017300 | DENTAL HYRAX EXPANSION STRAIGHT SCREWS SOLDERED 4 ARMS 7MM | DENTAL SUPPLIES (LABORATORY, IMPLANT AND MAXILLOFACIAL SURGERY) SUPPLEMENTARY
14041 | 4215224017200 | DENTAL TOOL GLASS CERAMICS MILLING BUR SIZE 0.60 RADIUS GRINDING TOOL COMPATIBLE WITH VHF R5 MILLING MACHINE OR EQUIVALENT | DENTAL SUPPLIES (LABORATORY, IMPLANT AND MAXILLOFACIAL SURGERY) SUPPLEMENTARY
14042 | 4215224017100 | DENTAL TOOL GLASS CERAMICS MILLING BUR SIZE 0.60 TORUS GRINDING TOOL COMPATIBLE WITH VHF R5 MILLING MACHINE OR EQUIVALENT | DENTAL SUPPLIES (LABORATORY, IMPLANT AND MAXILLOFACIAL SURGERY) SUPPLEMENTARY
14043 | 4215224017000 | DENTAL TOOL GLASS CERAMICS MILLING BUR SIZE 1 RADIUS GRINDING TOOL COMPATIBLE WITH VHF R5 MILLING MACHINE OR EQUIVALENT | DENTAL SUPPLIES (LABORATORY, IMPLANT AND MAXILLOFACIAL SURGERY) SUPPLEMENTARY
14044 | 4215224016900 | DENTAL TOOL GLASS CERAMICS MILLING BUR SIZE 1.2 TORUS GRINDING TOOL COMPATIBLE WITH VHF R5 MILLING MACHINE OR EQUIVALENT | DENTAL SUPPLIES (LABORATORY, IMPLANT AND MAXILLOFACIAL SURGERY) SUPPLEMENTARY
14045 | 4215224016800 | DENTAL TOOL GLASS CERAMICS MILLING BUR SIZE 2.4 RADIUS GRINDING TOOL COMPATIBLE WITH VHF R5 MILLING MACHINE OR EQUIVALENT | DENTAL SUPPLIES (LABORATORY, IMPLANT AND MAXILLOFACIAL SURGERY) SUPPLEMENTARY
14046 | 4215224016700 | DENTAL TOOL GRINDING BUR SIZE D1.0*L10*44.5 COMPATIBLE WITH ARUM MILLING MACHINE OR EQUIVALENT | DENTAL SUPPLIES (LABORATORY, IMPLANT AND MAXILLOFACIAL SURGERY) SUPPLEMENTARY
14047 | 4215224016600 | DENTAL TOOL GRINDING BUR SIZE D1.5*L10*45 COMPATIBLE WITH ARUM MILLING MACHINE OR EQUIVALENT | DENTAL SUPPLIES (LABORATORY, IMPLANT AND MAXILLOFACIAL SURGERY) SUPPLEMENTARY
14048 | 4215224016500 | DENTAL TOOL GRINDING BUR SIZE D2.5*L10*50 COMPATIBLE WITH ARUM MILLING MACHINE OR EQUIVALENT | DENTAL SUPPLIES (LABORATORY, IMPLANT AND MAXILLOFACIAL SURGERY) SUPPLEMENTARY
14049 | 4215224016300 | DENTAL TOOL GRINDING BUR SIZE D1.5*L10*44.5 COMPATIBLE WITH ARUM MILLING MACHINE OR EQUIVALENT | DENTAL SUPPLIES (LABORATORY, IMPLANT AND MAXILLOFACIAL SURGERY) SUPPLEMENTARY
14050 | 4215224007000 | DENTAL TOOLS DRILL 6MM SHAFT - PMMA/WAX/ZR RADIUS - 1.5 MM - 2 BLADES - L=15MM (LONG)COMPATIBLE WITH IMES ICORE MILLING MACHINE OR EQUIVALENT | DENTAL SUPPLIES (LABORATORY, IMPLANT AND MAXILLOFACIAL SURGERY) SUPPLEMENTARY
14051 | 4215224005100 | RIGID ABS LIKE UV CURABLE PLASTIC OPAQUE WHITE MATERIAL WHITE (2.0 KG BOTTLE) COMPATIBLE WITH PROJET MJP 5600 PRINTER OR EQUIVALENT | DENTAL SUPPLIES (LABORATORY, IMPLANT AND MAXILLOFACIAL SURGERY) SUPPLEMENTARY
14052 | 4215224006800 | DENTAL TOOLS DRILL 6MM SHAFT - QUATTRO SPEED MILLING TOOL - 3.0 MM - 4 BLADES - L=15MM | DENTAL SUPPLIES (LABORATORY, IMPLANT AND MAXILLOFACIAL SURGERY) SUPPLEMENTARY
14053 | 4215224002300 | ZIRCONIUM PRE-SHADED DISC/MULTI-LAYER 95 DIAMETER SIZE 20 SHADE A1 COMPATIBLE WITH ZIRKONZAHN MILLING MACHINE OR EQUIVALENT | DENTAL SUPPLIES (LABORATORY, IMPLANT AND MAXILLOFACIAL SURGERY) SUPPLEMENTARY
14054 | 4215224002200 | ZIRCONIUM PRE-SHADED DISC/MULTI-LAYER 95 DIAMETER SIZE 20 SHADE A2 COMPATIBLE WITH ZIRKONZAHN MILLING MACHINE OR EQUIVALENT | DENTAL SUPPLIES (LABORATORY, IMPLANT AND MAXILLOFACIAL SURGERY) SUPPLEMENTARY
14055 | 4215224001600 | ZIRCONIUM PRE-SHADED DISC/MULTI-LAYER 95 DIAMETER SIZE 22 SHADE B2 COMPATIBLE WITH ZIRKONZAHN MILLING MACHINE OR EQUIVALENT | DENTAL SUPPLIES (LABORATORY, IMPLANT AND MAXILLOFACIAL SURGERY) SUPPLEMENTARY
14056 | 4215241601800 | INGOTS GLASS-CERAMIC 'LITHIUM DISILICATE' PRESS (HIGH TRANSLUCENCY) HT A1 (PCS/BOX=EA) | DENTAL SUPPLIES (LABORATORY, IMPLANT AND MAXILLOFACIAL SURGERY) SUPPLEMENTARY
14057 | 4215241601900 | INGOTS GLASS-CERAMIC 'LITHIUM DISILICATE' PRESS (HIGH TRANSLUCENCY) HT A2 (PCS/BOX=EA) | DENTAL SUPPLIES (LABORATORY, IMPLANT AND MAXILLOFACIAL SURGERY) SUPPLEMENTARY
14058 | 4215241602000 | INGOTS GLASS-CERAMIC 'LITHIUM DISILICATE' PRESS (HIGH TRANSLUCENCY) HT B1 (PCS/BOX=EA) | DENTAL SUPPLIES (LABORATORY, IMPLANT AND MAXILLOFACIAL SURGERY) SUPPLEMENTARY
14059 | 4215241602100 | INGOTS GLASS-CERAMIC 'LITHIUM DISILICATE' PRESS (HIGH TRANSLUCENCY) HT B2 (PCS/BOX=EA) | DENTAL SUPPLIES (LABORATORY, IMPLANT AND MAXILLOFACIAL SURGERY) SUPPLEMENTARY
14060 | 4215241602200 | INGOTS GLASS-CERAMIC 'LITHIUM DISILICATE' PRESS (HIGH TRANSLUCENCY) HT C2 (PCS/BOX=EA) | DENTAL SUPPLIES (LABORATORY, IMPLANT AND MAXILLOFACIAL SURGERY) SUPPLEMENTARY
14061 | 4215241602300 | INGOTS GLASS-CERAMIC 'LITHIUM DISILICATE' PRESS (HIGH TRANSLUCENCY) HT D2 (PCS/BOX=EA) | DENTAL SUPPLIES (LABORATORY, IMPLANT AND MAXILLOFACIAL SURGERY) SUPPLEMENTARY
14062 | 4215241602900 | INGOTS GLASS-CERAMIC 'LITHIUM DISILICATE' PRESS HT (HIGH TRANSLUCENCY) A4 (PCS/BOX=EA) | DENTAL SUPPLIES (LABORATORY, IMPLANT AND MAXILLOFACIAL SURGERY) SUPPLEMENTARY
14063 | 4215241603000 | INGOTS GLASS-CERAMIC 'LITHIUM DISILICATE' PRESS HT (HIGH TRANSLUCENCY) B3 (PCS/BOX=EA) | DENTAL SUPPLIES (LABORATORY, IMPLANT AND MAXILLOFACIAL SURGERY) SUPPLEMENTARY
14064 | 4215241603100 | INGOTS GLASS-CERAMIC 'LITHIUM DISILICATE' PRESS HT (HIGH TRANSLUCENCY) B4 (PCS/BOX=EA) | DENTAL SUPPLIES (LABORATORY, IMPLANT AND MAXILLOFACIAL SURGERY) SUPPLEMENTARY
14065 | 4215241603200 | INGOTS GLASS-CERAMIC 'LITHIUM DISILICATE' PRESS HT (HIGH TRANSLUCENCY) BL2 (PCS/BOX=EA) | DENTAL SUPPLIES (LABORATORY, IMPLANT AND MAXILLOFACIAL SURGERY) SUPPLEMENTARY
14066 | 4215241603300 | INGOTS GLASS-CERAMIC 'LITHIUM DISILICATE' PRESS HT (HIGH TRANSLUCENCY) BL3 (PCS/BOX=EA) | DENTAL SUPPLIES (LABORATORY, IMPLANT AND MAXILLOFACIAL SURGERY) SUPPLEMENTARY
14067 | 4215241603400 | INGOTS GLASS-CERAMIC 'LITHIUM DISILICATE' PRESS HT (HIGH TRANSLUCENCY) BL4 (PCS/BOX=EA) | DENTAL SUPPLIES (LABORATORY, IMPLANT AND MAXILLOFACIAL SURGERY) SUPPLEMENTARY
14068 | 4215241603500 | INGOTS GLASS-CERAMIC 'LITHIUM DISILICATE' PRESS HT (HIGH TRANSLUCENCY) C1 (PCS/BOX=EA) | DENTAL SUPPLIES (LABORATORY, IMPLANT AND MAXILLOFACIAL SURGERY) SUPPLEMENTARY
14069 | 4215241603600 | INGOTS GLASS-CERAMIC 'LITHIUM DISILICATE' PRESS HT (HIGH TRANSLUCENCY) C3 (PCS/BOX=EA) | DENTAL SUPPLIES (LABORATORY, IMPLANT AND MAXILLOFACIAL SURGERY) SUPPLEMENTARY
14070 | 4215241603700 | INGOTS GLASS-CERAMIC 'LITHIUM DISILICATE' PRESS HT (HIGH TRANSLUCENCY) C4 (PCS/BOX=EA) | DENTAL SUPPLIES (LABORATORY, IMPLANT AND MAXILLOFACIAL SURGERY) SUPPLEMENTARY
14071 | 4215241603800 | INGOTS GLASS-CERAMIC 'LITHIUM DISILICATE' PRESS HT (HIGH TRANSLUCENCY) D3 (PCS/BOX=EA) | DENTAL SUPPLIES (LABORATORY, IMPLANT AND MAXILLOFACIAL SURGERY) SUPPLEMENTARY
14072 | 4215241606900 | INGOTS GLASS-CERAMIC 'LITHIUM DISILICATE' PRESS MT (MEDIUM TRANSLUCENCY) A1 (PCS/BOX=EA) | DENTAL SUPPLIES (LABORATORY, IMPLANT AND MAXILLOFACIAL SURGERY) SUPPLEMENTARY
14073 | 4215241607000 | INGOTS GLASS-CERAMIC 'LITHIUM DISILICATE' PRESS MT (MEDIUM TRANSLUCENCY) A2 (PCS/BOX=EA) | DENTAL SUPPLIES (LABORATORY, IMPLANT AND MAXILLOFACIAL SURGERY) SUPPLEMENTARY
14074 | 4215224002400 | ZIRCONIUM PRE-SHADED DISC/MULTI-LAYER 95 DIAMETER SIZE 18 SHADE B2 COMPATIBLE WITH ZIRKONZAHN MILLING MACHINE OR EQUIVALENT | DENTAL SUPPLIES (LABORATORY, IMPLANT AND MAXILLOFACIAL SURGERY) SUPPLEMENTARY
14075 | 4215241607100 | INGOTS GLASS-CERAMIC 'LITHIUM DISILICATE' PRESS MT (MEDIUM TRANSLUCENCY) A3 (PCS/BOX=EA) | DENTAL SUPPLIES (LABORATORY, IMPLANT AND MAXILLOFACIAL SURGERY) SUPPLEMENTARY
14076 | 4215224002500 | ZIRCONIUM PRE-SHADED DISC/MULTI-LAYER 95 DIAMETER SIZE 18 SHADE B1 COMPATIBLE WITH ZIRKONZAHN MILLING MACHINE OR EQUIVALENT | DENTAL SUPPLIES (LABORATORY, IMPLANT AND MAXILLOFACIAL SURGERY) SUPPLEMENTARY
14077 | 4215224002700 | ZIRCONIUM PRE-SHADED DISC/MULTI-LAYER 95 DIAMETER SIZE 18 SHADE A3 COMPATIBLE WITH ZIRKONZAHN MILLING MACHINE OR EQUIVALENT | DENTAL SUPPLIES (LABORATORY, IMPLANT AND MAXILLOFACIAL SURGERY) SUPPLEMENTARY
14078 | 4215241593600 | BLOCK FOR ALL CERAMIC GLASS-CERAMIC LITHIUM DISILICATE CAD LT (LOW TRANSLUCENCY) SIZE C14 SHADE B4 COMPATIBLE WITH CEREC MACHINE CONNECTOR (5PCS=EH/BOX) | DENTAL SUPPLIES (LABORATORY, IMPLANT AND MAXILLOFACIAL SURGERY) SUPPLEMENTARY
14079 | 4215241593700 | BLOCK FOR ALL CERAMIC GLASS-CERAMIC LITHIUM DISILICATE CAD LT (LOW TRANSLUCENCY) SIZE C14 SHADE C1 COMPATIBLE WITH CEREC MACHINE CONNECTOR (5PCS=EH/BOX) | DENTAL SUPPLIES (LABORATORY, IMPLANT AND MAXILLOFACIAL SURGERY) SUPPLEMENTARY
14080 | 4215241593800 | BLOCK FOR ALL CERAMIC GLASS-CERAMIC LITHIUM DISILICATE CAD LT (LOW TRANSLUCENCY) SIZE C14 SHADE C2 COMPATIBLE WITH CEREC MACHINE CONNECTOR (5PCS=EH/BOX) | DENTAL SUPPLIES (LABORATORY, IMPLANT AND MAXILLOFACIAL SURGERY) SUPPLEMENTARY
14081 | 4215241593900 | BLOCK FOR ALL CERAMIC GLASS-CERAMIC LITHIUM DISILICATE CAD LT (LOW TRANSLUCENCY) SIZE C14 SHADE C3 COMPATIBLE WITH CEREC MACHINE CONNECTOR (5PCS=EH/BOX) | DENTAL SUPPLIES (LABORATORY, IMPLANT AND MAXILLOFACIAL SURGERY) SUPPLEMENTARY
14082 | 4215241594000 | BLOCK FOR ALL CERAMIC GLASS-CERAMIC LITHIUM DISILICATE CAD LT (LOW TRANSLUCENCY) SIZE C14 SHADE C4 COMPATIBLE WITH CEREC MACHINE CONNECTOR (5PCS=EH/BOX) | DENTAL SUPPLIES (LABORATORY, IMPLANT AND MAXILLOFACIAL SURGERY) SUPPLEMENTARY
14083 | 4215241594100 | BLOCK FOR ALL CERAMIC GLASS-CERAMIC LITHIUM DISILICATE CAD LT (LOW TRANSLUCENCY) SIZE C14 SHADE D2 COMPATIBLE WITH CEREC MACHINE CONNECTOR (5PCS=EH/BOX) | DENTAL SUPPLIES (LABORATORY, IMPLANT AND MAXILLOFACIAL SURGERY) SUPPLEMENTARY
14084 | 4215241594200 | BLOCK FOR ALL CERAMIC GLASS-CERAMIC LITHIUM DISILICATE CAD LT (LOW TRANSLUCENCY) SIZE C14 SHADE D3 COMPATIBLE WITH CEREC MACHINE CONNECTOR (5PCS=EH/BOX) | DENTAL SUPPLIES (LABORATORY, IMPLANT AND MAXILLOFACIAL SURGERY) SUPPLEMENTARY
14085 | 4215241594300 | BLOCK FOR ALL CERAMIC GLASS-CERAMIC LITHIUM DISILICATE CAD LT (LOW TRANSLUCENCY) SIZE C14 SHADE D4 COMPATIBLE WITH CEREC MACHINE CONNECTOR (5PCS=EH/BOX) | DENTAL SUPPLIES (LABORATORY, IMPLANT AND MAXILLOFACIAL SURGERY) SUPPLEMENTARY
14086 | 4215224004000 | ZIRCONIUM (HIGHLY TRANSLUCENT HIGHLY STRENGTH) PRE-SHADED DISC/MULTI-LAYER 98 DIAMETER SIZE 20 SHADE B2 COMPATIBLE WITH EACH HOSPITAL SYSTEM | DENTAL SUPPLIES (LABORATORY, IMPLANT AND MAXILLOFACIAL SURGERY) SUPPLEMENTARY
14087 | 4215224003900 | ZIRCONIUM (HIGHLY TRANSLUCENT HIGHLY STRENGTH) PRE-SHADED DISC/MULTI-LAYER 98 DIAMETER SIZE 20 SHADE B3 COMPATIBLE WITH EACH HOSPITAL SYSTEM | DENTAL SUPPLIES (LABORATORY, IMPLANT AND MAXILLOFACIAL SURGERY) SUPPLEMENTARY
14088 | 4215224003800 | ZIRCONIUM (HIGHLY TRANSLUCENT HIGHLY STRENGTH) PRE-SHADED DISC/MULTI-LAYER 98 DIAMETER SIZE 20 SHADE C1 COMPATIBLE WITH EACH HOSPITAL SYSTEM | DENTAL SUPPLIES (LABORATORY, IMPLANT AND MAXILLOFACIAL SURGERY) SUPPLEMENTARY
14089 | 4215224003700 | ZIRCONIUM (HIGHLY TRANSLUCENT HIGHLY STRENGTH) PRE-SHADED DISC/MULTI-LAYER 98 DIAMETER SIZE 20 SHADE C2 COMPATIBLE WITH EACH HOSPITAL SYSTEM | DENTAL SUPPLIES (LABORATORY, IMPLANT AND MAXILLOFACIAL SURGERY) SUPPLEMENTARY
14090 | 4215224003600 | ZIRCONIUM (HIGHLY TRANSLUCENT HIGHLY STRENGTH) PRE-SHADED DISC/MULTI-LAYER 98 DIAMETER SIZE 20 SHADE D2 COMPATIBLE WITH EACH HOSPITAL SYSTEM MACHINE CONNECTOR | DENTAL SUPPLIES (LABORATORY, IMPLANT AND MAXILLOFACIAL SURGERY) SUPPLEMENTARY
14091 | 4215224003500 | ZIRCONIUM (HIGHLY TRANSLUCENT HIGHLY STRENGTH)PRE-SHADED DISC/MULTI-LAYER 98 DIAMETER SIZE 14 SHADE A3 COMPATIBLE WITH EACH HOSPITAL SYSTEM | DENTAL SUPPLIES (LABORATORY, IMPLANT AND MAXILLOFACIAL SURGERY) SUPPLEMENTARY
14092 | 4215224003400 | ZIRCONIUM (HIGHLY TRANSLUCENT HIGHLY STRENGTH)PRE-SHADED DISC/MULTI-LAYER 98 DIAMETER SIZE 14 SHADE C2 COMPATIBLE WITH EACH HOSPITAL SYSTEM | DENTAL SUPPLIES (LABORATORY, IMPLANT AND MAXILLOFACIAL SURGERY) SUPPLEMENTARY
14093 | 4215224003300 | ZIRCONIUM (HIGHLY TRANSLUCENT HIGHLY STRENGTH)PRE-SHADED DISC/MULTI-LAYER 98 DIAMETER SIZE 16 SHADE B1 COMPATIBLE WITH EACH HOSPITAL SYSTEM | DENTAL SUPPLIES (LABORATORY, IMPLANT AND MAXILLOFACIAL SURGERY) SUPPLEMENTARY
14094 | 4215224006900 | DENTAL TOOLS DRILL 6MM SHAFT - PMMA/WAX/ZR UNIVERSAL SHAFT - 1.5 MM - 2 BLADES - L=15MM | DENTAL SUPPLIES (LABORATORY, IMPLANT AND MAXILLOFACIAL SURGERY) SUPPLEMENTARY
14095 | 4215224003100 | ZIRCONIUM (HIGHLY TRANSLUCENT HIGHLY STRENGTH)PRE-SHADED DISC/MULTI-LAYER 98 DIAMETER SIZE 20 SHADE B1 COMPATIBLE WITH EACH HOSPITAL SYSTEM | DENTAL SUPPLIES (LABORATORY, IMPLANT AND MAXILLOFACIAL SURGERY) SUPPLEMENTARY
14096 | 4215224003000 | ZIRCONIUM (HIGHLY TRANSLUCENT HIGHLY STRENGTH)PRE-SHADED DISC/MULTI-LAYER 98 DIAMETER SIZE 14 SHADE D2 COMPATIBLE WITH EACH HOSPITAL SYSTEM | DENTAL SUPPLIES (LABORATORY, IMPLANT AND MAXILLOFACIAL SURGERY) SUPPLEMENTARY
14097 | 4215224002900 | ZIRCONIUM PRE-SHADED DISC/MULTI-LAYER 95 DIAMETER SIZE 18 SHADE A1 COMPATIBLE WITH ZIRKONZAHN MILLING MACHINE OR EQUIVALENT | DENTAL SUPPLIES (LABORATORY, IMPLANT AND MAXILLOFACIAL SURGERY) SUPPLEMENTARY
14098 | 4215224002800 | ZIRCONIUM PRE-SHADED DISC/MULTI-LAYER 95 DIAMETER SIZE 18 SHADE A2 COMPATIBLE WITH ZIRKONZAHN MILLING MACHINE OR EQUIVALENT | DENTAL SUPPLIES (LABORATORY, IMPLANT AND MAXILLOFACIAL SURGERY) SUPPLEMENTARY
14099 | 4215224002600 | ZIRCONIUM PRE-SHADED DISC/MULTI-LAYER 95 DIAMETER SIZE 18 SHADE A4 COMPATIBLE WITH ZIRKONZAHN MILLING MACHINE OR EQUIVALENT | DENTAL SUPPLIES (LABORATORY, IMPLANT AND MAXILLOFACIAL SURGERY) SUPPLEMENTARY
14100 | 4215150400600 | DENTAL DUAL LAMINATE SHEET, ROUND, DIAMETER 125 MM, THICKNESS 1.0 MM (+/- 0.2), HARD AND SOFT SIDE | DENTAL SUPPLIES (LABORATORY, IMPLANT AND MAXILLOFACIAL SURGERY) SUPPLEMENTARY
14101 | 4215150400700 | DENTAL DUAL LAMINATE SHEET, ROUND, DIAMETER 125 MM, THICKNESS 2.0 MM (+/- 0.2), HARD AND SOFT SIDE | DENTAL SUPPLIES (LABORATORY, IMPLANT AND MAXILLOFACIAL SURGERY) SUPPLEMENTARY
14102 | 4215150400800 | DENTAL DUAL LAMINATE SHEET, ROUND, DIAMETER 125 MM, THICKNESS 3.0 MM, HARD AND SOFT SIDE | DENTAL SUPPLIES (LABORATORY, IMPLANT AND MAXILLOFACIAL SURGERY) SUPPLEMENTARY
14103 | 4215246433900 | ACCURATE ANALOG DRIVER COMPATIBLE WITH NEOSS OR EQUIVALENT | DENTAL SUPPLIES (LABORATORY, IMPLANT AND MAXILLOFACIAL SURGERY) SUPPLEMENTARY
14104 | 4215246433800 | ACCURATE ANALOG INSERTION PIN COMPATIBLE WITH NEOSS OR EQUIVALENT | DENTAL SUPPLIES (LABORATORY, IMPLANT AND MAXILLOFACIAL SURGERY) SUPPLEMENTARY
14105 | 4215246433700 | ACCURATE ANALOG INSERTION SCREW COMPATIBLE WITH NEOSS OR EQUIVALENT | DENTAL SUPPLIES (LABORATORY, IMPLANT AND MAXILLOFACIAL SURGERY) SUPPLEMENTARY
14106 | 4215246433600 | BONE LEVEL IMPLANT SCAN BODY NARROW DIAMETER (3.0 MM - 3.5 MM) COMPATIBLE WITH NEOSS OR EQUIVALENT | DENTAL SUPPLIES (LABORATORY, IMPLANT AND MAXILLOFACIAL SURGERY) SUPPLEMENTARY
14107 | 4215246433500 | BONE LEVEL IMPLANT SCAN BODY DIAMETER FOR 1ST MOLAR COMPATIBLE WITH NEOSS OR EQUIVALENT | DENTAL SUPPLIES (LABORATORY, IMPLANT AND MAXILLOFACIAL SURGERY) SUPPLEMENTARY
14108 | 4215246433400 | BONE LEVEL IMPLANT SCAN BODY DIAMETER FOR CANINE COMPATIBLE WITH NEOSS OR EQUIVALENT | DENTAL SUPPLIES (LABORATORY, IMPLANT AND MAXILLOFACIAL SURGERY) SUPPLEMENTARY
14109 | 4215246433300 | BURNOUT (DIRECT CASTING) ABUTMENT INCLUDES STRAIGHT COPING WITH PROSTHETIC SCREW COMPATIBLE WITH NEOSS OR EQUIVALENT | DENTAL SUPPLIES (LABORATORY, IMPLANT AND MAXILLOFACIAL SURGERY) SUPPLEMENTARY
14110 | 4215246433200 | DENTAL LOCATOR MULTI-UNIT ABUTMENT GROUP HEIGHT (0.5MM-1MM) COMPATIBLE WITH NEOSS OR EQUIVALENT | DENTAL SUPPLIES (LABORATORY, IMPLANT AND MAXILLOFACIAL SURGERY) SUPPLEMENTARY
14111 | 4215246433100 | DENTAL LOCATOR MULTI-UNIT ABUTMENT GROUP HEIGHT (1.5MM-2MM) COMPATIBLE WITH NEOSS OR EQUIVALENT | DENTAL SUPPLIES (LABORATORY, IMPLANT AND MAXILLOFACIAL SURGERY) SUPPLEMENTARY
14112 | 4215246433000 | INTRAORAL MULTI UNIT SCAN BODY COMPATIBLE WITH NEOSS OR EQUIVALENT | DENTAL SUPPLIES (LABORATORY, IMPLANT AND MAXILLOFACIAL SURGERY) SUPPLEMENTARY
14113 | 4215246432900 | LAB ANALOG FOR PRINTED MODEL - DIAMETER (3.6 MM - 5.5 MM) COMPATIBLE WITH NEOSS OR EQUIVALENT | DENTAL SUPPLIES (LABORATORY, IMPLANT AND MAXILLOFACIAL SURGERY) SUPPLEMENTARY
14114 | 4215246432800 | LAB ANALOG FOR PRINTED MODEL MULTI UNIT ABUTMENT COMPATIBLE WITH NEOSS OR EQUIVALENT | DENTAL SUPPLIES (LABORATORY, IMPLANT AND MAXILLOFACIAL SURGERY) SUPPLEMENTARY
14115 | 4215246432700 | LAB ANALOG FOR PRINTED MODEL NARROW DIAMETER (3.0 MM - 3.5 MM) COMPATIBLE WITH NEOSS OR EQUIVALENT | DENTAL SUPPLIES (LABORATORY, IMPLANT AND MAXILLOFACIAL SURGERY) SUPPLEMENTARY
14116 | 4215246432500 | TEMPORARY COPING PLASTIC ABUTMENT WITH PROSTHETIC SCREW CAN BE USED AS BURN OUT COMPATIBLE WITH NEOSS OR EQUIVALENT | DENTAL SUPPLIES (LABORATORY, IMPLANT AND MAXILLOFACIAL SURGERY) SUPPLEMENTARY
14117 | 4215246432400 | TEMPORARY COPING MULTI-UNIT TITANIUM ABUTMENT WITH PROSTHETIC SCREW COMPATIBLE WITH NEOSS OR EQUIVALENT | DENTAL SUPPLIES (LABORATORY, IMPLANT AND MAXILLOFACIAL SURGERY) SUPPLEMENTARY
14118 | 4215245801000 | SEPARATING MEDIUM, LIQUID FOIL SUBSTITUTE, FOR ACRYLIC RESINS, 1 LITER BOTTLE | DENTAL SUPPLIES (LABORATORY, IMPLANT AND MAXILLOFACIAL SURGERY) SUPPLEMENTARY
14119 | 4215224002000 | ZIRCONIUM PRE-SHADED DISC/MULTI-LAYER 95 DIAMETER SIZE 22 SHADE A1 COMPATIBLE WITH ZIRKONZAHN MILLING MACHINE OR EQUIVALENT | DENTAL SUPPLIES (LABORATORY, IMPLANT AND MAXILLOFACIAL SURGERY) SUPPLEMENTARY
14120 | 4215224001900 | ZIRCONIUM PRE-SHADED DISC/MULTI-LAYER 95 DIAMETER SIZE 22 SHADE A2 COMPATIBLE WITH ZIRKONZAHN MILLING MACHINE OR EQUIVALENT | DENTAL SUPPLIES (LABORATORY, IMPLANT AND MAXILLOFACIAL SURGERY) SUPPLEMENTARY
14121 | 4215161059000 | BONE COLLECTOR DISPOSABLE MICRO - BLADES MINIMALLY INVASIVE AUTOGENOUS BONE COLLECTOR | DENTAL SUPPLIES (LABORATORY, IMPLANT AND MAXILLOFACIAL SURGERY) SUPPLEMENTARY
14122 | 4215224001800 | ZIRCONIUM PRE-SHADED DISC/MULTI-LAYER 95 DIAMETER SIZE 22 SHADE A3 COMPATIBLE WITH ZIRKONZAHN MILLING MACHINE OR EQUIVALENT | DENTAL SUPPLIES (LABORATORY, IMPLANT AND MAXILLOFACIAL SURGERY) SUPPLEMENTARY
14123 | 4215224001700 | ZIRCONIUM PRE-SHADED DISC/MULTI-LAYER 95 DIAMETER SIZE 22 SHADE B1 COMPATIBLE WITH ZIRKONZAHN MILLING MACHINE OR EQUIVALENT | DENTAL SUPPLIES (LABORATORY, IMPLANT AND MAXILLOFACIAL SURGERY) SUPPLEMENTARY
14124 | 4215246434000 | ACCESS IMPRESSION COPING 8MM AND REPLICA COMPATIBLE WITH NEOSS OR EQUIVALENT | DENTAL SUPPLIES (LABORATORY, IMPLANT AND MAXILLOFACIAL SURGERY) SUPPLEMENTARY
14125 | 4215246434100 | ABUTMENT COPING TITANIUM WITH PROSTHETIC SCREW COMPATIBLE WITH NEOSS OR EQUIVALENT | DENTAL SUPPLIES (LABORATORY, IMPLANT AND MAXILLOFACIAL SURGERY) SUPPLEMENTARY
14126 | 4215246434200 | ABUTMENT ANALOG COMPATIBLE WITH NEOSS OR EQUIVALENT | DENTAL SUPPLIES (LABORATORY, IMPLANT AND MAXILLOFACIAL SURGERY) SUPPLEMENTARY
14127 | 4215220009000 | INGOTS GLASS-CERAMIC 'LITHIUM DISILICATE' PRESS MULTI A1 (PCS/BOX=EA) | DENTAL SUPPLIES (LABORATORY, IMPLANT AND MAXILLOFACIAL SURGERY) SUPPLEMENTARY
14128 | 4215241607300 | INGOTS GLASS-CERAMIC 'LITHIUM DISILICATE' PRESS MT (MEDIUM TRANSLUCENCY) B1 (PCS/BOX=EA) | DENTAL SUPPLIES (LABORATORY, IMPLANT AND MAXILLOFACIAL SURGERY) SUPPLEMENTARY
14129 | 4215241607400 | INGOTS GLASS-CERAMIC 'LITHIUM DISILICATE' PRESS MT (MEDIUM TRANSLUCENCY) B2 (EA=PCS) | DENTAL SUPPLIES (LABORATORY, IMPLANT AND MAXILLOFACIAL SURGERY) SUPPLEMENTARY
14130 | 4215241607800 | INGOTS GLASS-CERAMIC 'LITHIUM DISILICATE' PRESS MT (MEDIUM TRANSLUCENCY) BL2 (PCS/BOX=EA) | DENTAL SUPPLIES (LABORATORY, IMPLANT AND MAXILLOFACIAL SURGERY) SUPPLEMENTARY
14131 | 4215241608100 | INGOTS GLASS-CERAMIC 'LITHIUM DISILICATE' PRESS MT (MEDIUM TRANSLUCENCY) C1 (EA=PCS) | DENTAL SUPPLIES (LABORATORY, IMPLANT AND MAXILLOFACIAL SURGERY) SUPPLEMENTARY
14132 | 4215241608200 | INGOTS GLASS-CERAMIC 'LITHIUM DISILICATE' PRESS MT (MEDIUM TRANSLUCENCY) C2 (EA=PCS) | DENTAL SUPPLIES (LABORATORY, IMPLANT AND MAXILLOFACIAL SURGERY) SUPPLEMENTARY
14133 | 4215241608500 | INGOTS GLASS-CERAMIC 'LITHIUM DISILICATE' PRESS MT (MEDIUM TRANSLUCENCY) D2 (EA=PCS) | DENTAL SUPPLIES (LABORATORY, IMPLANT AND MAXILLOFACIAL SURGERY) SUPPLEMENTARY
14134 | 4215241608800 | INGOTS GLASS-CERAMIC 'LITHIUM DISILICATE' PRESS MULTI A3 (PCS/BOX=EA) | DENTAL SUPPLIES (LABORATORY, IMPLANT AND MAXILLOFACIAL SURGERY) SUPPLEMENTARY
14135 | 4215241608900 | INGOTS GLASS-CERAMIC 'LITHIUM DISILICATE' PRESS MULTI A4 (PCS/BOX=EA) | DENTAL SUPPLIES (LABORATORY, IMPLANT AND MAXILLOFACIAL SURGERY) SUPPLEMENTARY
14136 | 4215241609000 | INGOTS GLASS-CERAMIC 'LITHIUM DISILICATE' PRESS MULTI B1 (PCS/BOX=EA) | DENTAL SUPPLIES (LABORATORY, IMPLANT AND MAXILLOFACIAL SURGERY) SUPPLEMENTARY
14137 | 4215241609400 | INGOTS GLASS-CERAMIC 'LITHIUM DISILICATE' PRESS MULTI BL2 (PCS/BOX=EA) | DENTAL SUPPLIES (LABORATORY, IMPLANT AND MAXILLOFACIAL SURGERY) SUPPLEMENTARY
14138 | 4215241593500 | BLOCK FOR ALL CERAMIC GLASS-CERAMIC LITHIUM DISILICATE CAD LT (LOW TRANSLUCENCY) SIZE C14 SHADE B3 COMPATIBLE WITH CEREC MACHINE CONNECTOR (5PCS=EH/BOX) | DENTAL SUPPLIES (LABORATORY, IMPLANT AND MAXILLOFACIAL SURGERY) SUPPLEMENTARY
14139 | 4215241609700 | INGOTS GLASS-CERAMIC 'LITHIUM DISILICATE' PRESS MULTI C1 (PCS/BOX=EA) | DENTAL SUPPLIES (LABORATORY, IMPLANT AND MAXILLOFACIAL SURGERY) SUPPLEMENTARY
14140 | 4215242501200 | HEAT CURE ACRYLIC RESIN POWDER CROSS LINKED VEINED ROSE COLOR APPROXIMATELY 1KG POWDER + WITH RATIO (1: 0.5 )LIQUID + MIXING CUPS PO WDER PACKED IN HARD NYLON BAG . | DENTAL SUPPLIES (LABORATORY, IMPLANT AND MAXILLOFACIAL SURGERY) SUPPLEMENTARY
14141 | 4215224002100 | ZIRCONIUM PRE-SHADED DISC/MULTI-LAYER 95 DIAMETER SIZE 20 SHADE A3 COMPATIBLE WITH ZIRKONZAHN MILLING MACHINE OR EQUIVALENT | DENTAL SUPPLIES (LABORATORY, IMPLANT AND MAXILLOFACIAL SURGERY) SUPPLEMENTARY
14142 | 4229420704800 | EUGENOL IMPREGNATED ALVEOLAR DRESSING FOR DRY SOCKET TREATMENT (APPROXIMATELY 10 GM) PASTE | DENTAL SUPPLIES (LABORATORY, IMPLANT AND MAXILLOFACIAL SURGERY) SUPPLEMENTARY
14143 | 4215247515300 | MOUTHGUARD SHEET, SOFT MATERIAL, ROUND, CLEAR, DIAMETER 125 MM, THICKNESS 1.0 MM (+/- 0.2) | DENTAL SUPPLIES (LABORATORY, IMPLANT AND MAXILLOFACIAL SURGERY) SUPPLEMENTARY
14144 | 4215247515100 | MOUTHGUARD SHEET, SOFT MATERIAL, ROUND, CLEAR, DIAMETER 125 MM, THICKNESS 2.0 MM (+/- 0.2) | DENTAL SUPPLIES (LABORATORY, IMPLANT AND MAXILLOFACIAL SURGERY) SUPPLEMENTARY
14145 | 4215243800100 | DUPLICATING REVERSIBLE HYDROCOLLOID GEL MATERIAL FOR REFRACTORY MODELS, APPROX. 5 KG/PKG | DENTAL SUPPLIES (LABORATORY, IMPLANT AND MAXILLOFACIAL SURGERY) SUPPLEMENTARY
14146 | 4215220009400 | INGOTS GLASS-CERAMIC 'LITHIUM DISILICATE' PRESS MULTI D2 (PCS/BOX=EA) | DENTAL SUPPLIES (LABORATORY, IMPLANT AND MAXILLOFACIAL SURGERY) SUPPLEMENTARY
14147 | 4215220009300 | INGOTS GLASS-CERAMIC 'LITHIUM DISILICATE' PRESS MULTI C2 (PCS/BOX=EA) | DENTAL SUPPLIES (LABORATORY, IMPLANT AND MAXILLOFACIAL SURGERY) SUPPLEMENTARY
14148 | 4215220009200 | INGOTS GLASS-CERAMIC 'LITHIUM DISILICATE' PRESS MULTI B2 (PCS/BOX=EA) | DENTAL SUPPLIES (LABORATORY, IMPLANT AND MAXILLOFACIAL SURGERY) SUPPLEMENTARY
14149 | 4215220009100 | INGOTS GLASS-CERAMIC 'LITHIUM DISILICATE' PRESS MULTI A2 (PCS/BOX=EA) | DENTAL SUPPLIES (LABORATORY, IMPLANT AND MAXILLOFACIAL SURGERY) SUPPLEMENTARY
14150 | 4215242501100 | COLD (SELF CURE) ACRYLIC RESIN POWDER VEINED ROSE COLOR APPROXIMATELY 1KG POWDER + WITH RATIO (1: 0.5) LIQUID + MIXING CUPS | DENTAL SUPPLIES (LABORATORY, IMPLANT AND MAXILLOFACIAL SURGERY) SUPPLEMENTARY
14151 | 4215241593400 | BLOCK FOR ALL CERAMIC GLASS-CERAMIC LITHIUM DISILICATE CAD LT (LOW TRANSLUCENCY) SIZE C14 SHADE B2 COMPATIBLE WITH CEREC MACHINE CONNECTOR (5PCS=EH/BOX) | DENTAL SUPPLIES (LABORATORY, IMPLANT AND MAXILLOFACIAL SURGERY) SUPPLEMENTARY
14152 | 4215224003200 | ZIRCONIUM (HIGHLY TRANSLUCENT HIGHLY STRENGTH)PRE-SHADED DISC/MULTI-LAYER 98 DIAMETER SIZE 20 SHADE A3 COMPATIBLE WITH EACH HOSPITAL SYSTEM | DENTAL SUPPLIES (LABORATORY, IMPLANT AND MAXILLOFACIAL SURGERY) SUPPLEMENTARY
14153 | 4215241593200 | BLOCK FOR ALL CERAMIC GLASS-CERAMIC LITHIUM DISILICATE CAD LT (LOW TRANSLUCENCY) SIZE C14 SHADE A4 COMPATIBLE WITH CEREC MACHINE CONNECTOR (5PCS=EH/BOX) | DENTAL SUPPLIES (LABORATORY, IMPLANT AND MAXILLOFACIAL SURGERY) SUPPLEMENTARY
14154 | 4215290802500 | PLATE FOR MANDIBULAR RECONSTRUCTION TITANIUM THICKNESS FROM (2.3MM-2.7MM) DIFFERENT SHAPES AND HOLES | DENTAL SUPPLIES (LABORATORY, IMPLANT AND MAXILLOFACIAL SURGERY) SUPPLEMENTARY
14155 | 4215290802600 | ORBITAL MESH DIFFERENT SHAPE ASSORTED SIZE | DENTAL SUPPLIES (LABORATORY, IMPLANT AND MAXILLOFACIAL SURGERY) SUPPLEMENTARY
14156 | 4215290802700 | INSTRUMENTATION COMPLETE SET INCLUDING TWO SCREWDRIVER TIPS FOR TITANIUM MAXILLOFACIAL PLATING THICKNESS FROM (1.7MM-2.0MM) WITH COMPATIBLE CASE AND LID FOR STERILIZATION | DENTAL SUPPLIES (LABORATORY, IMPLANT AND MAXILLOFACIAL SURGERY) SUPPLEMENTARY
14157 | 4215290802800 | INSTRUMENTATION COMPLETE SET INCLUDING TWO SCREWDRIVER TIPS FOR TITANIUM MANDIBULAR RECONSTRUCTION THICKNESS FROM (2.3MM-2.7MM) WITH COMPATIBLE CASE AND LID FOR STERILIZATION | DENTAL SUPPLIES (LABORATORY, IMPLANT AND MAXILLOFACIAL SURGERY) SUPPLEMENTARY
14158 | 4215241593300 | BLOCK FOR ALL CERAMIC GLASS-CERAMIC LITHIUM DISILICATE CAD LT (LOW TRANSLUCENCY) SIZE C14 SHADE B1 COMPATIBLE WITH CEREC MACHINE CONNECTOR (5PCS=EH/BOX) | DENTAL SUPPLIES (LABORATORY, IMPLANT AND MAXILLOFACIAL SURGERY) SUPPLEMENTARY
14159 | 4215290802900 | INSTRUMENTATION COMPLETE SET INCLUDING TWO SCREWDRIVER TIPS FOR MAXILLOFACIAL PLATING THICKNESS FROM (0.6MM-1.0MM) TITANIUM WITH COM PATIBLE CASE AND LID FOR STERILIZATION | DENTAL SUPPLIES (LABORATORY, IMPLANT AND MAXILLOFACIAL SURGERY) SUPPLEMENTARY
14160 | 4215290803000 | INSTRUMENTATION COMPLETE SET FOR TRANSBUCCAL SYSTEM WITH COMPATIBLE CASE AND LID FOR STERILIZATION | DENTAL SUPPLIES (LABORATORY, IMPLANT AND MAXILLOFACIAL SURGERY) SUPPLEMENTARY
14161 | 4215290803100 | INSTRUMENTATION COMPLETE SET INCLUDING TWO SCREWDRIVER TIPS FOR MAXILLOFACIAL PLATING THICKNESS FROM (1.3MM-1.6MM) TITANIUM WITH COM PATIBLE CASE AND LID FOR STERILIZATION | DENTAL SUPPLIES (LABORATORY, IMPLANT AND MAXILLOFACIAL SURGERY) SUPPLEMENTARY
14162 | 4215290803200 | EMERGENCY SCREW FOR MAXILLOFACIAL BONE PLATING THICKNESS FROM (2.3MM-2.7MM) TITANIUM ASSORTED LENGTHS | DENTAL SUPPLIES (LABORATORY, IMPLANT AND MAXILLOFACIAL SURGERY) SUPPLEMENTARY
14163 | 4215290803300 | EMERGENCY SCREW FOR MAXILLOFACIAL BONE PLATING THICKNESS FROM (1.7MM-2.0MM) TITANIUM ASSORTED LENGTHS | DENTAL SUPPLIES (LABORATORY, IMPLANT AND MAXILLOFACIAL SURGERY) SUPPLEMENTARY
14164 | 4215290803400 | EMERGENCY SCREW FOR MAXILLOFACIAL BONE PLATING THICKNESS FROM (0.6MM-1.0MM) TITANIUM ASSORTED LENGTHS | DENTAL SUPPLIES (LABORATORY, IMPLANT AND MAXILLOFACIAL SURGERY) SUPPLEMENTARY
14165 | 4215290803500 | EMERGENCY SCREW FOR MAXILLOFACIAL BONE PLATING THICKNESS FROM (1.3MM-1.6MM) TITANIUM ASSORTED LENGTHS | DENTAL SUPPLIES (LABORATORY, IMPLANT AND MAXILLOFACIAL SURGERY) SUPPLEMENTARY
14166 | 4215290803600 | DRILL BIT/ OR TWIST DRILL BIT FOR TITANIUM MAXILLOFACIAL BONE PLATING THICKNESS FROM (0.6 MM-1.0MM) ASSORTED LENGTHS | DENTAL SUPPLIES (LABORATORY, IMPLANT AND MAXILLOFACIAL SURGERY) SUPPLEMENTARY
14167 | 4215290803700 | DRILL BIT/ OR TWIST DRILL BIT FOR MAXILLOFACIAL BONE PLATING THICKNESS FROM (1.7MM-2.0MM) ASSORTED LENGTHS | DENTAL SUPPLIES (LABORATORY, IMPLANT AND MAXILLOFACIAL SURGERY) SUPPLEMENTARY
14168 | 4215241208200 | MULTI WAX PATTERN FORM B | DENTAL SUPPLIES (LABORATORY, IMPLANT AND MAXILLOFACIAL SURGERY) SUPPLEMENTARY
14169 | 4215290803800 | DRILL BIT/ OR TWIST DRILL BIT FOR MAXILLOFACIAL BONE PLATING THICKNESS FROM (1.3MM-1.6MM) ASSORTED LENGTHS | DENTAL SUPPLIES (LABORATORY, IMPLANT AND MAXILLOFACIAL SURGERY) SUPPLEMENTARY
14170 | 4215224006000 | H+HEPA FILTER SILENT COMPATIBLE WITH TS/TS2 MACHINE | DENTAL SUPPLIES (LABORATORY, IMPLANT AND MAXILLOFACIAL SURGERY) SUPPLEMENTARY
14171 | 4215290804100 | CHIN PLATE FOR ORTHOGNATHIC TITANIUM ASSORTED SIZE AND SHAPE | DENTAL SUPPLIES (LABORATORY, IMPLANT AND MAXILLOFACIAL SURGERY) SUPPLEMENTARY
14172 | 4215224005900 | MILLING BUR PMMA CAD/CAM MILLING BUR 0.5 S PMMA (6 MM) FOR VERY PRECISE MILLING COMPATIBLE WITH ZIRKONZAHN MILLING MACHINE OR EQUIVALENT | DENTAL SUPPLIES (LABORATORY, IMPLANT AND MAXILLOFACIAL SURGERY) SUPPLEMENTARY
14173 | 4215224005800 | MILLING BUR PMMA CAD/CAM MILLING BUR 2 L PMMA (6 MM) FOR ROUGH MILLING COMPATIBLE WITH ZIRKONZAHN MILLING MACHINE OR EQUIVALENT | DENTAL SUPPLIES (LABORATORY, IMPLANT AND MAXILLOFACIAL SURGERY) SUPPLEMENTARY
14174 | 4215241588400 | BLOCK FOR ALL CERAMIC GLASS-CERAMIC LITHIUM DISILICATE (LS2) CAD HT (HIGH TRANSLUCENCY) SIZE C14 SHADE A1 COMPATIBLE WITH CEREC MACHINE CONNECTOR (5PCS=EH/BOX) | DENTAL SUPPLIES (LABORATORY, IMPLANT AND MAXILLOFACIAL SURGERY) SUPPLEMENTARY
14175 | 4215290802400 | PLATE FOR MAXILLOFACIAL TITANIUM (THICKNESS FROM (0.6MM-1.0MM) DIFFERENT SHAPES AND HOLES. | DENTAL SUPPLIES (LABORATORY, IMPLANT AND MAXILLOFACIAL SURGERY) SUPPLEMENTARY
14176 | 4215290802300 | PLATE FOR MAXILLOFACIAL TITANIUM THICKNESS FROM (1.7MM-2.0MM) DIFFERENT SHAPES AND HOLES | DENTAL SUPPLIES (LABORATORY, IMPLANT AND MAXILLOFACIAL SURGERY) SUPPLEMENTARY
14177 | 4215290802200 | PLATE FOR MAXILLOFACIAL TITANIUM THICKNESS FROM (1.3MM-1.6MM) DIFFERENT SHAPES AND HOLES | DENTAL SUPPLIES (LABORATORY, IMPLANT AND MAXILLOFACIAL SURGERY) SUPPLEMENTARY
14178 | 4215290802100 | SCREW DRIVER FOR STAINLESS STEEL INTERMAXILLARY FIXATION WITH 2 SCREW DRIVER TIPS AND COMPATIBLE CASE AND LID FOR STERILIZATION | DENTAL SUPPLIES (LABORATORY, IMPLANT AND MAXILLOFACIAL SURGERY) SUPPLEMENTARY
14179 | 4215290700000 | ZIRCONIUM DISC/MULTI-LAYER CLASSIC SHADE 98 DIAMETER SIZE 25 SHADE D2 | DENTAL SUPPLIES (LABORATORY, IMPLANT AND MAXILLOFACIAL SURGERY) SUPPLEMENTARY
14180 | 4215290700100 | ZIRCONIUM DISC/MULTI-LAYER CLASSIC SHADE 98 DIAMETER SIZE 25 SHADE C2 | DENTAL SUPPLIES (LABORATORY, IMPLANT AND MAXILLOFACIAL SURGERY) SUPPLEMENTARY
14181 | 4215290700200 | ZIRCONIUM DISC/MULTI-LAYER CLASSIC SHADE 98 DIAMETER SIZE 25 SHADE C1 | DENTAL SUPPLIES (LABORATORY, IMPLANT AND MAXILLOFACIAL SURGERY) SUPPLEMENTARY
14182 | 4215224006200 | ELASTOMERIC UV CURABLE ELASTOMERIC OPAQUE BLACK MATERIAL (2.0 KG CARTRIDGE) COMPATIBLE WITH PROJET MJP 5600 PRINTER OR EQUIVALENT | DENTAL SUPPLIES (LABORATORY, IMPLANT AND MAXILLOFACIAL SURGERY) SUPPLEMENTARY
14183 | 4215290700300 | ZIRCONIUM DISC/MULTI-LAYER CLASSIC SHADE 98 DIAMETER SIZE 25 SHADE B3 | DENTAL SUPPLIES (LABORATORY, IMPLANT AND MAXILLOFACIAL SURGERY) SUPPLEMENTARY
14184 | 4215290700400 | ZIRCONIUM DISC/MULTI-LAYER CLASSIC SHADE 98 DIAMETER SIZE 25 SHADE B2 | DENTAL SUPPLIES (LABORATORY, IMPLANT AND MAXILLOFACIAL SURGERY) SUPPLEMENTARY
14185 | 4215224006300 | ELASTOMERIC UV CURABLE ELASTOMERIC CLEAR TRANSLUCENT MATERIAL (2.0 KG CARTRIDGE) COMPATIBLE WITH PROJET MJP 5600 PRINTER OR EQUIVALENT | DENTAL SUPPLIES (LABORATORY, IMPLANT AND MAXILLOFACIAL SURGERY) SUPPLEMENTARY
14186 | 4215224006400 | DUST BAG COLLECTOR COMPATIBLE WITH TS/TS2 MACHINE | DENTAL SUPPLIES (LABORATORY, IMPLANT AND MAXILLOFACIAL SURGERY) SUPPLEMENTARY
14187 | 4215290700500 | ZIRCONIUM DISC/MULTI-LAYER CLASSIC SHADE 98 DIAMETER SIZE 25 SHADE B1 | DENTAL SUPPLIES (LABORATORY, IMPLANT AND MAXILLOFACIAL SURGERY) SUPPLEMENTARY
14188 | 4215290700600 | ZIRCONIUM DISC/MULTI-LAYER CLASSIC SHADE 98 DIAMETER SIZE 25 SHADE A3 | DENTAL SUPPLIES (LABORATORY, IMPLANT AND MAXILLOFACIAL SURGERY) SUPPLEMENTARY
14189 | 4215241588500 | BLOCK FOR ALL CERAMIC GLASS-CERAMIC LITHIUM DISILICATE (LS2) CAD HT (HIGH TRANSLUCENCY) SIZE C14 SHADE A2 COMPATIBLE WITH CEREC MACHINE CONNECTOR (5PCS=EH/BOX) | DENTAL SUPPLIES (LABORATORY, IMPLANT AND MAXILLOFACIAL SURGERY) SUPPLEMENTARY
14190 | 4215290700700 | ZIRCONIUM DISC/MULTI-LAYER CLASSIC SHADE 98 DIAMETER SIZE 25 SHADE A2 | DENTAL SUPPLIES (LABORATORY, IMPLANT AND MAXILLOFACIAL SURGERY) SUPPLEMENTARY
14191 | 4215290801400 | SCREW SELF-DRILLING FOR INTERMAXILLARY FIXATION TITANIUM ASSORTED SIZES | DENTAL SUPPLIES (LABORATORY, IMPLANT AND MAXILLOFACIAL SURGERY) SUPPLEMENTARY
14192 | 4215290801500 | SCREW SELF-DRILLING FOR INTERMAXILLARY FIXATION STAINLESS STEEL ASSORTED SIZES | DENTAL SUPPLIES (LABORATORY, IMPLANT AND MAXILLOFACIAL SURGERY) SUPPLEMENTARY
14193 | 4215224006500 | DISSOLVABLE WAX SUPPORT MATERIAL (1.75 KG BOTTLE)COMPATIBLE WITH PROJET MJP 5600 PRINTER OR EQUIVALENT | DENTAL SUPPLIES (LABORATORY, IMPLANT AND MAXILLOFACIAL SURGERY) SUPPLEMENTARY
14194 | 4215290801600 | SCREW FOR TITANIUM MANDIBULAR RECONSTRUCTION THICKNESS FROM (2.3MM-2.7MM) TITANIUM ASSORTED LENGTHS | DENTAL SUPPLIES (LABORATORY, IMPLANT AND MAXILLOFACIAL SURGERY) SUPPLEMENTARY
14195 | 4215290801700 | SCREW FOR MAXILLOFACIAL BONE PLATING THICKNESS FROM (0.6MM-1.0MM) TITANIUM ASSORTED LENGTHS | DENTAL SUPPLIES (LABORATORY, IMPLANT AND MAXILLOFACIAL SURGERY) SUPPLEMENTARY
14196 | 4215290801800 | SCREW FOR MAXILLOFACIAL BONE PLATING THICKNESS FROM (1.7MM-2.0MM) TITANIUM ASSORTED LENGTHS | DENTAL SUPPLIES (LABORATORY, IMPLANT AND MAXILLOFACIAL SURGERY) SUPPLEMENTARY
14197 | 4215224006600 | DENTAL TOOLS DRILL 3MM SHAFT - PMMA/WAX RADIUS - 0.3 MM - 2 BLADES - L=21MM (CONICAL) | DENTAL SUPPLIES (LABORATORY, IMPLANT AND MAXILLOFACIAL SURGERY) SUPPLEMENTARY
14198 | 4215290801900 | SCREW FOR MAXILLOFACIAL BONE PLATING THICKNESS FROM (1.3MM-1.6MM) TITANIUM ASSORTED LENGTHS | DENTAL SUPPLIES (LABORATORY, IMPLANT AND MAXILLOFACIAL SURGERY) SUPPLEMENTARY
14199 | 4215290802000 | SCREW DRIVER FOR TITANIUM INTERMAXILLARY FIXATION WITH 2 SCREW DRIVER TIPS AND COMPATIBLE CASE AND LID FOR STERILIZATION | DENTAL SUPPLIES (LABORATORY, IMPLANT AND MAXILLOFACIAL SURGERY) SUPPLEMENTARY
14200 | 4215224006700 | DENTAL TOOLS DRILL 6MM SHAFT - ZR/PMMA/WAX RADIUS - 0.3 MM - 2 BLADES - L=20MM (CONICAL) | DENTAL SUPPLIES (LABORATORY, IMPLANT AND MAXILLOFACIAL SURGERY) SUPPLEMENTARY
14201 | 4215290700800 | ZIRCONIUM DISC/MULTI-LAYER CLASSIC SHADE 98 DIAMETER SIZE 25 SHADE A1 | DENTAL SUPPLIES (LABORATORY, IMPLANT AND MAXILLOFACIAL SURGERY) SUPPLEMENTARY
14202 | 4215241588600 | BLOCK FOR ALL CERAMIC GLASS-CERAMIC LITHIUM DISILICATE (LS2) CAD HT (HIGH TRANSLUCENCY) SIZE C14 SHADE A3 COMPATIBLE WITH CEREC MACHINE CONNECTOR (5PCS=EH/BOX) | DENTAL SUPPLIES (LABORATORY, IMPLANT AND MAXILLOFACIAL SURGERY) SUPPLEMENTARY
14203 | 4215290803900 | DRILL BIT/ OR TWIST DRILL BIT FOR MANDIBULAR RECONSTRUCTION PLATING THICKNESS FROM (2.3MM-2.7MM) ASSORTED LENGTHS | DENTAL SUPPLIES (LABORATORY, IMPLANT AND MAXILLOFACIAL SURGERY) SUPPLEMENTARY
14204 | 4215241588800 | BLOCK FOR ALL CERAMIC GLASS-CERAMIC LITHIUM DISILICATE (LS2) CAD HT (HIGH TRANSLUCENCY) SIZE C14 SHADE B1 COMPATIBLE WITH CEREC MACHINE CONNECTOR (5PCS=EH/BOX) | DENTAL SUPPLIES (LABORATORY, IMPLANT AND MAXILLOFACIAL SURGERY) SUPPLEMENTARY
14205 | 4215241590200 | BLOCK FOR ALL CERAMIC GLASS-CERAMIC LITHIUM DISILICATE CAD HT (HIGH TRANSLUCENCY) SIZE I12 SHADE A4 COMPATIBLE WITH CEREC MACHINE CONNECTOR (5PCS=EH/BOX) | DENTAL SUPPLIES (LABORATORY, IMPLANT AND MAXILLOFACIAL SURGERY) SUPPLEMENTARY
14206 | 4215241590300 | BLOCK FOR ALL CERAMIC GLASS-CERAMIC LITHIUM DISILICATE CAD HT (HIGH TRANSLUCENCY) SIZE I12 SHADE B1 COMPATIBLE WITH CEREC MACHINE CONNECTOR (5PCS=EH/BOX) | DENTAL SUPPLIES (LABORATORY, IMPLANT AND MAXILLOFACIAL SURGERY) SUPPLEMENTARY
14207 | 4215241590400 | BLOCK FOR ALL CERAMIC GLASS-CERAMIC LITHIUM DISILICATE CAD HT (HIGH TRANSLUCENCY) SIZE I12 SHADE B2 COMPATIBLE WITH CEREC MACHINE CONNECTOR (5PCS=EH/BOX) | DENTAL SUPPLIES (LABORATORY, IMPLANT AND MAXILLOFACIAL SURGERY) SUPPLEMENTARY
14208 | 4215241590500 | BLOCK FOR ALL CERAMIC GLASS-CERAMIC LITHIUM DISILICATE CAD HT (HIGH TRANSLUCENCY) SIZE I12 SHADE B3 COMPATIBLE WITH CEREC MACHINE CONNECTOR (5PCS=EH/BOX) | DENTAL SUPPLIES (LABORATORY, IMPLANT AND MAXILLOFACIAL SURGERY) SUPPLEMENTARY
14209 | 4215241590600 | BLOCK FOR ALL CERAMIC GLASS-CERAMIC LITHIUM DISILICATE CAD HT (HIGH TRANSLUCENCY) SIZE I12 SHADE B4 COMPATIBLE WITH CEREC MACHINE CONNECTOR (5PCS=EH/BOX) | DENTAL SUPPLIES (LABORATORY, IMPLANT AND MAXILLOFACIAL SURGERY) SUPPLEMENTARY
14210 | 4215241590700 | BLOCK FOR ALL CERAMIC GLASS-CERAMIC LITHIUM DISILICATE CAD HT (HIGH TRANSLUCENCY) SIZE I12 SHADE C1 COMPATIBLE WITH CEREC MACHINE CONNECTOR (5PCS=EH/BOX) | DENTAL SUPPLIES (LABORATORY, IMPLANT AND MAXILLOFACIAL SURGERY) SUPPLEMENTARY
14211 | 4215241590800 | BLOCK FOR ALL CERAMIC GLASS-CERAMIC LITHIUM DISILICATE CAD HT (HIGH TRANSLUCENCY) SIZE I12 SHADE C2 COMPATIBLE WITH CEREC MACHINE CONNECTOR (5PCS=EH/BOX) | DENTAL SUPPLIES (LABORATORY, IMPLANT AND MAXILLOFACIAL SURGERY) SUPPLEMENTARY
14212 | 4215241590900 | BLOCK FOR ALL CERAMIC GLASS-CERAMIC LITHIUM DISILICATE CAD HT (HIGH TRANSLUCENCY) SIZE I12 SHADE C3 COMPATIBLE WITH CEREC MACHINE CONNECTOR (5PCS=EH/BOX) | DENTAL SUPPLIES (LABORATORY, IMPLANT AND MAXILLOFACIAL SURGERY) SUPPLEMENTARY
14213 | 4215241591000 | BLOCK FOR ALL CERAMIC GLASS-CERAMIC LITHIUM DISILICATE CAD HT (HIGH TRANSLUCENCY) SIZE I12 SHADE C4 COMPATIBLE WITH CEREC MACHINE CONNECTOR (5PCS=EH/BOX) | DENTAL SUPPLIES (LABORATORY, IMPLANT AND MAXILLOFACIAL SURGERY) SUPPLEMENTARY
14214 | 4215241591100 | BLOCK FOR ALL CERAMIC GLASS-CERAMIC LITHIUM DISILICATE CAD HT (HIGH TRANSLUCENCY) SIZE I12 SHADE D2 COMPATIBLE WITH CEREC MACHINE CONNECTOR (5PCS=EH/BOX) | DENTAL SUPPLIES (LABORATORY, IMPLANT AND MAXILLOFACIAL SURGERY) SUPPLEMENTARY
14215 | 4215241591200 | BLOCK FOR ALL CERAMIC GLASS-CERAMIC LITHIUM DISILICATE CAD HT (HIGH TRANSLUCENCY) SIZE I12 SHADE D3 COMPATIBLE WITH CEREC MACHINE CONNECTOR (5PCS=EH/BOX) | DENTAL SUPPLIES (LABORATORY, IMPLANT AND MAXILLOFACIAL SURGERY) SUPPLEMENTARY
14216 | 4215241591300 | BLOCK FOR ALL CERAMIC GLASS-CERAMIC LITHIUM DISILICATE CAD HT (HIGH TRANSLUCENCY) SIZE I12 SHADE D4 COMPATIBLE WITH CEREC MACHINE CONNECTOR (5PCS=EH/BOX) | DENTAL SUPPLIES (LABORATORY, IMPLANT AND MAXILLOFACIAL SURGERY) SUPPLEMENTARY
14217 | 4215224004800 | ZIRCONIUM (HIGHLY TRANSLUCENT HIGHLY STRENGTH) PRE-SHADED DISC/MULTI-LAYER 98 DIAMETER SIZE 14 SHADE A2 COMPATIBLE WITH EACH HOSPITAL SYSTEM | DENTAL SUPPLIES (LABORATORY, IMPLANT AND MAXILLOFACIAL SURGERY) SUPPLEMENTARY
14218 | 4215224004700 | ZIRCONIUM (HIGHLY TRANSLUCENT HIGHLY STRENGTH) PRE-SHADED DISC/MULTI-LAYER 98 DIAMETER SIZE 14 SHADE B1 COMPATIBLE WITH EACH HOSPITAL SYSTEM | DENTAL SUPPLIES (LABORATORY, IMPLANT AND MAXILLOFACIAL SURGERY) SUPPLEMENTARY
14219 | 4215224004600 | ZIRCONIUM (HIGHLY TRANSLUCENT HIGHLY STRENGTH) PRE-SHADED DISC/MULTI-LAYER 98 DIAMETER SIZE 14 SHADE C1 COMPATIBLE WITH EACH HOSPITAL SYSTEM | DENTAL SUPPLIES (LABORATORY, IMPLANT AND MAXILLOFACIAL SURGERY) SUPPLEMENTARY
14220 | 4215224004500 | ZIRCONIUM (HIGHLY TRANSLUCENT HIGHLY STRENGTH) PRE-SHADED DISC/MULTI-LAYER 98 DIAMETER SIZE 16 SHADE A3 COMPATIBLE WITH EACH HOSPITAL SYSTEM | DENTAL SUPPLIES (LABORATORY, IMPLANT AND MAXILLOFACIAL SURGERY) SUPPLEMENTARY
14221 | 4215224004400 | ZIRCONIUM (HIGHLY TRANSLUCENT HIGHLY STRENGTH) PRE-SHADED DISC/MULTI-LAYER 98 DIAMETER SIZE 16 SHADE C2 COMPATIBLE WITH EACH HOSPITAL SYSTEM | DENTAL SUPPLIES (LABORATORY, IMPLANT AND MAXILLOFACIAL SURGERY) SUPPLEMENTARY
14222 | 4215224004300 | ZIRCONIUM (HIGHLY TRANSLUCENT HIGHLY STRENGTH) PRE-SHADED DISC/MULTI-LAYER 98 DIAMETER SIZE 16 SHADE D2 COMPATIBLE WITH EACH HOSPITAL SYSTEM | DENTAL SUPPLIES (LABORATORY, IMPLANT AND MAXILLOFACIAL SURGERY) SUPPLEMENTARY
14223 | 4215224004200 | ZIRCONIUM (HIGHLY TRANSLUCENT HIGHLY STRENGTH) PRE-SHADED DISC/MULTI-LAYER 98 DIAMETER SIZE 20 SHADE A1 COMPATIBLE WITH EACH HOSPITAL SYSTEM | DENTAL SUPPLIES (LABORATORY, IMPLANT AND MAXILLOFACIAL SURGERY) SUPPLEMENTARY
14224 | 4215224004100 | ZIRCONIUM (HIGHLY TRANSLUCENT HIGHLY STRENGTH) PRE-SHADED DISC/MULTI-LAYER 98 DIAMETER SIZE 20 SHADE A2 COMPATIBLE WITH EACH HOSPITAL SYSTEM | DENTAL SUPPLIES (LABORATORY, IMPLANT AND MAXILLOFACIAL SURGERY) SUPPLEMENTARY
14225 | 4215241592900 | BLOCK FOR ALL CERAMIC GLASS-CERAMIC LITHIUM DISILICATE CAD LT (LOW TRANSLUCENCY) SIZE C14 SHADE A1 COMPATIBLE WITH CEREC MACHINE CONNECTOR (5PCS=EH/BOX) | DENTAL SUPPLIES (LABORATORY, IMPLANT AND MAXILLOFACIAL SURGERY) SUPPLEMENTARY
14226 | 4215241593000 | BLOCK FOR ALL CERAMIC GLASS-CERAMIC LITHIUM DISILICATE CAD LT (LOW TRANSLUCENCY) SIZE C14 SHADE A2 COMPATIBLE WITH CEREC MACHINE CONNECTOR (5PCS=EH/BOX) | DENTAL SUPPLIES (LABORATORY, IMPLANT AND MAXILLOFACIAL SURGERY) SUPPLEMENTARY
14227 | 4215241593100 | BLOCK FOR ALL CERAMIC GLASS-CERAMIC LITHIUM DISILICATE CAD LT (LOW TRANSLUCENCY) SIZE C14 SHADE A3 COMPATIBLE WITH CEREC MACHINE CONNECTOR (5PCS=EH/BOX) | DENTAL SUPPLIES (LABORATORY, IMPLANT AND MAXILLOFACIAL SURGERY) SUPPLEMENTARY
14228 | 4215241588700 | BLOCK FOR ALL CERAMIC GLASS-CERAMIC LITHIUM DISILICATE (LS2) CAD HT (HIGH TRANSLUCENCY) SIZE C14 SHADE A4 COMPATIBLE WITH CEREC MACHINE CONNECTOR (5PCS=EH/BOX) | DENTAL SUPPLIES (LABORATORY, IMPLANT AND MAXILLOFACIAL SURGERY) SUPPLEMENTARY
14229 | 4215241590100 | BLOCK FOR ALL CERAMIC GLASS-CERAMIC LITHIUM DISILICATE CAD HT (HIGH TRANSLUCENCY) SIZE I12 SHADE A3 COMPATIBLE WITH CEREC MACHINE CONNECTOR (5PCS=EH/BOX) | DENTAL SUPPLIES (LABORATORY, IMPLANT AND MAXILLOFACIAL SURGERY) SUPPLEMENTARY
14230 | 4215224006100 | FLUSHING SOLUTION MATERIAL CHANGE OVER (MCO) CLEANER (1.5 KG) COMPATIBLE WITH PROJET MJP 5600 PRINTER OR EQUIVALENT | DENTAL SUPPLIES (LABORATORY, IMPLANT AND MAXILLOFACIAL SURGERY) SUPPLEMENTARY
14231 | 4215224005500 | MILLING BUR ZIRCONIA CAD/CAM MILLING BUR 1 L ZIRCONIA (6MM) FOR ROUGH MILLING COMPATIBLE WITH ZIRKONZAHN MILLING MACHINE OR EQUIVALENT | DENTAL SUPPLIES (LABORATORY, IMPLANT AND MAXILLOFACIAL SURGERY) SUPPLEMENTARY
14232 | 4215224005400 | MILLING BUR ZIRCONIA CAD/CAM MILLING BUR 2 L ZIRCONIA (6 MM) FOR ROUGH MILLING COMPATIBLE WITH ZIRKONZAHN MILLING MACHINE OR EQUIVALENT | DENTAL SUPPLIES (LABORATORY, IMPLANT AND MAXILLOFACIAL SURGERY) SUPPLEMENTARY
14233 | 4215241589200 | BLOCK FOR ALL CERAMIC GLASS-CERAMIC LITHIUM DISILICATE (LS2) CAD HT (HIGH TRANSLUCENCY) SIZE C14 SHADE C1 COMPATIBLE WITH CEREC MACHINE CONNECTOR (5PCS=EH/BOX) | DENTAL SUPPLIES (LABORATORY, IMPLANT AND MAXILLOFACIAL SURGERY) SUPPLEMENTARY
14234 | 4215241589300 | BLOCK FOR ALL CERAMIC GLASS-CERAMIC LITHIUM DISILICATE (LS2) CAD HT (HIGH TRANSLUCENCY) SIZE C14 SHADE C2 COMPATIBLE WITH CEREC MACHINE CONNECTOR (5PCS=EH/BOX) | DENTAL SUPPLIES (LABORATORY, IMPLANT AND MAXILLOFACIAL SURGERY) SUPPLEMENTARY
14235 | 4215241589400 | BLOCK FOR ALL CERAMIC GLASS-CERAMIC LITHIUM DISILICATE (LS2) CAD HT (HIGH TRANSLUCENCY) SIZE C14 SHADE C3 COMPATIBLE WITH CEREC MACHINE CONNECTOR (5PCS=EH/BOX) | DENTAL SUPPLIES (LABORATORY, IMPLANT AND MAXILLOFACIAL SURGERY) SUPPLEMENTARY
14236 | 4215241589500 | BLOCK FOR ALL CERAMIC GLASS-CERAMIC LITHIUM DISILICATE (LS2) CAD HT (HIGH TRANSLUCENCY) SIZE C14 SHADE C4 COMPATIBLE WITH CEREC MACHINE CONNECTOR (5PCS=EH/BOX) | DENTAL SUPPLIES (LABORATORY, IMPLANT AND MAXILLOFACIAL SURGERY) SUPPLEMENTARY
14237 | 4215224005200 | RIGID ABS LIKE UV CURABLE PLASTIC OPAQUE BLACK MATERIAL BLACK (2.0 KG BOTTLE) COMPATIBLE WITH PROJET MJP 5600 PRINTER OR EQUIVALENT | DENTAL SUPPLIES (LABORATORY, IMPLANT AND MAXILLOFACIAL SURGERY) SUPPLEMENTARY
14238 | 4215241589600 | BLOCK FOR ALL CERAMIC GLASS-CERAMIC LITHIUM DISILICATE (LS2) CAD HT (HIGH TRANSLUCENCY) SIZE C14 SHADE D2 COMPATIBLE WITH CEREC MACHINE CONNECTOR (5PCS=EH/BOX) | DENTAL SUPPLIES (LABORATORY, IMPLANT AND MAXILLOFACIAL SURGERY) SUPPLEMENTARY
14239 | 4215241589700 | BLOCK FOR ALL CERAMIC GLASS-CERAMIC LITHIUM DISILICATE (LS2) CAD HT (HIGH TRANSLUCENCY) SIZE C14 SHADE D3 COMPATIBLE WITH CEREC MACHINE CONNECTOR (5PCS=EH/BOX) | DENTAL SUPPLIES (LABORATORY, IMPLANT AND MAXILLOFACIAL SURGERY) SUPPLEMENTARY
14240 | 4215241589800 | BLOCK FOR ALL CERAMIC GLASS-CERAMIC LITHIUM DISILICATE (LS2) CAD HT (HIGH TRANSLUCENCY) SIZE C14 SHADE D4 COMPATIBLE WITH CEREC MACHINE CONNECTOR (5PCS=EH/BOX) | DENTAL SUPPLIES (LABORATORY, IMPLANT AND MAXILLOFACIAL SURGERY) SUPPLEMENTARY
14241 | 4215241589100 | BLOCK FOR ALL CERAMIC GLASS-CERAMIC LITHIUM DISILICATE (LS2) CAD HT (HIGH TRANSLUCENCY) SIZE C14 SHADE B4 COMPATIBLE WITH CEREC MACHINE CONNECTOR (5PCS=EH/BOX) | DENTAL SUPPLIES (LABORATORY, IMPLANT AND MAXILLOFACIAL SURGERY) SUPPLEMENTARY
14242 | 4215224005300 | MOUTHGUARD SHEET, SOFT MATERIAL, ROUND, CLEAR, DIAMETER 125 MM, THICKNESS 3.0 MM (+/- 0.2) | DENTAL SUPPLIES (LABORATORY, IMPLANT AND MAXILLOFACIAL SURGERY) SUPPLEMENTARY
14243 | 4215241589900 | BLOCK FOR ALL CERAMIC GLASS-CERAMIC LITHIUM DISILICATE CAD HT (HIGH TRANSLUCENCY) SIZE I12 SHADE A1 COMPATIBLE WITH CEREC MACHINE CONNECTOR (5PCS=EH/BOX) | DENTAL SUPPLIES (LABORATORY, IMPLANT AND MAXILLOFACIAL SURGERY) SUPPLEMENTARY
14244 | 4215224005600 | MILLING BUR ZIRCONIA CAD/CAM MILLING BUR 0.5 S ZIRCONIA (6 MM) FOR VERY PRECISE MILLING COMPATIBLE WITH ZIRKONZAHN MILLING MACHINE OR EQUIVALENT | DENTAL SUPPLIES (LABORATORY, IMPLANT AND MAXILLOFACIAL SURGERY) SUPPLEMENTARY
14245 | 4215241589000 | BLOCK FOR ALL CERAMIC GLASS-CERAMIC LITHIUM DISILICATE (LS2) CAD HT (HIGH TRANSLUCENCY) SIZE C14 SHADE B3 COMPATIBLE WITH CEREC MACHINE CONNECTOR (5PCS=EH/BOX) | DENTAL SUPPLIES (LABORATORY, IMPLANT AND MAXILLOFACIAL SURGERY) SUPPLEMENTARY
14246 | 4215224005000 | RIGID POLYCARBONATE LIKE UV CURABLE PLASTIC TRANSLUCENT CLEAR MATERIAL CLEAR (2.0 KG BOTTLE) COMPATIBLE WITH PROJET MJP 5600 PRINTER OR EQUIVALENT | DENTAL SUPPLIES (LABORATORY, IMPLANT AND MAXILLOFACIAL SURGERY) SUPPLEMENTARY
14247 | 4215224005700 | MILLING BUR PMMA CAD/CAM MILLING BUR 3 R PMMA (6 MM) FOR ROUGH MILLING OF RESINS WITH FAST MATERIAL REMOVAL ESPECIALLY RECOMMENDED FOR THE MANUFACTURE OF MODELS AND SPLINTS COMPATIBLE WITH ZIRKONZAHN MILLING MACHINE OR EQUIVALENT | DENTAL SUPPLIES (LABORATORY, IMPLANT AND MAXILLOFACIAL SURGERY) SUPPLEMENTARY
14248 | 4215224004900 | ZIRCONIUM (HIGHLY TRANSLUCENT HIGHLY STRENGTH) PRE-SHADED DISC/MULTI-LAYER 98 DIAMETER SIZE 14 SHADE A1 COMPATIBLE WITH EACH HOSPITAL SYSTEM | DENTAL SUPPLIES (LABORATORY, IMPLANT AND MAXILLOFACIAL SURGERY) SUPPLEMENTARY
14249 | 4215241588900 | BLOCK FOR ALL CERAMIC GLASS-CERAMIC LITHIUM DISILICATE (LS2) CAD HT (HIGH TRANSLUCENCY) SIZE C14 SHADE B2 COMPATIBLE WITH CEREC MACHINE CONNECTOR (5PCS=EH/BOX) | DENTAL SUPPLIES (LABORATORY, IMPLANT AND MAXILLOFACIAL SURGERY) SUPPLEMENTARY
14250 | 4215241590000 | BLOCK FOR ALL CERAMIC GLASS-CERAMIC LITHIUM DISILICATE CAD HT (HIGH TRANSLUCENCY) SIZE I12 SHADE A2 COMPATIBLE WITH CEREC MACHINE CONNECTOR (5PCS=EH/BOX) | DENTAL SUPPLIES (LABORATORY, IMPLANT AND MAXILLOFACIAL SURGERY) SUPPLEMENTARY
14251 | 4215271211300 | PRE-WELDED CONVERTIBLE BAND WITH SINGLE TUBE WITH LINGUAL CLEAT 0.022 SLOT ROTH PRESCRIPTION MANDIBULAR LEFT SECOND MOLAR SIZE 31 OR EQUIVALENT | DENTAL GENERAL SUPPLIES
14252 | 4215271211000 | PRE-WELDED CONVERTIBLE BAND WITH SINGLE TUBE WITH LINGUAL CLEAT 0.022 SLOT ROTH PRESCRIPTION MANDIBULAR RIGHT SECOND MOLAR SIZE 36 OR EQUIVALENT | DENTAL GENERAL SUPPLIES
14253 | 4215271211200 | PRE-WELDED CONVERTIBLE BAND WITH SINGLE TUBE WITH LINGUAL CLEAT 0.022 SLOT ROTH PRESCRIPTION MANDIBULAR RIGHT SECOND MOLAR SIZE 37 OR EQUIVALENT | DENTAL GENERAL SUPPLIES
14254 | 4215271213900 | PRE-WELDED CONVERTIBLE BAND WITH SINGLE TUBE WITH LINGUAL CLEAT 0.022 SLOT MBT PRESCRIPTION MAXILLARY LEFT SECOND MOLAR SIZE 36+ OR EQUIVALENT | DENTAL GENERAL SUPPLIES
14255 | 4215271214300 | PRE-WELDED CONVERTIBLE BAND WITH DOUBLE TUBE (SINGLE AND AUXILIARY) WITH LINGUAL CLEAT 0.018 SLOT MBT PRESCRIPTION FIRST MOLAR P = ROFESSIONAL KIT INCLUDING 300 BANDS IN FOUR TRAYS WITH LID COVER (150 PER SIDE) SIZE FROM 31-44 OR EQUIVALENT | DENTAL GENERAL SUPPLIES
14256 | 4215271214000 | PRE-WELDED CONVERTIBLE BAND WITH SINGLE TUBE WITH LINGUAL CLEAT 0.018 SLOT MBT PRESCRIPTION MAXILLARY LEFT SECOND MOLAR SIZE 37 OR EQUIVALENT | DENTAL GENERAL SUPPLIES
14257 | 4215271214200 | PRE-WELDED CONVERTIBLE BAND WITH SINGLE TUBE WITH LINGUAL CLEAT 0.022 SLOT MBT PRESCRIPTION MAXILLARY LEFT SECOND MOLAR SIZE 38 OR EQUIVALENT | DENTAL GENERAL SUPPLIES
14258 | 4215271214100 | PRE-WELDED CONVERTIBLE BAND WITH SINGLE TUBE WITH LINGUAL CLEAT 0.022 SLOT MBT PRESCRIPTION MAXILLARY LEFT SECOND MOLAR SIZE 37+ OR EQUIVALENT | DENTAL GENERAL SUPPLIES
14259 | 4215271218500 | BANDS FOR UPPER FIRST AND SECOND PRIMARY MOLARS KIT ALL SIZES | DENTAL GENERAL SUPPLIES
14260 | 4215271218600 | BANDS FOR LOWER FIRST AND SECOND PRIMARY MOLARS KIT ALL SIZES | DENTAL GENERAL SUPPLIES
14261 | 4215271210700 | PRE-WELDED CONVERTIBLE BAND WITH SINGLE TUBE WITH LINGUAL CLEAT 0.022 SLOT ROTH PRESCRIPTION MANDIBULAR RIGHT SECOND MOLAR SIZE 34+ OR EQUIVALENT | DENTAL GENERAL SUPPLIES
14262 | 4215271213600 | PRE-WELDED CONVERTIBLE BAND WITH TRIPLE TUBE WITH LINGUAL CLEAT 0.022 SLOT MBT PRESCRIPTION MAXILLARY RIGHT FIRST MOLAR REFILL SIZE 36 OR EQUIVALENT | DENTAL GENERAL SUPPLIES
14263 | 4215271213800 | PRE-WELDED CONVERTIBLE BAND WITH SINGLE TUBE WITH LINGUAL CLEAT 0.018 SLOT MBT PRESCRIPTION MAXILLARY LEFT SECOND MOLAR SIZE 36 OR EQUIVALENT | DENTAL GENERAL SUPPLIES
14264 | 4215271210800 | PRE-WELDED CONVERTIBLE BAND WITH SINGLE TUBE WITH LINGUAL CLEAT 0.022 SLOT ROTH PRESCRIPTION MANDIBULAR RIGHT SECOND MOLAR SIZE 35 OR EQUIVALENT | DENTAL GENERAL SUPPLIES
14265 | 4215271213700 | PRE-WELDED CONVERTIBLE BAND WITH TRIPLE TUBE WITH LINGUAL CLEAT 0.018 SLOT MBT PRESCRIPTION MAXILLARY RIGHT FIRST MOLAR REFILL SIZE 36+ OR EQUIVALENT | DENTAL GENERAL SUPPLIES
14266 | 4215271212100 | PRE-WELDED CONVERTIBLE BAND WITH SINGLE TUBE WITH LINGUAL CLEAT 0.022 SLOT ROTH PRESCRIPTION MANDIBULAR LEFT SECOND MOLAR SIZE 35 OR EQUIVALENT | DENTAL GENERAL SUPPLIES
14267 | 4215271213500 | PRE-WELDED CONVERTIBLE BAND WITH TRIPLE TUBE WITH LINGUAL CLEAT 0.022 SLOT MBT PRESCRIPTION MAXILLARY RIGHT FIRST MOLAR REFILL SIZE 35+ OR EQUIVALENT | DENTAL GENERAL SUPPLIES
14268 | 4215271220500 | REFILL SECTIONAL MATRIX SYSTEM ANATOMICALLY SHAPED, MATRIX BANDS SIZE 3.5 MM | DENTAL GENERAL SUPPLIES
14269 | 4215271212300 | PRE-WELDED CONVERTIBLE BAND WITH SINGLE TUBE WITH LINGUAL CLEAT 0.022 SLOT ROTH PRESCRIPTION MANDIBULAR LEFT SECOND MOLAR SIZE 36 OR EQUIVALENT | DENTAL GENERAL SUPPLIES
14270 | 4215271212200 | PRE-WELDED CONVERTIBLE BAND WITH SINGLE TUBE WITH LINGUAL CLEAT 0.022 SLOT ROTH PRESCRIPTION MANDIBULAR LEFT SECOND MOLAR SIZE 35+ OR EQUIVALENT | DENTAL GENERAL SUPPLIES
14271 | 4215271212000 | PRE-WELDED CONVERTIBLE BAND WITH SINGLE TUBE WITH LINGUAL CLEAT 0.022 SLOT ROTH PRESCRIPTION MANDIBULAR LEFT SECOND MOLAR SIZE 34+ OR EQUIVALENT | DENTAL GENERAL SUPPLIES
14272 | 4215271211900 | PRE-WELDED CONVERTIBLE BAND WITH SINGLE TUBE WITH LINGUAL CLEAT 0.022 SLOT ROTH PRESCRIPTION MANDIBULAR LEFT SECOND MOLAR SIZE 34 OR EQUIVALENT | DENTAL GENERAL SUPPLIES
14273 | 4215271212400 | PRE-WELDED CONVERTIBLE BAND WITH SINGLE TUBE WITH LINGUAL CLEAT 0.022 SLOT ROTH PRESCRIPTION MANDIBULAR LEFT SECOND MOLAR SIZE 36+ OR EQUIVALENT | DENTAL GENERAL SUPPLIES
14274 | 4215271212500 | PRE-WELDED CONVERTIBLE BAND WITH SINGLE TUBE WITH LINGUAL CLEAT 0.022 SLOT ROTH PRESCRIPTION MANDIBULAR LEFT SECOND MOLAR SIZE 37 OR EQUIVALENT | DENTAL GENERAL SUPPLIES
14275 | 4215271212600 | PRE-WELDED CONVERTIBLE BAND WITH TRIPLE TUBE WITH LINGUAL CLEAT 0.022 SLOT MBT PRESCRIPTION MAXILLARY RIGHT FIRST MOLAR REFILL SIZE 31 OR EQUIVALENT | DENTAL GENERAL SUPPLIES
14276 | 4215271211800 | PRE-WELDED CONVERTIBLE BAND WITH SINGLE TUBE WITH LINGUAL CLEAT 0.022 SLOT ROTH PRESCRIPTION MANDIBULAR LEFT SECOND MOLAR SIZE 33+ OR EQUIVALENT | DENTAL GENERAL SUPPLIES
14277 | 4215271211400 | PRE-WELDED CONVERTIBLE BAND WITH SINGLE TUBE WITH LINGUAL CLEAT 0.022 SLOT ROTH PRESCRIPTION MANDIBULAR LEFT SECOND MOLAR SIZE 31+ OR EQUIVALENT | DENTAL GENERAL SUPPLIES
14278 | 4215271212700 | PRE-WELDED CONVERTIBLE BAND WITH TRIPLE TUBE WITH LINGUAL CLEAT 0.022 SLOT MBT PRESCRIPTION MAXILLARY RIGHT FIRST MOLAR REFILL SIZE 31+ OR EQUIVALENT | DENTAL GENERAL SUPPLIES
14279 | 4215271211600 | PRE-WELDED CONVERTIBLE BAND WITH SINGLE TUBE WITH LINGUAL CLEAT 0.022 SLOT ROTH PRESCRIPTION MANDIBULAR LEFT SECOND MOLAR SIZE 32+ OR EQUIVALENT | DENTAL GENERAL SUPPLIES
14280 | 4215271212800 | PRE-WELDED CONVERTIBLE BAND WITH TRIPLE TUBE WITH LINGUAL CLEAT 0.022 SLOT MBT PRESCRIPTION MAXILLARY RIGHT FIRST MOLAR REFILL SIZE 32 OR EQUIVALENT | DENTAL GENERAL SUPPLIES
14281 | 4215271211500 | PRE-WELDED CONVERTIBLE BAND WITH SINGLE TUBE WITH LINGUAL CLEAT 0.022 SLOT ROTH PRESCRIPTION MANDIBULAR LEFT SECOND MOLAR SIZE 32 OR EQUIVALENT | DENTAL GENERAL SUPPLIES
14282 | 4215271212900 | PRE-WELDED CONVERTIBLE BAND WITH TRIPLE TUBE WITH LINGUAL CLEAT 0.022 SLOT MBT PRESCRIPTION MAXILLARY RIGHT FIRST MOLAR REFILL SIZE 32+ OR EQUIVALENT | DENTAL GENERAL SUPPLIES
14283 | 4215271213000 | PRE-WELDED CONVERTIBLE BAND WITH TRIPLE TUBE WITH LINGUAL CLEAT 0.022 SLOT MBT PRESCRIPTION MAXILLARY RIGHT FIRST MOLAR REFILL SIZE 33 OR EQUIVALENT | DENTAL GENERAL SUPPLIES
14284 | 4215271213100 | PRE-WELDED CONVERTIBLE BAND WITH TRIPLE TUBE WITH LINGUAL CLEAT 0.022 SLOT MBT PRESCRIPTION MAXILLARY RIGHT FIRST MOLAR REFILL SIZE 33+ OR EQUIVALENT | DENTAL GENERAL SUPPLIES
14285 | 4215271213200 | PRE-WELDED CONVERTIBLE BAND WITH TRIPLE TUBE WITH LINGUAL CLEAT 0.022 SLOT MBT PRESCRIPTION MAXILLARY RIGHT FIRST MOLAR REFILL SIZE 34 OR EQUIVALENT | DENTAL GENERAL SUPPLIES
14286 | 4215271213300 | PRE-WELDED CONVERTIBLE BAND WITH TRIPLE TUBE WITH LINGUAL CLEAT 0.022 SLOT MBT PRESCRIPTION MAXILLARY RIGHT FIRST MOLAR REFILL SIZE 34+ OR EQUIVALENT | DENTAL GENERAL SUPPLIES
14287 | 4215271213400 | PRE-WELDED CONVERTIBLE BAND WITH TRIPLE TUBE WITH LINGUAL CLEAT 0.022 SLOT MBT PRESCRIPTION MAXILLARY RIGHT FIRST MOLAR REFILL SIZE 35 OR EQUIVALENT | DENTAL GENERAL SUPPLIES
14288 | 4215271211700 | PRE-WELDED CONVERTIBLE BAND WITH SINGLE TUBE WITH LINGUAL CLEAT 0.022 SLOT ROTH PRESCRIPTION MANDIBULAR LEFT SECOND MOLAR SIZE 33 OR EQUIVALENT | DENTAL GENERAL SUPPLIES
14289 | 4215271220600 | REFILL SECTIONAL MATRIX SYSTEM ANATOMICALLY SHAPED, MATRIX BANDS SIZE 4.5 MM | DENTAL GENERAL SUPPLIES
14290 | 4215281000100 | PTFE OR EQUIVALENT NON - ABSORBABLE MEMBRANE REINFORCED WITH TITANIUM FOR GUIDE BONE REGENERATION ANTERIOR NARROW | DENTAL GENERAL SUPPLIES
14291 | 4215271220800 | REFILL SECTIONAL MATRIX SYSTEM ANATOMICALLY SHAPED, MATRIX BANDS SIZE 6.5 MM | DENTAL GENERAL SUPPLIES
14292 | 4215290003100 | ENDODONTIC MICROSURGICAL ELEVATOR # 1 | DENTAL GENERAL SUPPLIES
14293 | 4215290003200 | ENDODONTIC MICROSURGICAL ELEVATOR # 2 | DENTAL GENERAL SUPPLIES
14294 | 4215290003300 | ENDODONTIC MICROSURGICAL ELEVATOR # 3 | DENTAL GENERAL SUPPLIES
14295 | 4215290003400 | ENDODONTIC MICROSURGICAL CURETTE # 1 | DENTAL GENERAL SUPPLIES
14296 | 4215290003500 | ENDODONTIC MICROSURGICAL CURETTE # 2 | DENTAL GENERAL SUPPLIES
14297 | 4215290003600 | ENDODONTIC MICROSURGICAL CURETTE # 3 | DENTAL GENERAL SUPPLIES
14298 | 4215290003700 | SCHILDER PLUGGER ANTERIOR 0.4 MM | DENTAL GENERAL SUPPLIES
14299 | 4215290003800 | SCHILDER PLUGGER ANTERIOR 0.5 MM | DENTAL GENERAL SUPPLIES
14300 | 4215290003900 | SCHILDER PLUGGER ANTERIOR 0.6 MM | DENTAL GENERAL SUPPLIES
14301 | 4215290004000 | SCHILDER PLUGGER ANTERIOR 0.7 MM | DENTAL GENERAL SUPPLIES
14302 | 4215290004100 | SCHILDER PLUGGER ANTERIOR 0.8 MM | DENTAL GENERAL SUPPLIES
14303 | 4215290004200 | SCHILDER PLUGGER ANTERIOR 0.9 MM | DENTAL GENERAL SUPPLIES
14304 | 4215290004300 | SCHILDER PLUGGER ANTERIOR 1.0 MM | DENTAL GENERAL SUPPLIES
14305 | 4215290004400 | SCHILDER PLUGGER ANTERIOR 1.3 MM | DENTAL GENERAL SUPPLIES
14306 | 4215290004500 | SCHILDER PLUGGER ANTERIOR 1.5 MM | DENTAL GENERAL SUPPLIES
14307 | 4215290201200 | MATRIX BAND, T - BAND STRAIGHT, WIDE | DENTAL GENERAL SUPPLIES
14308 | 4215290202000 | MATRIX BAND TOFFLEMIRE STAINLESS STEEL SIZE 1 GAUGE. 0015 | DENTAL GENERAL SUPPLIES
14309 | 4215290202100 | MATRIX BAND TOFFLEMIRE STAINLESS STEEL SIZE 3 GAUGE. 0015 | DENTAL GENERAL SUPPLIES
14310 | 4215290202200 | MATRIX BAND, TOFFLEMIRE, STAINLESS STEEL SIZE, 13, GAUGE. 0015 | DENTAL GENERAL SUPPLIES
14311 | 4215290202300 | SECTIONAL MATRIX SYSTEM WITH NICKEL - TITANIUM RINGS ANATOMICALLY SHAPED MATRIX BANDS AND ADAPTIVE SELF - GUIDING WEDGES | DENTAL GENERAL SUPPLIES
14312 | 4215290202400 | MATRIX BAND TOFFLEMIRE STAINLESS STEEL SIZE 2 GAUGE. 0015 | DENTAL GENERAL SUPPLIES
14313 | 4215290202600 | RETAINER TOFFLEMIRE MATRIX STRAIGHT UNIVERSAL STAINLESS STEEL | DENTAL GENERAL SUPPLIES
14314 | 4215290204500 | RETAINER TOFFLEMIRE MATRIX STRAIGHT CONTRA-ANGLE 45 DEGREE STAINLESS STEEL | DENTAL GENERAL SUPPLIES
14315 | 4215290204600 | SECTIONAL MATRIX SYSTEM NICKEL TITANIUM STANDARD RING REFILL | DENTAL GENERAL SUPPLIES
14316 | 4215290204800 | SECTIONAL MATRIX SYSTEM ADAPTIVE SELF - GUIDING WEDGE SIZE SMALL REFILL | DENTAL GENERAL SUPPLIES
14317 | 4215290204900 | SECTIONAL MATRIX SYSTEM ADAPTIVE SELF - GUIDING WEDGE SIZE MEDIUM REFILL | DENTAL GENERAL SUPPLIES
14318 | 4215290205000 | SECTIONAL MATRIX SYSTEM ADAPTIVE SELF - GUIDING WEDGE SIZE LARGE REFILL | DENTAL GENERAL SUPPLIES
14319 | 4215290003000 | INSTRUMENT DENTAL CALCIUM HYDROXIDE PLACEMENT INSTRUMENT #6 SATIN STEEL HANDLE | DENTAL GENERAL SUPPLIES
14320 | 4215290205100 | SECTIONAL MATRIX SYSTEM PIN TWEEZERS | DENTAL GENERAL SUPPLIES
14321 | 4215290002900 | ENDODONTIC MICROSURGICAL PLUGGER #3 | DENTAL GENERAL SUPPLIES
14322 | 4215290002700 | ENDODONTIC MICROSURGICAL PLUGGER #1 | DENTAL GENERAL SUPPLIES
14323 | 4215280804000 | COLOMBIA PERIODONTAL CURETTE SIZE 2 L/ 2 R ROUND STAINLESS STEEL | DENTAL GENERAL SUPPLIES
14324 | 4215280804100 | MCCALL PERIODONTAL CURETTE SIZE 13 /14 ROUND STAINLESS STEEL | DENTAL GENERAL SUPPLIES
14325 | 4215280804200 | COLOMBIA PERIODONTAL CURETTE SIZE 4 L/ 4 R ROUND STAINLESS STEEL | DENTAL GENERAL SUPPLIES
14326 | 4215280804300 | GRACEY RIGID PERIODONTAL FINISHING CURETTE SIZE 9 /10 ROUND STAINLESS STEEL | DENTAL GENERAL SUPPLIES
14327 | 4215280804400 | GRACEY RIGID PERIODONTAL FINISHING CURETTE SIZE 13 /14 ROUND STAINLESS STEEL | DENTAL GENERAL SUPPLIES
14328 | 4215280804600 | GRACEY RIGID PERIODONTAL FINISHING CURETTE SIZE 11 /12 ROUND STAINLESS STEEL | DENTAL GENERAL SUPPLIES
14329 | 4215280810100 | LANGER CURETTE SIZE 17/18 ROUND STAINLESS STEEL | DENTAL GENERAL SUPPLIES
14330 | 4215281000000 | COLLAGEN SOCKET REPAIR MEMBRANE FOR SOCKET PRESERVATION TO MENTION THE SOURCE | DENTAL GENERAL SUPPLIES
14331 | 4215271210600 | PRE-WELDED CONVERTIBLE BAND WITH SINGLE TUBE WITH LINGUAL CLEAT 0.022 SLOT ROTH PRESCRIPTION MANDIBULAR RIGHT SECOND MOLAR SIZE 34 OR EQUIVALENT | DENTAL GENERAL SUPPLIES
14332 | 4215281000200 | PTFE OR EQUIVALENT NON- ABSORBABLE MEMBRANE REINFORCED WITH TITANIUM FOR GUIDE BONE REGENERATION ANTERIOR SINGLE | DENTAL GENERAL SUPPLIES
14333 | 4215281000300 | PTFE OR EQUIVALENT NON - ABSORBABLE MEMBRANE REINFORCED WITH TITANIUM FOR GUIDE BONE REGENERATION POSTERIOR LARGE | DENTAL GENERAL SUPPLIES
14334 | 4215281000400 | PTFE OR EQUIVALENT NON - ABSORBABLE MEMBRANE REINFORCED WITH TITANIUM FOR GUIDE BONE REGENERATION POSTERIOR SINGLE | DENTAL GENERAL SUPPLIES
14335 | 4215290000200 | ENDODONTIC FINGER SPREADERS STAINLESS STEEL WITH PLASTIC HANDLE SIZE 15 25 MM (6/BOX) ONE EACH (EA) = ONE (1) PACK | DENTAL GENERAL SUPPLIES
14336 | 4215290000300 | ENDODONTIC FINGER SPREADERS STAINLESS STEEL WITH PLASTIC HANDLE SIZE 20 25 MM (6/BOX) ONE EACH (EA) = ONE (1) PACK | DENTAL GENERAL SUPPLIES
14337 | 4215290000400 | ENDODONTIC FINGER SPREADERS STAINLESS STEEL WITH PLASTIC HANDLE SIZE 25 25 MM (6/BOX) ONE EACH (EA) = ONE (1) PACK | DENTAL GENERAL SUPPLIES
14338 | 4215290000500 | ENDODONTIC ROOT CANAL FINGER PLUGGER L25 MM SIZE 15 - 40 PACK OF 6 | DENTAL GENERAL SUPPLIES
14339 | 4215290000600 | ENDODONTIC ROOT CANAL HAND PLUGGER TAPERED STAINLESS STEEL DOUBLE ENDED 1/3 | DENTAL GENERAL SUPPLIES
14340 | 4215290000700 | ENDODONTIC AMALGAM PLUGGER DOUBLE - ENDED 0/1 | DENTAL GENERAL SUPPLIES
14341 | 4215290000800 | ENDODONTIC AMALGAM PLUGGER DOUBLE - ENDED 1/2 | DENTAL GENERAL SUPPLIES
14342 | 4215290000900 | ENDODONTIC AMALGAM PLUGGER DOUBLE - ENDED 3/4 | DENTAL GENERAL SUPPLIES
14343 | 4215290001000 | ENDODONTIC AMALGAM PLUGGER DOUBLE - ENDED 5/7 | DENTAL GENERAL SUPPLIES
14344 | 4215290001100 | ENDODONTIC AMALGAM PLUGGER DOUBLE - ENDED 9/11 | DENTAL GENERAL SUPPLIES
14345 | 4215290001200 | ENDODONTIC AMALGAM PLUGGER DOUBLE - ENDED 11/12 | DENTAL GENERAL SUPPLIES
14346 | 4215290001300 | ENDODONTIC KIT CASSETTES DIMENSION 290 X 184 X 34 MM FOR 18 INSTRUMENTS UNIQUELY SOPHISTICATED ERGONOMIC DESIGN WITH REVOLUTIONARY NEWHOLE PATTERN FOR OPTIMAL USE IN THERMODISINFECTOR. IMS INFINITY SERIES CASSETTES ARE MADE OF LONG LASTING LOW MAINTENANCE STAINLESSSTEEL DURABLE COLORED SILICONE RAILS SECURELY HOLD INSTRUMENTS THROUGHOUT PROCESSING CYCLE. ERGONOMIC LATCH WITH POSITIVE LOCKING MECHANISM IS SAFE AND EASY - TO - US E ALLOWS ONE - HANDED OPENING AND VISUAL CONFIRMATION IF THE CASSETTE IS LOCKED/UNLOCKED. REVOLUTIONARY NEW HOLE PATTERN DESIGN CREATES 30% ADDITIONAL OPEN AREA FOR MORE ACCESS DURING CLEANING AND STERILIZATION AND IS COMPATIBLE WITH CURRENT CLEANING EQUIPMENT INCLUDING AUTOMATED WASHERS. INNOVATIVE COLOR - CODED SILICONE RAIL SYSTEM AVAILABLE IN 11 COLOR OPTIONS SIGNIFICANTLY REDUCES INSTRUMENT CONTACT BY UP TO 59% ALLO WING FOR MORE WATER FLOW WHILE PROTECTING THE INSTRUMENTS DURING REPRO CESSING.HIGH QUALITY ELECTRO POLISHED STAINLESS STEEL PROTECT | DENTAL GENERAL SUPPLIES
14347 | 4215290001400 | ENDODONTIC SURGICAL EXPLORER INSTRUMENT # 1 | DENTAL GENERAL SUPPLIES
14348 | 4215290001500 | ENDODONTIC SURGICAL EXPLORER INSTRUMENT # 2 | DENTAL GENERAL SUPPLIES
14349 | 4215290001600 | ENDODONTIC ABOU - RASS EXPLORER INSTRUMENT #1 | DENTAL GENERAL SUPPLIES
14350 | 4215290002800 | ENDODONTIC MICROSURGICAL PLUGGER #2 | DENTAL GENERAL SUPPLIES
14351 | 4215280803800 | GRACEY RIGID CURETTE SIZE 5/6 ROUND STAINLESS STEEL DOUBLE ENDED | DENTAL GENERAL SUPPLIES
14352 | 4215290205200 | SECTIONAL MATRIX SYSTEM ADAPTIVE SELF - GUIDING WEDGE GUARD SIZE SMALL REFILL | DENTAL GENERAL SUPPLIES
14353 | 4215291000000 | COVER SHEET DISPOSABLE FOR AIR WATER SYRINGE LIGHT AND X-RAY HANDLE AND HEAD REST (6 ROLLS + DISPENSER) ROLL NOT LESS THAN 800 SHEETS/ROLL SELF ADHESIVE SURFACE ANTI-STATIC BARRIER SIZE 6 X 9 INCH COUNTERWEIGHTED DISPENSER FOR TABLETOP STABILITY PREVENTS CROSS- CONTAMINATION | DENTAL GENERAL SUPPLIES
14354 | 4215300500600 | RESTORATIVE KIT FOR COMPOSITE CASSETTE DIMENSIONS 152 X 184 X 34 MM FOR 8 INSTRUMENTS WITH AN ACCESSORY AREA. UNIQUELY SOPHISTICATED ERGONOMIC DESIGN WITH REVOLUTIONARY NEW HOLE PATTERN FOR OPTIMAL USE IN THERMODISINFECTOR. IMS INFINITY SERIES CASSETTES ARE MADE OF LONG LASTING LOW MAINTENANCE STAINLESS STEEL DURABLE COLORED SILICONE RAILS SECURELY HOLD INSTRUMENTS THROUGHOUT PROCESSING CYCLE. ERGONOMIC LATCH WITH POSITIVE LOCKING MECHANISM IS SAFE AND EASY - TO - USE ALLOWS ONE - HANDED OPENING AND VISUAL CONFIRMATION IF THE CASSETTE IS LOCKED/UNLOCKED. REVOLUTIONARY NEW HOLE PATTERN DESIGN CREATES 30% ADDITIONAL OPEN AREA FOR MORE ACCESS DURING CLEANING AND STERILIZATION AND IS COMPATIBLE WITH CURRENT CLEANING EQUIPMENT INCLUDING AUTOMATED WASHERS. INNOVATIVE COLOR - CODED SILICONE RAIL SYSTEM IS AVAILABLE IN 11 COLOR OPTIONS SIGNIFICANTLY REDUCES INSTRUMENT CONTACT BY UP TO 59% ALLOWING FOR MORE WATER FLOW WHILE PROTECTING THE INSTRUMENTS DURING REPROCESSING. HIGH QUALITY EL | DENTAL GENERAL SUPPLIES
14355 | 4215300501000 | MOIST INSENSITIVE PRIMER BONDING AGENT | DENTAL GENERAL SUPPLIES
14356 | 4215300600100 | WOODEN WEDGES SMALL SIZE | DENTAL GENERAL SUPPLIES
14357 | 4215300600200 | ELASTIC ROTATION WEDGES GRAY | DENTAL GENERAL SUPPLIES
14358 | 4215300600500 | KIT WOODEN WEDGES ASSORTED SIZE | DENTAL GENERAL SUPPLIES
14359 | 4215300600600 | WOODEN WEDGES MEDIUM SIZE | DENTAL GENERAL SUPPLIES
14360 | 4213150100800 | DISPOSABLE BIB FOR ADULT PATIENT THREE PLIES OF UPPER AND LOWER LAYERS OF FACIAL QUALITY PLUS AN INTERMEDIATE LAYER OF POLYETHYLENE FILM NOT LESS THAN 13 X 19 INCHES | DENTAL GENERAL SUPPLIES
14361 | 4219250100900 | DISPOSABLE PLASTIC COVERS FOR HIGH-TOUCH DENTAL EQUIPMENT AND SURFACES SHAPED FOR BETTER FIT AND TO REDUCE EXCESS MATERIAL ONE EACH (EA) = ONE (1) PACK | DENTAL GENERAL SUPPLIES
14362 | 4220182100100 | PLASTIC SNAP X - RAY FILM HOLDER AUTOCLAVABLE | DENTAL GENERAL SUPPLIES
14363 | 4231160702400 | ABSORBABLE GELATINE SPONGE FOR SURGICAL HEMOSTATIC DRESSING | DENTAL GENERAL SUPPLIES
14364 | 4618180200200 | PROTECTIVE EYE WEAR (SAFETY GLASSES) MADE OF HIGH IMPACT PLASTIC LENSES TREATED WITH ANTI-FOG ANTISTATIC AND ANTI - SCRATCH PROTECTIONS COMFORTABLE ADJUSTABLE HANDLES | DENTAL GENERAL SUPPLIES
14365 | 4618200100200 | BUR DIAMOND FG CYLINDER ROUND END MEDIUM COARSE SIZE 1.0 MM #881 ISO 806 - 314 - 141 - 524 - 010 | DENTAL GENERAL SUPPLIES
14366 | 4618200100400 | BUR DIAMOND FG TAPERED ROUND END SHORT SHANK MEDIUM COARSE SIZE 2.3 MM #855 ISO 806 - 313 - 197 - 524 - 014 | DENTAL GENERAL SUPPLIES
14367 | 4618200100600 | BUR DIAMOND FG CYLINDER TORPEDO MEDIUM COARSE SIZE 1.4 MM ISO# 806 - 314 - 289 - 524 - 014 | DENTAL GENERAL SUPPLIES
14368 | 4618200100800 | BUR DIAMOND FG TAPERED ROUND END COARSE SIZE 1.8 MM ISO# 806 - 314 - 199 - 534 - 018 | DENTAL GENERAL SUPPLIES
14369 | 4215211600500 | ROOT CANAL BURN-OUT POST SIZE 3 DIAMETER (1.14 MM) | DENTAL GENERAL SUPPLIES
14370 | 4215211600400 | ROOT CANAL BURN-OUT POST SIZE 2 DIAMETER (1.0 MM) | DENTAL GENERAL SUPPLIES
14371 | 4215211600300 | ROOT CANAL BURN-OUT POST SIZE 1 DIAMETER (0.9 MM) | DENTAL GENERAL SUPPLIES
14372 | 4215211600200 | POST REFILL WHITE FIBER - RESIN CYLINDRICAL SIZE 6 | DENTAL GENERAL SUPPLIES
14373 | 4215211600100 | POST REFILL WHITE FIBER - RESIN CYLINDRICAL SIZE 5 | DENTAL GENERAL SUPPLIES
14374 | 4215211600000 | POST REFILL WHITE FIBER - RESIN CYLINDRICAL SIZE 4 | DENTAL GENERAL SUPPLIES
14375 | 4215211400600 | AUTOMIX GUN FOR IMPRESSION MATERIAL RATIO 1:1 | DENTAL GENERAL SUPPLIES
14376 | 4215211400500 | POLYETHER IMPRESSION MATERIAL REGULAR BODY REGULAR SET BASE AND CATALYST FOR MACHINE DISPENSING | DENTAL GENERAL SUPPLIES
14377 | 4215211400300 | POLYETHER IMPRESSION MATERIAL PACK LIGHT VISCOSITY FAST SET BASE AND CATALYST KIT | DENTAL GENERAL SUPPLIES
14378 | 5117233100100 | 17 - 19% ETHYLENE DIAMINE TETRA ACETIC ACID (EDTA) SOLUTION KIT, NEUTRAL PH, BOTTLE 40 - 60 ML, CONTAINS: 1. 20 - 30 EMPTY 1.2 ML SYRINGES, 2. 20 - 30 TIP S OF 30G, ONE EACH (EA) = ONE (1) PACK | DENTAL GENERAL SUPPLIES
14379 | 5117282700000 | DESENSITIZING GEL WITH POTASSIUM NITRATE AND FLUORIDE, PACKED IN SYRINGE | DENTAL GENERAL SUPPLIES
14380 | 4215210505100 | PERFORATED EDENTULOUS IMPRESSION TRAYS STAINLESS STEEL UPPER AND LOWER LARGE SIZE | DENTAL GENERAL SUPPLIES
14381 | 4215300500500 | RESTORATIVE KIT FOR AMALGAM CASSETTE DIMENSION 290 X 184 X 34 MM FOR 20 INSTRUMENTS. UNIQUELY SOPHISTICATED ERGONOMIC DESIGN WITH REVOLUTIONARY NEW HOLE PATTERN FOR OPTIMAL USE IN THERMO DISINFECTOR.IMS INFINITY SERIES CASSETTES ARE MADE OF LONG LASTING LOW MAINTENANCE STAINLESS STEEL. DURABLE COLORED SILICONE RAILS SECURELY HOLD INSTRUMENTS THROUGHOUT PROCESSING CYCLE. ERGONOMIC LATCH WITH POSITIVE LOCKING MECHANISM IS SAFE AND EASY - TO - USE ALLOWS ONE - HANDED OPENING AND VISUAL CONFIRMATION IF THE CASSETTE IS LOCKED/UNLOCKED. REVOLUTIONARY NEW HOLE PATTERN DESIGN CREATES 30% ADDITIONAL OPEN AREA FOR MORE ACCESS DURING CLEANING AND STERILIZATION AND IS COMPATIBLE WITH CURRENT CLEANING EQUIPMENT INCLUDING AUTOMATED WASHERS. INNOVATIVE COLOR - CODED SILICONE RAIL SYSTEM AVAIL ABLE IN 11 COLOR OPTIONS SIGNIFICANTLY REDUCES INSTRUMENT CONTACT BY UP TO 59% ALLOWING FOR MORE WATER FLOW WHILE PROTECTING THE INSTRUMENTS DURING REPROCESSING. HIGH QUALITY ELECTRO POLISHED STAINLESS | DENTAL GENERAL SUPPLIES
14382 | 4215290205300 | SECTIONAL MATRIX SYSTEM ADAPTIVE SELF - GUIDING WEDGE GUARD SIZE LARGE REFILL | DENTAL GENERAL SUPPLIES
14383 | 4215300100100 | ANESTHETIC GEL 20% BENZOCAINE ASSORTED FLAVOR | DENTAL GENERAL SUPPLIES
14384 | 4215300000300 | PERIODONTAL NON - SURGICAL SET #2 METAL CASSETTE FOR INSTRUMENTS MADE OF HIGHLY CORROSION RESISTANT RIGID STAINLESS STEEL WITH SOFT COLORED SILICONE RAILS AND SECURED LOCKING SYSTEM WASHABLE AND AUTOCLAVABLE CONTAIN CURETTE GRACEY EXTRA RIGID AFTER FIVE PERIODONTAL FINISHING CURETTE SIZE 13 - 14 CURETTE GRACEY EXTRA RIGID AFTER FIVE PERIODONTAL FINISHING CURETTE SIZE 5 - 6 CURETTE GRACEY EXTRA RIGID AFTER FIVE PERIODONTAL FINISHING CURETTE SIZE 7 - 8 CURETTE GRACEY EXTRA RIGID AFTER FIVE PERIODONTAL FINISHING CURETTES SIZE 11 - 12 CURETTE GRACEY RIGID AFTER FIVE PERIODONTAL FINISHING CURETTE SIZE 11 - 12 CURETTE GRACEY RIGID AFTER FIVE PERIODONTAL FINISHING CURETTE SIZE 1 - 2 CURETTE GRACEY RIGID AFTER FIVE PERIODONTAL FINISHING CURETTE SIZE 13 - 14 CURETTE GRACEY RIGID AFTER FIVE PERIODONTAL FINISHING CURETTE SIZE 3 - 4 CURETTE GRACEY RIGID AFTER FIVE PERIODONTAL FINISHING CURETTE SIZE 5 - 6 CURETTE GRACEY RIGID AFTER FIVE PERIODONTAL FINISHING CURETTE SIZE 7 - 8 CURETTE | DENTAL GENERAL SUPPLIES
14385 | 4215291000200 | HANDPIECE COUPLING FOR USE WITH ALL STANDARDIZED TURBINE TUBING QUICK CONNECT AND DISCONNECT LED ILLUMINATION 4500-6500 K COMPATIBLE WITH ALL TURBINES AIR MOTORS AND SCALERS WITH 360 DEGREES INSTRUMENT ROTATION STERILIZABLE WITH WATER FLOW REGULATOR TO FIT MID - WEST 4-6 HOLES | DENTAL GENERAL SUPPLIES
14386 | 4215291100200 | COMPOSITE GUN FOR CAPSULE, STANDARD/EACH | DENTAL GENERAL SUPPLIES
14387 | 4215291400200 | DISPOSABLE PRE BENT NEEDLE FOR ETCHANT (25G) | DENTAL GENERAL SUPPLIES
14388 | 4215291400300 | DISPOSABLE PRE BENT NEEDLE FOR FLOWABLE COMPOSITE (20G) | DENTAL GENERAL SUPPLIES
14389 | 4215291700300 | HIGH VOLUME SUCTION PLASTIC ROUND TIP 16 MM ROUND TIP | DENTAL GENERAL SUPPLIES
14390 | 4215291700400 | HIGH VOLUME SUCTION TIPS PLASTIC S SHAPE WITH RETRACTOR FIT IN 11 MM SUCTION HOLDER | DENTAL GENERAL SUPPLIES
14391 | 4215291800200 | NON - SURGICAL ROOT CANAL ULTRASONIC TIPS SET OF 1 - 5 COATED WITH DIAMOND OR ZIRCONIUM NITRIDE FITTING IN PIEZO ULTRASONIC AND 6 - 8 TITANIUM | DENTAL GENERAL SUPPLIES
14392 | 4215291800300 | MICROSURGICAL ULTRASONIC TIPS SET OF 1 - 6 IRRIGATION PORTS DIAMOND OR ZIRCONIUM NITRIDE COATING SHAFT AND TIP ANGLES MULTI - ANGLE TIPS 3 MM CUTTING SURFACE FITTING IN PIEZO ULTRASONIC MACHINE ONE EACH (EA) = ONE (1) PACK | DENTAL GENERAL SUPPLIES
14393 | 4215291800400 | SURGICAL ULTRASONIC ENDODONTIC TIPS COATED WITH DIAMOND OR ZIRCONIUM NITRIDE TO HARDEN THE TIPS AND PROVIDE SURFACE ABRASION FOR CUTTING EFFICIENCY. SURG TIPS SIZE 3. FITTING IN PIEZO ULTRASONIC MACHINE | DENTAL GENERAL SUPPLIES
14394 | 4215291800500 | DENTAL CHAIR ULTRASONIC PERIODONTAL TIPS COMPATIBLE EXISTING DENTAL CHAIR UNIT IN EACH HOSPITAL | DENTAL GENERAL SUPPLIES
14395 | 4215292300400 | MESSING ROOT CANAL GUN WITH 3 STRAIGHT AND CURVED NEEDLES KIT | DENTAL GENERAL SUPPLIES
14396 | 4215292400100 | ENDO FILE SILICONE STOPPERS HEAT AND CHEMICAL RESISTANT SILICONE WITH POSITION INDICATOR EITHER NOTCH OR COLOR LINE PRE-PUNCHED CONVENIENT SINGLE DISPENSING UNIT CLEAR COVER FOR VISIBILITY WITH 200-250 STOPS/DISPENSER ONE EACH (EA) = ONE (1) PACK | DENTAL GENERAL SUPPLIES
14397 | 4215292400200 | ENDODONTIC MEASURING BLOCK AUTOCLAVABLE CONTAINS 30 - 40 DEPTH GUIDES INCLUDING HALF SIZES | DENTAL GENERAL SUPPLIES
14398 | 4215293000200 | KIT, ENDO POST REMOVAL SYSTEM, CONTAINS, 1. EXTRACTING PLIERS 2. DOMER BUR 3. FIVE TREPHINES OF VARYING INTERNAL DIAMETER S 4. FIVE CORRESPONDING TUBULAR TAPS WITH INTERNAL DIAMETER S RANGING FROM 0.6 - 1.60 MM 5. TORQUE BAR 6. RUBBER BUMPERS 7. EXTRACTING FORCES 8. BOX | DENTAL GENERAL SUPPLIES
14399 | 4215293000300 | ENDODONTIC MICRO APICAL PLACEMENT SYSTEM ENDO AND RETRO KIT S PROVIDE A UNIQUE AND EFFICIENT METHOD FOR PLACING ROOT CANAL REPAIR MATERIALS BY RETROGRADE OBTURATION. NICKEL TITANIUM MEMORY SHAPE TIPS CAN BE MANUALLY SHAPED TO ANY REQUIRED CURVATURE. SYSTEMS AND PARTS INCLUDE ONE LAR GE STERILIZABLE ALUMINUM ONE STAINLESS SYRINGE TWO YELLOW TRIPLE - ANGLE NEEDLES (ONE LEFT AND ONE RIGHT) TWO YELLOW TRIPLE - ANGLE RETRO NEEDLES (ONE LEFT AND ONE RIGHT) SIX YELLOW SPARE PEEK PLUNGERS TWO RED TRIPLE - ANGLE NEEDLE (ONE LEFT ANDONE RIGHT) SIX RED SPARE PEEK PLUNGERS ONE STAINLESS STEEL MIXING WELL ONE YELLOW CLEANING DEVICE ONE RED CLEANING DEVICE | DENTAL GENERAL SUPPLIES
14400 | 4215293000500 | DRILL FOR TAPERED FIBER POST SIZE 0 OR EQUIVELANT DIAMETER (1.1 MM) +/- 0.2 MM | DENTAL GENERAL SUPPLIES
14401 | 4215293000600 | DRILL FOR TAPERED FIBER POST SIZE 1 OR EQUIVELANT DIAMETER (1.3 MM) +/- 0.2 MM | DENTAL GENERAL SUPPLIES
14402 | 4215293000700 | DRILL FOR TAPERED FIBER POST SIZE 2 OR EQUIVELANT DIAMETER (1.6 MM) +/- 0.2 MM | DENTAL GENERAL SUPPLIES
14403 | 4215293000800 | DRILL FOR TAPERED FIBER POST SIZE 3 OR EQUIVELANT DIAMETER (1.9 MM) +/- 0.2 MM | DENTAL GENERAL SUPPLIES
14404 | 4215293000900 | ROOT CANAL TAPERED FIBER POST KIT ASSORTED SIZE OF POST | DENTAL GENERAL SUPPLIES
14405 | 4215293001000 | ROOT CANAL TAPERED FIBER POST SIZE 0 OR EQUIVELANT DIAMETER (1.1 MM) +/- 0.2 MM | DENTAL GENERAL SUPPLIES
14406 | 4215293001100 | ROOT CANAL TAPERED FIBER POST SIZE 1 OR EQUIVELANT DIAMETER (1.3 MM) +/- 0.2 MM | DENTAL GENERAL SUPPLIES
14407 | 4215293001200 | ROOT CANAL TAPERED FIBER POST SIZE 2 OR EQUIVELANT DIAMETER (1.6 MM) +/- 0.2 MM | DENTAL GENERAL SUPPLIES
14408 | 4215293001300 | ROOT CANAL TAPERED FIBER POST SIZE 3 OR EQUIVELANT DIAMETER (1.9 MM) +/- 0.2 MM | DENTAL GENERAL SUPPLIES
14409 | 4215300000000 | ENDO SURGICAL KIT CASSETTE DIMENSION 290 X 184 X 34 MM FOR 20 INSTRUMENTS UNIQUELY SOPHISTICATED ERGONOMIC DESIGN WITH REVOLUTIONARY NEWHOLE PATTERN FOR OPTIMAL USE IN THERMODISINFECTOR. IMS INFINITY SERIES CASSETTES ARE MADE OF LONG LASTING LOW MAINTENANCE STAINLESS STEEL. DURABLE COLORED SILICONE RAILS SECURELY HOLD INSTRUMENTS THROUGHOUT PROCESSING CYCLE. ERGONOMIC LATCH WITH POSITIVE LOCKING MECHANISM IS SAFE AND EASY - TO - USE ALLOWS ONE - HANDED OPENING AND VISUAL CONFIRMATION IF THE CASSETTE IS LOCKED/UNLOCKED.REVOLUTIONARY NEW HOLE PATTERN DESIGN CREATES 30% A DDITIONAL OPEN AREA FOR MORE ACCESS DURING CLEANING AND STERILIZATION AND IS COMPATIBLE WITH CURRENT CLEANING EQUIPMENT INCLUDING AUTOMATED WASHERS.INNOVATIVE COLOR - CODED SILICONE RAIL SYSTEM AVAILABLE IN 11 COLOR OPTIONS SIGNIFICANTLY REDUCES INSTRUMENT CONTACT BY UP TO 59% ALLOWING FOR MORE WATER FLOW WHILE PROTECTING THE INSTRUMENTS DURING REPROCESSING.HIGH QUALITY ELECTRO POLISHED STAINLESS STEEL PROTECT | DENTAL GENERAL SUPPLIES
14410 | 4215300000100 | PERIODONTAL MICROSURGICAL SET METAL CASSETTE FOR 12 INSTRUMENTS MADE OF HIGHLY CORROSION RESISTANT RIGID STAINLESS STEEL WITH SOFT COLORED SILICONE RAILS AND SECURED LOCKING SYSTEM WASHABLE AND AUTOCLAVABLE CONTAIN 1 - MICRO SURGICAL SCALPEL HANDLE 2 - SCALPEL HANDLE 3 - KNIFE GINGIVECTOMY ALLEN NO. 1/2 HDL NO. 6 THIN 4 - PROBE UNC #UNC 155 - PERIOSTEAL LABANCA # 3 HDL. # 66 - PERIOSTEAL ALLEN HDL # 6 ANTERIOR 7 - PROBE NABERS # 2 N BIFURCATION 8 - NEEDLE HOLDER MICRO SURGICAL VELVART STRAIGHT DIAMETER 18 CM 6 - 0 - 8 - 0 NDL. 9 - MICRO SURGICAL SCISSORS HDL #SINUS LINE 18 CM 10 - T ISSUE PLIERS MICRO HDL #SINUS LINE STRAIGHT 18 CM 11 - SCISSORS IRIS # 18 FINE CURVED 11 5 CM 12 - SCALPEL BLADE REMOVER | DENTAL GENERAL SUPPLIES
14411 | 4215300000200 | PERIODONTAL NON - SURGICAL SET # 1 METAL CASSETTE FOR INSTRUMENTS MADE OF HIGHLY CORROSION RESISTANT RIGID STAINLESS STEEL WITH SOFT COLORED SI LICONE RAILS AND SECURED LOCKING SYSTEM WASHABLE AND AUTO - CLAVABLE CONTAIN: - 1. PROBE STAINLESS STEEL 15 UNC COLOR - CODED PROBE 2. PROBE STA INLESS STEEL COLOR - CODED NABERS PROBE FOR ROOT FURCATION INVOLVEMENT DIAGNOSIS 3. SCALER GOLDMAN FOX UNIVERSAL SCALER SIZE GF - 1 - LARGE SIZE DIAMETER AND SPECIAL ROUND STAINLESS STEEL HOLLOW HANDLE PROVIDE A STRESS - FREE GRIP - GRADE 440 SERIES STAINLESS STEEL (HIGH CARBON CONTENT AND A CERTAIN PERCENTAGE OF CHROMIUM) TRIPLE TEMPERED FOR GREATER RIGIDITY. SATIN FINISHEDLIGHT WEIGHT HANDLE 4. PERIO JACQUETTE SCALAR - LARG E SIZE DIAMETER AND SPECIAL ROUND STAINLESS STEEL HOLLOW HANDLE PROVIDE A STRESS FREE GRIP GRADE 440 SERIES STAINLESS STEEL (HIGH CARBON CONTE NT AND A CERTAIN PERCENTAGE OF CHROMIUM) TRIPLE TEMPERED FOR GREATER RIGIDITY. SATIN FINISHED LIGHT WEIGHT HANDLE/SCALER SMALL - EN | DENTAL GENERAL SUPPLIES
14412 | 4215300000400 | PERIODONTAL SET METAL CASSETTE FOR INSTRUMENTS MADE OF HIGHLY CORROSION RESISTANT RIGID STAINLESS STEEL WITH SOFT COLORED SILICONE RAILS AND SECURED LOCKING SYSTEM WASHABLE AND AUTOCLAVABLE CONTAIN 1. (1 PC) SCALPEL HANDLE # 7 K MADE OF HIGHLY CORROSION RESISTANT RIGID STAINLESS STEEL DESIGNED FOR PRECISION CONTROL DURING INCISIONS 2. (1 PC) SCALPEL HANDLE BARD PARKER STYLE WITH METRIC RULER MADE OF HIGHLY CORROSION RESISTANT STAINLESS STEEL 3. (1 PC) ORBAN 1/2 DOUBLE ENDED PERIODONTAL KNIFE WITH ANGLED BLADE AND CONTRA - ANGLED SHANK MADE OF HIGHLY CORROSION RESIST ANT RIGID STAINLESS STEEL 4. (1 PC) PRICHARD PERIOSTEAL ELEVATOR MADE OF HIGHLY CORROSION RESISTANT RIGID STAINLESS STEEL SHORTENED VERSION TO FIT THE CASSETTE WITH A HOLE TO HOLD TISSUE WHILE SUTURING 5. (1 PC) WOODSON 1 INSTRUMENT MADE OF HIGHLY CORROSION RESISTANT RIGID STAINLESS S TEEL FOR REFLECTION OF SMALL SIZE D FLAPS 6. (1 PC) KRAMER - NEVINS # 1 PERIOSTEAL ELEVATOR MADE OF HIGHLY CORROSION RESISTANT RIGID STA | DENTAL GENERAL SUPPLIES
14413 | 4215271220700 | REFILL SECTIONAL MATRIX SYSTEM ANATOMICALLY SHAPED, MATRIX BANDS SIZE 5.5 MM | DENTAL GENERAL SUPPLIES
14414 | 4215280803600 | GRACEY RIGID CURETTE SIZE 1/2 ROUND STAINLESS STEEL DOUBLE ENDED | DENTAL GENERAL SUPPLIES
14415 | 4215280803400 | GRACEY RIGID AFTER FIVE CURETTE SIZE 7/8 ROUND STAINLESS STEEL DOUBLE ENDED | DENTAL GENERAL SUPPLIES
14416 | 4215271305500 | POSTERIOR BAND REMOVER PLIER WITH 2 REPLACEMENT PADS | DENTAL GENERAL SUPPLIES
14417 | 4215222001700 | NICKEL TITANIUM ROTARY FILE REVERSE HELIX SEMI - ACTIVE AND MODIFIED GUIDING TIP OFFSET PARALLELOGRAM - SHAPED CROSS - SECTION VARIABLE TAPER NEW SUPERMETAL TECHNOLOGY (GOLD - WIRE) UNIQUE UNEQUAL BIDIRECTIONAL RECIPROCATION MOVEMENT. PRIMARY (RED 25/07) LENGTH 25 MM. 6/PACK ONE EACH (EA) = ONE (1) PACK | DENTAL GENERAL SUPPLIES
14418 | 4215222001600 | NICKEL TITANIUM ROTARY FILE REVERSE HELIX SEMI - ACTIVE AND MODIFIED GUIDING TIP OFFSET PARALLELOGRAM - SHAPED CROSS - SECTION VARIABLE TAPER NEW SUPERMETAL TECHNOLOGY (GOLD - WIRE) UNIQUE UNEQUAL BIDIRECTIONAL RECIPROCATION MOVEMENT. SIZES ASSORTED (SMALL PRIMARY MEDIUM AND LARGE) LENGTH 25MM ONE EACH (EA) = ONE (1) PACK | DENTAL GENERAL SUPPLIES
14419 | 4215271305700 | CROWN CONTOURING PLIER STAINLESS STEEL | DENTAL GENERAL SUPPLIES
14420 | 4215271309800 | ADHESIVE ORTHODONTIC REMOVING PLIER | DENTAL GENERAL SUPPLIES
14421 | 4215271309900 | CLEAR ALIGNER DIMPLE PLIER, STAINLESS STEEL | DENTAL GENERAL SUPPLIES
14422 | 4215271310000 | CLEAR ALIGNER PUNCH PLIER, STAINLESS STEEL | DENTAL GENERAL SUPPLIES
14423 | 4215271310100 | ORTHODONTIC JARABAK PLIER, FOR WIRE FORMING | DENTAL GENERAL SUPPLIES
14424 | 4215271310200 | ORTHODONTIC Z-BEND PLIER, STAINLESS STEEL | DENTAL GENERAL SUPPLIES
14425 | 4215271310300 | REPLACEMENT BLADE, FOR ADHESIVE REMOVING PLIER | DENTAL GENERAL SUPPLIES
14426 | 4215271310400 | REPLACEMENT TIP, FOR ADHESIVE REMOVING PLIER | DENTAL GENERAL SUPPLIES
14427 | 4215271400300 | RETAINER CASES, DURABLE, LATCHABLE DIFFERENT COLOR PLASTIC, LARGE SIZE | DENTAL GENERAL SUPPLIES
14428 | 4215271400400 | RETAINER CASES DURABLE LATCHABLE DIFFERENT COLOR PLASTIC SIZE SMALL | DENTAL GENERAL SUPPLIES
14429 | 4215271400600 | RETAINER CASE LIGHT BLUE 1 ¼ IN DEPTH FITS MOST APPLIANCES ONE EACH (EA) = ONE (1) PACK | DENTAL GENERAL SUPPLIES
14430 | 4215271701300 | PREFORMED LONG LIGATURE WIRES .009 MADE OF HIGH QUALITY 340 STAINLESS STEEL ONE EACH (EA) = ONE (1) PACK | DENTAL GENERAL SUPPLIES
14431 | 4215271701400 | PREFORMED LONG LIGATURE WIRES .010 MADE OF HIGH QUALITY 340 STAINLESS STEEL ONE EACH (EA) = ONE (1) PACK | DENTAL GENERAL SUPPLIES
14432 | 4215271701500 | PREFORMED LONG LIGATURE WIRES .011 MADE OF HIGH QUALITY 340 STAINLESS STEEL ONE EACH (EA) = ONE (1) PACK | DENTAL GENERAL SUPPLIES
14433 | 4215271701600 | PREFORMED LONG LIGATURE WIRES .012 MADE OF HIGH QUALITY 340 STAINLESS STEEL ONE EACH (EA) = ONE (1) PACK | DENTAL GENERAL SUPPLIES
14434 | 4215271702000 | PREFORMED KOBAYASHI LIGATURE WIRE SHORT SIZE 0.010 INCH ONE EACH (EA) = ONE (1) PACK | DENTAL GENERAL SUPPLIES
14435 | 4215271702100 | PREFORMED KOBAYASHI LIGATURE WIRE LONG SIZE 0.010 INCH ONE EACH (EA) = ONE (1) PACK | DENTAL GENERAL SUPPLIES
14436 | 4215271702200 | PREFORMED KOBAYASHI LIGATURE WIRE SHORT SIZE 0.014 INCH ONE EACH (EA) = ONE (1) PACK | DENTAL GENERAL SUPPLIES
14437 | 4215271800300 | UPPER NITI SUPER ELASTIC ARCHWIRE 0.016 INCH X 0.022 INCH, OVOID SHAPE, EACH WIRE IS PACKED SEPARATELY, MUST BE SUPPLIED BY THE SAME MANUFACTURER (ARCH COORDINATION), ONE EACH (EA) = ONE (1) PACK | DENTAL GENERAL SUPPLIES
14438 | 4215271800400 | UPPER NITI SUPER ELASTIC ARCHWIRE 0.018 INCH, OVOID SHAPE, EACH WIRE IS PACKED SEPARATELY, MUST BE SUPPLIED BY THE SAME MANUFACTURER (ARCH COORDINATION), ONE EACH (EA) = ONE (1) PACK | DENTAL GENERAL SUPPLIES
14439 | 4215271802100 | LOWER STAINLESS STEEL ARCHWIRE 0.014 INCH, OVOID SHAPE, EACH WIRE IS PACKED SEPARATELY, MUST BE SUPPLIED BY THE SAME MANUFACTURER (ARCH COORDINATION), ONE EACH (EA) = ONE (1) PACK | DENTAL GENERAL SUPPLIES
14440 | 4215271802200 | LOWER STAINLESS STEEL ARCHWIRE 0.016 INCH, OVOID SHAPE, EACH WIRE IS PACKED SEPARATELY, MUST BE SUPPLIED BY THE SAME MANUFACTURER (ARCH COORDINATION), ONE EACH (EA) = ONE (1) PACK | DENTAL GENERAL SUPPLIES
14441 | 4215271802300 | LOWER STAINLESS STEEL ARCHWIRE 0.016 INCH X 0.022 INCH, OVOID SHAPE, EACH WIRE IS PACKED SEPARATELY, MUST BE SUPPLIED BY THE SAME MA NUFACTURER (ARCH COORDINATION), ONE EACH (EA) = ONE (1) PACK | DENTAL GENERAL SUPPLIES
14442 | 4215271802400 | LOWER STAINLESS STEEL ARCHWIRE 0.017 INCH X 0.025 INCH, OVOID SHAPE, EACH WIRE IS PACKED SEPARATELY, MUST BE SUPPLIED BY THE SAME MA NUFACTURER (ARCH COORDINATION), ONE EACH (EA) = ONE (1) PACK | DENTAL GENERAL SUPPLIES
14443 | 4215222100100 | BOX FOR STUDY MODELS 3 X 3 X 9 INCHES CARDBOARD | DENTAL GENERAL SUPPLIES
14444 | 4215271802500 | LOWER STAINLESS STEEL ARCHWIRE 0.018 INCH, OVOID SHAPE, EACH WIRE IS PACKED SEPARATELY, MUST BE SUPPLIED BY THE SAME MANUFACTURER (ARCH COORDINATION), ONE EACH (EA) = ONE (1) PACK | DENTAL GENERAL SUPPLIES
14445 | 4215271305400 | SEPARATOR PLIER SPRING BACK ACTION SMALL ACCURATELY CLOSED TIP | DENTAL GENERAL SUPPLIES
14446 | 4215271305200 | STOP LOOP FORMING PLIERS | DENTAL GENERAL SUPPLIES
14447 | 4215271220900 | SECTIONAL MATRIX SYSTEM ANATOMICALLY SHAPED MATRIX BANDS REFILL SIZE 7.5 MM | DENTAL GENERAL SUPPLIES
14448 | 4215271300300 | THREE JAW PLIER FOR WIRES UP TO 0.5 MM | DENTAL GENERAL SUPPLIES
14449 | 4215271300700 | PIN AND LIGATURE CUTTER FOR SOFT WIRES UP TO 0.015 MM DIAMETER ONE EACH (EA) = ONE (1) PACK | DENTAL GENERAL SUPPLIES
14450 | 4215271301200 | ARROW CLASP FORMING AND BENDING PLIER | DENTAL GENERAL SUPPLIES
14451 | 4215271302300 | TWEED RIBBON ARCH FORMING PLIERS | DENTAL GENERAL SUPPLIES
14452 | 4215271302400 | UNIVERSAL HEADGEAR FACEBOW ADJUSTING PLIER | DENTAL GENERAL SUPPLIES
14453 | 4215271302600 | TWEED LOOP FORMING PLIER SERRATED BEAK OPPOSITE CONCAVE | DENTAL GENERAL SUPPLIES
14454 | 4215271303000 | THREE DIMENSIONAL BOW DIVIDER | DENTAL GENERAL SUPPLIES
14455 | 4215271303100 | UNIVERSAL PIN BENDING PLIER | DENTAL GENERAL SUPPLIES
14456 | 4215271303400 | BAND SEATING AND REMOVING INSTRUMENT (SCALER) DOUBLE ENDED ONE EACH (EA) = ONE (1) PACK | DENTAL GENERAL SUPPLIES
14457 | 4215271303500 | BAND SEATER NYLON STERILIZABLE UP TO MAXIMUM OF 180 DEG CELSIUS WITH HARD METAL TRIANGULAR SERRATED TIP | DENTAL GENERAL SUPPLIES
14458 | 4215271303600 | DISTAL END CUTTER WITH WIRE SAFETY HOLDING DEVICE ONE EACH (EA) = ONE (1) PACK | DENTAL GENERAL SUPPLIES
14459 | 4215271303700 | CUTTING EDGE STANDARD SIDE CUTTERS FOR HARD WIRES UP TO 1.0 MM DIAMETER | DENTAL GENERAL SUPPLIES
14460 | 4215271303800 | BIRD BEAK PLIER (WITH ONE SMALL CONE AND ONE PYRAMID BEAKS) | DENTAL GENERAL SUPPLIES
14461 | 4215271303900 | HOW PLIERS CURVED | DENTAL GENERAL SUPPLIES
14462 | 4215271304000 | HOW PLIER STRAIGHT | DENTAL GENERAL SUPPLIES
14463 | 4215271304100 | NITI CINCH BACK PLIER SIMPLE ONE STEP CINCH BACK OF NICKEL TITANIUM ARCHWIRES FOR USE WITH WIRE UP TO 0.022 INCH X 0.028 INCH | DENTAL GENERAL SUPPLIES
14464 | 4215271304200 | STEP PLIER WITH A DOUBLE SIDED OFFSET BEAK FOR BAYONET - STYLE STEP BEND (STEP - UP OR STEP - DOWN) | DENTAL GENERAL SUPPLIES
14465 | 4215271304300 | TWEED ARCH FORMING PLIER FOR RECTANGULAR WIRES MAXIMUM WIRE SIZE 0.021 X 0.025 INCH | DENTAL GENERAL SUPPLIES
14466 | 4215271304400 | BRACKET CLAMPING TWEEZERS WITHOUT LOCK | DENTAL GENERAL SUPPLIES
14467 | 4215271304500 | CAP REMOVAL TOOL PLIER FOR CONVERTING BUCCAL TUBES | DENTAL GENERAL SUPPLIES
14468 | 4215271304600 | WEINGART PLIER ACCURATELY CLOSING SERRATED TIPS WITH OUTER SURFACE OF BEAKS ARE COMFORTABLE ROUNDED FOR SAFETY AND COMFORT | DENTAL GENERAL SUPPLIES
14469 | 4215271304800 | ROSE TORQUING PLIER ONE EACH (EA) = ONE (1) PACK | DENTAL GENERAL SUPPLIES
14470 | 4215222300000 | LIGHT CURE GINGIVAL RESIN BARRIER SYRINGE WITH TIPS | DENTAL GENERAL SUPPLIES
14471 | 4215271304900 | OLIVER - JONES BAND REMOVER WITH REPLACEMENT TIP | DENTAL GENERAL SUPPLIES
14472 | 4215271305000 | BRACKET REMOVING PLIER STRAIGHT | DENTAL GENERAL SUPPLIES
14473 | 4215271305100 | V - BEND STOP PLIER A PRECISION 1 MM STOP IN STAINLESS ARCHWIRES 0.022 MAXIMUM WIRE CAPACITY | DENTAL GENERAL SUPPLIES
14474 | 4215271305300 | STANDARD LIGHT WIRE PLIER | DENTAL GENERAL SUPPLIES
14475 | 4215280803500 | GRACEY RIGID AFTER FIVE CURETTE SIZE 9/10 ROUND STAINLESS STEEL DOUBLE ENDED | DENTAL GENERAL SUPPLIES
14476 | 4215271802600 | LOWER STAINLESS STEEL ARCHWIRE 0.019 INCH X 0.025 INCH, OVOID SHAPE, EACH WIRE IS PACKED SEPARATELY, MUST BE SUPPLIED BY THE SAME MA NUFACTURER (ARCH COORDINATION), ONE EACH (EA) = ONE (1) PACK | DENTAL GENERAL SUPPLIES
14477 | 4215271805000 | ARCHWIRE SLEEVE 0.018 INCH GREY SPOOL OF 3 M | DENTAL GENERAL SUPPLIES
14478 | 4215271811000 | LOWER NITI SUPER ELASTIC ARCHWIRE 0.018 INCH OVOID SHAPE EACH WIRE IS PACKED SEPARATELY MUST BE SUPPLIED BY THE SAME MANUFACTURER (ARCH COORDINATION) ONE EACH (EA) = ONE (1) PACK | DENTAL GENERAL SUPPLIES
14479 | 4215271811100 | LOWER NITI SUPER ELASTIC ARCHWIRE 0.016 X 0.022 INCH OVOID SHAPE EACH WIRE IS PREFERRED TO PACKED SEPARATELY MUST BE SUPPLIED BY THE SAME MANUFACTURER (ARCH COORDINATION) ONE EACH (EA) = ONE (1) PACK | DENTAL GENERAL SUPPLIES
14480 | 4215271811200 | LOWER NITI SUPER ELASTIC ARCHWIRE 0.016 INCH OVOID SHAPE EACH WIRE IS PACKED SEPARATELY MUST BE SUPPLIED BY THE SAME MANUFACTURER (ARCH COORDINATION) ONE EACH (EA) = ONE (1) PACK | DENTAL GENERAL SUPPLIES
14481 | 4215271811300 | UPPER NITI SUPER ELASTIC ARCHWIRE 0.017 INCH X 0.025 INCH OVOID SHAPE EACH WIRE IS PACKED SEPARATELY MUST BE SUPPLIED BY THE SAME MANUFACTURER (ARCH COORDINATION) ONE EACH (EA) = ONE (1) PACK | DENTAL GENERAL SUPPLIES
14482 | 4215271811400 | LOWER NITI SUPER ELASTIC ARCHWIRE 0.014 INCH OVOID SHAPE EACH WIRE IS PACKED SEPARATELY MUST BE SUPPLIED BY THE SAME MANUFACTURER (ARCH COORDINATION) ONE EACH (EA) = ONE (1) PACK | DENTAL GENERAL SUPPLIES
14483 | 4215271811600 | UPPER TMA ARCHWIRE 0.017 INCH X 0.025 INCH OVOID SHAPE EACH WIRE IS PACKED SEPARATELY MUST BE SUPPLIED BY THE SAME MANUFACTURER (ARCH COORDINATION) ONE EACH (EA) = ONE (1) PACK | DENTAL GENERAL SUPPLIES
14484 | 4215271811700 | UPPER STAINLESS STEEL ARCHWIRE 0.017 INCH X 0.025 INCH OVOID SHAPE EACH WIRE IS PACKED SEPARATELY MUST BE SUPPLIED BY THE SAME MA = NUFACTURER (ARCH COORDINATION) ONE EACH (EA) = ONE (1) PACK | DENTAL GENERAL SUPPLIES
14485 | 4215220300100 | UNIVERSAL MINI TORCH | DENTAL GENERAL SUPPLIES
14486 | 4215271811800 | UPPER NITI SUPER ELASTIC ARCHWIRE 0.014 INCH OVOID SHAPE EACH WIRE IS PACKED SEPARATELY MUST BE SUPPLIED BY THE SAME MANUFACTURER (ARCH COORDINATION) ONE EACH (EA) = ONE (1) PACK | DENTAL GENERAL SUPPLIES
14487 | 4215271811900 | LOWER TMA ARCHWIRE 0.016 X 0.022 INCH OVOID SHAPE EACH WIRE IS PACKED SEPARATELY MUST BE SUPPLIED BY THE SAME MANUFACTURER (ARCH COORDINATION) ONE EACH (EA) = ONE (1) PACK | DENTAL GENERAL SUPPLIES
14488 | 4228170000000 | ORANGE SOLVENT DENTAL 8 OZ/BOTTLE | DENTAL GENERAL SUPPLIES
14489 | 4215272200000 | BAND PUSHER MERSHON 5 - SIDED ANGLED SERRATED TIP REDUCED RISK OF SLIPPAGE LIGHT WEIGHT WITH HOLLOW HANDLE HEAT STERILIZABLE UP TO 370 DEGREES FAHRENHEIT | DENTAL GENERAL SUPPLIES
14490 | 4215272200200 | BAND SEATER STAINLESS STEEL STERILIZABLE TO MAXIMUM OF 180 DEG CELSIUS WITH HARD METAL TRIANGULAR SERRATED TIP | DENTAL GENERAL SUPPLIES
14491 | 4215280100900 | KIRKLAND CHISEL | DENTAL GENERAL SUPPLIES
14492 | 4215280700100 | PERIODONTAL-DRESSING KIT FOR PERIODONTAL SURGERY | DENTAL GENERAL SUPPLIES
14493 | 4215280800000 | GRACEY RIGID CURETTE SIZE 3/4 ROUND STAINLESS STEEL DOUBLE ENDED | DENTAL GENERAL SUPPLIES
14494 | 4215280800400 | GOLDMAN-FOX CURETTE SIZE 2 ROUND STAINLESS STEEL DOUBLE ENDED | DENTAL GENERAL SUPPLIES
14495 | 4215280801200 | GRACEY RIGID CURETTE SIZE 7/8 ROUND STAINLESS STEEL DOUBLE ENDED | DENTAL GENERAL SUPPLIES
14496 | 4215280802500 | GRACEY EXTRA RIGID AFTER FIVE CURETTE SIZE 13/14 ROUND STAINLESS STEEL DOUBLE ENDED | DENTAL GENERAL SUPPLIES
14497 | 4215280802600 | GRACEY EXTRA RIGID AFTER FIVE CURETTE SIZE 5/6 ROUND STAINLESS STEEL DOUBLE ENDED | DENTAL GENERAL SUPPLIES
14498 | 4215280802700 | GRACEY EXTRA RIGID AFTER FIVE CURETTE SIZE 7/8 ROUND STAINLESS STEEL DOUBLE ENDED | DENTAL GENERAL SUPPLIES
14499 | 4215280802800 | GRACEY EXTRA RIGID AFTER FIVE CURETTE SIZE 11/12 ROUND STAINLESS STEEL DOUBLE ENDED | DENTAL GENERAL SUPPLIES
14500 | 4215280802900 | GRACEY RIGID AFTER FIVE CURETTE SIZE 11/12 ROUND STAINLESS STEEL DOUBLE ENDED | DENTAL GENERAL SUPPLIES
14501 | 4215280803000 | GRACEY RIGID AFTER FIVE CURETTE SIZE 1/2 ROUND STAINLESS STEEL DOUBLE ENDED | DENTAL GENERAL SUPPLIES
14502 | 4215280803100 | GRACEY RIGID AFTER FIVE CURETTE SIZE 13/14 ROUND STAINLESS STEEL DOUBLE ENDED | DENTAL GENERAL SUPPLIES
14503 | 4215280803200 | GRACEY RIGID AFTER FIVE CURETTE SIZE 3/4 ROUND STAINLESS STEEL DOUBLE ENDED | DENTAL GENERAL SUPPLIES
14504 | 4215280803300 | GRACEY RIGID AFTER FIVE CURETTE SIZE 5/6 ROUND STAINLESS STEEL DOUBLE ENDED | DENTAL GENERAL SUPPLIES
14505 | 4215271810900 | LOWER NITI SUPER ELASTIC ARCHWIRE 0.019 X 0.025 INCH OVOID SHAPE EACH WIRE IS PACKED SEPARATELY MUST BE SUPPLIED BY THE SAME MANUFACTURER (ARC H COORDINATION) ONE EACH (EA) = ONE (1) PACK | DENTAL GENERAL SUPPLIES
14506 | 4215271803700 | UPPER NITI SUPER ELASTIC ARCHWIRE 0.016 INCH, OVOID SHAPE, EACH WIRE IS PACKED SEPARATELY, MUST BE SUPPLIED BY THE SAME MANUFACTURER (ARCH COORDINATION), ONE EACH (EA) = ONE (1) PACK | DENTAL GENERAL SUPPLIES
14507 | 4215271810800 | LOWER NITI SUPER ELASTIC ARCHWIRE 0.012 INCH OVOID SHAPE EACH WIRE IS PACKED SEPARATELY MUST BE SUPPLIED BY THE SAME MANUFACTURER (ARCH COORDINATION) ONE EACH (EA) = ONE (1) PACK | DENTAL GENERAL SUPPLIES
14508 | 4215271810600 | REVERSE CURVE LOWER NITI ARCH WIRE 0.016 INCH ONE EACH (EA) = ONE (1) PACK | DENTAL GENERAL SUPPLIES
14509 | 4215271805300 | TWIST FLEX MULTI - STRAND STAINLESS STEEL WIRE 0.0175 INCH OVOID SHAPE | DENTAL GENERAL SUPPLIES
14510 | 4215271805800 | THERMALLY ACTIVE LOWER CUNITI 0.019 X 0.025 ARCHWIRE OVOID SHAPE ONE EACH (EA) = ONE (1) PACK | DENTAL GENERAL SUPPLIES
14511 | 4215271805900 | THERMALLY ACTIVE UPPER CUNITI 0.019 X 0.025 ARCHWIRE OVOID SHAPE ONE EACH (EA) = ONE (1) PACK | DENTAL GENERAL SUPPLIES
14512 | 4215271806000 | UPPER TMA ARCHWIRE 0.016 X 0.022 INCH OVOID SHAPE EACH WIRE IS PACKED SEPARATELY MUST BE SUPPLIED BY THE SAME MANUFACTURER (ARCH COORDINATION) ONE EACH (EA) = ONE (1) PACK | DENTAL GENERAL SUPPLIES
14513 | 4215271806700 | LOWER STAINLESS STEEL ARCHWIRE 0.021 INCH X 0.025 INCH OVOID SHAPE EACH WIRE IS PACKED SEPARATELY MUST BE SUPPLIED BY THE SAME MA = NUFACTURER (ARCH COORDINATION) ONE EACH (EA) = ONE (1) PACK | DENTAL GENERAL SUPPLIES
14514 | 4215271806800 | LOWER TMA ARCH WIRE 0.017 INCH X 0.025 INCH OVOID SHAPE EACH WIRE IS PACKED SEPARATELY MUST BE SUPPLIED BY THE SAME MANUFACTURER (ARCH COORDINATION) ONE EACH (EA) = ONE (1) PACK | DENTAL GENERAL SUPPLIES
14515 | 4215271808200 | SELF LIGATING SYSTEM CUNITI WITH STOPS 0.018 ARCHWIRE ONE EACH (EA) = ONE (1) PACK | DENTAL GENERAL SUPPLIES
14516 | 4215271808300 | SELF LIGATING SYSTEM CUNITI WITH STOPS 0.014 X 0.025 ARCHWIRE ONE EACH (EA) = ONE (1) PACK | DENTAL GENERAL SUPPLIES
14517 | 4215271808400 | SELF LIGATING SYSTEM CUNITI WITH STOPS 0.016 X 0.025 ARCHWIRE ONE EACH (EA) = ONE (1) PACK | DENTAL GENERAL SUPPLIES
14518 | 4215271808500 | ARCHWIRE NITI OVOID UPPER . 021 X.025 INCH | DENTAL GENERAL SUPPLIES
14519 | 4215271808900 | ARCHWIRE SLEEVE 0.027 INCH GREY SPOOL OF 3 M | DENTAL GENERAL SUPPLIES
14520 | 4215271809000 | LOWER TMA ARCHWIRE 0.016 X 0.016 INCH OVOID SHAPE EACH WIRE IS PACKED SEPARATELY MUST BE SUPPLIED BY THE SAME MANUFACTURER (ARCH COORDINATION) ONE EACH (EA) = ONE (1) PACK | DENTAL GENERAL SUPPLIES
14521 | 4215271809100 | UPPER TMA ARCHWIRE 0.016 X 0.016 INCH OVOID SHAPE EACH WIRE IS PACKED SEPARATELY MUST BE SUPPLIED BY THE SAME MANUFACTURER (ARCH COORDINATION) ONE EACH (EA) = ONE (1) PACK | DENTAL GENERAL SUPPLIES
14522 | 4215271809200 | UPPER STAINLESS STEEL ARCHWIRE 0.021 INCH X 0.025 INCH OVOID SHAPE EACH WIRE IS PACKED SEPARATELY MUST BE SUPPLIED BY THE SAME MA = NUFACTURER (ARCH COORDINATION) ONE EACH (EA) = ONE (1) PACK | DENTAL GENERAL SUPPLIES
14523 | 4215271809300 | UPPER STAINLESS STEEL ARCHWIRE 0.019 INCH X 0.025 INCH OVOID SHAPE EACH WIRE IS PACKED SEPARATELY MUST BE SUPPLIED BY THE SAME MA = NUFACTURER (ARCH COORDINATION) ONE EACH (EA) = ONE (1) PACK | DENTAL GENERAL SUPPLIES
14524 | 4215271809400 | UPPER STAINLESS STEEL ARCHWIRE 0.018 INCH OVOID SHAPE EACH WIRE IS PACKED SEPARATELY MUST BE SUPPLIED BY THE SAME MANUFACTURER (ARCH COORDINATION) ONE EACH (EA) = ONE (1) PACK | DENTAL GENERAL SUPPLIES
14525 | 4215271809500 | UPPER STAINLESS STEEL ARCHWIRE 0.016 INCH X 0.022 INCH OVOID SHAPE EACH WIRE IS PACKED SEPARATELY MUST BE SUPPLIED BY THE SAME MANUFACTURER (ARCH COORDINATION) ONE EACH (EA) = ONE (1) PACK | DENTAL GENERAL SUPPLIES
14526 | 4215271809600 | UPPER STAINLESS STEEL ARCHWIRE 0.016 INCH OVOID SHAPE EACH WIRE IS PACKED SEPARATELY MUST BE SUPPLIED BY THE SAME MANUFACTURER (ARCH COORDINATION) ONE EACH (EA) = ONE (1) PACK | DENTAL GENERAL SUPPLIES
14527 | 4215271809700 | UPPER STAINLESS STEEL ARCHWIRE 0.014 INCH OVOID SHAPE EACH WIRE IS PACKED SEPARATELY MUST BE SUPPLIED BY THE SAME MANUFACTURER (ARCH COORDINATION) ONE EACH (EA) = ONE (1) PACK | DENTAL GENERAL SUPPLIES
14528 | 4215271809800 | UPPER NITI SUPER ELASTIC ARCHWIRE 0.012 INCH OVOID SHAPE EACH WIRE IS PACKED SEPARATELY MUST BE SUPPLIED BY THE SAME MANUFACTURER (ARCH COORDINATION) ONE EACH (EA) = ONE (1) PACK | DENTAL GENERAL SUPPLIES
14529 | 4215271809900 | UPPER NITI SUPER ELASTIC ARCHWIRE 0.019 INCH X 0.025 INCH OVOID SHAPE EACH WIRE IS PACKED SEPARATELY MUST BE SUPPLIED BY THE SAME MANUFACTURER (ARCH COORDINATION) ONE EACH (EA) = ONE (1) PACK | DENTAL GENERAL SUPPLIES
14530 | 4215271810000 | LOWER NITI SUPER ELASTIC ARCHWIRE 0.017 X 0.025 INCH OVOID SHAPE EACH WIRE IS PREFERRED TO PACKED SEPARATELY MUST BE SUPPLIED BY THE SAME MANUFACTURER (ARCH COORDINATION) ONE EACH (EA) = ONE (1) PACK | DENTAL GENERAL SUPPLIES
14531 | 4215271810100 | REVERSE CURVE UPPER NITI ARCH WIRE 0.017 INCH X 0.025 INCH ONE EACH (EA) = ONE (1) PACK | DENTAL GENERAL SUPPLIES
14532 | 4215271810200 | REVERSE CURVE UPPER NITI ARCH WIRE 0.016 INCH X 0.022 INCH ONE EACH (EA) = ONE (1) PACK | DENTAL GENERAL SUPPLIES
14533 | 4215271810300 | REVERSE CURVE UPPER NITI ARCH WIRE 0.016 INCH ONE EACH (EA) = ONE (1) PACK | DENTAL GENERAL SUPPLIES
14534 | 4215271810400 | REVERSE CURVE LOWER NITI ARCH WIRE 0.017 INCH X 0.025 ONE EACH (EA) = ONE (1) PACK | DENTAL GENERAL SUPPLIES
14535 | 4215271810500 | REVERSE CURVE LOWER NITI ARCH WIRE 0.016 INCH X 0.022 INCH ONE EACH (EA) = ONE (1) PACK | DENTAL GENERAL SUPPLIES
14536 | 4215271810700 | ARCHWIRE NITI OVOID LOWER . 021 X.025 INCH | DENTAL GENERAL SUPPLIES
14537 | 4215271210500 | PRE-WELDED CONVERTIBLE BAND WITH SINGLE TUBE WITH LINGUAL CLEAT 0.022 SLOT ROTH PRESCRIPTION MANDIBULAR RIGHT SECOND MOLAR SIZE 33+ OR EQUIVALENT | DENTAL GENERAL SUPPLIES
14538 | 4215245309900 | LIGHT CURED UNIVERSAL COMPOSITE RESTORATIVE MATERIAL TRANSLUCENT REFILL SHADE GRAY | DENTAL GENERAL SUPPLIES
14539 | 4215271210300 | PRE-WELDED CONVERTIBLE BAND WITH SINGLE TUBE WITH LINGUAL CLEAT 0.022 SLOT ROTH PRESCRIPTION MANDIBULAR RIGHT SECOND MOLAR SIZE 32+ OR EQUIVALENT | DENTAL GENERAL SUPPLIES
14540 | 4215247708200 | GUTTA PERCHA POINTS RADIO - OPAQUE STANDARDIZED SIZE 45 - 80/0.02 80 - 120/BOX ONE EACH (EA) = ONE (1) PACK | DENTAL GENERAL SUPPLIES
14541 | 4215247708300 | GUTTA PERCHA POINTS RADIO - OPAQUE STANDARDIZED SIZE 45/0.06 80 - 120/BOX ONE EACH (EA) = ONE (1) PACK | DENTAL GENERAL SUPPLIES
14542 | 4215247708400 | GUTTA PERCHA POINTS RADIO - OPAQUE STANDARDIZED SIZE 45/0.04 80 - 120/BOX ONE EACH (EA) = ONE (1) PACK | DENTAL GENERAL SUPPLIES
14543 | 4215247708500 | GUTTA PERCHA POINTS RADIO - OPAQUE STANDARDIZED SIZE 40/0.02 80 - 120/BOX ONE EACH (EA) = ONE (1) PACK | DENTAL GENERAL SUPPLIES
14544 | 4215247708600 | GUTTA PERCHA POINTS RADIO - OPAQUE STANDARDIZED SIZE 35/0.06 80 - 120/BOX ONE EACH (EA) = ONE (1) PACK | DENTAL GENERAL SUPPLIES
14545 | 4215247708700 | GUTTA PERCHA POINTS RADIO - OPAQUE STANDARDIZED SIZE 35/0.04 80 - 120/BOX ONE EACH (EA) = ONE (1) PACK | DENTAL GENERAL SUPPLIES
14546 | 4215247708800 | GUTTA PERCHA POINTS RADIO - OPAQUE STANDARDIZED SIZE 30/0.06 80 - 120/BOX ONE EACH (EA) = ONE (1) PACK | DENTAL GENERAL SUPPLIES
14547 | 4215247708900 | GUTTA PERCHA POINTS RADIO - OPAQUE STANDARDIZED SIZE 25/0.02 80 - 120/BOX ONE EACH (EA) = ONE (1) PACK | DENTAL GENERAL SUPPLIES
14548 | 4215247709000 | GUTTA PERCHA POINTS RADIO - OPAQUE STANDARDIZED SIZE 20/0.02 80 - 120/BOX ONE EACH (EA) = ONE (1) PACK | DENTAL GENERAL SUPPLIES
14549 | 4215247709100 | GUTTA PERCHA POINTS RADIO - OPAQUE STANDARDIZED SIZE 15/0.02 80 - 120/BOX ONE EACH (EA) = ONE (1) PACK | DENTAL GENERAL SUPPLIES
14550 | 4215247709200 | GUTTA PERCHA POINTS RADIO - OPAQUE NON - STANDARDIZED SIZE MEDIUM - FINE 80 - 120/BOX ONE EACH (EA) = ONE (1) PACK | DENTAL GENERAL SUPPLIES
14551 | 4215247709300 | GUTTA PERCHA POINTS RADIO - OPAQUE NON - STANDARDIZED SIZE LARGE 80 - 120/BOX ONE EACH (EA) = ONE (1) PACK | DENTAL GENERAL SUPPLIES
14552 | 4215247709400 | GUTTA PERCHA POINTS RADIO - OPAQUE NON - STANDARDIZED SIZE FINE - MEDIUM 80 - 120/BOX ONE EACH (EA) = ONE (1) PACK | DENTAL GENERAL SUPPLIES
14553 | 4215247709500 | GUTTA PERCHA POINTS RADIO - OPAQUE STANDARDIZED SIZE 60/0.04 80 - 120/BOX ONE EACH (EA) = ONE (1) PACK | DENTAL GENERAL SUPPLIES
14554 | 4215247710900 | GUTTA PERCHA POINTS RADIO - OPAQUE DESIGNED TO MATCH WITH ROTARY SYSTEM SIZE F1 (60 - 120/BOX) | DENTAL GENERAL SUPPLIES
14555 | 4215247711100 | GUTTA-PERCHA POINTS DESIGNED TO MATCH WITH RECIPROCATING SYSTEM ASSORTED ( SMALL PRIMARY MEDIUM AND LARGE) ONE EACH (EA) = ONE (1) PACK | DENTAL GENERAL SUPPLIES
14556 | 4215247711300 | GUTTA-PERCHA POINTS DESIGNED TO MATCH WITH RECIPROCATING SYSTEM LARGE SIZE ONE EACH (EA) = ONE (1) PACK | DENTAL GENERAL SUPPLIES
14557 | 4215247711400 | GUTTA-PERCHA POINTS DESIGNED TO MATCH WITH RECIPROCATING SYSTEM MEDIUM SIZE ONE EACH (EA) = ONE (1) PACK | DENTAL GENERAL SUPPLIES
14558 | 4215247711500 | GUTTA-PERCHA POINTS DESIGNED TO MATCH WITH RECIPROCATING SYSTEM PRIMARY SIZE ONE EACH (EA) = ONE (1) PACK | DENTAL GENERAL SUPPLIES
14559 | 4215247711600 | GUTTA-PERCHA POINTS DESIGNED TO MATCH WITH RECIPROCATING SYSTEM SMALL SIZE ONE EACH (EA) = ONE (1) PACK | DENTAL GENERAL SUPPLIES
14560 | 4215247900300 | GOLD CHAIN WITH BONDABLE EYELET FOR CANINE TRACTION, ONE EACH (EA) = ONE (1) PACK | DENTAL GENERAL SUPPLIES
14561 | 4215248000900 | VINYL POLYSILOXANE IMPRESSION MATERIAL HEAVY BODY (AUTO MIX) SYRINGES REGULAR SET SUPPLIED WITH NOT LESS THAN 6 MIXING TIPS AND 10 PIECES INTRA - ORAL TIPS ONE EACH (EA) = ONE (1) SET | DENTAL GENERAL SUPPLIES
14562 | 4215248001000 | VINYL POLYSILOXANE IMPRESSION MATERIAL REGULAR BODY (AUTO MIX) SYRINGES FAST SET SUPPLIED WITH NOT LESS THAN 6 MIXING TIPS AND 10 PIECES INTRA - ORAL TIPS ONE EACH (EA) = ONE (1) SET | DENTAL GENERAL SUPPLIES
14563 | 4215248001100 | BITE REGISTRATION MATERIAL VINYL POLYSILOXANE FAST SETTING BITE REGISTRATION MATERIAL (AUTO MIX) ONE EACH (EA) = ONE (1) PACK | DENTAL GENERAL SUPPLIES
14564 | 4215248001200 | ALGINATE IMPRESSION MATERIAL (IRREVERSIBLE HYDRO COLLOID) FAST SET CADMIUM LEAD AND DUST FREE 500 G/PKG | DENTAL GENERAL SUPPLIES
14565 | 4215248001500 | VINYL POLYSILOXANE IMPRESSION MATERIAL PUTTY CONSISTENCY HYDROPHILIC REGULAR SETTING TIME BASE AND CATALYST ONE EACH (EA) = ONE (1) PACK | DENTAL GENERAL SUPPLIES
14566 | 4215248001600 | VINYL POLYSILOXANE IMPRESSION MATERIAL REGULAR BODY (AUTO MIX) SYRINGES REGULAR SET SUPPLIED WITH NOT LESS THAN 6 MIXING TIPS AND 10 PIECES INTRA - ORAL TIPS ONE EACH (EA) = ONE (1) SET | DENTAL GENERAL SUPPLIES
14567 | 4215248001700 | VINYL POLYSILOXANE IMPRESSION MATERIAL LIGHT BODY (AUTO MIX) SYRINGES FAST SET SUPPLIED WITH NOT LESS THAN 6 MIXING TIPS AND 10 PIECES INTRA - ORAL TIPS ONE EACH (EA) = ONE (1) SET | DENTAL GENERAL SUPPLIES
14568 | 4215248001800 | VINYL POLYSILOXANE IMPRESSION MATERIAL LIGHT BODY (AUTO MIX) SYRINGES REGULAR SET SUPPLIED WITH NOT LESS THAN 6 MIXING TIPS AND 10 PIECES INTRA - ORAL TIPS ONE EACH (EA) = ONE (1) SET | DENTAL GENERAL SUPPLIES
14569 | 4215247708100 | GUTTA PERCHA POINTS RADIO - OPAQUE DESIGNED TO MATCH WITH ROTARY SYSTEM SIZE F2 (60 - 120/BOX) | DENTAL GENERAL SUPPLIES
14570 | 4215247708000 | GUTTA PERCHA POINTS RADIO - OPAQUE DESIGNED TO MATCH WITH ROTARY SYSTEM SIZE F3 (60 - 120/BOX) | DENTAL GENERAL SUPPLIES
14571 | 4215247707900 | GUTTA PERCHA POINTS RADIO - OPAQUE DESIGNED TO MATCH WITH ROTARY SYSTEM SIZE F4 (60 - 120/BOX) | DENTAL GENERAL SUPPLIES
14572 | 4215247707800 | CALAMUS SINGLE CARTRIDGE GUTTA PERCHA GAUGE 23 G 10/BOX ONE EACH (EA) = ONE (1) PACK | DENTAL GENERAL SUPPLIES
14573 | 4215242402200 | TEMPORARY CEMENT FOR CROWN AND BRIDGE KIT EUGENOL FREE BASE + CATALYST PASTES WITH MIXING PAD | DENTAL GENERAL SUPPLIES
14574 | 4215242402100 | DUAL CURE SELF ADHESIVE RESIN LUTING CEMENT CAPSULE MADE FROM CERAMIC OR COMPOSITE FOR CEMENTING ALL TYPE OF CROWNS BRIDGES INLAYS ONLAYS AND POSTS RESTORATIONS (ASSORTED TRANSLUCENT - OPAQUE SHADES) | DENTAL GENERAL SUPPLIES
14575 | 4215242402000 | DUAL CURE RESIN LUTING CEMENT COMPLETE KIT OF ESTHETIC RESIN CEMENT FOR CEMENTING ALL TYPES OF VENEERS CROWNS BRIDGES INLAYS AND ONLAYS RESTORATIONS MADE FROM CERAMIC OR COMPOSITE. CONSISTS OF AT LEAST 3-5 ASSORTED SHADES AT LEAST 3-5 ASSORTED SHADES OF TRY-IN PASTE (WATER-SOLUBLE) MATCHING THE CEMENT SHADES AND ACCESSORIES INCLUDING SYRINGE TIPS | DENTAL GENERAL SUPPLIES
14576 | 4215242401900 | ZINC PHOSPHATE CEMENT POWDER AND LIQUID | DENTAL GENERAL SUPPLIES
14577 | 4215242401800 | NO-MIX LIGHT CURE BLUE ORTHODONTIC BAND ADHESIVE WITH DISPOSABLE TIPS | DENTAL GENERAL SUPPLIES
14578 | 4215242401700 | ENDODONTIC NON - SETTING CALCIUM HYDROXIDE PASTE BACTERICIDAL BACTERIOSTATIC RADIOPAQUE PH GREATER THAN 12 3 ML SYRINGE | DENTAL GENERAL SUPPLIES
14579 | 4215242401600 | PREMIXED BIOCERAMIC ROOT CANAL SEALER - CALCIUM SILICATE CALCIUM PHOSPHATE BASED SEALER ANTI-BACTERIAL PH HIGHER THAN =12 HYDROPHILIC RADIO-OPAQUE AND HYDROXYAPATITE RELEASE ALUMINUM FREE NON TOXIC LOWER VISCOSITY WHEN HEATED PACKED IN SYRINGE WITH MULTIPLE TIPS (2- 2.5 GM) | DENTAL GENERAL SUPPLIES
14580 | 4215242401500 | CALCIUM HYDROXIDE POWDER TO BE MIXED WITH WATER 30 - 60 G ONE EACH (EA) = ONE (1) PACK | DENTAL GENERAL SUPPLIES
14581 | 4215247705800 | GUTTA PERCHA POINTS RADIO - OPAQUE STANDARDIZED SIZE 20/0.04 80 - 120/BOX ONE EACH (EA) = ONE (1) PACK | DENTAL GENERAL SUPPLIES
14582 | 4215242400200 | SELF-ETCHING SINGLE-COMPONENT CERAMIC PRIMER FOR GLASS-CERAMIC PRE- TREATMENT OF GLASS-CERAMIC SURFACES PRIOR TO THE ADHESIVE LUTING PROCEDURE WITH LUTING COMPOSITES | DENTAL GENERAL SUPPLIES
14583 | 4215247705900 | GUTTA PERCHA POINTS RADIO - OPAQUE STANDARDIZED SIZE 25/0.04 80 - 120/BOX ONE EACH (EA) = ONE (1) PACK | DENTAL GENERAL SUPPLIES
14584 | 4215247706000 | GUTTA PERCHA POINTS RADIO - OPAQUE STANDARDIZED SIZE 50/0.04 80 - 120/BOX ONE EACH (EA) = ONE (1) PACK | DENTAL GENERAL SUPPLIES
14585 | 4215247706100 | GUTTA PERCHA POINTS RADIO - OPAQUE STANDARDIZED SIZE 55/0.04 80 - 120/BOX ONE EACH (EA) = ONE (1) PACK | DENTAL GENERAL SUPPLIES
14586 | 4215247706200 | GUTTA PERCHA POINTS RADIO - OPAQUE STANDARDIZED SIZE 70/0.04 80 - 120/BOX ONE EACH (EA) = ONE (1) PACK | DENTAL GENERAL SUPPLIES
14587 | 4215248001900 | ALGINATE IMPRESSION MATERIAL (IRREVERSIBLE HYDRO COLLOID) REGULAR SET CADMIUM LEAD AND DUST FREE 500 G/PKG | DENTAL GENERAL SUPPLIES
14588 | 4215247706300 | GUTTA PERCHA POINTS RADIO - OPAQUE STANDARDIZED SIZE 80/0.04 80 - 120/BOX ONE EACH (EA) = ONE (1) PACK | DENTAL GENERAL SUPPLIES
14589 | 4215247706500 | GUTTA PERCHA POINTS RADIO - OPAQUE STANDARDIZED SIZE 45 - 90/0.04 80 - 120/BOX ONE EACH (EA) = ONE (1) PACK | DENTAL GENERAL SUPPLIES
14590 | 4215242300200 | LIGHT CURE PIT AND FISSURE SEALANT KIT. AT LEAST 2 SYRINGES + ACCESSORIES (TIPS) ONE EACH (EA) = ONE (1) KIT | DENTAL GENERAL SUPPLIES
14591 | 4215247706600 | GUTTA PERCHA POINTS RADIO - OPAQUE STANDARDIZED SIZE 20/0.06 80 - 120/BOX ONE EACH (EA) = ONE (1) PACK | DENTAL GENERAL SUPPLIES
14592 | 4215242300100 | GLASS IONOMER SEALANT SURFACE PROTECTANT CAPSULES PINK OR WHITE SHADE AT LEAST 50 CAPSULES | DENTAL GENERAL SUPPLIES
14593 | 4215247706700 | GUTTA PERCHA POINTS RADIO - OPAQUE STANDARDIZED SIZE 25/0.06 80 - 120/BOX ONE EACH (EA) = ONE (1) PACK | DENTAL GENERAL SUPPLIES
14594 | 4215247706800 | GUTTA PERCHA POINTS RADIO - OPAQUE NON - STANDARDIZED SIZE FINE 80 - 120/BOX ONE EACH (EA) = ONE (1) PACK | DENTAL GENERAL SUPPLIES
14595 | 4215247706900 | GUTTA PERCHA POINTS RADIO - OPAQUE NON - STANDARDIZED SIZE FINE - FINE 80 - 120/BOX ONE EACH (EA) = ONE (1) PACK | DENTAL GENERAL SUPPLIES
14596 | 4215247707000 | GUTTA PERCHA POINTS RADIO - OPAQUE NON - STANDARDIZED SIZE X-FINE 80 - 120/BOX ONE EACH (EA) = ONE (1) PACK | DENTAL GENERAL SUPPLIES
14597 | 4215247707100 | GUTTA PERCHA POINTS RADIO - OPAQUE NON - STANDARDIZED SIZE MEDIUM 80 - 120/BOX ONE EACH (EA) = ONE (1) PACK | DENTAL GENERAL SUPPLIES
14598 | 4215247707200 | GUTTA PERCHA POINTS RADIO - OPAQUE NON - STANDARDIZED SIZE MEDIUM - LARGE 80 - 120/BOX ONE EACH (EA) = ONE (1) PACK | DENTAL GENERAL SUPPLIES
14599 | 4215247707400 | OBTURATION CARTRIDGES GUTTA PERCHA EACH 3 PACK CONTAINS 1. GAUGE 23 (MEDIUM BODY) 2. GAUGE 23 (HEAVY BODY) 3. GAUGE 25 (LIGHT BODY) | DENTAL GENERAL SUPPLIES
14600 | 4215247707500 | GUTTA PERCHA POINTS RADIO - OPAQUE STANDARDIZED SIZE 40/0.04 80 - 120/BOX ONE EACH (EA) = ONE (1) PACK | DENTAL GENERAL SUPPLIES
14601 | 4215247707600 | CALAMUS SINGLE CARTRIDGE GUTTA PERCHA GAUGE 20 G 10/BOX ONE EACH (EA) = ONE (1) PACK | DENTAL GENERAL SUPPLIES
14602 | 4215247707700 | GUTTA PERCHA POINTS RADIO - OPAQUE STANDARDIZED SIZE 30/0.04 80 - 120/BOX ONE EACH (EA) = ONE (1) PACK | DENTAL GENERAL SUPPLIES
14603 | 4215247706400 | GUTTA PERCHA POINTS RADIO - OPAQUE STANDARDIZED SIZE 90/0.04 80 - 120/BOX ONE EACH (EA) = ONE (1) PACK | DENTAL GENERAL SUPPLIES
14604 | 4215242402300 | TEMPORARY CEMENT FOR CROWN AND BRIDGE KIT WITH EUGENOL BASE + CATALYST PASTES | DENTAL GENERAL SUPPLIES
14605 | 4215248004200 | POLYETHER IMPRESSION MATERIAL HEAVY - BODIED CONSISTENCY - HYDROPHILIC - REGULAR SET - AUTO MIX FOR PENTAMIX MACHINE | DENTAL GENERAL SUPPLIES
14606 | 4215248004400 | VINYL POLYSILOXANE IMPRESSION MATERIAL PUTTY CONSISTENCY HYDROPHILIC FAST SETTING TIME BASE AND CATALYST ONE EACH (EA) = ONE (1) PACK | DENTAL GENERAL SUPPLIES
14607 | 4215250100700 | BITE BLOCK SLEEVE, FOR PANORAMA SENSOR, SIZE (60MM X 35MM) | DENTAL GENERAL SUPPLIES
14608 | 4215250100800 | DISPOSABLE SHIELD FOR LIGHT HAND T-BAR SIZE (110MM X 75MM) | DENTAL GENERAL SUPPLIES
14609 | 4215250100900 | DISPOSABLE HEADREST COVER FOR DENTAL CHAIR APPROXIMATE SIZE (10.5INCH X 14INCH ) | DENTAL GENERAL SUPPLIES
14610 | 4215250101000 | DISPOSABLE COVER FOR HALF DENTAL CHAIR APPROXIMATE SIZE (27.5INCH X 24INCH ) | DENTAL GENERAL SUPPLIES
14611 | 4215250101200 | MICROTIP, COTTON, AND BRUSH APPLICATORS, FINE SIZE | DENTAL GENERAL SUPPLIES
14612 | 4215250101300 | MICROTIP, COTTON, AND BRUSH APPLICATORS, CYLINDER SIZE | DENTAL GENERAL SUPPLIES
14613 | 4215250200100 | BIB HOLDER (CLIP) | DENTAL GENERAL SUPPLIES
14614 | 4215250300800 | ENDODONTIC RUBBER DAM SHEET SIZE 6 X 6 INCH LATEX POWDER FREE MEDIUM GAUGE COLORED 30 - 60 SHEET/BOX | DENTAL GENERAL SUPPLIES
14615 | 4215250302100 | RUBBER DAM CLAMP STAINLESS STEEL SHINY SIZE 00 | DENTAL GENERAL SUPPLIES
14616 | 4215250302200 | RUBBER DAM CLAMP STAINLESS STEEL SHINY SIZE 1 | DENTAL GENERAL SUPPLIES
14617 | 4215250302300 | RUBBER DAM CLAMP SATIN STEEL FLAT JAWS FOR PREMOLARS SIZE 2 | DENTAL GENERAL SUPPLIES
14618 | 4215250304800 | RUBBER DAM CLAMP STAINLESS STEEL SHINY SIZE 0 | DENTAL GENERAL SUPPLIES
14619 | 4215250304900 | RUBBER DAM CLAMP STAINLESS STEEL SHINY SIZE 1 A | DENTAL GENERAL SUPPLIES
14620 | 4215250305000 | RUBBER DAM CLAMP STAINLESS STEEL SHINY SIZE W2 | DENTAL GENERAL SUPPLIES
14621 | 4215250305100 | RUBBER DAM CLAMP SATIN STEEL FLAT NARROW JAWS FOR SMALL UPPER MOLARS SIZE 4 | DENTAL GENERAL SUPPLIES
14622 | 4215250305200 | RUBBER DAM CLAMP STAINLESS STEEL SHINY SIZE 5 | DENTAL GENERAL SUPPLIES
14623 | 4215250305300 | RUBBER DAM CLAMP STAINLESS STEEL SHINY SIZE 6 | DENTAL GENERAL SUPPLIES
14624 | 4215250305400 | RUBBER DAM CLAMP STAINLESS STEEL SHINY SIZE W7 | DENTAL GENERAL SUPPLIES
14625 | 4215250305500 | RUBBER DAM CLAMP STAINLESS STEEL SHINY SIZE 8 A | DENTAL GENERAL SUPPLIES
14626 | 4215250305600 | RUBBER DAM CLAMP STAINLESS STEEL SHINY SIZE 8 D | DENTAL GENERAL SUPPLIES
14627 | 4215250305700 | RUBBER DAM CLAMP STAINLESS STEEL SHINY SIZE 9 S | DENTAL GENERAL SUPPLIES
14628 | 4215250305800 | RUBBER DAM CLAMP STAINLESS STEEL SHINY SIZE 10 | DENTAL GENERAL SUPPLIES
14629 | 4215250305900 | RUBBER DAM CLAMP STAINLESS STEEL SHINY SIZE 14 | DENTAL GENERAL SUPPLIES
14630 | 4215250306000 | RUBBER DAM CLAMP STAINLESS STEEL SHINY SIZE 18 | DENTAL GENERAL SUPPLIES
14631 | 4215250306100 | RUBBER DAM CLAMP STAINLESS STEEL SHINY SIZE 24 | DENTAL GENERAL SUPPLIES
14632 | 4215250306200 | RUBBER DAM CLAMP STAINLESS STEEL SHINY SIZE 25 | DENTAL GENERAL SUPPLIES
14633 | 4215250306300 | RUBBER DAM CLAMP STAINLESS STEEL SHINY SIZE 26 | DENTAL GENERAL SUPPLIES
14634 | 4215250306400 | RUBBER DAM CLAMP STAINLESS STEEL SHINY SIZE 27 | DENTAL GENERAL SUPPLIES
14635 | 4215250306500 | RUBBER DAM CLAMP STAINLESS STEEL SHINY SIZE 27 N | DENTAL GENERAL SUPPLIES
14636 | 4215250100600 | DISPOSABLE SHIELD FOR LIGHT-CURE TIP COVER SIZE (4.33INCH X 2.95INCH ) | DENTAL GENERAL SUPPLIES
14637 | 4215250100500 | DISPOSABLE DENTAL TRAP, FOR SUCTION LINE COMPATIBLE WITH EACH HOSPITAL SYSTEM | DENTAL GENERAL SUPPLIES
14638 | 4215241202600 | BITE REGISTRATION WAX WAFER APPROXIMATELY 24/BOX | DENTAL GENERAL SUPPLIES
14639 | 4215250100400 | DISPOSABLE SCREEN CUSPIDOR BOWL, COMPATIBLE WITH EACH HOSPITAL SYSTEM | DENTAL GENERAL SUPPLIES
14640 | 4215248004500 | VINYL POLYSILOXANE IMPRESSION MATERIAL HEAVY BODY (AUTO MIX) SYRINGES FAST SET SUPPLIED WITH NOT LESS THAN 6 MIXING TIPS AND 10 PIECES INTRA - ORAL TIPS ONE EACH (EA) = ONE (1) SET | DENTAL GENERAL SUPPLIES
14641 | 4215248004600 | VINYL POLYSILOXANE IMPRESSION MATERIAL LIGHT BODY COMPATIBLE WITH PENTAMIX MACHINE FAST SET | DENTAL GENERAL SUPPLIES
14642 | 4215248004700 | VINYL POLYSILOXANE IMPRESSION MATERIAL LIGHT BODY COMPATIBLE WITH PENTAMIX MACHINE REGULAR SET | DENTAL GENERAL SUPPLIES
14643 | 4215248004800 | VINYL POLYSILOXANE IMPRESSION MATERIAL HEAVY BODY COMPATIBLE WITH PENTAMIX MACHINE FAST SET | DENTAL GENERAL SUPPLIES
14644 | 4215248004900 | VINYL POLYSILOXANE IMPRESSION MATERIAL HEAVY BODY COMPATIBLE WITH PENTAMIX MACHINE REGULAR SET | DENTAL GENERAL SUPPLIES
14645 | 4215248005000 | VINYL POLYSILOXANE IMPRESSION MATERIAL REGULAR BODY COMPATIBLE WITH PENTAMIX MACHINE REGULAR SET | DENTAL GENERAL SUPPLIES
14646 | 4215248005100 | VINYL POLYSILOXANE IMPRESSION MATERIAL REGULAR BODY COMPATIBLE WITH PENTAMIX MACHINE FAST SET | DENTAL GENERAL SUPPLIES
14647 | 4215248100400 | INTRA ORAL MICRO ABRASION CHEMICAL AND MECHANICAL ABRASIVE KIT CONTAINING 6.6% HYDROCHLORIC ACID SLURRY AND SILICON CARBIDE MICROPAR TICLE + LATCH-TYPE BRISTLE POLISHING CUPS. KIT | DENTAL GENERAL SUPPLIES
14648 | 4215248301100 | PAPER POINTS PRE - STERILIZED CELLS SIZE 50 200 POINTS/BOX ONE EACH (EA) = ONE (1) PACK | DENTAL GENERAL SUPPLIES
14649 | 4215248301200 | PAPER POINTS PRE - STERILIZED CELLS SIZE 55 200 POINTS/BOX ONE EACH (EA) = ONE (1) PACK | DENTAL GENERAL SUPPLIES
14650 | 4215248301300 | PAPER POINTS PRE - STERILIZED CELLS SIZE 70 200 POINTS/BOX ONE EACH (EA) = ONE (1) PACK | DENTAL GENERAL SUPPLIES
14651 | 4215248301400 | PAPER POINTS PRE - STERILIZED CELLS SIZE 100 200 POINTS/BOX ONE EACH (EA) = ONE (1) PACK | DENTAL GENERAL SUPPLIES
14652 | 4215248301500 | PAPER POINTS PRE - STERILIZED CELLS SIZE 110 200 POINTS/BOX ONE EACH (EA) = ONE (1) PACK | DENTAL GENERAL SUPPLIES
14653 | 4215248301600 | PAPER POINTS PRE - STERILIZED CELLS SIZE 120 200 POINTS/BOX ONE EACH (EA) = ONE (1) PACK | DENTAL GENERAL SUPPLIES
14654 | 4215248004300 | POLYETHER IMPRESSION MATERIAL LIGHT - BODIED CONSISTENCY - HYDROPHILIC - REGULAR SET - AUTO MIX IN CARTRIDGE | DENTAL GENERAL SUPPLIES
14655 | 4215248301700 | PAPER POINTS PRE - STERILIZED CELLS SIZE MEDIUM 200 POINTS/BOX ONE EACH (EA) = ONE (1) PACK | DENTAL GENERAL SUPPLIES
14656 | 4215248301900 | PAPER POINTS PRE - STERILIZED CELLS SIZE X - FINE 200 POINTS/BOX ONE EACH (EA) = ONE (1) PACK | DENTAL GENERAL SUPPLIES
14657 | 4215248302000 | PAPER POINTS PRE - STERILIZED CELLS SIZE COARSE 200 POINTS/BOX ONE EACH (EA) = ONE (1) PACK | DENTAL GENERAL SUPPLIES
14658 | 4215248302100 | PAPER POINTS PRE - STERILIZED CELLS SIZE 45 - 80 200 POINTS/BOX ONE EACH (EA) = ONE (1) PACK | DENTAL GENERAL SUPPLIES
14659 | 4215248302200 | PAPER POINTS PRE - STERILIZED CELLS SIZE 45 200 POINTS/BOX ONE EACH (EA) = ONE (1) PACK | DENTAL GENERAL SUPPLIES
14660 | 4215248302300 | PAPER POINTS PRE - STERILIZED CELLS SIZE 40 200 POINTS/BOX ONE EACH (EA) = ONE (1) PACK | DENTAL GENERAL SUPPLIES
14661 | 4215248302400 | PAPER POINTS PRE - STERILIZED CELLS SIZE 35 200 POINTS/BOX ONE EACH (EA) = ONE (1) PACK | DENTAL GENERAL SUPPLIES
14662 | 4215248302500 | PAPER POINTS PRE - STERILIZED CELLS SIZE 30 200 POINTS/BOX ONE EACH (EA) = ONE (1) PACK | DENTAL GENERAL SUPPLIES
14663 | 4215248302600 | PAPER POINTS PRE - STERILIZED CELLS SIZE 20 200 POINTS/BOX ONE EACH (EA) = ONE (1) PACK | DENTAL GENERAL SUPPLIES
14664 | 4215248302700 | PAPER POINTS PRE - STERILIZED CELLS SIZE 15 - 40 200 POINTS/BOX ONE EACH (EA) = ONE (1) PACK | DENTAL GENERAL SUPPLIES
14665 | 4215250000200 | DENTAL MATERIALS MIXING PAD SIZE 2 1/2 X 3 INCHES | DENTAL GENERAL SUPPLIES
14666 | 4215250001200 | DENTIN DESENSITIZER UNFILLED RESIN (HEMA BASE) PACKED IN BOTTLE | DENTAL GENERAL SUPPLIES
14667 | 4215250100100 | MOUTH MIRROR NON-MAGNIFYING FRONT SURFACE CONE SOCKET AUTOCLAVABLE STAINLESS STEEL RADIUM COATED SIZE 4 | DENTAL GENERAL SUPPLIES
14668 | 4215250100200 | MOUTH MIRROR NON-MAGNIFYING FRONT SURFACE CONE SOCKET AUTOCLAVABLE STAINLESS STEEL RADIUM COATED SIZE 5 | DENTAL GENERAL SUPPLIES
14669 | 4215250100300 | MOUTH MIRROR HANDLE, SOLID, CONE SOCKET | DENTAL GENERAL SUPPLIES
14670 | 4215248301800 | PAPER POINTS PRE - STERILIZED CELLS SIZE X - COARSE 200 POINTS/BOX ONE EACH (EA) = ONE (1) PACK | DENTAL GENERAL SUPPLIES
14671 | 4215242402400 | DENTAL MATERIAL MULTI PURPOSE DUAL CURE ADHESIVE (UNIVERSAL BONDING KIT) BOND TO PORCELAIN METALS AMALGAM GLASS IONOMER PRE - CURED COMPOSITE ENAMEL AND DENTIN COMPLETE KIT | DENTAL GENERAL SUPPLIES
14672 | 4215242402500 | BONDING KIT 5 TH GENERATION - WITH ETCHANT GEL IN SYRINGE WITH TIPS ENAMEL AND DENTIN LIGHT CURE BONDING MATERIAL BRUSH HANDLE + DISPOSABLE BRUSH TIPS OR FUZZY TIPS | DENTAL GENERAL SUPPLIES
14673 | 4215242402600 | UNIVERSAL BONDING MATERIAL SYSTEM LIGHT CURED REFILL BOTTLE | DENTAL GENERAL SUPPLIES
14674 | 4215245308000 | LIGHT CURED UNIVERSAL COMPOSITE RESTORATIVE MATERIAL BODY REFILL SHADE A1 | DENTAL GENERAL SUPPLIES
14675 | 4215245312700 | DENTAL COMPOSITE FILLING MATERIAL HIGHLY ESTHETIC LIGHT CURED MATERIAL NANOFILLERS TYPE MINIMUM OF 5 SHADES KIT + BONDING AGENT + ACCESSORIES ONE EACH (EA) = ONE (1) KIT | DENTAL GENERAL SUPPLIES
14676 | 4215245307900 | LIGHT CURED UNIVERSAL COMPOSITE RESTORATIVE MATERIAL DENTIN REFILL SHADE WHITE | DENTAL GENERAL SUPPLIES
14677 | 4215245312800 | GLASS IONOMER LIGHT CURE FILLING MATERIAL KIT IN CAPSULE FORM (ASSORTED SHADES ) | DENTAL GENERAL SUPPLIES
14678 | 4215245307800 | LIGHT CURED UNIVERSAL COMPOSITE RESTORATIVE MATERIAL DENTIN REFILL SHADE C4 | DENTAL GENERAL SUPPLIES
14679 | 4215245307700 | LIGHT CURED UNIVERSAL COMPOSITE RESTORATIVE MATERIAL DENTIN REFILL SHADE B3 | DENTAL GENERAL SUPPLIES
14680 | 4215245307600 | LIGHT CURED UNIVERSAL COMPOSITE RESTORATIVE MATERIAL DENTIN REFILL SHADE A4 | DENTAL GENERAL SUPPLIES
14681 | 4215245312900 | INTERMEDIATE RESTORATIVE MATERIAL CAPSULES STANDARD PACKAGE | DENTAL GENERAL SUPPLIES
14682 | 4215245307500 | LIGHT CURED UNIVERSAL COMPOSITE RESTORATIVE MATERIAL DENTIN REFILL SHADE A3 | DENTAL GENERAL SUPPLIES
14683 | 4215245307400 | LIGHT CURED UNIVERSAL COMPOSITE RESTORATIVE MATERIAL DENTIN REFILL SHADE A2 | DENTAL GENERAL SUPPLIES
14684 | 4215245307300 | LIGHT CURED UNIVERSAL COMPOSITE RESTORATIVE MATERIAL DENTIN REFILL SHADE A1 | DENTAL GENERAL SUPPLIES
14685 | 4215245307200 | LIGHT CURED UNIVERSAL COMPOSITE RESTORATIVE MATERIAL ENAMEL REFILL SHADE EXTRA WHITE | DENTAL GENERAL SUPPLIES
14686 | 4215245307100 | LIGHT CURED UNIVERSAL COMPOSITE RESTORATIVE MATERIAL ENAMEL REFILL SHADE WHITE | DENTAL GENERAL SUPPLIES
14687 | 4215245307000 | LIGHT CURED UNIVERSAL COMPOSITE RESTORATIVE MATERIAL ENAMEL REFILL SHADE D2 | DENTAL GENERAL SUPPLIES
14688 | 4215245317200 | KIT NANOHYBRID FLOWABLE COMPOSITE AT LEAST 4 ASSORTED SHADES | DENTAL GENERAL SUPPLIES
14689 | 4215245317300 | BULK FILL NANOHYBRID COMPOSITE ONE UNIVERSAL SHADE FOR POSTERIOR HIGH DEPTH OF CURE UP TO 5 MM NON STICKY LOW VOLUMETRIC SHRINKAGE HIGH FLEXURAL STRENGTH HIGH COMPRESSIVE STRENGTH | DENTAL GENERAL SUPPLIES
14690 | 4215245700100 | NON STAINING PREMIXED BIOACTIVE AND BIOCERAMIC MTA FOR ROOT AND PULP TREATMENT 1.2G OR 2.4G | DENTAL GENERAL SUPPLIES
14691 | 4215245700200 | POLYCARBOXYLATE CEMENT (POWDER TO BE USED WITH WATER) | DENTAL GENERAL SUPPLIES
14692 | 4215245700300 | GLASS IONOMER LUTING CEMENT KIT FAST SET | DENTAL GENERAL SUPPLIES
14693 | 4215246200100 | DENTURE FIXATIVE CREAM 40 G | DENTAL GENERAL SUPPLIES
14694 | 4215246200200 | COMPLETE KIT. CHAIR SIDE SOFT DENTURE RELINE MATERIAL SOFT CONSISTENCY WITH IMPROVED FLOW RATE TO ACHIEVE PROPER THICKNESS PACK IN INJECTABLE CARTRIDGE | DENTAL GENERAL SUPPLIES
14695 | 4215245306900 | LIGHT CURED UNIVERSAL COMPOSITE RESTORATIVE MATERIAL ENAMEL REFILL SHADE B2 | DENTAL GENERAL SUPPLIES
14696 | 4215246300900 | PATIENT PROTECTIVE WAX FOR BRACKETS TASTELESS PER STICK | DENTAL GENERAL SUPPLIES
14697 | 4215245306800 | LIGHT CURED UNIVERSAL COMPOSITE RESTORATIVE MATERIAL ENAMEL REFILL SHADE B1 | DENTAL GENERAL SUPPLIES
14698 | 4215245306700 | LIGHT CURED UNIVERSAL COMPOSITE RESTORATIVE MATERIAL ENAMEL REFILL SHADE A3 | DENTAL GENERAL SUPPLIES
14699 | 4215245306600 | LIGHT CURED UNIVERSAL COMPOSITE RESTORATIVE MATERIAL ENAMEL REFILL SHADE A2 | DENTAL GENERAL SUPPLIES
14700 | 4215245306500 | LIGHT CURED UNIVERSAL COMPOSITE RESTORATIVE MATERIAL ENAMEL REFILL SHADE A1 | DENTAL GENERAL SUPPLIES
14701 | 4215245306400 | SILVER REINFORCED GLASS IONOMER CHEMICAL CURE FILLING MATERIAL IN CAPSULE KIT | DENTAL GENERAL SUPPLIES
14702 | 4215245306300 | GLASS IONOMER RESTORATIVE MATERIAL SELF-CURE CAPSULE REFILL SHADE C3 ONE EACH (EA) = ONE (1) KIT | DENTAL GENERAL SUPPLIES
14703 | 4215245312400 | TEMPORARY RESIN FILLING MATERIAL LIGHT CURED FOR INLAYS AND ONLAYS RESTORATION | DENTAL GENERAL SUPPLIES
14704 | 4215245312300 | COMPOMER RESTORATIVE MATERIAL KIT LIGHT CURE OF DIFFERENT SHADES WITH BONDING AGENT AND ACCESSORIES ONE EACH (EA) = ONE (1) KIT | DENTAL GENERAL SUPPLIES
14705 | 4215245312200 | KIT OF LIGHT CURED FLOWABLE COMPOSITE RESTORATIVE MATERIAL AT LEAST 3 ASSORTED SHADES | DENTAL GENERAL SUPPLIES
14706 | 4215245311900 | ZINC OXIDE-EUGENOL INTERMEDIATE RESTORATIVE MATERIAL POWDER AND LIQUID | DENTAL GENERAL SUPPLIES
14707 | 4215245310000 | LIGHT CURED UNIVERSAL COMPOSITE RESTORATIVE MATERIAL TRANSLUCENT REFILL SHADE AMBER | DENTAL GENERAL SUPPLIES
14708 | 4215245310100 | LIGHT CURED FLOWABLE NANO COMPOSITE RESTORATIVE MATERIAL REFILL SHADE A1 | DENTAL GENERAL SUPPLIES
14709 | 4215245310200 | LIGHT CURED FLOWABLE NANO COMPOSITE RESTORATIVE MATERIAL REFILL SHADE A2 | DENTAL GENERAL SUPPLIES
14710 | 4215245310300 | LIGHT CURED FLOWABLE NANO COMPOSITE RESTORATIVE MATERIAL REFILL SHADE A3 | DENTAL GENERAL SUPPLIES
14711 | 4215245309700 | LIGHT CURED UNIVERSAL COMPOSITE RESTORATIVE MATERIAL TRANSLUCENT REFILL SHADE CLEAR | DENTAL GENERAL SUPPLIES
14712 | 4215245309600 | LIGHT CURED UNIVERSAL COMPOSITE RESTORATIVE MATERIAL BODY REFILL SHADE EXTRA WHITE | DENTAL GENERAL SUPPLIES
14713 | 4215245309500 | LIGHT CURED UNIVERSAL COMPOSITE RESTORATIVE MATERIAL BODY REFILL SHADE WHITE | DENTAL GENERAL SUPPLIES
14714 | 4215245309400 | LIGHT CURED UNIVERSAL COMPOSITE RESTORATIVE MATERIAL BODY REFILL SHADE D3 | DENTAL GENERAL SUPPLIES
14715 | 4215245309200 | LIGHT CURED UNIVERSAL COMPOSITE RESTORATIVE MATERIAL BODY REFILL SHADE C3 | DENTAL GENERAL SUPPLIES
14716 | 4215245309100 | LIGHT CURED UNIVERSAL COMPOSITE RESTORATIVE MATERIAL BODY REFILL SHADE C2 | DENTAL GENERAL SUPPLIES
14717 | 4215245309000 | LIGHT CURED UNIVERSAL COMPOSITE RESTORATIVE MATERIAL BODY REFILL SHADE C1 | DENTAL GENERAL SUPPLIES
14718 | 4215245308800 | LIGHT CURED UNIVERSAL COMPOSITE RESTORATIVE MATERIAL BODY REFILL SHADE B3 | DENTAL GENERAL SUPPLIES
14719 | 4215245308700 | LIGHT CURED UNIVERSAL COMPOSITE RESTORATIVE MATERIAL BODY REFILL SHADE B2 | DENTAL GENERAL SUPPLIES
14720 | 4215245308600 | LIGHT CURED UNIVERSAL COMPOSITE RESTORATIVE MATERIAL BODY REFILL SHADE B1 | DENTAL GENERAL SUPPLIES
14721 | 4215245306200 | GLASS IONOMER RESTORATIVE MATERIAL SELF-CURE CAPSULE REFILL SHADE C2 ONE EACH (EA) = ONE (1) KIT | DENTAL GENERAL SUPPLIES
14722 | 4215245308400 | LIGHT CURED UNIVERSAL COMPOSITE RESTORATIVE MATERIAL BODY REFILL SHADE A4 | DENTAL GENERAL SUPPLIES
14723 | 4215245308200 | LIGHT CURED UNIVERSAL COMPOSITE RESTORATIVE MATERIAL BODY REFILL SHADE A3 | DENTAL GENERAL SUPPLIES
14724 | 4215245308100 | LIGHT CURED UNIVERSAL COMPOSITE RESTORATIVE MATERIAL BODY REFILL SHADE A2 | DENTAL GENERAL SUPPLIES
14725 | 4215245310400 | LIGHT CURED FLOWABLE NANO COMPOSITE RESTORATIVE MATERIAL REFILL SHADE A3.5 | DENTAL GENERAL SUPPLIES
14726 | 4215245310500 | LIGHT CURED FLOWABLE NANO COMPOSITE RESTORATIVE MATERIAL REFILL SHADE A4 | DENTAL GENERAL SUPPLIES
14727 | 4215245310600 | LIGHT CURED FLOWABLE NANO COMPOSITE RESTORATIVE MATERIAL REFILL SHADE B1 | DENTAL GENERAL SUPPLIES
14728 | 4215245310700 | LIGHT CURED FLOWABLE NANO COMPOSITE RESTORATIVE MATERIAL REFILL SHADE B2 | DENTAL GENERAL SUPPLIES
14729 | 4215245310800 | LIGHT CURED FLOWABLE NANO COMPOSITE RESTORATIVE MATERIAL REFILL SHADE C2 | DENTAL GENERAL SUPPLIES
14730 | 4215245310900 | LIGHT CURED FLOWABLE NANO COMPOSITE RESTORATIVE MATERIAL REFILL SHADE D2 | DENTAL GENERAL SUPPLIES
14731 | 4215245311000 | LIGHT CURED FLOWABLE COMPOSITE RESTORATIVE MATERIAL REFILL SHADE WHITE | DENTAL GENERAL SUPPLIES
14732 | 4215245311200 | GLASS IONOMER LIGHT CURE BULK FILLING MATERIAL POWDER AND LIQUID WITH DELIVERY SYSTEM. COMPLETE KIT OF 5 ASSORTED SHADES + FINISHING GLOSS + BRUSH HANDLES + DISPOSABLE BRUSH TIPS WELL MIXING DISH SHADE GUIDE + 50 DELIVERY TIPS | DENTAL GENERAL SUPPLIES
14733 | 4215245311300 | GLASS IONOMER LIGHT CURE LINER AND BASE MATERIAL COMPLETE KIT OF POWDER + LIQUID + MIXING PADS + DISPENSER SCOOP MEASURE | DENTAL GENERAL SUPPLIES
14734 | 4215245311400 | GLASS IONOMER CHEMICAL CURE FILLING MATERIAL KIT ASSORTED SHADES - POWDER AND LIQUID + MEASURING SPOON + MIXING PAD + SPECIAL VARNISH | DENTAL GENERAL SUPPLIES
14735 | 4215245311600 | COMPOSITE RESIN DUAL CURE KIT FOR CORE BUILD - UP MULTIPLE SHADES AUTO DISPENSER INCLUDING TIPS | DENTAL GENERAL SUPPLIES
14736 | 4215245311800 | DENTAL TEMPORARY FILLING MATERIAL READY TO USE AFTER ENDODONTIC VISIT | DENTAL GENERAL SUPPLIES
14737 | 4215245308300 | LIGHT CURED UNIVERSAL COMPOSITE RESTORATIVE MATERIAL BODY REFILL SHADE A3.5 | DENTAL GENERAL SUPPLIES
14738 | 4215210505000 | PERFORATED EDENTULOUS IMPRESSION TRAYS STAINLESS STEEL UPPER AND LOWER SMALL SIZE | DENTAL GENERAL SUPPLIES
14739 | 4215246500100 | DENTAL HANDPIECE LUBRICANT SPRAY, 1- UNIVERSAL SPRAY SUITABLE FOR TURBINE AND CONTRA- ANGLE HAND PIECE; 2- CAPACITY OF THE CAN MUST NOT BE LESS THAN 200 ML AND CAN WITHSTAND TEMPERATURE OF 50 DEGREE CENTIGRADE; 3- PRESSURIZED AEROSOL TYPE NON CFC; 4- MUST HAVE AN INTENSIVE ACTION | DENTAL GENERAL SUPPLIES
14740 | 4215245306100 | GLASS IONOMER RESTORATIVE MATERIAL SELF-CURE CAPSULE REFILL SHADE A4 ONE EACH (EA) = ONE (1) KIT | DENTAL GENERAL SUPPLIES
14741 | 4215243500000 | ELASTOMERIC THREAD SIZE 0.025 INCH 25 FT SPOOL | DENTAL GENERAL SUPPLIES
14742 | 4215247401000 | RESIN MODIFIED GLASS IONOMER LUTING CEMENT SELF CURE COMBINES COMPOSITE RESINS AND GLASS-IONOMER CEMENT DESIGNED FOR FINAL CEMENT = ATION OF METAL PFM RESIN CROWNS BRIDGES INLAY AND ONLAY PLUS INLAY AND ONLAY CERAMIC CROWNS CHEMICALLY BOND DENTINE FLUORIDE RELEASE VERY PACKED IN CAPSULE FORM | DENTAL GENERAL SUPPLIES
14743 | 4215247604300 | NICKEL TITANIUM ROTARY FILE REVERSE HELIX SEMI - ACTIVE AND MODIFIED GUIDING TIP OFFSET PARALLELOGRAM - SHAPED CROSS - SECTION VARIABLE TAPER NEW SUPERMETAL TECHNOLOGY (GOLD - WIRE) UNIQUE UNEQUAL BIDIRECTIONAL RECIPROCATION MOVEMENT. LARGE (WHITE 45/05) LENGTH 21 MM. 6/PACK ONE EACH (EA) = ONE (1) PACK | DENTAL GENERAL SUPPLIES
14744 | 4215247604400 | NICKEL TITANIUM ROTARY FILE REVERSE HELIX SEMI - ACTIVE AND MODIFIED GUIDING TIP OFFSET PARALLELOGRAM - SHAPED CROSS - SECTION VARIABLE TAPER NEW SUPERMETAL TECHNOLOGY (GOLD - WIRE) UNIQUE UNEQUAL BIDIRECTIONAL RECIPROCATION MOVEMENT. LARGE (WHITE 45/05) LENGTH 25 MM. 6/PACK ONE EACH (EA) = ONE (1) PACK | DENTAL GENERAL SUPPLIES
14745 | 4215247604500 | NICKEL TITANIUM ROTARY FILE REVERSE HELIX SEMI - ACTIVE AND MODIFIED GUIDING TIP OFFSET PARALLELOGRAM - SHAPED CROSS - SECTION VARIABLE TAPER NEW SUPERMETAL TECHNOLOGY (GOLD - WIRE) UNIQUE UNEQUAL BIDIRECTIONAL RECIPROCATION MOVEMENT. LARGE (WHITE 45/05) LENGTH 31 MM. 6/PACK ONE EACH (EA) = ONE (1) PACK | DENTAL GENERAL SUPPLIES
14746 | 4215247604600 | NICKEL TITANIUM ROTARY FILE REVERSE HELIX SEMI - ACTIVE AND MODIFIED GUIDING TIP OFFSET PARALLELOGRAM - SHAPED CROSS - SECTION VARIABLE TAPER NEW SUPERMETAL TECHNOLOGY (GOLD - WIRE) UNIQUE UNEQUAL BIDIRECTIONAL RECIPROCATION MOVEMENT. MEDIUM (GREEN 35/06) LENGTH 21 MM. 6/PACK ONE EACH (EA) = ONE (1) PACK | DENTAL GENERAL SUPPLIES
14747 | 4215247604700 | NICKEL TITANIUM ROTARY FILE REVERSE HELIX SEMI - ACTIVE AND MODIFIED GUIDING TIP OFFSET PARALLELOGRAM - SHAPED CROSS - SECTION VARIABLE TAPER NEW SUPERMETAL TECHNOLOGY (GOLD - WIRE) UNIQUE UNEQUAL BIDIRECTIONAL RECIPROCATION MOVEMENT. MEDIUM (GREEN 35/06) LENGTH 25 MM. 6/PACK ONE EACH (EA) = ONE (1) PACK | DENTAL GENERAL SUPPLIES
14748 | 4215247604800 | NICKEL TITANIUM ROTARY FILE REVERSE HELIX SEMI - ACTIVE AND MODIFIED GUIDING TIP OFFSET PARALLELOGRAM - SHAPED CROSS - SECTION VARIABLE TAPER NEW SUPERMETAL TECHNOLOGY (GOLD - WIRE) UNIQUE UNEQUAL BIDIRECTIONAL RECIPROCATION MOVEMENT. MEDIUM (GREEN 35/06) LENGTH 31 MM. 6/PACK ONE EACH (EA) = ONE (1) PACK | DENTAL GENERAL SUPPLIES
14749 | 4215247605000 | NICKEL TITANIUM ROTARY FILE REVERSE HELIX SEMI - ACTIVE AND MODIFIED GUIDING TIP OFFSET PARALLELOGRAM - SHAPED CROSS - SECTION VARIABLE TAPER NEW SUPERMETAL TECHNOLOGY (GOLD - WIRE) UNIQUE UNEQUAL BIDIRECTIONAL RECIPROCATION MOVEMENT. SIZES ASSORTED (SMALL PRIMARY MEDIUM AND LARGE) LENGTH 21MM ONE EACH (EA) = ONE (1) PACK | DENTAL GENERAL SUPPLIES
14750 | 4215247605100 | NICKEL TITANIUM ROTARY FILE REVERSE HELIX SEMI - ACTIVE AND MODIFIED GUIDING TIP OFFSET PARALLELOGRAM - SHAPED CROSS - SECTION VARIABLE TAPER NEW SUPERMETAL TECHNOLOGY (GOLD - WIRE) UNIQUE UNEQUAL BIDIRECTIONAL RECIPROCATION MOVEMENT. SIZES ASSORTED (SMALL PRIMARY MEDIUM AND LARGE) LENGTH 31MM ONE EACH (EA) = ONE (1) PACK | DENTAL GENERAL SUPPLIES
14751 | 4215247701800 | GUTTA PERCHA SINGLE CARTRIDGE CALAMUS, GAUGE 25G, 10/BOX | DENTAL GENERAL SUPPLIES
14752 | 4215247702600 | GUTTA PERCHA SOLVENT CHLOROFORM DISPENSED IN DARK BOTTLE | DENTAL GENERAL SUPPLIES
14753 | 4215247703000 | GUTTA PERCHA POINTS RADIO - OPAQUE STANDARDIZED SIZE 40/0.06 80 - 120/BOX ONE EACH (EA) = ONE (1) PACK | DENTAL GENERAL SUPPLIES
14754 | 4215247703200 | GUTTA PERCHA POINTS VARIABLE TAPER DESIGNED TO MATCH WITH ROTARY SYSTEM SIZE X3 ONE EACH (EA) = ONE (1) PACK | DENTAL GENERAL SUPPLIES
14755 | 4215243500100 | ELASTOMERIC THREAD SIZE 0.030 INCH 25 FT SPOOL | DENTAL GENERAL SUPPLIES
14756 | 4215247704800 | GUTTA PERCHA POINTS RADIO - OPAQUE STANDARDIZED SIZE 30/0.02 80 - 120/BOX ONE EACH (EA) = ONE (1) PACK | DENTAL GENERAL SUPPLIES
14757 | 4215247705000 | GUTTA PERCHA POINTS RADIO - OPAQUE STANDARDIZED SIZE 45/0.02 80 - 120/BOX ONE EACH (EA) = ONE (1) PACK | DENTAL GENERAL SUPPLIES
14758 | 4215247705100 | GUTTA PERCHA POINTS RADIO - OPAQUE STANDARDIZED SIZE 50/0.02 80 - 120/BOX ONE EACH (EA) = ONE (1) PACK | DENTAL GENERAL SUPPLIES
14759 | 4215247705200 | GUTTA PERCHA POINTS RADIO - OPAQUE STANDARDIZED SIZE 60/0.02 80 - 120/BOX ONE EACH (EA) = ONE (1) PACK | DENTAL GENERAL SUPPLIES
14760 | 4215247705300 | GUTTA PERCHA POINTS RADIO - OPAQUE STANDARDIZED SIZE 70/0.02 80 - 120/BOX ONE EACH (EA) = ONE (1) PACK | DENTAL GENERAL SUPPLIES
14761 | 4215247705400 | GUTTA PERCHA POINTS RADIO - OPAQUE STANDARDIZED SIZE 80/0.02 80 - 120/BOX ONE EACH (EA) = ONE (1) PACK | DENTAL GENERAL SUPPLIES
14762 | 4215242501700 | SELF CURE ACRYLIC RESIN TEMPORARY CROWN AND BRIDGE MATERIAL HIGH IMPACT (CLINICAL KIT) NOT LESS THAN 5 SHADES/KIT + LIQUID ONE EACH (EA) = ONE (1) KIT | DENTAL GENERAL SUPPLIES
14763 | 4215247705500 | GUTTA PERCHA POINTS RADIO - OPAQUE STANDARDIZED SIZE 90/0.02 80 - 120/BOX ONE EACH (EA) = ONE (1) PACK | DENTAL GENERAL SUPPLIES
14764 | 4215242501500 | INLAY PATTERN RESIN OR EQUIVALENT RED COLOR CLINICAL KIT INCLUDES ACRYLIC POWDER + SEPARATING MEDIUM + MIXING GLASS + PAINTING BRUSH | DENTAL GENERAL SUPPLIES
14765 | 4215247705600 | GUTTA PERCHA POINTS RADIO - OPAQUE STANDARDIZED SIZE 90 - 140/0.02 80 - 120/BOX ONE EACH (EA) = ONE (1) PACK | DENTAL GENERAL SUPPLIES
14766 | 4215247705700 | GUTTA PERCHA POINTS RADIO - OPAQUE STANDARDIZED SIZE 15/0.04 80 - 120/BOX ONE EACH (EA) = ONE (1) PACK | DENTAL GENERAL SUPPLIES
14767 | 4215242403300 | GLASS IONOMER LUTING CEMENT LIGHT CURE RELEASES FLUORIDE RADIOPAQUE LOW FILM THICKNESS OPTIMIZES FIT AND MARGINAL INTEGRITY PACKED IN CAPSULE | DENTAL GENERAL SUPPLIES
14768 | 4215242402900 | ROOT CANAL SEALER CALCIUM HYDROXIDE BASED | DENTAL GENERAL SUPPLIES
14769 | 4215242402800 | ROOT CANAL SEALER RESIN BASED SILVER FREE HIGH RADIO - OPACITY LITTLE POLYMERIZATION SHRINKAGE LOW SOLUBILITY VERY HIGH DIMENSIONAL STABILITY VERY LOW SOLUBILITY NO DISCOLORATIONS NO RELEASE OF FORMALDEHYDE TISSUE COMPATIBILITY 1 TUBE BASE + 1 TUBE CATALYST | DENTAL GENERAL SUPPLIES
14770 | 4215242402700 | ROOT CANAL SEALER ZINC OXIDE EUGENOL BASED RADIOPAQUE ANTIMICROBIAL ACTIVITY LONGER PROCESSING TIME PACKED IN AUTOMIX SYRINGE AND INCLUDE MULTIPLE TIPS | DENTAL GENERAL SUPPLIES
14771 | 4215247704900 | GUTTA PERCHA POINTS RADIO - OPAQUE STANDARDIZED SIZE 35/0.02 80 - 120/BOX ONE EACH (EA) = ONE (1) PACK | DENTAL GENERAL SUPPLIES
14772 | 4215250306600 | RUBBER DAM CLAMP STAINLESS STEEL SHINY SIZE 56 | DENTAL GENERAL SUPPLIES
14773 | 4215244400100 | ASTRINGENT RETRACTION PASTE CAPSULE CONTAINS AT LEAST 15% ALUMINUM CHLORIDE TO PLACED DIRECTLY INTO THE SULCUS VIA A HIGHLY INNOVATIVE EASY TO USE HYGIENIC UNIT - DOSE CAPSULE. THE CAPSULE ARE COMPATIBLE WITH MOST COMPOSITE DISPENSERS | DENTAL GENERAL SUPPLIES
14774 | 4215245100000 | PRESSURE INDICATING PASTE WITH BRUSHES | DENTAL GENERAL SUPPLIES
14775 | 4215245306000 | GLASS IONOMER RESTORATIVE MATERIAL SELF-CURE CAPSULE REFILL SHADE A3.5 ONE EACH (EA) = ONE (1) KIT | DENTAL GENERAL SUPPLIES
14776 | 4215245305900 | GLASS IONOMER RESTORATIVE MATERIAL SELF-CURE CAPSULE REFILL SHADE A3 ONE EACH (EA) = ONE (1) KIT | DENTAL GENERAL SUPPLIES
14777 | 4215245305800 | GLASS IONOMER RESTORATIVE MATERIAL SELF-CURE CAPSULE REFILL SHADE A2 ONE EACH (EA) = ONE (1) KIT | DENTAL GENERAL SUPPLIES
14778 | 4215245305700 | GLASS IONOMER RESTORATIVE MATERIAL SELF-CURE CAPSULE REFILL SHADE A1 ONE EACH (EA) = ONE (1) KIT | DENTAL GENERAL SUPPLIES
14779 | 4215245305600 | GLASS IONOMER LIGHT CURED RESTORATIVE MATERIAL CAPSULE REFILL SHADE B2 MODERATE TO HIGH VISCOSITY ONE EACH (EA) = ONE (1) KIT | DENTAL GENERAL SUPPLIES
14780 | 4215245305500 | GLASS IONOMER LIGHT CURED RESTORATIVE MATERIAL CAPSULE REFILL SHADE A4 MODERATE TO HIGH VISCOSITY ONE EACH (EA) = ONE (1) KIT | DENTAL GENERAL SUPPLIES
14781 | 4215245305400 | GLASS IONOMER LIGHT CURED RESTORATIVE MATERIAL CAPSULE REFILL SHADE A3.5 MODERATE TO HIGH VISCOSITY ONE EACH (EA) = ONE (1) KIT | DENTAL GENERAL SUPPLIES
14782 | 4215245305300 | GLASS IONOMER LIGHT CURED RESTORATIVE MATERIAL CAPSULE REFILL SHADE A3 MODERATE TO HIGH VISCOSITY ONE EACH (EA) = ONE (1) KIT | DENTAL GENERAL SUPPLIES
14783 | 4215245305200 | GLASS IONOMER LIGHT CURED RESTORATIVE MATERIAL CAPSULE REFILL SHADE A2 MODERATE TO HIGH VISCOSITY ONE EACH (EA) = ONE (1) KIT | DENTAL GENERAL SUPPLIES
14784 | 4215245305100 | GLASS IONOMER LIGHT CURED RESTORATIVE MATERIAL CAPSULE REFILL SHADE A1 MODERATE TO HIGH VISCOSITY ONE EACH (EA) = ONE (1) KIT | DENTAL GENERAL SUPPLIES
14785 | 4215246500200 | ROOT CANAL LUBRICANT GLYCOL UREA PEROXIDE AND EDTA IN SPECIAL WATER SOLUBLE BASE GEL CONCENTRATION 17 - 20% EDTA 20 - 50 G ONE EACH (EA) = ONE (1) PACK | DENTAL GENERAL SUPPLIES
14786 | 4215246600100 | SILICONE MATERIAL FOR DISCLOSING AREAS OF POOR FIT OF PROTHESES (CROWNS AND FPDS) WHITE OR BLUE COLORED ODORLESS TASTELESS FAST SETTING HAND MIX (BASE AND CATALYST) WITH ACCESSORIES | DENTAL GENERAL SUPPLIES
14787 | 4215245304500 | COMPOMER RESTORATIVE REFILL SHADE A3.5 | DENTAL GENERAL SUPPLIES
14788 | 4215245304400 | COMPOMER RESTORATIVE REFILL SHADE A3 | DENTAL GENERAL SUPPLIES
14789 | 4215244600100 | DENTAL CAVITY LINER/VARNISH WITH FLUORIDE FROM (15 -20 ) ML PACKED IN BOTTLE WITH DROPPER | DENTAL GENERAL SUPPLIES
14790 | 4215245304100 | NANO-HYBRID LIGHT-CURED COMPOSITE PACKABLE CONSISTENCY REFILL SYRINGE SHADE D3 – SUITABLE FOR BOTH ANTERIOR AND POSTERIOR RESTORATIONS. | DENTAL GENERAL SUPPLIES
14791 | 4215245303900 | NANO-HYBRID LIGHT-CURED COMPOSITE PACKABLE CONSISTENCY REFILL SYRINGE SHADE B3 – SUITABLE FOR BOTH ANTERIOR AND POSTERIOR RESTORATIONS. | DENTAL GENERAL SUPPLIES
14792 | 4215245303800 | NANO-HYBRID LIGHT-CURED COMPOSITE PACKABLE CONSISTENCY REFILL SYRINGE SHADE B2 – SUITABLE FOR BOTH ANTERIOR AND POSTERIOR RESTORATIONS. | DENTAL GENERAL SUPPLIES
14793 | 4215245303700 | NANO-HYBRID LIGHT-CURED COMPOSITE PACKABLE CONSISTENCY REFILL SYRINGE SHADE B1 – SUITABLE FOR BOTH ANTERIOR AND POSTERIOR RESTORATIONS. | DENTAL GENERAL SUPPLIES
14794 | 4215245303600 | NANO-HYBRID LIGHT-CURED COMPOSITE PACKABLE CONSISTENCY REFILL SYRINGE SHADE A4 – SUITABLE FOR BOTH ANTERIOR AND POSTERIOR RESTORATIONS. | DENTAL GENERAL SUPPLIES
14795 | 4215245303500 | NANO-HYBRID LIGHT-CURED COMPOSITE PACKABLE CONSISTENCY REFILL SYRINGE SHADE A3.5 – SUITABLE FOR BOTH ANTERIOR AND POSTERIOR RESTORATIONS. | DENTAL GENERAL SUPPLIES
14796 | 4215245303400 | NANO-HYBRID LIGHT-CURED COMPOSITE PACKABLE CONSISTENCY REFILL SYRINGE SHADE A3 – SUITABLE FOR BOTH ANTERIOR AND POSTERIOR RESTORATIONS. | DENTAL GENERAL SUPPLIES
14797 | 4215245303300 | NANO-HYBRID LIGHT-CURED COMPOSITE PACKABLE CONSISTENCY REFILL SYRINGE SHADE A2 – SUITABLE FOR BOTH ANTERIOR AND POSTERIOR RESTORATIONS. | DENTAL GENERAL SUPPLIES
14798 | 4215245303200 | NANO-HYBRID LIGHT-CURED COMPOSITE PACKABLE CONSISTENCY REFILL SYRINGE SHADE A1 – SUITABLE FOR BOTH ANTERIOR AND POSTERIOR RESTORATIONS. | DENTAL GENERAL SUPPLIES
14799 | 4215247400500 | UNIVERSAL MULTI - SURFACE PRIMER FOR ALL TYPES OF RESTORATIVE MATERIALS | DENTAL GENERAL SUPPLIES
14800 | 4215245300500 | ESTHETIC LIGHT CURING LUTING COMPOSITE KIT USED AS PERMANENT CEMENTATION OF GLASS-CERAMIC LITHIUM DISILICATE GLASS-CERAMIC AND COMPOSITE RESTORATION (INLAY ONLAY AND VENEER) INCLUDES AT LEAST 3 DIFFERENT ESTHETIC SHADES WITH AT LEAST 3 DIFFERENT TRY IN PASTE SHADES | DENTAL GENERAL SUPPLIES
14801 | 4215247400700 | NO-MIX BAND ADHESIVE. PRIMER ALLOWS ETCHING AND PRIME ENAMEL IN ONE SIMPLE STEP. ONE EACH (EA) = ONE (1) KIT | DENTAL GENERAL SUPPLIES
14802 | 4215245200000 | CALCIUM HYDROXIDE PASTE WITH IODOFORM OIL BASE SYRINGE WITH NEEDLE TIPS ONE EACH (EA) = ONE (1) KIT | DENTAL GENERAL SUPPLIES
14803 | 4215247400900 | PASTE/ PASTE RESIN MODIFIED GLASS IONOMER LUTING CEMENT SELF-CURING AND TACK CURE OPTION FOR EASY CLEAN UP RADIOPAQUE WITH CONTINUOUS FLUORIDE RELEASING. INDICATED FOR PERMANENT CEMENTATION OF METAL-BASED CERAMIC RESTORATIONS AND ORTHODONTIC APPLIANCES HIGH BOND STRENGTH GREAT STAIN RESISTANCE. PACKED IN TUBE | DENTAL GENERAL SUPPLIES
14804 | 4215245100300 | COLORED PRESSURE INDICATOR SPRAY FOR FIXED PROSTHESIS | DENTAL GENERAL SUPPLIES
14805 | 4215245304000 | NANO-HYBRID LIGHT-CURED COMPOSITE PACKABLE CONSISTENCY REFILL SYRINGE SHADE C2 – SUITABLE FOR BOTH ANTERIOR AND POSTERIOR RESTORATIONS. | DENTAL GENERAL SUPPLIES
14806 | 4215271210400 | PRE-WELDED CONVERTIBLE BAND WITH SINGLE TUBE WITH LINGUAL CLEAT 0.022 SLOT ROTH PRESCRIPTION MANDIBULAR RIGHT SECOND MOLAR SIZE 33 OR EQUIVALENT | DENTAL GENERAL SUPPLIES
14807 | 4215250306700 | RUBBER DAM CLAMP STAINLESS STEEL SHINY SIZE 212 | DENTAL GENERAL SUPPLIES
14808 | 4215250306900 | ENDODONTIC RUBBER DAM PUNCHER AINSWORTH 17 CM | DENTAL GENERAL SUPPLIES
14809 | 4215270905500 | INTRAORAL ELASTICS 5/16 INCH (7.94 MM) EXTRA HEAVY FORCE (6 OZ - 170 G) ONE EACH (EA) = ONE (1) PACK | DENTAL GENERAL SUPPLIES
14810 | 4215270905600 | ELASTIC CHAIN WIDE SPACE, 15 FEET, MEDIUM FORCE | DENTAL GENERAL SUPPLIES
14811 | 4215270905700 | ELASTICS SEPARATOR 1.5 MM DIAMETER 1000/PACK ONE EACH (EA) = ONE (1) PACK | DENTAL GENERAL SUPPLIES
14812 | 4215270905800 | ELASTICS SEPARATOR 2.0 MM DIAMETER | DENTAL GENERAL SUPPLIES
14813 | 4215270905900 | ELASTOMERIC TUBING SIZE 0.250 INCH 25 FT SPOOL | DENTAL GENERAL SUPPLIES
14814 | 4215270906000 | ELASTOMERIC TUBING SIZE 0.030 INCH 25 FT SPOOL | DENTAL GENERAL SUPPLIES
14815 | 4215270906100 | INTRAORAL ELASTICS 1/4 INCH (6.35 MM) EXTRA HEAVY FORCE (6 OZ - 170 G) ONE EACH (EA) = ONE (1) PACK | DENTAL GENERAL SUPPLIES
14816 | 4215270906200 | EXTRAORAL ELASTIC 3/8 INCH HEAVY FORCE 14 OZ PACKING (100 RINGS/PATIENT PACK) ONE EACH (EA) = ONE (1) PACK | DENTAL GENERAL SUPPLIES
14817 | 4215270906400 | ELASTIC CHAIN OPENED LONG (DOUBLE) SPACE 15 FEET MEDIUM FORCE | DENTAL GENERAL SUPPLIES
14818 | 4215270906500 | ELASTIC CHAIN OPENED SPACE 15 FEET MEDIUM FORCE | DENTAL GENERAL SUPPLIES
14819 | 4215270906600 | ELASTIC CHAIN CLOSED SPACE 15 FEET MEDIUM FORCE | DENTAL GENERAL SUPPLIES
14820 | 4215270906700 | ELASTOMERIC MODULES SINGLE PATIENT USE FADE RESISTANT GREY | DENTAL GENERAL SUPPLIES
14821 | 4215270906800 | ELASTOMERIC MODULES SINGLE PATIENT USE FADE RESISTANT SILVER | DENTAL GENERAL SUPPLIES
14822 | 4215271000000 | ELASTOMERIC MODULES SINGLE PATIENT USE FADE RESISTANT BLUE | DENTAL GENERAL SUPPLIES
14823 | 4215271000100 | ELASTOMERIC MODULES SINGLE PATIENT USE FADE RESISTANT CLEAR COLOR | DENTAL GENERAL SUPPLIES
14824 | 4215271000200 | ELASTOMERIC MODULES SINGLE PATIENT USE FADE RESISTANT PINK | DENTAL GENERAL SUPPLIES
14825 | 4215271000300 | ELASTOMERIC MODULES SINGLE PATIENT USE FADE RESISTANT PURPLE | DENTAL GENERAL SUPPLIES
14826 | 4215271000400 | ELASTOMERIC MODULES SINGLE PATIENT USE FADE RESISTANT ORANGE | DENTAL GENERAL SUPPLIES
14827 | 4215271000500 | ELASTOMERIC MODULES SINGLE PATIENT USE FADE RESISTANT BLACK | DENTAL GENERAL SUPPLIES
14828 | 4215271000600 | ELASTOMERIC MODULES SINGLE PATIENT USE FADE RESISTANT RED | DENTAL GENERAL SUPPLIES
14829 | 4215271000700 | ELASTOMERIC MODULES SINGLE PATIENT USE FADE RESISTANT NEON GREEN | DENTAL GENERAL SUPPLIES
14830 | 4215271000800 | ELASTOMERIC MODULES SINGLE PATIENT USE FADE RESISTANT WHITE | DENTAL GENERAL SUPPLIES
14831 | 4215271000900 | ELASTOMERIC MODULES SINGLE PATIENT USE FADE RESISTANT YELLOW | DENTAL GENERAL SUPPLIES
14832 | 4215271001000 | ELASTOMERIC MODULES SINGLE PATIENT USE FADE RESISTANT TEAL | DENTAL GENERAL SUPPLIES
14833 | 4215271001100 | ELASTOMERIC MODULES SINGLE PATIENT USE FADE RESISTANT ROSE | DENTAL GENERAL SUPPLIES
14834 | 4215271001200 | ELASTOMERIC MODULES SINGLE PATIENT USE FADE RESISTANT GREEN | DENTAL GENERAL SUPPLIES
14835 | 4215271001300 | ELASTOMERIC MODULES SINGLE PATIENT USE FADE RESISTANT MAROON | DENTAL GENERAL SUPPLIES
14836 | 4215271001400 | ELASTOMERIC MODULES SINGLE PATIENT USE FADE RESISTANT GOLD | DENTAL GENERAL SUPPLIES
14837 | 4215271100800 | HYRAX EXPANDER MEDIUM TWO DIRECTION ELONGATION FROM 7 - 9 MM STANDARD EXPANSION SCREW S FOR MAXILLA .HOUSING OUT OF GALVANIC COATED NICKEL - SILVER STAINLESS STEEL THREAD SPINDLE AND GUIDING PINS | DENTAL GENERAL SUPPLIES
14838 | 4215270905400 | INTRAORAL ELASTICS 5/16 INCH (7.94 MM) MEDIUM FORCE (3 OZ - 85 G) ONE EACH (EA) = ONE (1) PACK | DENTAL GENERAL SUPPLIES
14839 | 4215270905300 | INTRAORAL ELASTICS 5/8 INCH (15.9 MM) MEDIUM/HEAVY (3.5 OZ - 100 G) ONE EACH (EA) = ONE (1) PACK | DENTAL GENERAL SUPPLIES
14840 | 4215270905200 | INTRAORAL ELASTICS 5/8 INCH (15.9 MM) LIGHT FORCE (2 OZ - 60 G) ONE EACH (EA) = ONE (1) PACK | DENTAL GENERAL SUPPLIES
14841 | 4215270905100 | INTRAORAL ELASTICS 3/16 INCH (4.76 MM) EXTRA HEAVY FORCE (6 OZ - 170 G) ONE EACH (EA) = ONE (1) PACK | DENTAL GENERAL SUPPLIES
14842 | 4215270803100 | SPRING CLOSED COIL STAINLESS STEEL 0.010 X 0.030 INCH FOR ORTHODONTIC TREATMENT 2 FT ONE EACH (EA) = ONE (1) PACK | DENTAL GENERAL SUPPLIES
14843 | 4215270901200 | INTRAORAL ELASTICS 1/4 INCH LIGHT FORCE 2 OZ PACKAGING (100 RINGS PER PATIENT PACK) ONE EACH (EA) = ONE (1) PACK | DENTAL GENERAL SUPPLIES
14844 | 4215270901400 | INTRAORAL ELASTICS 1/4 INCH (6.35 MM) MEDIUM - LIGHT FORCE 3.5 OZ PACKAGING (100 RINGS PER PACK) ONE EACH (EA) = ONE (1) PACK | DENTAL GENERAL SUPPLIES
14845 | 4215270901500 | INTRAORAL ELASTICS 3/16 INCH (4.76 MM) HEAVY FORCE (4.5 OZ - 130 G) ONE EACH (EA) = ONE (1) PACK | DENTAL GENERAL SUPPLIES
14846 | 4215270901600 | INTRAORAL ELASTICS 3/16 INCH (4.6 MM) MEDIUM - LIGHT FORCE (3.5 OZ - 100 G) ONE EACH (EA) = ONE (1) PACK | DENTAL GENERAL SUPPLIES
14847 | 4215270901700 | INTRAORAL ELASTICS 5/16 INCH (7.94 MM) LIGHT FORCE (2 OZ - 60 G) ONE EACH (EA) = ONE (1) PACK | DENTAL GENERAL SUPPLIES
14848 | 4215270901800 | INTRAORAL ELASTICS 5/16 INCH (7.94 MM) HEAVY FORCE (4.5 OZ - 130 G) ONE EACH (EA) = ONE (1) PACK | DENTAL GENERAL SUPPLIES
14849 | 4215270901900 | INTRAORAL ELASTICS 5/16 INCH (7.94 MM) MEDIUM - LIGHT FORCE (3.5 OZ - 100 G) ONE EACH (EA) = ONE (1) PACK | DENTAL GENERAL SUPPLIES
14850 | 4215270902200 | EXTRAORAL ELASTICS 1/4 INCH 6.35 MM LIGHT (8 OZ - 230 G) ONE EACH (EA) = ONE (1) PACK | DENTAL GENERAL SUPPLIES
14851 | 4215270902300 | EXTRAORAL ELASTICS 1/2 INCH 12.7 MM LIGHT (8 OZ - 230 G) ONE EACH (EA) = ONE (1) PACK | DENTAL GENERAL SUPPLIES
14852 | 4215270902400 | EXTRAORAL ELASTICS 1/2 INCH 12.7 MM HEAVY (14 OZ - 400 G) ONE EACH (EA) = ONE (1) PACK | DENTAL GENERAL SUPPLIES
14853 | 4215270902600 | EXTRAORAL ELASTICS 3/8 INCH 9.35 MM LIGHT (8 OZ - 230 G) ONE EACH (EA) = ONE (1) PACK | DENTAL GENERAL SUPPLIES
14854 | 4215270902800 | EXTRAORAL ELASTICS 3/16 INCH 4.76 MM LIGHT (8 OZ - 230 G) ONE EACH (EA) = ONE (1) PACK | DENTAL GENERAL SUPPLIES
14855 | 4215270903000 | EXTRAORAL ELASTICS 5/16 INCH 7.94 MM LIGHT (8 OZ - 230 G) ONE EACH (EA) = ONE (1) PACK | DENTAL GENERAL SUPPLIES
14856 | 4215271100900 | HYRAX EXPANDER TWO DIRECTION ELONGATION FROM 11 - 14 MM STANDARD EXPANSION SCREW S FOR MAXILLA .HOUSING OUT OF GALVANIC COATED NICKEL - SILVER STAINLESS STEEL THREAD SPINDLE AND GUIDING PINS | DENTAL GENERAL SUPPLIES
14857 | 4215270903100 | EXTRAORAL ELASTICS 5/16 INCH 7.94 MM HEAVY (14 OZ - 400 G) ONE EACH (EA) = ONE (1) PACK | DENTAL GENERAL SUPPLIES
14858 | 4215270903500 | INTRAORAL ELASTICS 1/4 INCH (6.35 MM) HEAVY FORCE (4.5 OZ - 130 G) ONE EACH (EA) = ONE (1) PACK | DENTAL GENERAL SUPPLIES
14859 | 4215270903600 | INTRAORAL ELASTICS 1/2 INCH (12.7 MM) LIGHT FORCE (2 OZ - 60 G) ONE EACH (EA) = ONE (1) PACK | DENTAL GENERAL SUPPLIES
14860 | 4215270903700 | INTRAORAL ELASTICS 1/2 INCH (12.7 MM) MEDIUM - HEAVY (3.5 OZ - 100 G) ONE EACH (EA) = ONE (1) PACK | DENTAL GENERAL SUPPLIES
14861 | 4215270903800 | INTRAORAL ELASTICS 1/8 INCH (3.18 MM) LIGHT FORCE (2 OZ - 60 G) ONE EACH (EA) = ONE (1) PACK | DENTAL GENERAL SUPPLIES
14862 | 4215270903900 | INTRAORAL ELASTICS 1/8 INCH (3.18 MM) MEDIUM - HEAVY FORCE (3.5 OZ - 100 G) ONE EACH (EA) = ONE (1) PACK | DENTAL GENERAL SUPPLIES
14863 | 4215270904100 | INTRAORAL ELASTICS 3/4 INCH (19.1 MM) LIGHT FORCE (2 OZ - 60 G) ONE EACH (EA) = ONE (1) PACK | DENTAL GENERAL SUPPLIES
14864 | 4215270904200 | INTRAORAL ELASTICS 3/4 INCH (19.1 MM) MEDIUM/HEAVY FORCE (3.5 OZ - 100 G) ONE EACH (EA) = ONE (1) PACK | DENTAL GENERAL SUPPLIES
14865 | 4215270904300 | INTRAORAL ELASTICS 3/8 INCH (9.35 MM) LIGHT FORCE (2 OZ - 60 G) ONE EACH (EA) = ONE (1) PACK | DENTAL GENERAL SUPPLIES
14866 | 4215270904400 | INTRAORAL ELASTICS 3/8 INCH (9.35 MM) MEDIUM FORCE (3 OZ - 85 G) ONE EACH (EA) = ONE (1) PACK | DENTAL GENERAL SUPPLIES
14867 | 4215270904500 | INTRAORAL ELASTICS 3/8 INCH (9.35 MM) MEDIUM - HEAVY (3.5 OZ - 100 G) ONE EACH (EA) = ONE (1) PACK | DENTAL GENERAL SUPPLIES
14868 | 4215270904600 | INTRAORAL ELASTICS 3/8 INCH (9.35 MM) HEAVY FORCE (4.5 OZ - 130 G) ONE EACH (EA) = ONE (1) PACK | DENTAL GENERAL SUPPLIES
14869 | 4215270904700 | INTRAORAL ELASTICS 3/8 INCH (9.35 MM) EXTRA HEAVY FORCE (6 OZ - 170 G) ONE EACH (EA) = ONE (1) PACK | DENTAL GENERAL SUPPLIES
14870 | 4215270904800 | INTRAORAL ELASTICS 3/16 INCH (4.76 MM) LIGHT FORCE (2 OZ - 60 G) ONE EACH (EA) = ONE (1) PACK | DENTAL GENERAL SUPPLIES
14871 | 4215270904900 | INTRAORAL ELASTICS 3/16 INCH (4.76 MM) MEDIUM FORCE (3 OZ - 85 G) ONE EACH (EA) = ONE (1) PACK | DENTAL GENERAL SUPPLIES
14872 | 4215270903300 | INTRAORAL ELASTICS 1/4 INCH (6.35 MM) MEDIUM FORCE (3 OZ - 85 G) ONE EACH (EA) = ONE (1) PACK | DENTAL GENERAL SUPPLIES
14873 | 4215270802300 | CLOSED COIL SPRING NITINOL MEDIUM 12 MM (0.10 X.030) ONE EACH (EA) = ONE (1) PACK | DENTAL GENERAL SUPPLIES
14874 | 4215271101000 | HYRAX EXPANDER SMALL TWO DIRECTION ELONGATION FROM 7 - 9 MM STANDARD EXPANSION SCREW S FOR MAXILLA .HOUSING OUT OF GALVANIC COATED NICKEL - SILVER STAINLESS STEEL THREAD SPINDLE AND GUIDING PINS | DENTAL GENERAL SUPPLIES
14875 | 4215271102500 | MEMBRANE TENTING SCREW, INTRA ORAL, ASSORTED SIZE AND DIMETER | DENTAL GENERAL SUPPLIES
14876 | 4215271206900 | PRE-WELDED CONVERTIBLE BAND WITH TRIPLE TUBE WITH LINGUAL CLEAT 0.022 SLOT ROTH PRESCRIPTION MAXILLARY LEFT FIRST MOLAR REFILL SIZE 36+ OR EQUIVALENT | DENTAL GENERAL SUPPLIES
14877 | 4215271207000 | PRE-WELDED CONVERTIBLE BAND WITH TRIPLE TUBE WITH LINGUAL CLEAT 0.022 SLOT ROTH PRESCRIPTION MAXILLARY LEFT FIRST MOLAR REFILL SIZE 37 OR EQUIVALENT | DENTAL GENERAL SUPPLIES
14878 | 4215271207100 | PRE-WELDED CONVERTIBLE BAND WITH TRIPLE TUBE WITH LINGUAL CLEAT 0.022 SLOT ROTH PRESCRIPTION MAXILLARY LEFT FIRST MOLAR REFILL SIZE 37+ OR EQUIVALENT | DENTAL GENERAL SUPPLIES
14879 | 4215271207200 | PRE-WELDED CONVERTIBLE BAND WITH TRIPLE TUBE WITH LINGUAL CLEAT 0.022 SLOT ROTH PRESCRIPTION MAXILLARY LEFT FIRST MOLAR REFILL SIZE 38+ OR EQUIVALENT | DENTAL GENERAL SUPPLIES
14880 | 4215271207300 | PRE-WELDED CONVERTIBLE BAND WITH TRIPLE TUBE WITH LINGUAL CLEAT 0.022 SLOT ROTH PRESCRIPTION MAXILLARY LEFT FIRST MOLAR REFILL SIZE 39 OR EQUIVALENT | DENTAL GENERAL SUPPLIES
14881 | 4215271207400 | PRE-WELDED CONVERTIBLE BAND WITH SINGLE TUBE WITH LINGUAL CLEAT 0.022 SLOT ROTH PRESCRIPTION MAXILLARY RIGHT SECOND MOLAR SIZE 31 OR EQUIVALENT | DENTAL GENERAL SUPPLIES
14882 | 4215271207500 | PRE-WELDED CONVERTIBLE BAND WITH SINGLE TUBE WITH LINGUAL CLEAT 0.022 SLOT ROTH PRESCRIPTION MAXILLARY RIGHT SECOND MOLAR SIZE 31+ OR EQUIVALENT | DENTAL GENERAL SUPPLIES
14883 | 4215271207600 | PRE-WELDED CONVERTIBLE BAND WITH SINGLE TUBE WITH LINGUAL CLEAT 0.022 SLOT ROTH PRESCRIPTION MAXILLARY RIGHT SECOND MOLAR SIZE 32 OR EQUIVALENT | DENTAL GENERAL SUPPLIES
14884 | 4215245309800 | LIGHT CURED UNIVERSAL COMPOSITE RESTORATIVE MATERIAL TRANSLUCENT REFILL SHADE BLUE | DENTAL GENERAL SUPPLIES
14885 | 4215271207700 | PRE-WELDED CONVERTIBLE BAND WITH SINGLE TUBE WITH LINGUAL CLEAT 0.022 SLOT ROTH PRESCRIPTION MAXILLARY RIGHT SECOND MOLAR SIZE 32+ OR EQUIVALENT | DENTAL GENERAL SUPPLIES
14886 | 4215271207800 | PRE-WELDED CONVERTIBLE BAND WITH SINGLE TUBE WITH LINGUAL CLEAT 0.022 SLOT ROTH PRESCRIPTION MAXILLARY RIGHT SECOND MOLAR SIZE 33 OR EQUIVALENT | DENTAL GENERAL SUPPLIES
14887 | 4215271208000 | PRE-WELDED CONVERTIBLE BAND WITH SINGLE TUBE WITH LINGUAL CLEAT 0.022 SLOT ROTH PRESCRIPTION MAXILLARY RIGHT SECOND MOLAR SIZE 34 OR EQUIVALENT | DENTAL GENERAL SUPPLIES
14888 | 4215271208200 | PRE-WELDED CONVERTIBLE BAND WITH SINGLE TUBE WITH LINGUAL CLEAT 0.022 SLOT ROTH PRESCRIPTION MAXILLARY RIGHT SECOND MOLAR SIZE 35 OR EQUIVALENT | DENTAL GENERAL SUPPLIES
14889 | 4215271208300 | PRE-WELDED CONVERTIBLE BAND WITH SINGLE TUBE WITH LINGUAL CLEAT 0.022 SLOT ROTH PRESCRIPTION MAXILLARY RIGHT SECOND MOLAR SIZE 35+ OR EQUIVALENT | DENTAL GENERAL SUPPLIES
14890 | 4215271208400 | PRE-WELDED CONVERTIBLE BAND WITH SINGLE TUBE WITH LINGUAL CLEAT 0.022 SLOT ROTH PRESCRIPTION MAXILLARY RIGHT SECOND MOLAR SIZE 36 OR EQUIVALENT | DENTAL GENERAL SUPPLIES
14891 | 4215271208600 | PRE-WELDED CONVERTIBLE BAND WITH SINGLE TUBE WITH LINGUAL CLEAT 0.022 SLOT ROTH PRESCRIPTION MAXILLARY RIGHT SECOND MOLAR SIZE 37 OR EQUIVALENT | DENTAL GENERAL SUPPLIES
14892 | 4215271208700 | PRE-WELDED CONVERTIBLE BAND WITH SINGLE TUBE WITH LINGUAL CLEAT 0.022 SLOT ROTH PRESCRIPTION MAXILLARY LEFT SECOND MOLAR SIZE 31 OR EQUIVALENT | DENTAL GENERAL SUPPLIES
14893 | 4215271208800 | PRE-WELDED CONVERTIBLE BAND WITH SINGLE TUBE WITH LINGUAL CLEAT 0.022 SLOT ROTH PRESCRIPTION MAXILLARY LEFT SECOND MOLAR SIZE 31+ OR EQUIVALENT | DENTAL GENERAL SUPPLIES
14894 | 4215271208900 | PRE-WELDED CONVERTIBLE BAND WITH SINGLE TUBE WITH LINGUAL CLEAT 0.022 SLOT ROTH PRESCRIPTION MAXILLARY LEFT SECOND MOLAR SIZE 32 OR EQUIVALENT | DENTAL GENERAL SUPPLIES
14895 | 4215271209000 | PRE-WELDED CONVERTIBLE BAND WITH SINGLE TUBE WITH LINGUAL CLEAT 0.022 SLOT ROTH PRESCRIPTION MAXILLARY LEFT SECOND MOLAR SIZE 32+ OR EQUIVALENT | DENTAL GENERAL SUPPLIES
14896 | 4215271209100 | PRE-WELDED CONVERTIBLE BAND WITH SINGLE TUBE WITH LINGUAL CLEAT 0.022 SLOT ROTH PRESCRIPTION MAXILLARY LEFT SECOND MOLAR SIZE 33 OR EQUIVALENT | DENTAL GENERAL SUPPLIES
14897 | 4215271209200 | PRE-WELDED CONVERTIBLE BAND WITH SINGLE TUBE WITH LINGUAL CLEAT 0.022 SLOT ROTH PRESCRIPTION MAXILLARY LEFT SECOND MOLAR SIZE 33+ OR EQUIVALENT | DENTAL GENERAL SUPPLIES
14898 | 4215271209300 | PRE-WELDED CONVERTIBLE BAND WITH SINGLE TUBE WITH LINGUAL CLEAT 0.022 SLOT ROTH PRESCRIPTION MAXILLARY LEFT SECOND MOLAR SIZE 34 OR EQUIVALENT | DENTAL GENERAL SUPPLIES
14899 | 4215271209500 | PRE-WELDED CONVERTIBLE BAND WITH SINGLE TUBE WITH LINGUAL CLEAT 0.022 SLOT ROTH PRESCRIPTION MAXILLARY LEFT SECOND MOLAR SIZE 35 OR EQUIVALENT | DENTAL GENERAL SUPPLIES
14900 | 4215271209700 | PRE-WELDED CONVERTIBLE BAND WITH SINGLE TUBE WITH LINGUAL CLEAT 0.022 SLOT ROTH PRESCRIPTION MAXILLARY LEFT SECOND MOLAR SIZE 36 OR EQUIVALENT | DENTAL GENERAL SUPPLIES
14901 | 4215271209900 | PRE-WELDED CONVERTIBLE BAND WITH SINGLE TUBE WITH LINGUAL CLEAT 0.022 SLOT ROTH PRESCRIPTION MAXILLARY LEFT SECOND MOLAR SIZE 37 OR EQUIVALENT | DENTAL GENERAL SUPPLIES
14902 | 4215271210000 | PRE-WELDED CONVERTIBLE BAND WITH SINGLE TUBE WITH LINGUAL CLEAT 0.022 SLOT ROTH PRESCRIPTION MANDIBULAR RIGHT SECOND MOLAR SIZE 31 OR EQUIVALENT | DENTAL GENERAL SUPPLIES
14903 | 4215271210100 | PRE-WELDED CONVERTIBLE BAND WITH SINGLE TUBE WITH LINGUAL CLEAT 0.022 SLOT ROTH PRESCRIPTION MANDIBULAR RIGHT SECOND MOLAR SIZE 31+ OR EQUIVALENT | DENTAL GENERAL SUPPLIES
14904 | 4215271210200 | PRE-WELDED CONVERTIBLE BAND WITH SINGLE TUBE WITH LINGUAL CLEAT 0.022 SLOT ROTH PRESCRIPTION MANDIBULAR RIGHT SECOND MOLAR SIZE 32 OR EQUIVALENT | DENTAL GENERAL SUPPLIES
14905 | 4215271206800 | PRE-WELDED CONVERTIBLE BAND WITH TRIPLE TUBE WITH LINGUAL CLEAT 0.022 SLOT ROTH PRESCRIPTION MAXILLARY LEFT FIRST MOLAR REFILL SIZE 36 OR EQUIVALENT | DENTAL GENERAL SUPPLIES
14906 | 4215271206700 | PRE-WELDED CONVERTIBLE BAND WITH TRIPLE TUBE WITH LINGUAL CLEAT 0.022 SLOT ROTH PRESCRIPTION MAXILLARY LEFT FIRST MOLAR REFILL SIZE 35+ OR EQUIVALENT | DENTAL GENERAL SUPPLIES
14907 | 4215271206600 | PRE-WELDED CONVERTIBLE BAND WITH TRIPLE TUBE WITH LINGUAL CLEAT 0.022 SLOT ROTH PRESCRIPTION MAXILLARY LEFT FIRST MOLAR REFILL SIZE 35 OR EQUIVALENT | DENTAL GENERAL SUPPLIES
14908 | 4215271206500 | PRE-WELDED CONVERTIBLE BAND WITH TRIPLE TUBE WITH LINGUAL CLEAT 0.022 SLOT ROTH PRESCRIPTION MAXILLARY LEFT FIRST MOLAR REFILL SIZE 34+ OR EQUIVALENT | DENTAL GENERAL SUPPLIES
14909 | 4215271102600 | MEMBRANE FIXATION TACK ASSORTED SIZE | DENTAL GENERAL SUPPLIES
14910 | 4215271203600 | PRE-WELDED TWIN BRACKET WITH LINGUAL CLEAT 0.022 SLOT ROTH PRESCRIPTION MAXILLARY BICUSPID PROFESSIONAL KIT INCLUDING 300 BANDS IN FOUR TRAYS WITH LID COVER (150 PER SIDE) SIZE FROM 1-14 OR EQUIVALENT | DENTAL GENERAL SUPPLIES
14911 | 4215271203700 | PRE-WELDED CONVERTIBLE BAND WITH DOUBLE TUBE (SINGLE AND AUXILIARY) WITH LINGUAL CLEAT 0.022 SLOT ROTH PRESCRIPTION MAXILLARY RIGHT FIRST MOLAR REFILL SIZE 34 OR EQUIVALENT | DENTAL GENERAL SUPPLIES
14912 | 4215271203800 | PRE-WELDED CONVERTIBLE BAND WITH DOUBLE TUBE (SINGLE AND AUXILIARY) WITH LINGUAL CLEAT 0.022 SLOT ROTH PRESCRIPTION MANDIBULAR RIGHT FIRST MOLAR REFILL SIZE 34 OR EQUIVALENT | DENTAL GENERAL SUPPLIES
14913 | 4215271203900 | PRE-WELDED CONVERTIBLE BAND WITH DOUBLE TUBE (SINGLE AND AUXILIARY) WITH LINGUAL CLEAT 0.022 SLOT ROTH PRESCRIPTION MANDIBULAR RIGHT FIRST MOLAR REFILL SIZE 34+ OR EQUIVALENT | DENTAL GENERAL SUPPLIES
14914 | 4215271204000 | PRE-WELDED CONVERTIBLE BAND WITH DOUBLE TUBE (SINGLE AND AUXILIARY) WITH LINGUAL CLEAT 0.022 SLOT ROTH PRESCRIPTION MANDIBULAR RIGHT FIRST MOLAR REFILL SIZE 35 OR EQUIVALENT | DENTAL GENERAL SUPPLIES
14915 | 4215271204100 | STANDARD CONTOURED REGULAR NON ETCHED CONVERTIBLE LOWER RIGHT FIRST MOLAR BANDS PRE-WELDED WITH DOUBLE BUCCAL TUBES ROTH RX. #0.022 AND LINGUAL CLEAT PERMANENT LASER ID MARKING # 35 + OR EQUIVALENT MUST BE SUPPLIED BY THE SAME BRACKET MANUFACTURER | DENTAL GENERAL SUPPLIES
14916 | 4215271204200 | PRE-WELDED CONVERTIBLE BAND WITH DOUBLE TUBE (SINGLE AND AUXILIARY) WITH LINGUAL CLEAT 0.022 SLOT ROTH PRESCRIPTION MANDIBULAR RIGHT FIRST MOLAR REFILL SIZE 36 OR EQUIVALENT | DENTAL GENERAL SUPPLIES
14917 | 4215271204300 | PRE-WELDED CONVERTIBLE BAND WITH DOUBLE TUBE (SINGLE AND AUXILIARY) WITH LINGUAL CLEAT 0.022 SLOT ROTH PRESCRIPTION MANDIBULAR RIGHT FIRST MOLAR REFILL SIZE 36+ OR EQUIVALENT | DENTAL GENERAL SUPPLIES
14918 | 4215271204400 | PRE-WELDED CONVERTIBLE BAND WITH DOUBLE TUBE (SINGLE AND AUXILIARY) WITH LINGUAL CLEAT 0.022 SLOT ROTH PRESCRIPTION MANDIBULAR RIGHT FIRST MOLAR REFILL SIZE 37 OR EQUIVALENT | DENTAL GENERAL SUPPLIES
14919 | 4215271204500 | PRE-WELDED CONVERTIBLE BAND WITH DOUBLE TUBE (SINGLE AND AUXILIARY) WITH LINGUAL CLEAT 0.022 SLOT ROTH PRESCRIPTION MANDIBULAR RIGHT FIRST MOLAR REFILL SIZE 37+ OR EQUIVALENT | DENTAL GENERAL SUPPLIES
14920 | 4215271204600 | PRE-WELDED CONVERTIBLE BAND WITH DOUBLE TUBE (SINGLE AND AUXILIARY) WITH LINGUAL CLEAT 0.022 SLOT ROTH PRESCRIPTION MANDIBULAR RIGHT FIRST MOLAR REFILL SIZE 38 OR EQUIVALENT | DENTAL GENERAL SUPPLIES
14921 | 4215271204700 | PRE-WELDED CONVERTIBLE BAND WITH DOUBLE TUBE (SINGLE AND AUXILIARY) WITH LINGUAL CLEAT 0.022 SLOT ROTH PRESCRIPTION MANDIBULAR RIGHT FIRST MOLAR REFILL SIZE 38+ OR EQUIVALENT | DENTAL GENERAL SUPPLIES
14922 | 4215271204800 | PRE-WELDED CONVERTIBLE BAND WITH DOUBLE TUBE (SINGLE AND AUXILIARY) WITH LINGUAL CLEAT 0.022 SLOT ROTH PRESCRIPTION MANDIBULAR RIGHT FIRST MOLAR REFILL SIZE 39 OR EQUIVALENT | DENTAL GENERAL SUPPLIES
14923 | 4215271102400 | BONE FIXATION SCREW, ASSORTED SIZE AND DIAMETER | DENTAL GENERAL SUPPLIES
14924 | 4215271204900 | PRE-WELDED CONVERTIBLE BAND WITH DOUBLE TUBE (SINGLE AND AUXILIARY) WITH LINGUAL CLEAT 0.022 SLOT ROTH PRESCRIPTION MANDIBULAR LEFT FIRST MOLAR REFILL SIZE 34 OR EQUIVALENT | DENTAL GENERAL SUPPLIES
14925 | 4215271205100 | PRE-WELDED CONVERTIBLE BAND WITH DOUBLE TUBE (SINGLE AND AUXILIARY) WITH LINGUAL CLEAT 0.022 SLOT ROTH PRESCRIPTION MANDIBULAR LEFT FIRST MOLAR REFILL SIZE 35 OR EQUIVALENT | DENTAL GENERAL SUPPLIES
14926 | 4215271205200 | PRE-WELDED CONVERTIBLE BAND WITH DOUBLE TUBE (SINGLE AND AUXILIARY) WITH LINGUAL CLEAT 0.022 SLOT ROTH PRESCRIPTION MANDIBULAR LEFT FIRST MOLAR REFILL SIZE 35+ OR EQUIVALENT | DENTAL GENERAL SUPPLIES
14927 | 4215271205300 | PRE-WELDED CONVERTIBLE BAND WITH DOUBLE TUBE (SINGLE AND AUXILIARY) WITH LINGUAL CLEAT 0.022 SLOT ROTH PRESCRIPTION MANDIBULAR LEFT FIRST MOLAR REFILL SIZE 36 OR EQUIVALENT | DENTAL GENERAL SUPPLIES
14928 | 4215271205400 | PRE-WELDED CONVERTIBLE BAND WITH DOUBLE TUBE (SINGLE AND AUXILIARY) WITH LINGUAL CLEAT 0.022 SLOT ROTH PRESCRIPTION MANDIBULAR LEFT FIRST MOLAR REFILL SIZE 36+ OR EQUIVALENT | DENTAL GENERAL SUPPLIES
14929 | 4215271205500 | PRE-WELDED CONVERTIBLE BAND WITH DOUBLE TUBE (SINGLE AND AUXILIARY) WITH LINGUAL CLEAT 0.022 SLOT ROTH PRESCRIPTION MANDIBULAR LEFT FIRST MOLAR REFILL SIZE 37 OR EQUIVALENT | DENTAL GENERAL SUPPLIES
14930 | 4215271205600 | PRE-WELDED CONVERTIBLE BAND WITH DOUBLE TUBE (SINGLE AND AUXILIARY) WITH LINGUAL CLEAT 0.022 SLOT ROTH PRESCRIPTION MANDIBULAR LEFT FIRST MOLAR REFILL SIZE 37+ OR EQUIVALENT | DENTAL GENERAL SUPPLIES
14931 | 4215271205700 | PRE-WELDED CONVERTIBLE BAND WITH DOUBLE TUBE (SINGLE AND AUXILIARY) WITH LINGUAL CLEAT 0.022 SLOT ROTH PRESCRIPTION MANDIBULAR LEFT FIRST MOLAR REFILL SIZE 38 OR EQUIVALENT | DENTAL GENERAL SUPPLIES
14932 | 4215271205800 | PRE-WELDED CONVERTIBLE BAND WITH DOUBLE TUBE (SINGLE AND AUXILIARY) WITH LINGUAL CLEAT 0.022 SLOT ROTH PRESCRIPTION MANDIBULAR LEFT FIRST MOLAR REFILL SIZE 38+ OR EQUIVALENT | DENTAL GENERAL SUPPLIES
14933 | 4215271205900 | PRE-WELDED CONVERTIBLE BAND WITH DOUBLE TUBE (SINGLE AND AUXILIARY) WITH LINGUAL CLEAT 0.022 SLOT ROTH PRESCRIPTION MANDIBULAR LEFT FIRST MOLAR REFILL SIZE 39 OR EQUIVALENT | DENTAL GENERAL SUPPLIES
14934 | 4215271206000 | PRE-WELDED CONVERTIBLE BAND WITH TRIPLE TUBE WITH LINGUAL CLEAT 0.022 SLOT ROTH PRESCRIPTION MAXILLARY RIGHT FIRST MOLAR REFILL SIZE 36+ OR EQUIVALENT | DENTAL GENERAL SUPPLIES
14935 | 4215271206100 | PRE-WELDED CONVERTIBLE BAND WITH TRIPLE TUBE WITH LINGUAL CLEAT 0.022 SLOT ROTH PRESCRIPTION MAXILLARY RIGHT FIRST MOLAR REFILL SIZE 37 OR EQUIVALENT | DENTAL GENERAL SUPPLIES
14936 | 4215271206200 | PRE-WELDED CONVERTIBLE BAND WITH TRIPLE TUBE WITH LINGUAL CLEAT 0.022 SLOT ROTH PRESCRIPTION MAXILLARY RIGHT FIRST MOLAR REFILL SIZE 38 OR EQUIVALENT | DENTAL GENERAL SUPPLIES
14937 | 4215271206300 | PRE-WELDED CONVERTIBLE BAND WITH TRIPLE TUBE WITH LINGUAL CLEAT 0.022 SLOT ROTH PRESCRIPTION MAXILLARY RIGHT FIRST MOLAR REFILL SIZE 38+ OR EQUIVALENT | DENTAL GENERAL SUPPLIES
14938 | 4215271206400 | PRE-WELDED CONVERTIBLE BAND WITH TRIPLE TUBE WITH LINGUAL CLEAT 0.022 SLOT ROTH PRESCRIPTION MAXILLARY RIGHT FIRST MOLAR REFILL SIZE 39 OR EQUIVALENT | DENTAL GENERAL SUPPLIES
14939 | 4215271205000 | PRE-WELDED CONVERTIBLE BAND WITH DOUBLE TUBE (SINGLE AND AUXILIARY) WITH LINGUAL CLEAT 0.022 SLOT ROTH PRESCRIPTION MANDIBULAR LEFT FIRST MOLAR REFILL SIZE 34+ OR EQUIVALENT | DENTAL GENERAL SUPPLIES
14940 | 4215270802200 | CLOSED COIL SPRING NITINOL MEDIUM 9 MM (0.10 X.030) ONE EACH (EA) = ONE (1) PACK | DENTAL GENERAL SUPPLIES
14941 | 4215270802100 | OPEN COIL NITINOL SPRINGS IN SPOOL 200 G MEDIUM FORCE INNER DIAMETER 0.020 INCH - 0.030 INCH ONE EACH (EA) = ONE (1) PACK | DENTAL GENERAL SUPPLIES
14942 | 4215270802000 | NICKEL TITANIUM DISTALIZING COIL SPRINGS 0.045 INCH 100 G ONE EACH (EA) = ONE (1) PACK | DENTAL GENERAL SUPPLIES
14943 | 4215250802800 | ASPIRATING DENTAL SYRINGE FOR ANESTHETIC CARPULE, STAINLESS STEEL MATTE FINISH WITH TWO ADAPTERS, ONE FOR NON- METRIC(INCH THREAD) SYSTEM, 2.2 ML | DENTAL GENERAL SUPPLIES
14944 | 4215250802900 | DENTAL LONG NEEDLE, NON-METRIC (INCH THREAD) GAUGE 27 (0.40X35MM), STERILE, LONG, 100/BOX | DENTAL GENERAL SUPPLIES
14945 | 4215250803000 | DENTAL SHORT NEEDLE, NON-METRIC (INCH THREAD) GAUGE 27 (0.40 X 21 MM), STERILE, 100/BOX | DENTAL GENERAL SUPPLIES
14946 | 4215250803100 | DENTAL SHORT NEEDLE, NON-METRIC (INCH THREAD) GAUGE 27 (0.30 X 21 MM), STERILE, 100/BOX | DENTAL GENERAL SUPPLIES
14947 | 4215250803200 | DENTAL X-SHORT NEEDLE, NON-METRIC (INCH THREAD) GAUGE 30 (0.30 X 11 MM), STERILE, 100/BOX | DENTAL GENERAL SUPPLIES
14948 | 4215250803300 | DENTAL X-SHORT NEEDLE, METRIC GAUGE 30 (0.30 X 12 MM), STERILE, 100/BOX | DENTAL GENERAL SUPPLIES
14949 | 4215251100100 | DENTAL GLASS DAPPEN DISH ASSORTED 4 DIFFERENT COLORS | DENTAL GENERAL SUPPLIES
14950 | 4215251600800 | TISSUE CONDITIONER MATERIAL FOR DENTURE POWDER AND LIQUID KIT WITH PLASTIC MIXING CUPS AND SMALL SPATULA | DENTAL GENERAL SUPPLIES
14951 | 4215251900200 | DISPOSABLE SHIELD HANDPIECE COVERS/ AIR -WATER SYRINGE SIZE 2.25 X6.625 INCHES | DENTAL GENERAL SUPPLIES
14952 | 4229160200800 | ORTHO HEAVY - DUTY WIRE CUTTER ONE EACH (EA) = ONE (1) PACK | DENTAL GENERAL SUPPLIES
14953 | 4215260100000 | ARTICULATING PAPER RED AND BLUE COLOR THIN (80 MICRON) BOOK OF 100 - 150 LEAVES | DENTAL GENERAL SUPPLIES
14954 | 4215260100500 | ARTICULATING DENTAL TAPE SILK RED #10 | DENTAL GENRAL SUPPLIES
14955 | 4215260100600 | ARTICULATING PAPER RED COLOR EXTRA THIN (40 MICRON OR LESS) BOOK OF 100 - 150 LEAVES | DENTAL GENERAL SUPPLIES
14956 | 4215260100700 | ARTICULATING PAPER RED AND BLUE COLOR EXTRA THIN (40 MICRON OR LESS) BOOK OF 100 - 150 LEAVES | DENTAL GENERAL SUPPLIES
14957 | 4215260100800 | ARTICULATING PAPER HORSESHOE SHAPE RED AND BLUE COLOR THIN (80 MICRON OR LESS) BOOK OF 100 - 150 LEAVES | DENTAL GENERAL SUPPLIES
14958 | 4215260100900 | ARTICULATING PAPER BLUE COLOR EXTRA THIN (40 MICRON OR LESS) BOOK OF 100 - 150 LEAVES | DENTAL GENERAL SUPPLIES
14959 | 4215260200400 | DISPOSABLE PREFORMED PLASTIC SHEET ROLL DESIGNED TO COVER AND ADHERE TO DIFFERENT SURFACES (PLASTIC AND METAL) SHOULD HAVE SPECIAL GLUE THAT DOES NOT ADHERE TO SURFACE AFTER REMOVAL EACH SHEET IS ABOUT 10 X 15 CM EACH ROLL CONTAINS 500 - 2000 SHEET PREVENTS CROSS - CONTAMINATION | DENTAL GENERAL SUPPLIES
14960 | 4215260200600 | DISPOSABLE SHIELD FOR COVER X-RAY HEAD SIZE (15INCH X 26INCH ) | DENTAL GENERAL SUPPLIES
14961 | 4215260300000 | TITANIUM RETENTIVE PINS WITH ROUNDED RETENTIVE HEAD - SHOULDER STOP - INVERTED THREAD DESIGN - SMALL DIAMETER 0.525 MM (0.021 INCH) (25 PINS/BOX WITH 2 MATCHING DRILL AND UNIVERSAL HAND DRIVERS) ONE EACH (EA) = ONE (1) KIT | DENTAL GENERAL SUPPLIES
14962 | 4215260400000 | RETRACTION CORD SIZE 00 KNITTED RETRACTION CORD NOT BRAIDED OR TWISTED 100% COTTON ABOUT 2 - 2.5 M/PKG | DENTAL GENERAL SUPPLIES
14963 | 4215260400300 | RETRACTION CORD SIZE 2 KNITTED RETRACTION CORD NOT BRAIDED OR TWISTED 100% COTTON ABOUT 2 - 2.5 M/PKG | DENTAL GENERAL SUPPLIES
14964 | 4215260401100 | RETRACTION CORD SIZE 0 KNITTED RETRACTION CORD NOT BRAIDED OR TWISTED 100% COTTON ABOUT 2 - 2.5 M/PKG | DENTAL GENERAL SUPPLIES
14965 | 4215260401200 | RETRACTION CORD SIZE 1 KNITTED RETRACTION CORD NOT BRAIDED OR TWISTED 100% COTTON ABOUT 2 - 2.5 M/PKG | DENTAL GENERAL SUPPLIES
14966 | 4215260401300 | RETRACTION CORD SIZE 00 100% COTTON KNITTED EPINEPHRINE OR OTHER HEMOSTATIC AGENT IMPREGNATED (BOTTLED) | DENTAL GENERAL SUPPLIES
14967 | 4215260401500 | RETRACTION CORD SIZE 1 100% COTTON KNITTED EPINEPHRINE OR OTHER HEMOSTATIC AGENT IMPREGNATED (BOTTLED) | DENTAL GENERAL SUPPLIES
14968 | 4215260401600 | RETRACTION CORD SIZE 2 100% COTTON KNITTED EPINEPHRINE OR OTHER HEMOSTATIC AGENT IMPREGNATED (BOTTLED) | DENTAL GENERAL SUPPLIES
14969 | 4215260401800 | RETRACTION CORD SIZE 0 100% COTTON KNITTED EPINEPHRINE OR OTHER HEMOSTATIC AGENT IMPREGNATED (BOTTLED) | DENTAL GENERAL SUPPLIES
14970 | 4215260601100 | INSTRUMENTATION COMPLETE SET INCLUDING HAND AND MACHINE OPERATED PARTS, FOR BONE FIXATION | DENTAL GENERAL SUPPLIES
14971 | 4215260601200 | STAINLESS STEEL CHAIN WITH BONDABLE EYELET FOR CANINE TRACTION | DENTAL GENERAL SUPPLIES
14972 | 4215250802700 | ASPIRATING DENTAL SYRINGE FOR ANESTHETIC CARPULE STAINLESS STEEL MATTE FINISH WITH TWO ADAPTERS ONE FOR NON-METRIC (INCH THREAD) SYSTEM 1.8ML | DENTAL GENERAL SUPPLIES
14973 | 4215250801900 | ENDODONTIC IRRIGATION NEEDLE LUER LOCK AND LUER HUB THIN WALL ONE OR TWO LATERAL VENTS CLOSED FRONT - END ROUNDED TIP FREE OF BURS STERILE PACKAGED IN CONTAINER 25 G (30 - 100/CONTAINER) ONE EACH (EA) = ONE (1) PACK | DENTAL GENERAL SUPPLIES
14974 | 4215250801800 | ENDODONTIC IRRIGATION NEEDLE LUER LOCK AND LUER HUB THIN WALL ONE OR TWO LATERAL VENTS CLOSED FRONT - END ROUNDED TIP FREE OF BURS STERILE PACKAGED IN CONTAINER 30 G (30 - 100/CONTAINER) ONE EACH (EA) = ONE (1) PACK | DENTAL GENERAL SUPPLIES
14975 | 4215250801600 | DENTAL SHORT NEEDLE METRIC GAUGE 27 (0.40 X 25 MM) STERILE 100/BOX | DENTAL GENERAL SUPPLIES
14976 | 4215250307000 | ENDODONTIC RUBBER DAM PLASTIC FRAME U SHAPED AUTOCLAVABLE SIZE 6 X 6 INCH | DENTAL GENERAL SUPPLIES
14977 | 4215250307100 | ENDODONTIC RUBBER DAM SHEET SIZE 5 X 5 INCH NON LATEX POWDER FREE MEDIUM GAUGE COLORED 30 - 60 SHEET/BOX | DENTAL GENERAL SUPPLIES
14978 | 4215250307200 | ENDODONTIC RUBBER DAM SHEET SIZE 6 X 6 INCH NON LATEX POWDER FREE MEDIUM GAUGE COLORED 30 - 60 SHEET/BOX | DENTAL GENERAL SUPPLIES
14979 | 4215250307300 | ENDODONTIC RUBBER DAM SHEET SIZE 6 X 6 INCH LATEX POWDER FREE HEAVY GAUGE COLORED 30 - 60 SHEET/BOX | DENTAL GENERAL SUPPLIES
14980 | 4215250307500 | RUBBER DAM CLAMP STAINLESS STEEL SHINY SIZE 9 | DENTAL GENERAL SUPPLIES
14981 | 4215250307600 | ENDODONTIC RUBBER DAM METAL FRAME STAINLESS STEEL ADULT SIZE 152 MM | DENTAL GENERAL SUPPLIES
14982 | 4215250307700 | RUBBER DAM CLAMP STAINLESS STEEL SHINY SIZE W9 | DENTAL GENERAL SUPPLIES
14983 | 4215250307800 | RUBBER DAM CLAMP STAINLESS STEEL SHINY SIZE 8 | DENTAL GENERAL SUPPLIES
14984 | 4215250307900 | RUBBER DAM CLAMP STAINLESS STEEL SHINY SIZE 14 A | DENTAL GENERAL SUPPLIES
14985 | 4215250308000 | RUBBER DAM CLAMP STAINLESS STEEL SHINY SIZE 12 A | DENTAL GENERAL SUPPLIES
14986 | 4215250308100 | ENDODONTIC RUBBER DAM PLASTIC FRAME U - SHAPED AUTOCLAVABLE SIZE 5 X 5 INCH | DENTAL GENERAL SUPPLIES
14987 | 4215250308200 | ENDODONTIC RUBBER DAM PLASTIC FRAME OSTBY AUTOCLAVABLE ADULT SIZE 5 X 5 INCH | DENTAL GENERAL SUPPLIES
14988 | 4215250308300 | ENDODONTIC RUBBER DAM FRAME STAINLESS STEEL CHILD SIZE 127 MM | DENTAL GENERAL SUPPLIES
14989 | 4215250308400 | ENDODONTIC RUBBER DAM SHEET SIZE 6 X 6 INCH NON LATEX POWDER FREE THIN GAUGE COLORED 30 - 60 SHEET/BOX | DENTAL GENERAL SUPPLIES
14990 | 4215270000100 | ORTHODONTIC BONDING KIT PROVIDED WITH PREFABRICATED METAL CASSETTE SELF LOCKING (AUTOCLAVABLE) CONTAINS THE FOLLOWING ITEMS: TWO BRACKET HOLDER STERILIZABLE WITH BLADE AT THE END FOR BRACKET ANGULATIONS; ONE POSITIVE POSTERIOR BRACKET SEATER ONE HAND SCALER ONE LIP RETRACTOR MADE OF STAINLESS STEEL STERILIZABLE STANDARD SIZE; ONE LIP RETRACTOR MADE OF STAINLESS STEEL STERILIZABLE SMALL; ONE LIP RETRACTOR MADE OF STAINLESS STEEL STERILIZABLE LARGE SIZE | DENTAL GENERAL SUPPLIES
14991 | 4215250308500 | ENDODONTIC RUBBER DAM SHEET SIZE 6 X 6 INCH LATEX POWDER FREE THIN GAUGE COLORED 30 - 60 SHEET/BOX | DENTAL GENERAL SUPPLIES
14992 | 4215250308700 | RUBBER DAM CLAMP STAINLESS STEEL SHINY SIZE 7 | DENTAL GENERAL SUPPLIES
14993 | 4215250308800 | RUBBER DAM CLAMP STAINLESS STEEL SHINY SIZE 3 | DENTAL GENERAL SUPPLIES
14994 | 4215250308900 | RUBBER DAM CLAMP STAINLESS STEEL SHINY SIZE 2 A | DENTAL GENERAL SUPPLIES
14995 | 4215250309000 | RUBBER DAM CLAMP STAINLESS STEEL SHINY SIZE 13 A | DENTAL GENERAL SUPPLIES
14996 | 4215240008900 | CLASSIC TOOTHBRUSH WITH RUBBER TIP - FULL HEAD SOFT FEATURES A LATEX-FREE RUBBER TIP WITH REGULAR HEAD #411 TOOTHBRUSH | DENTAL GENERAL SUPPLIES
14997 | 4215240002000 | BULK FILL FLOWABLE COMPOSITE ONE UNIVERSAL SHADE POSTERIOR HIGH DEPTH OF CURE UP TO 4 MM PACKED IN SYRINGE | DENTAL GENERAL SUPPLIES
14998 | 4215250309100 | ENDODONTIC RUBBER DAM CLAMP KIT STAINLESS STEEL SHINY WINGED SIZE 1 2 4 7 8 A 9 12 A 13 A 14 A | DENTAL GENERAL SUPPLIES
14999 | 4215250309200 | ENDODONTIC RUBBER DAM CLAMP HOLDER STAINLESS STEEL COMFORTABLE GRIP HANDCRAFTED TO PRECISE DIMENSIONS RELIABLE AND DURABLE | DENTAL GENERAL SUPPLIES
15000 | 4215250700100 | COTTON ROLL #1 (8 X 38 MM) FOR DENTAL | DENTAL GENERAL SUPPLIES
15001 | 4215250800600 | SELF ASPIRATING DENTAL SYRINGE FOR ANESTHETIC CARPULE, STAINLESS STEEL MATTE FINISH WITH TWO ADAPTORS, ONE FOR METRIC SYSTEM, 1.8ML | DENTAL GENERAL SUPPLIES
15002 | 4215240001100 | ACETATE TRACING SHEET 24 X 30 CM 100 SHEETS ONE EACH (EA) = ONE (1) PACK | DENTAL GENERAL SUPPLIES
15003 | 4215240001000 | ACETATE TRACING SHEET 18 X 24 CM 100 SHEETS ONE EACH (EA) = ONE (1) PACK | DENTAL GENERAL SUPPLIES
15004 | 4215230900100 | CARIES DETECTOR CARIES DISCLOSING AGENT | DENTAL GENERAL SUPPLIES
15005 | 4215250801400 | SELF ASPIRATING DENTAL SYRINGE FOR ANESTHETIC CARPULE STAINLESS STEEL MATTE FINISH WITH TWO ADAPTERS ONE FOR METRIC SYSTEM 2.2 ML | DENTAL GENERAL SUPPLIES
15006 | 4215250308600 | ENDODONTIC RUBBER DAM SHEET SIZE 5 X 5 INCH LATEX POWDER FREE MEDIUM GAUGE COLORED 30 - 60 SHEET/BOX | DENTAL GENERAL SUPPLIES
15007 | 4215270000700 | ORTHODONTIC BRACKET ADHESIVE KIT LIGHT CURE COMPOSITE BONDING CERAMIC METAL AND PLASTIC BRACKETS ONE STEP (N O MIX) KIT CONTAINS ETCHING GEL DISPOSABLE BRUSHES (50 OR MORE) SPECIAL HANDLES OR DISPOSABLE TIPS ONE EACH (EA) = ONE (1) KIT | DENTAL GENERAL SUPPLIES
15008 | 4215270000800 | BRACKET POSITIONING GAUGE | DENTAL GENERAL SUPPLIES
15009 | 4215270000900 | ORTHODONTIC ADJUSTMENT KIT PROVIDED WITH PREFABRICATED METAL CASSETTE SELF LOCKING (AUTOCLAVABLE) CONTAIN THE FOLLOWING ITEMS: DISTAL END CUTTER LIGATURE CUTTER LIGATURE DIRECTOR LIGATURE TUCKER WEINGART TWO MATHIEU PLIERS TWEEZER MOUTH MIRROR EXPLORER PERIODONTAL PROBE | DENTAL GENERAL SUPPLIES
15010 | 4215270609100 | BRACKET BONDABLE MANDIBULAR (LOWER) INCISOR 0.018 IN SLOT ROTH PRESCRIPTION | DENTAL GENERAL SUPPLIES
15011 | 4215270609500 | BRACKET BONDABLE MAXILLARY (UPPER) BICUSPIDS (PREMOLARS) LEFT 0.018 IN SLOT WITH HOOK ROTH PRESCRIPTION | DENTAL GENERAL SUPPLIES
15012 | 4215270609600 | BRACKET BONDABLE MAXILLARY (UPPER) BICUSPIDS (PREMOLARS) RIGHT 0.018 IN SLOT WITH HOOK ROTH PRESCRIPTION | DENTAL GENERAL SUPPLIES
15013 | 4215270609700 | BRACKET BONDABLE MAXILLARY (UPPER) CENTRAL LEFT INCISOR 0.018 IN SLOT ROTH PRESCRIPTION | DENTAL GENERAL SUPPLIES
15014 | 4215270609800 | BRACKET BONDABLE MAXILLARY (UPPER) CENTRAL RIGHT INCISOR 0.018 IN SLOT ROTH PRESCRIPTION | DENTAL GENERAL SUPPLIES
15015 | 4215270609900 | BRACKET BONDABLE MAXILLARY (UPPER) LATERAL INCISOR LEFT 0.018 IN SLOT ROTH PRESCRIPTION | DENTAL GENERAL SUPPLIES
15016 | 4215270610000 | BRACKET BONDABLE MAXILLARY (UPPER) LATERAL INCISOR RIGHT 0.018 IN SLOT ROTH PRESCRIPTION | DENTAL GENERAL SUPPLIES
15017 | 4215270610300 | BRACKET BONDABLE MANDIBULAR (LOWER) CUSPIDS LEFT 0.018 IN SLOT WITH HOOK ROTH PRESCRIPTION | DENTAL GENERAL SUPPLIES
15018 | 4215270610400 | BRACKET BONDABLE MANDIBULAR (LOWER) CUSPIDS RIGHT 0.018 IN SLOT WITH HOOK ROTH PRESCRIPTION | DENTAL GENERAL SUPPLIES
15019 | 4215270610500 | BRACKET BONDABLE MAXILLARY (UPPER) CUSPIDS LEFT 0.018 IN SLOT WITH HOOK ROTH PRESCRIPTION | DENTAL GENERAL SUPPLIES
15020 | 4215270610600 | BRACKET BONDABLE MAXILLARY (UPPER) CUSPIDS RIGHT 0.018 IN SLOT WITH HOOK ROTH PRESCRIPTION | DENTAL GENERAL SUPPLIES
15021 | 4215270700800 | CONTOURED MICRO ETCHED UPPER RIGHT FIRST MOLAR BONDABLE BASE SINGLE BUCCAL TUBE ROTH RX #0.022 MEDIUM SIZE | DENTAL GENERAL SUPPLIES
15022 | 4215270700900 | CONTOURED MICRO ETCHED UPPER LEFT SECOND MOLAR BONDABLE BASE SINGLE BUCCAL TUBE ROTH RX #0.022 MEDIUM SIZE | DENTAL GENERAL SUPPLIES
15023 | 4215270701000 | CONTOURED MICRO ETCHED UPPER RIGHT SECOND MOLAR BONDABLE BASE SINGLE BUCCAL TUBE ROTH RX #0.022 MEDIUM SIZE | DENTAL GENERAL SUPPLIES
15024 | 4215270609000 | BRACKET BONDABLE MANDIBULAR (LOWER) BICUSPIDS (PREMOLARS) RIGHT 0.018 IN SLOT WITH HOOK ROTH PRESCRIPTION | DENTAL GENERAL SUPPLIES
15025 | 4215270701100 | CONTOURED MICRO ETCHED LOWER LEFT SECOND MOLAR BONDABLE BASE SINGLE BUCCAL TUBE ROTH RX #0.022 MEDIUM SIZE | DENTAL GENERAL SUPPLIES
15026 | 4215270701300 | CONTOURED MICRO ETCHED UPPER LEFT FIRST MOLAR BONDABLE BASE SINGLE BUCCAL TUBE ROTH RX #0.022 MEDIUM SIZE | DENTAL GENERAL SUPPLIES
15027 | 4215270701400 | CONTOURED MICRO ETCHED LOWER RIGHT FIRST MOLAR BONDABLE BASE SINGLE BUCCAL TUBE ROTH RX #0.022 MEDIUM SIZE | DENTAL GENERAL SUPPLIES
15028 | 4215270701500 | CONTOURED MICRO ETCHED LOWER LEFT FIRST MOLAR BONDABLE BASE SINGLE BUCCAL TUBE ROTH RX #0.022 MEDIUM SIZE | DENTAL GENERAL SUPPLIES
15029 | 4215270800500 | DEAD COIL STAINLESS STEEL 0.020 INCH DIAMETER | DENTAL GENERAL SUPPLIES
15030 | 4215270800600 | CLOSED COIL NITINOL SPRINGS IN SPOOL, INNER DIAMETER 0.020 INCH - 0.030 INCH, ONE EACH (EA) = ONE (1) PACK | DENTAL GENERAL SUPPLIES
15031 | 4215270801000 | OPEN COIL SPRING NITINOL LIGHT 7 INCH (0.10 X.030) ONE EACH (EA) = ONE (1) PACK | DENTAL GENERAL SUPPLIES
15032 | 4215270801100 | OPEN COIL SPRING NITINOL MEDIUM 7 INCH (0.12 X.030) ONE EACH (EA) = ONE (1) PACK | DENTAL GENERAL SUPPLIES
15033 | 4215270801200 | OPEN COIL SPRING NITINOL HEAVY 7 INCH (0.14 X.036) ONE EACH (EA) = ONE (1) PACK | DENTAL GENERAL SUPPLIES
15034 | 4215270801300 | CLOSED COIL SPRING NITINOL LIGHT 9 MM (0.10 X.030) ONE EACH (EA) = ONE (1) PACK | DENTAL GENERAL SUPPLIES
15035 | 4215270801500 | CLOSED COIL SPRING NITINOL HEAVY 9 MM (0.10 X.030) ONE EACH (EA) = ONE (1) PACK | DENTAL GENERAL SUPPLIES
15036 | 4215270801600 | CRIMPABLE BALL HOOK, ONE EACH (EA) = ONE (1) PACK | DENTAL GENERAL SUPPLIES
15037 | 4215270801700 | TORQUING SPRING, SMALL | DENTAL GENERAL SUPPLIES
15038 | 4215270801800 | TORQUING SPRING, MEDIUM | DENTAL GENERAL SUPPLIES
15039 | 4215270801900 | TORQUING SPRING, LARGE | DENTAL GENERAL SUPPLIES
15040 | 4215270701200 | CONTOURED MICRO ETCHED LOWER RIGHT SECOND MOLAR BONDABLE BASE SINGLE BUCCAL TUBE ROTH RX #0.022 MEDIUM SIZE | DENTAL GENERAL SUPPLIES
15041 | 4215250306800 | ENDODONTIC RUBBER DAM PUNCHER IVORY TYPE CARBON STEEL AUTOCLAVABLE | DENTAL GENERAL SUPPLIES
15042 | 4215270608900 | BRACKET BONDABLE MANDIBULAR (LOWER) BICUSPIDS (PREMOLARS) LEFT 0.018 IN SLOT WITH HOOK ROTH PRESCRIPTION | DENTAL GENERAL SUPPLIES
15043 | 4215270600000 | ORTHODONTIC METAL BRACKET SET MAXILLARY/MANDIBULAR (5-5) BONDABLE 0.022 SLOT ROTH PRESCRIPTION LOW PROFILE HOOKS ON CANINES AND PREMOLARS | DENTAL GENERAL SUPPLIES
15044 | 4215270001100 | ORTHODONTIC INSTRUMENT BASIC KIT (ACTIVATION/CHANGING ARCH WIRE) PROVIDED WITH PREFABRICATED METAL CASSETTE WITH SELF LOCKING (AUTO = CLAVABLE) CONTAINS THE FOLLOWING ITEMS ONE BIRD BEAK PLIER STERILIZABLE CONSTRUCTED WITH CONE AND PYRAMID SHAPE BEAK FOR WIRE UP TO 0.7 MM ONE WEINGART UNIVERSAL PLIER STERILIZABLE FOR POSITIONING THE ARCH WIRE AND BENDING THE DISTAL END OF ARCH WIRE ACCURATE CLOSING SERRATED TIPS ONE DISTAL END CUTTER WITH SAFETY HOLDING DEVICE STERILIZABLE FOR WIRE UP TO 22 X 25 INCHES TWO MATHIEU NEEDLE HOLDER STERILIZABLE WITH SERRATED TIPS IDEAL FOR LIGATION LIGATURE CUTTER STERILIZABLE FOR WIRE UP TO 0.4 MMM TWO MOSQUITO FORCEPS WITHOUT HOOK STERILIZABLE FOR PLACING ELASTIC MODULES ONE LIGATURE DIRECTOR STERILIZABLE DOUBLE ENDED | DENTAL GENERAL SUPPLIES
15045 | 4215270001200 | ORTHODONTIC LIGATING ADAPTER | DENTAL GENERAL SUPPLIES
15046 | 4215270001300 | BAND PUSHER; STERILIZABLE WITH SERRATED RECTANGLE TIPS AND ANATOMICALLY FORMED GRIP | DENTAL GENERAL SUPPLIES
15047 | 4215270001500 | BUTTON WITH EYELET BONDABLE FOR ORTHODONTIC TREATMENT 10 PCS/PACK | DENTAL GENERAL SUPPLIES
15048 | 4215270001600 | CERVICAL HEADGEAR NECK PAD WITH TRACTION RELEASE MODULES MEDIUM FORCE | DENTAL GENERAL SUPPLIES
15049 | 4215270001700 | ORTHODONTIC BONDING AGENT LIGHT CURE, COLOR CHANGE ADHESIVE CAPSULE - 25 NOS, ONE ADHESIVE DISPENSING GUN AND SELF ETCHING PRIMER - 20 NOS, ONE EACH (EA) = ONE (1) KIT | DENTAL GENERAL SUPPLIES
15050 | 4215270001800 | HIGH PULL HEADGEAR HEAD CAP WITH TRACTION RELEASE MODULES MEDIUM FORCE | DENTAL GENERAL SUPPLIES
15051 | 4215270001900 | REVERSE PULL (FACE MASK) WITH ADJUSTABLE FOREHEAD CAP CHIN CAP AND ADJUSTABLE HOOKS TO ENGAGE ELASTIC FOREHEAD AND CHIN PAD ARE LINED FOR PATIENT COMFORT | DENTAL GENERAL SUPPLIES
15052 | 4215270002700 | COMPLETE SET FOR ORTHODONTIC MINI-SCREW INCLUDE STRAIGHT AND CONTRA-ANGLE SCREW DRIVER WITH AT LEAST 2 DIFFERENT SHANK LENGTHS STER = ILE SELF CUTTING MINI-SCREW (6MM 8MM 10MM 12MM LENGTH) ACCESSORIES AND LID BOX | DENTAL GENERAL SUPPLIES
15053 | 4215270002800 | VACUUM - FORMED RETAINER MADE FROM POLYPROPYLENE OR POLYVINYL CHLORIDE (PVC) CLEAR MATERIAL TYPICALLY. 020 INCH OR. 030 INCH THICK SIZE 15 CM X 15 CM | DENTAL GENERAL SUPPLIES
15054 | 4215270003200 | DENTAL SHIM STOCK FOIL TAPE 8 TO 12 MICRON | DENTAL GENERAL SUPPLIES
15055 | 4215270003300 | GREEN STICK COMPOUND FOR BORDER MOLDING | DENTAL GENERAL SUPPLIES
15056 | 4215270003900 | DISTAL JET APPLIANCE 28 MM A NON - REMOVABLE LINGUAL APPLIANCE USED TO MOVE UPPER TEETH BACKWARD FASTER | DENTAL GENERAL SUPPLIES
15057 | 4215270004000 | FLIP-LOCK HERBST APPLIANCE FOR BITE JUMPING | DENTAL GENERAL SUPPLIES
15058 | 4215270601600 | LINGUAL BUTTON BONDABLE FOR ORTHODONTIC TREATMENT 10 PCS/PACK ONE EACH (EA) = ONE (1) PACK | DENTAL GENERAL SUPPLIES
15059 | 4215270004100 | ORTHODONTIC BONDABLE CLEAT | DENTAL GENERAL SUPPLIES
15060 | 4228190601100 | AUTOCLAVABLE PRE-ASSEMBLED DISPENSING TAPE ROLL FOR DENTAL TOOLS COLOR CODE RECOGNITION - WHITE ONE EACH (EA) = ONE (1) PACK | DENTAL GENERAL SUPPLIES
15061 | 4228190601000 | AUTOCLAVABLE PRE-ASSEMBLED DISPENSING TAPE ROLL FOR DENTAL TOOLS COLOR CODE RECOGNITION - RED ONE EACH (EA) = ONE (1) PACK | DENTAL GENERAL SUPPLIES
15062 | 4228190600900 | AUTOCLAVABLE PRE-ASSEMBLED DISPENSING TAPE ROLL FOR DENTAL TOOLS COLOR CODE RECOGNITION - ORANGE ONE EACH (EA) = ONE (1) PACK | DENTAL GENERAL SUPPLIES
15063 | 4228190600800 | AUTOCLAVABLE PRE-ASSEMBLED DISPENSING TAPE ROLL FOR DENTAL TOOLS COLOR CODE RECOGNITION - NEON YELLOW ONE EACH (EA) = ONE (1) PACK | DENTAL GENERAL SUPPLIES
15064 | 4228190600700 | AUTOCLAVABLE PRE-ASSEMBLED DISPENSING TAPE ROLL FOR DENTAL TOOLS COLOR CODE RECOGNITION - GREEN ONE EACH (EA) = ONE (1) PACK | DENTAL GENERAL SUPPLIES
15065 | 4228190600600 | AUTOCLAVABLE PRE-ASSEMBLED DISPENSING TAPE ROLL FOR DENTAL TOOLS COLOR CODE RECOGNITION - BROWN ONE EACH (EA) = ONE (1) PACK | DENTAL GENERAL SUPPLIES
15066 | 4215270009700 | LINGUAL SHEATHS WITH HOOK, LEFT SIDE | DENTAL GENERAL SUPPLIES
15067 | 4215270009800 | LINGUAL SHEATHS WITH HOOK, RIGHT SIDE | DENTAL GENERAL SUPPLIES
15068 | 4215270009900 | LINGUAL SHEATHS WITHOUT HOOK | DENTAL GENERAL SUPPLIES
15069 | 4215270010000 | ORTHODONTIC MINI SCREW LONG SHANK STRAIGHT SCREW DRIVER | DENTAL GENERAL SUPPLIES
15070 | 4215270010100 | ORTHODONTIC MINI SCREW SHORT SHANK STRAIGHT SCREW DRIVER | DENTAL GENERAL SUPPLIES
15071 | 4215270010200 | HEADGEAR C-CLAMP SAFETY RELEASE MODULE | DENTAL GENERAL SUPPLIES
15072 | 4215270010300 | ORTHODONTIC MINI SCREW CONTRA ANGLE SCREW DRIVER | DENTAL GENERAL SUPPLIES
15073 | 4228190600500 | AUTOCLAVABLE PRE-ASSEMBLED DISPENSING TAPE ROLL FOR DENTAL TOOLS COLOR CODE RECOGNITION - BLUE ONE EACH (EA) = ONE (1) PACK | DENTAL GENERAL SUPPLIES
15074 | 4215270008700 | ORTHODONTIC KIT, HOME CARE | DENTAL GENERAL SUPPLIES
15075 | 4215210504900 | PERFORATED EDENTULOUS IMPRESSION TRAYS COMPLETE SET OF 4 STAINLESS STEEL UPPER AND LOWER SIZE S SMALL MEDIUM LARGE AND X - LARGE | DENTAL GENERAL SUPPLIES
15076 | 4215163218300 | PEESO REAMERS STAINLESS STEEL RA LENGTH 32 MM SIZE ASSORTED 1 - 6 4/BOX ONE EACH (EA) = ONE (1) PACK | DENTAL GENERAL SUPPLIES
15077 | 4215210504700 | PERFORATED RIM - LOCK PEDIATRIC IMPRESSION TRAYS UPPER AND LOWER COMPLETE SET OF THREE SIZE S SMALL MEDIUM AND LARGE ONE EACH (EA) = ONE (1) SET | DENTAL GENERAL SUPPLIES
15078 | 4215150308600 | STAINLESS STEEL CROWN ANATOMICAL PRE - CRIMPED PRE - CONTOURED PRIMARY CROWNS FOR FIRST LOWER LEFT MOLAR SIZE 4 (5/BOX) | DENTAL GENERAL SUPPLIES
15079 | 4215150308700 | STAINLESS STEEL CROWN ANATOMICAL PRE - CRIMPED PRE - CONTOURED PRIMARY CROWNS FOR FIRST LOWER LEFT MOLAR SIZE 5 (5/BOX) | DENTAL GENERAL SUPPLIES
15080 | 4215150308800 | STAINLESS STEEL CROWN ANATOMICAL PRE - CRIMPED PRE - CONTOURED PRIMARY CROWNS FOR FIRST LOWER LEFT MOLAR SIZE 6 (5/BOX) | DENTAL GENERAL SUPPLIES
15081 | 4215150308900 | STAINLESS STEEL CROWN ANATOMICAL PRE - CRIMPED PRE - CONTOURED PRIMARY CROWNS FOR SECOND LOWER LEFT MOLAR SIZE 2 (5/BOX) | DENTAL GENERAL SUPPLIES
15082 | 4215150309000 | STAINLESS STEEL CROWN ANATOMICAL PRE - CRIMPED PRE - CONTOURED PRIMARY CROWNS FOR SECOND LOWER LEFT MOLAR SIZE 3 (5/BOX) | DENTAL GENERAL SUPPLIES
15083 | 4215150309100 | STAINLESS STEEL CROWN ANATOMICAL PRE - CRIMPED PRE - CONTOURED PRIMARY CROWNS FOR SECOND LOWER LEFT MOLAR SIZE 4 (5/BOX) | DENTAL GENERAL SUPPLIES
15084 | 4215150309200 | STAINLESS STEEL CROWN ANATOMICAL PRE - CRIMPED PRE - CONTOURED PRIMARY CROWNS FOR SECOND LOWER LEFT MOLAR SIZE 5 (5/BOX) | DENTAL GENERAL SUPPLIES
15085 | 4215150309300 | STAINLESS STEEL CROWN ANATOMICAL PRE - CRIMPED PRE - CONTOURED PRIMARY CROWNS FOR SECOND LOWER LEFT MOLAR SIZE 6 (5/BOX) | DENTAL GENERAL SUPPLIES
15086 | 4215150309500 | CROWN FORM PEDO REFILL TRANSPARENT PRIMARY LEFT CENTRAL INCISOR UPPER SIZE 1 | DENTAL GENERAL SUPPLIES
15087 | 4215150309600 | CROWN FORM PEDO REFILL TRANSPARENT PRIMARY LEFT CENTRAL INCISOR UPPER SIZE 2 | DENTAL GENERAL SUPPLIES
15088 | 4215150309700 | CROWN FORM PEDO REFILL TRANSPARENT PRIMARY LEFT CENTRAL INCISOR UPPER SIZE 3 | DENTAL GENERAL SUPPLIES
15089 | 4215150309800 | CROWN FORM PEDO REFILL TRANSPARENT PRIMARY LEFT CENTRAL INCISOR UPPER SIZE 4 | DENTAL GENERAL SUPPLIES
15090 | 4215150310000 | CROWN FORM PEDO REFILL TRANSPARENT PRIMARY RIGHT CENTRAL INCISOR UPPER SIZE 1 | DENTAL GENERAL SUPPLIES
15091 | 4215150310100 | CROWN FORM PEDO REFILL TRANSPARENT PRIMARY RIGHT CENTRAL INCISOR UPPER SIZE 2 | DENTAL GENERAL SUPPLIES
15092 | 4215150310200 | CROWN FORM PEDO REFILL TRANSPARENT PRIMARY RIGHT CENTRAL INCISOR UPPER SIZE 3 | DENTAL GENERAL SUPPLIES
15093 | 4215150310300 | CROWN FORM PEDO REFILL TRANSPARENT PRIMARY RIGHT CENTRAL INCISOR UPPER SIZE 4 | DENTAL GENERAL SUPPLIES
15094 | 4215150310600 | CROWN FORM PEDO REFILL TRANSPARENT PRIMARY LEFT LATERAL INCISOR UPPER SIZE 1 | DENTAL GENERAL SUPPLIES
15095 | 4215150310700 | CROWN FORM PEDO REFILL TRANSPARENT PRIMARY LEFT LATERAL INCISOR UPPER SIZE 2 | DENTAL GENERAL SUPPLIES
15096 | 4215150310800 | CROWN FORM PEDO REFILL TRANSPARENT PRIMARY LEFT LATERAL INCISOR UPPER SIZE 3 | DENTAL GENERAL SUPPLIES
15097 | 4215150310900 | CROWN FORM PEDO REFILL TRANSPARENT PRIMARY LEFT LATERAL INCISOR UPPER SIZE 4 | DENTAL GENERAL SUPPLIES
15098 | 4215150311000 | CROWN FORM PEDO REFILL TRANSPARENT PRIMARY RIGHT LATERAL INCISOR UPPER SIZE 1 | DENTAL GENERAL SUPPLIES
15099 | 4215150311100 | CROWN FORM PEDO REFILL TRANSPARENT PRIMARY RIGHT LATERAL INCISOR UPPER SIZE 2 | DENTAL GENERAL SUPPLIES
15100 | 4215150311200 | CROWN FORM PEDO REFILL TRANSPARENT PRIMARY RIGHT LATERAL INCISOR UPPER SIZE 3 | DENTAL GENERAL SUPPLIES
15101 | 4215150311300 | CROWN FORM PEDO REFILL TRANSPARENT PRIMARY RIGHT LATERAL INCISOR UPPER SIZE 4 | DENTAL GENERAL SUPPLIES
15102 | 4215150313800 | STAINLESS STEEL CROWN ANATOMICAL PRE - CRIMPED PRE - CONTOURED PRIMARY CROWNS FOR FIRST LOWER LEFT MOLAR SIZE 7 (5/BOX) | DENTAL GENERAL SUPPLIES
15103 | 4215150313900 | STAINLESS STEEL CROWN ANATOMICAL PRE - CRIMPED PRE - CONTOURED PRIMARY CROWNS FOR FIRST LOWER RIGHT MOLAR SIZE 7 (5/BOX) | DENTAL GENERAL SUPPLIES
15104 | 4215150314000 | STAINLESS STEEL CROWN ANATOMICAL PRE - CRIMPED PRE - CONTOURED PRIMARY CROWNS FOR FIRST UPPER LEFT MOLAR SIZE 7 (5/BOX) | DENTAL GENERAL SUPPLIES
15105 | 4215150308500 | STAINLESS STEEL CROWN ANATOMICAL PRE - CRIMPED PRE - CONTOURED PRIMARY CROWNS FOR FIRST LOWER LEFT MOLAR SIZE 3 (5/BOX) | DENTAL GENERAL SUPPLIES
15106 | 4215150314100 | STAINLESS STEEL CROWN ANATOMICAL PRE - CRIMPED PRE - CONTOURED PRIMARY CROWNS FOR FIRST UPPER RIGHT MOLAR SIZE 7 (5/BOX) | DENTAL GENERAL SUPPLIES
15107 | 4215150308400 | STAINLESS STEEL CROWN ANATOMICAL PRE - CRIMPED PRE - CONTOURED PRIMARY CROWNS FOR FIRST LOWER LEFT MOLAR SIZE 2 (5/BOX) | DENTAL GENERAL SUPPLIES
15108 | 4215150308200 | STAINLESS STEEL CROWN ANATOMICAL PRE - CRIMPED PRE - CONTOURED PRIMARY CROWNS FOR SECOND LOWER RIGHT MOLAR SIZE 5 (5/BOX) | DENTAL GENERAL SUPPLIES
15109 | 4215150305500 | STAINLESS STEEL CROWN ANATOMICAL PRE - CRIMPED PRE - CONTOURED PRIMARY CROWNS FOR FIRST UPPER RIGHT MOLAR SIZE 3 (5/BOX) | DENTAL GENERAL SUPPLIES
15110 | 4215150305600 | STAINLESS STEEL CROWN ANATOMICAL PRE - CRIMPED PRE - CONTOURED PRIMARY CROWNS FOR FIRST UPPER RIGHT MOLAR SIZE 4 (5/BOX) | DENTAL GENERAL SUPPLIES
15111 | 4215150305700 | STAINLESS STEEL CROWN ANATOMICAL PRE - CRIMPED PRE - CONTOURED PRIMARY CROWNS FOR FIRST UPPER RIGHT MOLAR SIZE 5 (5/BOX) | DENTAL GENERAL SUPPLIES
15112 | 4215150305800 | STAINLESS STEEL CROWN ANATOMICAL PRE - CRIMPED PRE - CONTOURED PRIMARY CROWNS FOR FIRST UPPER RIGHT MOLAR SIZE 6 (5/BOX) | DENTAL GENERAL SUPPLIES
15113 | 4215150305900 | STAINLESS STEEL CROWN ANATOMICAL PRE - CRIMPED PRE - CONTOURED PRIMARY CROWNS FOR SECOND UPPER RIGHT MOLAR SIZE 2 (5/BOX) | DENTAL GENERAL SUPPLIES
15114 | 4215150306000 | STAINLESS STEEL CROWN ANATOMICAL PRE - CRIMPED PRE - CONTOURED PRIMARY CROWNS FOR SECOND UPPER RIGHT MOLAR SIZE 3 (5/BOX) | DENTAL GENERAL SUPPLIES
15115 | 4215150306100 | STAINLESS STEEL CROWN ANATOMICAL PRE - CRIMPED PRE - CONTOURED PRIMARY CROWNS FOR SECOND UPPER RIGHT MOLAR SIZE 4 (5/BOX) | DENTAL GENERAL SUPPLIES
15116 | 4215150306200 | STAINLESS STEEL CROWN ANATOMICAL PRE - CRIMPED PRE - CONTOURED PRIMARY CROWNS FOR SECOND UPPER RIGHT MOLAR SIZE 5 (5/BOX) | DENTAL GENERAL SUPPLIES
15117 | 4215150306300 | STAINLESS STEEL CROWN ANATOMICAL PRE - CRIMPED PRE - CONTOURED PRIMARY CROWNS FOR SECOND UPPER RIGHT MOLAR SIZE 6 (5/BOX) | DENTAL GENERAL SUPPLIES
15118 | 4215150306400 | STAINLESS STEEL CROWN ANATOMICAL PRE - CRIMPED PRE - CONTOURED PRIMARY CROWNS FOR FIRST UPPER LEFT MOLAR SIZE 2 (5/BOX) | DENTAL GENERAL SUPPLIES
15119 | 4215150306500 | STAINLESS STEEL CROWN ANATOMICAL PRE CRIMPED PRE - CONTOURED PRIMARY CROWNS FOR FIRST UPPER LEFT MOLAR SIZE 3 (5/BOX) | DENTAL GENERAL SUPPLIES
15120 | 4215150306600 | STAINLESS STEEL CROWN ANATOMICAL PRE - CRIMPED PRE - CONTOURED PRIMARY CROWNS FOR FIRST UPPER LEFT MOLAR SIZE 4 (5/BOX) | DENTAL GENERAL SUPPLIES
15121 | 4215150306700 | STAINLESS STEEL CROWN ANATOMICAL PRE - CRIMPED PRE - CONTOURED PRIMARY CROWNS FOR FIRST UPPER LEFT MOLAR SIZE 5 (5/BOX) | DENTAL GENERAL SUPPLIES
15122 | 4215150306800 | STAINLESS STEEL CROWN ANATOMICAL PRE - CRIMPED PRE - CONTOURED PRIMARY CROWNS FOR FIRST UPPER LEFT MOLAR SIZE 6 (5/BOX) | DENTAL GENERAL SUPPLIES
15123 | 4215150306900 | STAINLESS STEEL CROWN ANATOMICAL PRE - CRIMPED PRE - CONTOURED PRIMARY CROWNS FOR SECOND UPPER LEFT MOLAR SIZE 2 (5/BOX) | DENTAL GENERAL SUPPLIES
15124 | 4215150307000 | STAINLESS STEEL CROWN ANATOMICAL PRE - CRIMPED PRE - CONTOURED PRIMARY CROWNS FOR SECOND UPPER LEFT MOLAR SIZE 3 (5/BOX) | DENTAL GENERAL SUPPLIES
15125 | 4215150307100 | STAINLESS STEEL CROWN ANATOMICAL PRE - CRIMPED PRE - CONTOURED PRIMARY CROWNS FOR SECOND UPPER LEFT MOLAR SIZE 4 (5/BOX) | DENTAL GENERAL SUPPLIES
15126 | 4215150307200 | CROWN STAINLESS STEEL ANATOMICAL PRE - CRIMPED PRE - CONTOURED PRIMARY CROWNS FOR SECOND UPPER LEFT MOLAR SIZE 5 (5/BOX) | DENTAL GENERAL SUPPLIES
15127 | 4215150307300 | STAINLESS STEEL CROWN ANATOMICAL PRE - CRIMPED PRE - CONTOURED PRIMARY CROWNS FOR SECOND UPPER LEFT MOLAR SIZE 6 (5/BOX) | DENTAL GENERAL SUPPLIES
15128 | 4215150307400 | STAINLESS STEEL CROWN ANATOMICAL PRE - CRIMPED PRE - CONTOURED PRIMARY CROWNS FOR FIRST LOWER RIGHT MOLAR SIZE 2 (5/BOX) | DENTAL GENERAL SUPPLIES
15129 | 4215150307500 | STAINLESS STEEL CROWN ANATOMICAL PRE - CRIMPED PRE - CONTOURED PRIMARY CROWNS FOR FIRST LOWER RIGHT MOLAR SIZE 3 (5/BOX) | DENTAL GENERAL SUPPLIES
15130 | 4215150307600 | STAINLESS STEEL CROWN ANATOMICAL PRE - CRIMPED PRE - CONTOURED PRIMARY CROWNS FOR FIRST LOWER RIGHT MOLAR SIZE 4 (5/BOX) | DENTAL GENERAL SUPPLIES
15131 | 4215150307700 | STAINLESS STEEL CROWN ANATOMICAL PRE - CRIMPED PRE - CONTOURED PRIMARY CROWNS FOR FIRST LOWER RIGHT MOLAR SIZE 5 (5/BOX) | DENTAL GENERAL SUPPLIES
15132 | 4215150307800 | STAINLESS STEEL CROWN ANATOMICAL PRE - CRIMPED PRE - CONTOURED PRIMARY CROWNS FOR FIRST LOWER RIGHT MOLAR SIZE 6 (5/BOX) | DENTAL GENERAL SUPPLIES
15133 | 4215150307900 | STAINLESS STEEL CROWN ANATOMICAL PRE - CRIMPED PRE - CONTOURED PRIMARY CROWNS FOR SECOND LOWER RIGHT MOLAR SIZE 2 (5/BOX) | DENTAL GENERAL SUPPLIES
15134 | 4215150308000 | STAINLESS STEEL CROWN ANATOMICAL PRE - CRIMPED PRE - CONTOURED PRIMARY CROWNS FOR SECOND LOWER RIGHT MOLAR SIZE 3 (5/BOX) | DENTAL GENERAL SUPPLIES
15135 | 4215150308100 | STAINLESS STEEL CROWN ANATOMICAL PRE - CRIMPED PRE - CONTOURED PRIMARY CROWNS FOR SECOND LOWER RIGHT MOLAR SIZE 4 (5/BOX) | DENTAL GENERAL SUPPLIES
15136 | 4215150308300 | STAINLESS STEEL CROWN ANATOMICAL PER - CRIMPED PRE - CONTOURED PRIMARY CROWNS FOR SECOND LOWER RIGHT MOLAR SIZE 6 (5/BOX) | DENTAL GENERAL SUPPLIES
15137 | 4215150305400 | STAINLESS STEEL CROWN ANATOMICAL PRE - CRIMPED PRE - CONTOURED PRIMARY CROWNS FOR FIRST UPPER RIGHT MOLAR SIZE 2 (5/BOX) | DENTAL GENERAL SUPPLIES
15138 | 4215150314200 | STAINLESS STEEL CROWN ANATOMICAL PRE - CRIMPED PRE - CONTOURED PRIMARY CROWNS FOR SECOND LOWER LEFT MOLAR SIZE 7 (5/BOX) | DENTAL GENERAL SUPPLIES
15139 | 4215150314400 | STAINLESS STEEL CROWN ANATOMICAL PRE - CRIMPED PRE - CONTOURED PRIMARY CROWNS FOR SECOND UPPER LEFT MOLAR SIZE 7 (5/BOX) | DENTAL GENERAL SUPPLIES
15140 | 4215150317600 | PREFABRICATED CROWNS MADE OF TIN - SILVER ALLOY REFILL UPPER LEFT SECOND MOLAR MESIAL DISTAL WIDTH 10.5 MM | DENTAL GENERAL SUPPLIES
15141 | 4215150317700 | PREFABRICATED CROWNS MADE OF TIN - SILVER ALLOY REFILL UPPER LEFT SECOND MOLAR MESIAL DISTAL WIDTH 10.2 MM | DENTAL GENERAL SUPPLIES
15142 | 4215150317800 | PREFABRICATED CROWNS MADE OF TIN - SILVER ALLOY REFILL UPPER LEFT SECOND MOLAR MESIAL DISTAL WIDTH 9.5 MM | DENTAL GENERAL SUPPLIES
15143 | 4215150317900 | PREFABRICATED CROWNS MADE OF TIN - SILVER ALLOY REFILL UPPER LEFT SECOND MOLAR MESIAL DISTAL WIDTH 9 MM | DENTAL GENERAL SUPPLIES
15144 | 4215150318000 | PREFABRICATED CROWNS MADE OF TIN - SILVER ALLOY REFILL UPPER RIGHT FIRST MOLAR MESIAL DISTAL WIDTH 10.3 MM | DENTAL GENERAL SUPPLIES
15145 | 4215150318100 | PREFABRICATED CROWNS MADE OF TIN - SILVER ALLOY REFILL UPPER RIGHT FIRST MOLAR MESIAL DISTAL WIDTH 10.7 MM | DENTAL GENERAL SUPPLIES
15146 | 4215150318200 | PREFABRICATED CROWNS MADE OF TIN - SILVER ALLOY REFILL UPPER RIGHT FIRST MOLAR MESIAL DISTAL WIDTH 11.1 MM | DENTAL GENERAL SUPPLIES
15147 | 4215150318300 | PREFABRICATED CROWNS MADE OF TIN - SILVER ALLOY REFILL UPPER RIGHT FIRST MOLAR MESIAL DISTAL WIDTH 11.5 MM | DENTAL GENERAL SUPPLIES
15148 | 4215150318400 | PREFABRICATED CROWNS MADE OF TIN - SILVER ALLOY REFILL UPPER RIGHT FIRST MOLAR MESIAL DISTAL WIDTH 12 MM | DENTAL GENERAL SUPPLIES
15149 | 4215150318500 | PREFABRICATED CROWNS MADE OF TIN - SILVER ALLOY REFILL UPPER RIGHT SECOND MOLAR MESIAL DISTAL WIDTH 9 MM | DENTAL GENERAL SUPPLIES
15150 | 4215150318600 | PREFABRICATED CROWNS MADE OF TIN - SILVER ALLOY REFILL UPPER RIGHT SECOND MOLAR MESIAL DISTAL WIDTH 9.5 MM | DENTAL GENERAL SUPPLIES
15151 | 4215150318700 | PREFABRICATED CROWNS MADE OF TIN - SILVER ALLOY REFILL UPPER RIGHT SECOND MOLAR MESIAL DISTAL WIDTH 9.9 MM | DENTAL GENERAL SUPPLIES
15152 | 4215150318800 | PREFABRICATED CROWNS MADE OF TIN - SILVER ALLOY REFILL UPPER RIGHT SECOND MOLAR MESIAL DISTAL WIDTH 10.2 MM | DENTAL GENERAL SUPPLIES
15153 | 4215150318900 | PREFABRICATED CROWNS MADE OF TIN - SILVER ALLOY REFILL UPPER RIGHT SECOND MOLAR MESIAL DISTAL WIDTH 10.5 MM | DENTAL GENERAL SUPPLIES
15154 | 4215150319000 | PREFABRICATED CROWNS MADE OF TIN - SILVER ALLOY REFILL LOWER LEFT FIRST MOLAR MESIAL DISTAL WIDTH 12.4 MM | DENTAL GENERAL SUPPLIES
15155 | 4215150319100 | PREFABRICATED CROWNS MADE OF TIN - SILVER ALLOY REFILL LOWER LEFT FIRST MOLAR MESIAL DISTAL WIDTH 12 MM | DENTAL GENERAL SUPPLIES
15156 | 4215150319200 | PREFABRICATED CROWNS MADE OF TIN - SILVER ALLOY REFILL LOWER LEFT FIRST MOLAR MESIAL DISTAL WIDTH 11.7 MM | DENTAL GENERAL SUPPLIES
15157 | 4215150319300 | PREFABRICATED CROWNS MADE OF TIN - SILVER ALLOY REFILL LOWER LEFT FIRST MOLAR MESIAL DISTAL WIDTH 11.4 MM | DENTAL GENERAL SUPPLIES
15158 | 4215150319400 | PREFABRICATED CROWNS MADE OF TIN - SILVER ALLOY REFILL LOWER LEFT FIRST MOLAR MESIAL DISTAL WIDTH 11.1 MM | DENTAL GENERAL SUPPLIES
15159 | 4215150319500 | PREFABRICATED CROWNS MADE OF TIN - SILVER ALLOY REFILL LOWER LEFT - SECOND MOLAR MESIAL DISTAL WIDTH 10.2 MM | DENTAL GENERAL SUPPLIES
15160 | 4215150319600 | PREFABRICATED CROWNS MADE OF TIN - SILVER ALLOY REFILL LOWER LEFT - SECOND MOLAR MESIAL DISTAL WIDTH 9.9 MM | DENTAL GENERAL SUPPLIES
15161 | 4215150319700 | PREFABRICATED CROWNS MADE OF TIN - SILVER ALLOY REFILL LOWER LEFT - SECOND MOLAR MESIAL DISTAL WIDTH 9.5 MM | DENTAL GENERAL SUPPLIES
15162 | 4215150319800 | PREFABRICATED CROWNS MADE OF TIN - SILVER ALLOY REFILL LOWER LEFT - SECOND MOLAR MESIAL DISTAL WIDTH 9 MM | DENTAL GENERAL SUPPLIES
15163 | 4215150319900 | PREFABRICATED CROWNS MADE OF TIN - SILVER ALLOY REFILL LOWER RIGHT - FIRST MOLAR MESIAL DISTAL WIDTH 11.1 MM | DENTAL GENERAL SUPPLIES
15164 | 4215150320000 | PREFABRICATED CROWNS MADE OF TIN - SILVER ALLOY REFILL LOWER RIGHT - FIRST MOLAR MESIAL DISTAL WIDTH 11.4 MM | DENTAL GENERAL SUPPLIES
15165 | 4215150320100 | PREFABRICATED CROWNS MADE OF TIN - SILVER ALLOY REFILL LOWER RIGHT - FIRST MOLAR MESIAL DISTAL WIDTH 11.7 MM | DENTAL GENERAL SUPPLIES
15166 | 4215150320200 | PREFABRICATED CROWNS MADE OF TIN - SILVER ALLOY REFILL LOWER RIGHT - FIRST MOLAR MESIAL DISTAL WIDTH 12 MM | DENTAL GENERAL SUPPLIES
15167 | 4215150317500 | PREFABRICATED CROWNS MADE OF TIN - SILVER ALLOY REFILL UPPER LEFT - FIRST MOLAR MESIAL DISTAL WIDTH 10.3 MM | DENTAL GENERAL SUPPLIES
15168 | 4215150314300 | STAINLESS STEEL CROWN ANATOMICAL PER - CRIMPED PRE - CONTOURED PRIMARY CROWNS FOR SECOND LOWER RIGHT MOLAR SIZE 7 (5/BOX) | DENTAL GENERAL SUPPLIES
15169 | 4215150317400 | PREFABRICATED CROWNS MADE OF TIN - SILVER ALLOY REFILL UPPER LEFT FIRST MOLAR MESIAL DISTAL WIDTH 10.7 MM | DENTAL GENERAL SUPPLIES
15170 | 4215150317200 | PREFABRICATED CROWNS MADE OF TIN - SILVER ALLOY REFILL UPPER LEFT FIRST MOLAR MESIAL DISTAL WIDTH 11.5 MM | DENTAL GENERAL SUPPLIES
15171 | 4215150314500 | STAINLESS STEEL CROWN ANATOMICAL PRE - CRIMPED PRE - CONTOURED PRIMARY CROWNS FOR SECOND UPPER RIGHT MOLAR SIZE 7 (5/BOX) | DENTAL GENERAL SUPPLIES
15172 | 4215150314600 | STAINLESS STEEL CROWN ANATOMICAL PRE - CRIMPED PRE - CONTOURED PRIMARY CROWNS FOR MOLARS KIT ONE EACH (EA) = ONE (1) KIT | DENTAL GENERAL SUPPLIES
15173 | 4215150314700 | STAINLESS STEEL CROWN FOR PERMANENT UPPER FIRST LEFT MOLAR SIZE 2 | DENTAL GENERAL SUPPLIES
15174 | 4215150314800 | STAINLESS STEEL CROWN FOR PERMANENT UPPER FIRST LEFT MOLAR SIZE 3 | DENTAL GENERAL SUPPLIES
15175 | 4215150314900 | STAINLESS STEEL CROWN FOR PERMANENT UPPER FIRST LEFT MOLAR SIZE 4 | DENTAL GENERAL SUPPLIES
15176 | 4215150315000 | STAINLESS STEEL CROWN FOR PERMANENT UPPER FIRST LEFT MOLAR SIZE 5 | DENTAL GENERAL SUPPLIES
15177 | 4215150315100 | STAINLESS STEEL CROWN FOR PERMANENT UPPER FIRST LEFT MOLAR SIZE 6 | DENTAL GENERAL SUPPLIES
15178 | 4215150315200 | STAINLESS STEEL CROWN FOR PERMANENT UPPER FIRST LEFT MOLAR SIZE 7 | DENTAL GENERAL SUPPLIES
15179 | 4215150315300 | STAINLESS STEEL CROWN FOR PERMANENT UPPER FIRST RIGHT MOLAR SIZE 2 | DENTAL GENERAL SUPPLIES
15180 | 4215150315400 | STAINLESS STEEL CROWN FOR PERMANENT UPPER FIRST RIGHT MOLAR SIZE 3 | DENTAL GENERAL SUPPLIES
15181 | 4215150315500 | STAINLESS STEEL CROWN FOR PERMANENT UPPER FIRST RIGHT MOLAR SIZE 4 | DENTAL GENERAL SUPPLIES
15182 | 4215150315600 | STAINLESS STEEL CROWN FOR PERMANENT UPPER FIRST RIGHT MOLAR SIZE 5 | DENTAL GENERAL SUPPLIES
15183 | 4215150315700 | STAINLESS STEEL CROWN FOR PERMANENT UPPER FIRST RIGHT MOLAR SIZE 6 | DENTAL GENERAL SUPPLIES
15184 | 4215150315800 | STAINLESS STEEL CROWN FOR PERMANENT UPPER FIRST RIGHT MOLAR SIZE 7 | DENTAL GENERAL SUPPLIES
15185 | 4215150315900 | STAINLESS STEEL CROWN FOR PERMANENT LOWER FIRST LEFT MOLAR SIZE 2 | DENTAL GENERAL SUPPLIES
15186 | 4215150316000 | STAINLESS STEEL CROWN FOR PERMANENT LOWER FIRST LEFT MOLAR SIZE 3 | DENTAL GENERAL SUPPLIES
15187 | 4215150316100 | STAINLESS STEEL CROWN FOR PERMANENT LOWER FIRST LEFT MOLAR SIZE 4 | DENTAL GENERAL SUPPLIES
15188 | 4215150316200 | STAINLESS STEEL CROWN FOR PERMANENT LOWER FIRST LEFT MOLAR SIZE 5 | DENTAL GENERAL SUPPLIES
15189 | 4215150316300 | STAINLESS STEEL CROWN FOR PERMANENT LOWER FIRST LEFT MOLAR SIZE 6 | DENTAL GENERAL SUPPLIES
15190 | 4215150316400 | STAINLESS STEEL CROWN FOR PERMANENT LOWER FIRST LEFT MOLAR SIZE 7 | DENTAL GENERAL SUPPLIES
15191 | 4215150316500 | STAINLESS STEEL CROWN FOR PERMANENT LOWER FIRST RIGHT MOLAR SIZE 2 | DENTAL GENERAL SUPPLIES
15192 | 4215150316600 | STAINLESS STEEL CROWN FOR PERMANENT LOWER FIRST RIGHT MOLAR SIZE 3 | DENTAL GENERAL SUPPLIES
15193 | 4215150316700 | STAINLESS STEEL CROWN FOR PERMANENT LOWER FIRST RIGHT MOLAR SIZE 4 | DENTAL GENERAL SUPPLIES
15194 | 4215150316800 | STAINLESS STEEL CROWN FOR PERMANENT LOWER FIRST RIGHT MOLAR SIZE 5 | DENTAL GENERAL SUPPLIES
15195 | 4215150316900 | STAINLESS STEEL CROWN FOR PERMANENT LOWER FIRST RIGHT MOLAR SIZE 6 | DENTAL GENERAL SUPPLIES
15196 | 4215150317000 | STAINLESS STEEL CROWN FOR PERMANENT LOWER FIRST RIGHT MOLAR SIZE 7 | DENTAL GENERAL SUPPLIES
15197 | 4215150317100 | PREFABRICATED CROWNS MADE OF TIN - SILVER ALLOY REFILL UPPER LEFT FIRST MOLAR MESIAL DISTAL WIDTH 12 MM | DENTAL GENERAL SUPPLIES
15198 | 4215150317300 | PREFABRICATED CROWNS MADE OF TIN - SILVER ALLOY REFILL UPPER LEFT FIRST MOLAR MESIAL DISTAL WIDTH 11.1 MM | DENTAL GENERAL SUPPLIES
15199 | 4215150320300 | PREFABRICATED CROWNS MADE OF TIN - SILVER ALLOY REFILL LOWER RIGHT - FIRST MOLAR MESIAL DISTAL WIDTH 12.4 MM | DENTAL GENERAL SUPPLIES
15200 | 4215150305300 | STAINLESS STEEL CROWN ANATOMICAL FOR PERMANENT FIRST MOLAR COMPLETE KIT CONTAINS ASSORTMENT OF 48 DIFFERENT SIZE PRE - CRIMPED PRE - CONTOURED IN A PLASTIC CONTAINER MARKED FOR EACH SIZE | DENTAL GENERAL SUPPLIES
15201 | 4215150304200 | ZIRCONIA CROWN REFILL FOR PRIMARY UPPER LATERAL INCISORS (RIGHT OR LEFT) SIZE 4 OR EQUIVALENT | DENTAL GENERAL SUPPLIES
15202 | 4215150125100 | BRAIDED ARCHWIRE 0.016 X 0.022 INCH MADE OF 8 STRAND OF VERY FINE WIRE EACH WIRE IS PACKED SEPARATELY ONE EACH (EA) = ONE (1) PACK | DENTAL GENERAL SUPPLIES
15203 | 4215150125200 | BRAIDED ARCHWIRE 0.019 X 0.025 INCH MADE OF 8 STRAND OF VERY FINE WIRE EACH WIRE IS PACKED SEPARATELY ONE EACH (EA) = ONE (1) PACK | DENTAL GENERAL SUPPLIES
15204 | 4215150125300 | BRAIDED ARCHWIRE 0.021 X 0.025 INCH MADE OF 8 STRAND OF VERY FINE WIRE EACH WIRE IS PACKED SEPARATELY ONE EACH (EA) = ONE (1) PACK | DENTAL GENERAL SUPPLIES
15205 | 4215150125700 | BRACKET BONDABLE MANDIBULAR BICUSPIDS (PREMOLARS) RIGHT 0.022 IN SLOT WITH HOOK MBT PRESCRIPTION LOW PROFILE | DENTAL GENERAL SUPPLIES
15206 | 4215150128100 | BRAIDED ARCHWIRE 0.017 INCH X 0.025 INCH MADE OF 8 STRAND OF VERY FINE WIRE EACH WIRE IS PACKED SEPARATELY ONE EACH (EA) = ONE (1) PACK | DENTAL GENERAL SUPPLIES
15207 | 4215150128200 | MOSQUITO FORCEPS WITH HOOK, CURVED SERRATED TIPS POSITIVE LOCKING MECHANISM ON THE REAR OF THE HANDLES | DENTAL GENERAL SUPPLIES
15208 | 4215150130000 | ROTARY FILE: NICKLE TITANIUM U - SHAPE AND RADIAL LAND NON - CUTTING TIP CONSTANT TAPER TAPERING 0.04 LENGTH 25 MM SIZE 60 ONE EACH (EA) = ONE (1) PACK | DENTAL GENERAL SUPPLIES
15209 | 4215150130100 | ROTARY FILE: NICKLE TITANIUM U - SHAPE AND RADIAL LAND NON - CUTTING TIP CONSTANT TAPER TAPERING 0.04 LENGTH 25 MM SIZE 90 ONE EACH (EA) = ONE (1) PACK | DENTAL GENERAL SUPPLIES
15210 | 4215150130200 | ROTARY FILE: NICKLE TITANIUM U - SHAPE AND RADIAL LAND NON - CUTTING TIP CONSTANT TAPER TAPERING 0.04 LENGTH 31 MM SIZE 15 ONE EACH (EA) = ONE (1) PACK | DENTAL GENERAL SUPPLIES
15211 | 4215150130300 | ROTARY FILE: NICKLE TITANIUM U - SHAPE AND RADIAL LAND NON - CUTTING TIP CONSTANT TAPER TAPERING 0.04 LENGTH 31 MM SIZE 20 ONE EACH (EA) = ONE (1) PACK | DENTAL GENERAL SUPPLIES
15212 | 4215150130400 | ROTARY FILE: NICKLE TITANIUM U - SHAPE AND RADIAL LAND NON - CUTTING TIP CONSTANT TAPER TAPERING 0.04 LENGTH 31 MM SIZE 25 ONE EACH (EA) = ONE (1) PACK | DENTAL GENERAL SUPPLIES
15213 | 4215150130500 | ROTARY FILE: NICKLE TITANIUM U - SHAPE AND RADIAL LAND NON - CUTTING TIP CONSTANT TAPER TAPERING 0.04 LENGTH 31 MM SIZE 35 ONE EACH (EA) = ONE (1) PACK | DENTAL GENERAL SUPPLIES
15214 | 4215150130600 | ROTARY FILE: NICKLE TITANIUM U - SHAPE AND RADIAL LAND NON - CUTTING TIP CONSTANT TAPER TAPERING 0.04 LENGTH 31 MM SIZE 40 ONE EACH (EA) = ONE (1) PACK | DENTAL GENERAL SUPPLIES
15215 | 4215150130700 | ROTARY FILE: NICKLE TITANIUM U - SHAPE AND RADIAL LAND NON - CUTTING TIP CONSTANT TAPER TAPERING 0.04 LENGTH 31 MM SIZE 45 ONE EACH (EA) = ONE (1) PACK | DENTAL GENERAL SUPPLIES
15216 | 4215150132000 | MOSQUITO FORCEPS WITHOUT HOOK, CURVED SERRATED TIPS POSITIVE LOCKING MECHANISM ON THE REAR OF THE HANDLES | DENTAL GENERAL SUPPLIES
15217 | 4215150134900 | ROTARY NITI FILE WITH TRIPLE - FLUTED ASYMMETRICAL PLACED RADIAL LANDS POSITIVE RAKE ANGLE 0.04 TAPER 21 MM SZ 15 | DENTAL GENERAL SUPPLIES
15218 | 4215150135000 | ROTARY NITI FILE WITH TRIPLE - FLUTED ASYMMETRICAL PLACED RADIAL LANDS POSITIVE RAKE ANGLE 0.04 TAPER 21 MM SZ 20 | DENTAL GENERAL SUPPLIES
15219 | 4215150135100 | ROTARY NITI FILE WITH TRIPLE - FLUTED ASYMMETRICAL PLACED RADIAL LANDS POSITIVE RAKE ANGLE 0.04 TAPER 21 MM SZ 25 | DENTAL GENERAL SUPPLIES
15220 | 4215150135200 | ROTARY NITI FILE WITH TRIPLE - FLUTED ASYMMETRICAL PLACED RADIAL LANDS POSITIVE RAKE ANGLE 0.04 TAPER 21 MM SZ 30 | DENTAL GENERAL SUPPLIES
15221 | 4215150135300 | ROTARY NITI FILE WITH TRIPLE - FLUTED ASYMMETRICAL PLACED RADIAL LANDS POSITIVE RAKE ANGLE 0.04 TAPER 21 MM SZ 35 | DENTAL GENERAL SUPPLIES
15222 | 4215150135400 | ROTARY NITI FILE WITH TRIPLE - FLUTED ASYMMETRICAL PLACED RADIAL LANDS POSITIVE RAKE ANGLE 0.04 TAPER 21 MM SZ 40 | DENTAL GENERAL SUPPLIES
15223 | 4215150135500 | ROTARY NITI FILE WITH TRIPLE - FLUTED ASYMMETRICAL PLACED RADIAL LANDS POSITIVE RAKE ANGLE 0.04 TAPER 21 MM SZ 45 | DENTAL GENERAL SUPPLIES
15224 | 4215150135600 | ROTARY NITI FILE WITH TRIPLE - FLUTED ASYMMETRICAL PLACED RADIAL LANDS POSITIVE RAKE ANGLE 0.04 TAPER 21 MM SZ 50 | DENTAL GENERAL SUPPLIES
15225 | 4215150135700 | ROTARY NITI FILE WITH TRIPLE - FLUTED ASYMMETRICAL PLACED RADIAL LANDS POSITIVE RAKE ANGLE 0.04 TAPER 21 MM SZ 55 | DENTAL GENERAL SUPPLIES
15226 | 4215150135800 | ROTARY NITI FILE WITH TRIPLE - FLUTED ASYMMETRICAL PLACED RADIAL LANDS POSITIVE RAKE ANGLE 0.04 TAPER 25 MM SZ 15 | DENTAL GENERAL SUPPLIES
15227 | 4215150135900 | ROTARY NITI FILE WITH TRIPLE - FLUTED ASYMMETRICAL PLACED RADIAL LANDS POSITIVE RAKE ANGLE 0.04 TAPER 25 MM SZ 20 | DENTAL GENERAL SUPPLIES
15228 | 4215150136000 | ROTARY NITI FILE WITH TRIPLE - FLUTED ASYMMETRICAL PLACED RADIAL LANDS POSITIVE RAKE ANGLE 0.04 TAPER 25 MM SZ 25 | DENTAL GENERAL SUPPLIES
15229 | 4215150125000 | BRAIDED ARCHWIRE 0.016 X 0.016 INCH MADE OF 8 STRAND OF VERY FINE WIRE EACH WIRE IS PACKED SEPARATELY ONE EACH (EA) = ONE (1) PACK | DENTAL GENERAL SUPPLIES
15230 | 4215150136100 | ROTARY NITI FILE WITH TRIPLE - FLUTED ASYMMETRICAL PLACED RADIAL LANDS POSITIVE RAKE ANGLE 0.04 TAPER 25 MM SZ 30 | DENTAL GENERAL SUPPLIES
15231 | 4215150124600 | BRACKET BONDABLE MANDIBULAR BICUSPIDS (PREMOLARS) LEFT 0.022 IN SLOT WITH HOOK MBT PRESCRIPTION LOW PROFILE | DENTAL GENERAL SUPPLIES
15232 | 4215150123800 | BRACKET BONDABLE MAXILLARY BICUSPIDS (PREMOLARS) LEFT 0.022 IN SLOT WITH HOOK MBT PRESCRIPTION LOW PROFILE | DENTAL GENERAL SUPPLIES
15233 | 4215150110400 | ENDODONTICS ULTRASONIC. METAL POST TIP M3 X 0.6 MM START - X 4.COMPATIBLE OR EQUIVALENT WITH SATELEC TYPE | DENTAL GENERAL SUPPLIES
15234 | 4215150113500 | MOUTH MIRROR NON-MAGNIFYING FRONT SURFACE (RADIUM COATED) SIMPLE STEM AUTOCLAVABLE STAINLESS STEEL SIZE 6 | DENTAL GENERAL SUPPLIES
15235 | 4215150115400 | BRACKET BONDABLE MAXILLARY LATERAL INCISOR LEFT 0.022 IN SLOT MBT PRESCRIPTION LOW PROFILE | DENTAL GENERAL SUPPLIES
15236 | 4215150115800 | BUR: CARBIDE, LATCHED COARSE, 12 FLUTED, FLAME SHAPED, FOR OF ADHESIVE RESIDUE | DENTAL GENERAL SUPPLIES
15237 | 4215150116000 | BRACKET BONDABLE MAXILLARY CUSPIDS LEFT 0.022 IN SLOT WITH HOOK MBT PRESCRIPTION LOW PROFILE | DENTAL GENERAL SUPPLIES
15238 | 4215150116100 | BRACKET BONDABLE MAXILLARY LATERAL INCISOR RIGHT 0.022 IN SLOT MBT PRESCRIPTION LOW PROFILE | DENTAL GENERAL SUPPLIES
15239 | 4215150116200 | BRACKET BONDABLE MAXILLARY (UPPER) BICUSPIDS (PREMOLARS) LEFT 0.018 IN SLOT WITH HOOK MBT PRESCRIPTION | DENTAL GENERAL SUPPLIES
15240 | 4215150116300 | BRACKET BONDABLE MAXILLARY (UPPER) BICUSPIDS (PREMOLARS) LEFT 0.022 IN SLOT WITH HOOK MBT PRESCRIPTION | DENTAL GENERAL SUPPLIES
15241 | 4215150116400 | ENDODONTICS ULTRASONIC CANAL OPENINGS SCOUTER TIP M3 X 0.6 MM START - X 3 COMPATIBLE OR EQUIVALENT WITH SATELEC TYPE | DENTAL GENERAL SUPPLIES
15242 | 4215150116600 | BRACKET BONDABLE MANDIBULAR CUSPIDS LEFT 0.022 IN SLOT WITH HOOK MBT PRESCRIPTION LOW PROFILE | DENTAL GENERAL SUPPLIES
15243 | 4215150116800 | BRACKET BONDABLE MAXILLARY CUSPIDS RIGHT 0.022 IN SLOT WITH HOOK MBT PRESCRIPTION LOW PROFILE | DENTAL GENERAL SUPPLIES
15244 | 4215150116900 | BRACKET BONDABLE MAXILLARY (UPPER) BICUSPIDS (PREMOLARS) RIGHT 0.018 IN SLOT WITH HOOK MBT PRESCRIPTION | DENTAL GENERAL SUPPLIES
15245 | 4215150117000 | BRACKET BONDABLE MAXILLARY (UPPER) BICUSPIDS (PREMOLARS) RIGHT 0.022 IN SLOT WITH HOOK MBT PRESCRIPTION | DENTAL GENERAL SUPPLIES
15246 | 4215150117100 | BRACKET BONDABLE MANDIBULAR (LOWER) BICUSPIDS (PREMOLARS) LEFT 0.018 IN SLOT WITH HOOK MBT PRESCRIPTION | DENTAL GENERAL SUPPLIES
15247 | 4215150117200 | BRACKET BONDABLE MANDIBULAR BICUSPIDS (PREMOLARS) LEFT 0.022 IN SLOT WITH HOOK MBT PRESCRIPTION | DENTAL GENERAL SUPPLIES
15248 | 4215150117300 | CRIMPABLE STOPS FOR 0.018 INCH SLOT CRIMPS TO ROUND OR RECTANGULAR ARCHWIRES UP TO 0.018 X 0.022 INCH | DENTAL GENERAL SUPPLIES
15249 | 4215150117400 | CRIMPABLE STOPS FOR 0.022 INCH SLOT CRIMPS TO ROUND OR RECTANGULAR ARCHWIRES UP TO 0.022 X 0.025 INCH | DENTAL GENERAL SUPPLIES
15250 | 4215150118100 | BRACKET BONDABLE MANDIBULAR CUSPIDS RIGHT 0.022 IN SLOT WITH HOOK MBT PRESCRIPTION LOW PROFILE | DENTAL GENERAL SUPPLIES
15251 | 4215150118400 | BRACKET BONDABLE MANDIBULAR (LOWER) BICUSPIDS (PREMOLARS) RIGHT 0.018 IN SLOT WITH HOOK MBT PRESCRIPTION | DENTAL GENERAL SUPPLIES
15252 | 4215150118500 | BRACKET BONDABLE MANDIBULAR (LOWER) BICUSPIDS (PREMOLARS) RIGHT 0.022 IN SLOT WITH HOOK MBT PRESCRIPTION | DENTAL GENERAL SUPPLIES
15253 | 4215150118600 | BRACKET BONDABLE MAXILLARY CENTRAL LEFT INCISOR 0.022 INCH SLOT MBT PRESCRIPTION LOW PROFILE | DENTAL GENERAL SUPPLIES
15254 | 4215150119400 | BRACKET BONDABLE MAXILLARY CENTRAL RIGHT INCISOR 0.022 IN SLOT MBT PRESCRIPTION LOW PROFILE | DENTAL GENERAL SUPPLIES
15255 | 4215150120500 | MOSQUITO FORCEPS WITH HOOK, CURVED POSITIVE LOCKING MECHANISM ON THE REAR OF THE HANDLES | DENTAL GENERAL SUPPLIES
15256 | 4215150120700 | BRACKET DEBONDING PLIERS STERILIZABLE FOR OF BRACKET AND BONDING ADHESIVE 45 ANGLED TIPS | DENTAL GENERAL SUPPLIES
15257 | 4215150120800 | ENDODONTIC FINGER SPREADER, SS, WITH PLASTIC HANDLE, LENGTH 25 MM, SIZE 15 - 40 ASSORTED | DENTAL GENERAL SUPPLIES
15258 | 4215150121200 | ENDODONTICS ULTRASONIC ACCESS CAVITY WALL REFINEMENT TIP M3 X 0.6 MM START - X 1.COMPATIBLE OR EQUIVALENT WITH SATELEC TYPE | DENTAL GENERAL SUPPLIES
15259 | 4215150121500 | MOSQUITO FORCEPS WITHOUT HOOK, CURVED POSITIVE LOCKING MECHANISM ON THE REAR OF THE HANDLES | DENTAL GENERAL SUPPLIES
15260 | 4215150124300 | BRACKET BONDABLE MAXILLARY BICUSPIDS (PREMOLARS) RIGHT 0.022 IN SLOT WITH HOOK MBT PRESCRIPTION LOW PROFILE | DENTAL GENERAL SUPPLIES
15261 | 4215150304500 | TOOTH COLORED ZIRCONIUM PEDIATRIC CROWN FOR PRIMARY ANTERIOR TEETH UNIVERSAL KIT (DIFFERENT SIZE S) | DENTAL GENERAL SUPPLIES
15262 | 4215150136200 | ROTARY NITI FILE WITH TRIPLE - FLUTED ASYMMETRICAL PLACED RADIAL LANDS POSITIVE RAKE ANGLE 0.04 TAPER 25 MM SZ 35 | DENTAL GENERAL SUPPLIES
15263 | 4215150136400 | ROTARY NITI FILE WITH TRIPLE - FLUTED ASYMMETRICAL PLACED RADIAL LANDS POSITIVE RAKE ANGLE 0.04 TAPER 25 MM SZ 45 | DENTAL GENERAL SUPPLIES
15264 | 4215150159500 | SURGICAL ULTRASONIC ENDODONTIC TIPS COATED WITH DIAMOND OR ZIRCONIUM NITRIDE TO HARDEN THE TIPS AND PROVIDE SURFACE ABRASION FOR CUTTING EFFICIENCY. SURG TIPS SIZE 4. FITTING IN PIEZO ULTRASONIC MACHINE | DENTAL GENERAL SUPPLIES
15265 | 4215150159600 | SURGICAL ULTRASONIC ENDODONTIC TIPS COATED WITH DIAMOND OR ZIRCONIUM NITRIDE TO HARDEN THE TIPS AND PROVIDE SURFACE ABRASION FOR CUTTING EFFICIENCY. SURG TIPS SIZE 5. FITTING IN PIEZO ULTRASONIC MACHINE | DENTAL GENERAL SUPPLIES
15266 | 4215150159700 | SURGICAL ULTRASONIC ENDODONTIC TIPS COATED WITH DIAMOND OR ZIRCONIUM NITRIDE TO HARDEN THE TIPS AND PROVIDE SURFACE ABRASION FOR CUTTING EFFICIENCY. SURG TIPS SIZE 6. FITTING IN PIEZO ULTRASONIC MACHINE | DENTAL GENERAL SUPPLIES
15267 | 4215150159900 | BRACKET SELF LIGATING PASSIVE TYPE SET (5 - 5) 0.022 INCH SLOT SHOULD BE PROVIDED WITH SET OF 6 ARCH WIRE SIZE (14 16 14 X 25 18 X 25 CUNITI AND 18 X 25 SS UPPER AND LOWER WIRES PLUS OPENING/CLOSING TOOL | DENTAL GENERAL SUPPLIES
15268 | 4215150160100 | ENDO ACTIVATOR SYSTEM KIT WITH HANDPIECE/DRIVER: SMALL ACTIVATOR TIPS (15/02) YELLOW 25/BOX MEDIUM ACTIVATOR TIPS (25/04) RED 25/BOX LARGE ACTIVATOR TIPS (35/04) BLUE 25/BOX PROTECTIVE BARRIERS 100/BOX | DENTAL GENERAL SUPPLIES
15269 | 4215150160800 | CRIMPABLE HOOKS FOR 0.018 INCH SLOT NEW DESCRIPTION IS CRIMPABLE BALL HOOKS WITH ROUND HEAD 3 - 4 MM TALL MADE FROM HIGH QUALITY SS, CRIMPS TO ROUND OR RECTANGULAR ARCHWIRES UP TO 0.022 INCH X 0.025 INCH | DENTAL GENERAL SUPPLIES
15270 | 4215150160900 | SURGICAL ULTRASONIC ENDODONTIC TIPS COATED WITH DIAMOND OR ZIRCONIUM NITRIDE TO HARDEN THE TIPS AND PROVIDE SURFACE ABRASION FOR CUTTING EFFICIENCY. SURG TIPS ASSORTED SIZE (1 - 6). FITTING IN PIEZO ULTRASONIC MACHINE | DENTAL GENERAL SUPPLIES
15271 | 4215150161000 | PRE-WELDED TWIN BRACKET WITH LINGUAL CLEAT 0.018 SLOT MBT PRESCRIPTION MAXILLARY BICUSPID PROFESSIONAL KIT INCLUDING 300 BANDS I = N FOUR TRAYS WITH LID COVER (150 PER SIDE) SIZE FROM 1-14 OR EQUIVALENT | DENTAL GENERAL SUPPLIES
15272 | 4215150161500 | INSTRUMENT RETRIEVAL SYSTEM (IRS) KIT : 8 PCS + CORE DRILLS 4 PCS. 4 CORE DRILL (YELLOW RED BLUE GREEN) RETRIEVAL TIPS 8 PIECES (. 04 MM ID YELLOW (2 PIECES) (. 06 MM ID RED (2 PIECES) (. 08 MM ID BLUE (2 PIECES) (1.34 MM ID GREEN (2 PIECES) | DENTAL GENERAL SUPPLIES
15273 | 4215150161800 | PRE-WELDED CONVERTIBLE BAND WITH DOUBLE TUBE (SINGLE AND AUXILIARY) WITH LINGUAL CLEAT 0.022 SLOT MBT PRESCRIPTION FIRST MOLAR P = ROFESSIONAL KIT INCLUDING 300 BANDS IN FOUR TRAYS WITH LID COVER (150 PER SIDE) SIZE FROM 31-44 OR EQUIVALENT | DENTAL GENERAL SUPPLIES
15274 | 4215150161900 | PRE-WELDED CONVERTIBLE BAND WITH SINGLE TUBE WITH LINGUAL CLEAT 0.022 SLOT MBT PRESCRIPTION SECOND MOLAR PROFESSIONAL KIT INCLUDING 300 BANDS IN FOUR TRAYS WITH LID COVER (150 PER SIDE) SIZE FROM 28-41 OR EQUIVALENT | DENTAL GENERAL SUPPLIES
15275 | 4215150162400 | CEPHALOMETRIC TRACING KIT ACETATE TRACING SHEET 24 X 30 CM 4 REFILLABLE PLASTIC/METAL PENCILS WITH LEAD Ø 0.5 MM 1 PACKAGE (= 12 PIECES) RED REFILLS 1 PACKAGE (= 12 PIECES) GREEN REFILLS 1 PACKAGE (= 12 PIECES) BLUE REFILLS 1 CEPHALOMETRIC PROTRACTOR WITH TEETH TEMPLATE (RULER) 1 SELF ADHESIVE TAB | DENTAL GENERAL SUPPLIES
15276 | 4215150162600 | TERAUCHI FILE RETRIEVAL SYSTEM KIT (TERAUCHI FILE RETRIEVAL) CONTAINS: GUTTA PERCHA INSTRUMENT MICROEXPLORER GT 70.12 ROTARY FILES MODIFIED # 3 GATES GLIDDEN BUR MICROTREPHINE BUR # 5 (2) ULTRASONIC TIP - STRAIGHT ULTRASONIC TIP - 6 O'CLOCK ULTRASONIC TIP - 12 O'CLOCK (2) YOSHI LOOP DEVICE HIGH SPEED POLISHING POINTS AUTOCLAVABLE CASSETTE (2) TRUE TOOTH # 9 - BROKEN FILE | DENTAL GENERAL SUPPLIES
15277 | 4215150162800 | DENTAL EXAMINATION KIT : CONTAINS STAINLESS STEEL INSTRUMENTS:1. CASSETTE FOR 10 INSTRUMENTS 2. MOUTH MIRROR 3. EXPLORER DOUBLE ENDED 17/233. 4. COTTON PLIER TWEEZER 5. PLASTIC INSTRUMENT FLAT DOUBLE ENDED 6. SPOON EXCAVATOR MEDIUM DOUBLE ENDED HAVE A FLAT FACE COMPARED TO THE CURVED FACE OF SPOON EXCAVATORS. 7.SCISSORS. 8. PERIO PROBE UNC15 | DENTAL GENERAL SUPPLIES
15278 | 4215150162900 | MICRO APICAL PLACEMENT SYSTEM (MAP SYSTEM) SURGICAL KIT FOR RETROGRADE OBTURATIONS. CONTAINS 1 STERILIZABLE ALUMINUM CASE 185 X 145 X 30 MM 1STAINLESS SYRINGE 1 TRIPLE - ANGLE NEEDLE RIGHT NDEG 0/R (YELLOW) 1 TRIPLE - ANGLE NEEDLE LEFT NDEG 0/L 1 TRIPLE - ANGLE NEEDLE « RETRO » RIGHT NDEG 0/R 1 TRIPLE - ANGLE NEEDLE « RETRO » LEFT NDEG 0/L+ 6 SPARE PEEK PLUNGERS NDEG 0 + 1 CLEANING CURETTE NDEG 01 TRIPLE - ANGLE NEEDLE RIGHT NDEG 1/R (RED) 1 TRIPLE - ANGLE NEEDLE LEFT NDEG 1/L+ 6 PISTONS PEEK NDEG 1 + 1 CLEANING CURETTE NDEG 11 SS WELL Ø 14 MM 1 PASTE CLEANING DEVICE (KEY + STOPS) NDEG 01 PASTE CLEANING DEVICE (KEY + STOPS) NDEG 1 | DENTAL GENERAL SUPPLIES
15279 | 4215150163000 | MICRO APICAL PLACEMENT SYSTEM (MAP SYSTEM) UNIVERSAL KIT NITI FOR ORTHOGRADE AND RETROGRADE OBTURATIONS OF ANTERIOR AND POSTERIOR TEETH CONTAINS 1 STERILIZABLE ALUMINUM CASE 185 X 145 X 30 MM 1STAINLESS SYRINGE 1 NITI MEMORY SHAPE NEEDLE NDEG 0 (YELLOW) 1 HOOKED NEEDLE NDEG 0 + 6 SPARE PEEK PLUNGERS NDEG 0 + 1 CLEANING CURETTE NDEG 01 NITI MEMORY SHAPE NEEDLE NDEG 1 (RED) 1 HOOKED NEEDLE NDEG 1 + 6 SPARE PEEK PLUNGERS NDEG 1 + 1 CLEANING CURETTE NDEG 11 CURVED NEEDLE (INCL. NITI PLUNGER) NDEG 01 CURVED NEEDLE (INCL. NITI PLUNGER) NDEG 11 SS WELL Ø 14 MM 1 PASTE CLEANING DEVICE (KEY + STOPS) NDEG 01 PASTE CLEANING DEVICE (KEY + STOPS) NDEG | DENTAL GENERAL SUPPLIES
15280 | 4215150163100 | ORTHODONTIC INSTRUMENT BASIC KIT (ACTIVATION/CHANGING ARCH WIRE) PROVIDED WITH PREFABRICATED METAL CASSETTE WITH SELF LOCKING (AUTOC LAVABLE) SUITABLE FOR 10 INSTRUMENT CONTAINS THE FOLLOWING ITEMS: ONE PIN AND LIGATURE CUTTER TUNGSTEN CARBIDE BLADE ONE WEINGART UNIVERSAL PLIER STERILIZABLE FOR POSITIONING THE ARCH WIRE AND BENDING THE DISTAL END OF ARCH WIRE ACCURATE CLOSING SERRATED TIPS ONE DISTAL END CUTTER WITH SAFETY HOLDING DEVICE STERILIZABLE FOR WIRE UP TO 22 X 25 INCHES TUNGSTEN CARBIDE BLADE TWO MATHIEU NEEDLE HOLDER STERILIZABLE WITH SERRATED TIPS IDEAL FOR LIGATION LIGATURE CUTTER STERILIZABLE FOR WIRE UP TO 0.4 MMM LIGATURE DIRECTOR DOUBLE ENDED ONE STRAIGHT AND OTHER IS ANGULATED SUITABLE FOR 0.022 INCH WIRE | DENTAL GENERAL SUPPLIES
15281 | 4215150163200 | ROTARY FILE: NICKLE TITANIUM U - SHAPE AND RADIAL LAND NON - CUTTING TIP CONSTANT TAPER TAPERING 0.04 LENGTH 21 MM SIZE 90 ONE EACH (EA) = ONE (1) PACK | DENTAL GENERAL SUPPLIES
15282 | 4215150163300 | ROTARY FILE: NICKLE TITANIUM U - SHAPE AND RADIAL LAND NON - CUTTING TIP CONSTANT TAPER TAPERING 0.04 LENGTH 25 MM SIZE 45 - 90 ASSORTED ONE EACH (EA) = ONE (1) PACK | DENTAL GENERAL SUPPLIES
15283 | 4215150163400 | BRACKET SELF LIGATING ACTIVE TYPE MAXILLARY (UPPER) CENTRAL LEFT ANTERIOR INCISOR BRACKET 0.022 IN SLOT | DENTAL GENERAL SUPPLIES
15284 | 4215150200000 | DISPOSABLE PLASTIC MIXING WELL FOR BOND 2-4 HOLE | DENTAL GENERAL SUPPLIES
15285 | 4215150300500 | PREFABRICATED CROWNS MADE OF POLYCARBONATE RESIN REFILL UPPER RIGHT CENTRAL MESIAL DISTAL WIDTH 9.4MM | DENTAL GENERAL SUPPLIES
15286 | 4215150300700 | PREFABRICATED CROWNS MADE OF POLYCARBONATE RESIN REFILL UPPER RIGHT CENTRAL MESIAL DISTAL WIDTH 8.9MM | DENTAL GENERAL SUPPLIES
15287 | 4215150302900 | ZIRCONIA CROWN REFILL FOR PRIMARY UPPER LATERAL INCISORS (RIGHT OR LEFT) SIZE 0 OR EQUIVALENT | DENTAL GENERAL SUPPLIES
15288 | 4215150303300 | ZIRCONIA CROWN REFILL FOR PRIMARY UPPER CENTRAL INCISORS (RIGHT OR LEFT) SIZE 4 OR EQUIVALENT | DENTAL GENERAL SUPPLIES
15289 | 4215150303400 | ZIRCONIA CROWN REFILL FOR PRIMARY UPPER CENTRAL INCISORS (RIGHT OR LEFT) SIZE 5 OR EQUIVALENT | DENTAL GENERAL SUPPLIES
15290 | 4215150304000 | ZIRCONIA CROWN REFILL FOR PRIMARY UPPER LATERAL INCISORS (RIGHT OR LEFT) SIZE 2 OR EQUIVALENT | DENTAL GENERAL SUPPLIES
15291 | 4215150159400 | SURGICAL ULTRASONIC ENDODONTIC TIPS COATED WITH DIAMOND OR ZIRCONIUM NITRIDE TO HARDEN THE TIPS AND PROVIDE SURFACE ABRASION FOR CUTTING EFFICIENCY. SURG TIPS SIZE 2. FITTING IN PIEZO ULTRASONIC MACHINE | DENTAL GENERAL SUPPLIES
15292 | 4215150136300 | ROTARY NITI FILE WITH TRIPLE - FLUTED ASYMMETRICAL PLACED RADIAL LANDS POSITIVE RAKE ANGLE 0.04 TAPER 25 MM SZ 40 | DENTAL GENERAL SUPPLIES
15293 | 4215150159300 | SURGICAL ULTRASONIC ENDODONTIC TIPS COATED WITH DIAMOND OR ZIRCONIUM NITRIDE TO HARDEN THE TIPS AND PROVIDE SURFACE ABRASION FOR CUTTING EFFICIENCY. SURG TIPS SIZE 1. FITTING IN PIEZO ULTRASONIC MACHINE | DENTAL GENERAL SUPPLIES
15294 | 4215150143300 | ROTARY NITI FILE WITH TRIPLE - FLUTED ASYMMETRICAL PLACED RADIAL LANDS POSITIVE RAKE ANGLE ASSORTED (15 - 40) 0.06 TAPER LENGTH 21 MM | DENTAL GENERAL SUPPLIES
15295 | 4215150136500 | ROTARY NITI FILE WITH TRIPLE - FLUTED ASYMMETRICAL PLACED RADIAL LANDS POSITIVE RAKE ANGLE 0.06 TAPER 21 MM SZ 15 | DENTAL GENERAL SUPPLIES
15296 | 4215150136600 | ROTARY NITI FILE WITH TRIPLE - FLUTED ASYMMETRICAL PLACED RADIAL LANDS POSITIVE RAKE ANGLE 0.06 TAPER 21 MM SZ 20 | DENTAL GENERAL SUPPLIES
15297 | 4215150136700 | ROTARY NITI FILE WITH TRIPLE - FLUTED ASYMMETRICAL PLACED RADIAL LANDS POSITIVE RAKE ANGLE 0.06 TAPER 21 MM SZ 25 | DENTAL GENERAL SUPPLIES
15298 | 4215150136800 | ROTARY NITI FILE WITH TRIPLE - FLUTED ASYMMETRICAL PLACED RADIAL LANDS POSITIVE RAKE ANGLE 0.06 TAPER 21 MM SZ 30 | DENTAL GENERAL SUPPLIES
15299 | 4215150136900 | ROTARY NITI FILE WITH TRIPLE - FLUTED ASYMMETRICAL PLACED RADIAL LANDS POSITIVE RAKE ANGLE 0.06 TAPER 21 MM SZ 35 | DENTAL GENERAL SUPPLIES
15300 | 4215150137000 | ROTARY NITI FILE WITH TRIPLE - FLUTED ASYMMETRICAL PLACED RADIAL LANDS POSITIVE RAKE ANGLE 0.06 TAPER 21 MM SZ 40 | DENTAL GENERAL SUPPLIES
15301 | 4215150137100 | ROTARY NITI FILE WITH TRIPLE - FLUTED ASYMMETRICAL PLACED RADIAL LANDS POSITIVE RAKE ANGLE 0.06 TAPER 21 MM SZ 45 | DENTAL GENERAL SUPPLIES
15302 | 4215150137200 | ROTARY NITI FILE WITH TRIPLE - FLUTED ASYMMETRICAL PLACED RADIAL LANDS POSITIVE RAKE ANGLE 0.06 TAPER 21 MM SZ 50 | DENTAL GENERAL SUPPLIES
15303 | 4215150137300 | ROTARY NITI FILE WITH TRIPLE - FLUTED ASYMMETRICAL PLACED RADIAL LANDS POSITIVE RAKE ANGLE 0.06 TAPER 21 MM SZ 55 | DENTAL GENERAL SUPPLIES
15304 | 4215150137400 | ROTARY NITI FILE WITH TRIPLE - FLUTED ASYMMETRICAL PLACED RADIAL LANDS POSITIVE RAKE ANGLE 0.06 TAPER 25 MM SZ 15 | DENTAL GENERAL SUPPLIES
15305 | 4215150137500 | ROTARY NITI FILE WITH TRIPLE - FLUTED ASYMMETRICAL PLACED RADIAL LANDS POSITIVE RAKE ANGLE 0.06 TAPER 25 MM SZ 20 | DENTAL GENERAL SUPPLIES
15306 | 4215150137600 | ROTARY NITI FILE WITH TRIPLE - FLUTED ASYMMETRICAL PLACED RADIAL LANDS POSITIVE RAKE ANGLE 0.06 TAPER 25 MM SZ 25 | DENTAL GENERAL SUPPLIES
15307 | 4215150137700 | ROTARY NITI FILE WITH TRIPLE - FLUTED ASYMMETRICAL PLACED RADIAL LANDS POSITIVE RAKE ANGLE 0.06 TAPER 25 MM SZ 30 | DENTAL GENERAL SUPPLIES
15308 | 4215150137800 | ROTARY NITI FILE WITH TRIPLE - FLUTED ASYMMETRICAL PLACED RADIAL LANDS POSITIVE RAKE ANGLE 0.06 TAPER 25 MM SZ 35 | DENTAL GENERAL SUPPLIES
15309 | 4215150137900 | ROTARY NITI FILE WITH TRIPLE - FLUTED ASYMMETRICAL PLACED RADIAL LANDS POSITIVE RAKE ANGLE 0.06 TAPER 25 MM SZ 40 | DENTAL GENERAL SUPPLIES
15310 | 4215150138000 | ROTARY NITI FILE WITH TRIPLE - FLUTED ASYMMETRICAL PLACED RADIAL LANDS POSITIVE RAKE ANGLE 0.06 TAPER 25 MM SZ 45 | DENTAL GENERAL SUPPLIES
15311 | 4215150138100 | ROTARY NITI FILE WITH TRIPLE - FLUTED ASYMMETRICAL PLACED RADIAL LANDS POSITIVE RAKE ANGLE 0.06 TAPER 25 MM SZ 50 | DENTAL GENERAL SUPPLIES
15312 | 4215150138200 | ROTARY NITI FILE WITH TRIPLE - FLUTED ASYMMETRICAL PLACED RADIAL LANDS POSITIVE RAKE ANGLE 0.06 TAPER 25 MM SZ 55 | DENTAL GENERAL SUPPLIES
15313 | 4215150138700 | HOLDER, MOSQUITO FORCEPS WITHOUT HOOK, STRAIGHT SERRATED TIPS POSITIVE LOCKING MECHANISM ON THE REAR OF THE HANDLES | DENTAL GENERAL SUPPLIES
15314 | 4215150140600 | ROTARY FILE: NICKLE TITANIUM U SHAPE AND RADIAL LAND NON - CUTTING TIP CONSTANT TAPER TAPERING 0.04 LENGTH 31 MM SIZE 30 ONE EACH (EA) = ONE (1) PACK | DENTAL GENERAL SUPPLIES
15315 | 4215150142400 | ROTARY FILE: NICKLE TITANIUM U - SHAPE AND RADIAL LAND NON - CUTTING TIP CONSTANT TAPER TAPERING 0.04 LENGTH 31 MM SIZE 15 - 40 ASSORTED ONE EACH (EA) = ONE (1) PACK | DENTAL GENERAL SUPPLIES
15316 | 4215150142500 | ROTARY FILE: NICKLE TITANIUM U - SHAPE AND RADIAL LAND NON - CUTTING TIP CONSTANT TAPER TAPERING 0.06 LENGTH 21 MM SIZE 45 - 90 ASSORTED ONE EACH (EA) = ONE (1) PACK | DENTAL GENERAL SUPPLIES
15317 | 4215150142600 | ROTARY FILE: NICKLE TITANIUM U - SHAPE AND RADIAL LAND NON - CUTTING TIP CONSTANT TAPER TAPERING 0.06 LENGTH 25 MM SIZE 45 - 90 ASSORTED ONE EACH (EA) = ONE (1) PACK | DENTAL GENERAL SUPPLIES
15318 | 4215150142900 | ROTARY NITI FILE WITH TRIPLE - FLUTED ASYMMETRICAL PLACED RADIAL LANDS POSITIVE RAKE ANGLE ASSORTED (15 - 40) 0.02 TAPER LENGTH 21 MM | DENTAL GENERAL SUPPLIES
15319 | 4215150143000 | ROTARY NITI FILE WITH TRIPLE - FLUTED ASYMMETRICAL PLACED RADIAL LANDS POSITIVE RAKE ANGLE ASSORTED (15 - 40) 0.02 TAPER LENGTH 25 MM | DENTAL GENERAL SUPPLIES
15320 | 4215150143100 | ROTARY NITI FILE WITH TRIPLE - FLUTED ASYMMETRICAL PLACED RADIAL LANDS POSITIVE RAKE ANGLE ASSORTED (15 - 40) 0.04 TAPER LENGTH 21 MM | DENTAL GENERAL SUPPLIES
15321 | 4215150143200 | ROTARY NITI FILE WITH TRIPLE - FLUTED ASYMMETRICAL PLACED RADIAL LANDS POSITIVE RAKE ANGLE ASSORTED (15 - 40) 0.04 TAPER LENGTH 25 MM | DENTAL GENERAL SUPPLIES
15322 | 4215150145400 | ROTARY FILE: NICKEL TITANIUM U - SHAPE AND RADIAL LAND NON - CUTTING TIP CONSTANT TAPER TAPERING 0.04 LENGTH 31 MM SIZE 45 - 90 ASSORTED, ONE EACH (EA) = ONE (1) PACK | DENTAL GENERAL SUPPLIES
15323 | 4215150320400 | PREFABRICATED CROWNS MADE OF TIN - SILVER ALLOY REFILL LOWER RIGHT - SECOND MOLAR MESIAL DISTAL WIDTH 9.8 MM | DENTAL GENERAL SUPPLIES
15324 | 4215150320500 | PREFABRICATED CROWNS MADE OF TIN - SILVER ALLOY REFILL LOWER RIGHT - SECOND MOLAR MESIAL DISTAL WIDTH 10.4 MM | DENTAL GENERAL SUPPLIES
15325 | 4215150320600 | PREFABRICATED CROWNS MADE OF TIN - SILVER ALLOY REFILL LOWER RIGHT - SECOND MOLAR MESIAL DISTAL WIDTH 10.8 MM | DENTAL GENERAL SUPPLIES
15326 | 4215150348100 | ZIRCONIA CROWN REFILL FOR UPPER RIGHT PRIMARY SECOND MOLAR SIZE 5 OR EQUIVALENT | DENTAL GENERAL SUPPLIES
15327 | 4215150348200 | ZIRCONIA CROWN REFILL FOR UPPER RIGHT PRIMARY SECOND MOLAR SIZE 6 OR EQUIVALENT | DENTAL GENERAL SUPPLIES
15328 | 4215150348300 | ZIRCONIA CROWN REFILL FOR UPPER RIGHT PRIMARY SECOND MOLAR SIZE 7 OR EQUIVALENT | DENTAL GENERAL SUPPLIES
15329 | 4215150348400 | ZIRCONIA CROWN REFILL FOR UPPER LEFT PRIMARY SECOND MOLAR SIZE 1 OR EQUIVALENT | DENTAL GENERAL SUPPLIES
15330 | 4215150348500 | ZIRCONIA CROWN REFILL FOR UPPER LEFT PRIMARY SECOND MOLAR SIZE 3 OR EQUIVALENT | DENTAL GENERAL SUPPLIES
15331 | 4215150348600 | ZIRCONIA CROWN REFILL FOR UPPER LEFT PRIMARY SECOND MOLAR SIZE 4 OR EQUIVALENT | DENTAL GENERAL SUPPLIES
15332 | 4215150348700 | ZIRCONIA CROWN REFILL FOR UPPER LEFT PRIMARY SECOND MOLAR SIZE 5 OR EQUIVALENT | DENTAL GENERAL SUPPLIES
15333 | 4215150348800 | ZIRCONIA CROWN REFILL FOR UPPER LEFT PRIMARY SECOND MOLAR SIZE 6 OR EQUIVALENT | DENTAL GENERAL SUPPLIES
15334 | 4215150348900 | ZIRCONIA CROWN REFILL FOR UPPER LEFT PRIMARY SECOND MOLAR SIZE 7 OR EQUIVALENT | DENTAL GENERAL SUPPLIES
15335 | 4215150349000 | ZIRCONIA CROWN REFILL FOR LOWER RIGHT PRIMARY SECOND MOLAR SIZE 1 OR EQUIVALENT | DENTAL GENERAL SUPPLIES
15336 | 4215150349100 | ZIRCONIA CROWN REFILL FOR LOWER RIGHT PRIMARY SECOND MOLAR SIZE 3 OR EQUIVALENT | DENTAL GENERAL SUPPLIES
15337 | 4215150349200 | ZIRCONIA CROWN REFILL FOR LOWER RIGHT PRIMARY SECOND MOLAR SIZE 4 OR EQUIVALENT | DENTAL GENERAL SUPPLIES
15338 | 4215150349300 | ZIRCONIA CROWN REFILL FOR LOWER RIGHT PRIMARY SECOND MOLAR SIZE 5 OR EQUIVALENT | DENTAL GENERAL SUPPLIES
15339 | 4215150349400 | ZIRCONIA CROWN REFILL FOR LOWER RIGHT PRIMARY SECOND MOLAR SIZE 6 OR EQUIVALENT | DENTAL GENERAL SUPPLIES
15340 | 4215150349500 | ZIRCONIA CROWN REFILL FOR LOWER RIGHT PRIMARY SECOND MOLAR SIZE 7 OR EQUIVALENT | DENTAL GENERAL SUPPLIES
15341 | 4215150349600 | ZIRCONIA CROWN REFILL FOR LOWER LEFT PRIMARY SECOND MOLAR SIZE 1 OR EQUIVALENT | DENTAL GENERAL SUPPLIES
15342 | 4215150349700 | ZIRCONIA CROWN REFILL FOR LOWER LEFT PRIMARY SECOND MOLAR SIZE 2 OR EQUIVALENT | DENTAL GENERAL SUPPLIES
15343 | 4215150349800 | ZIRCONIA CROWN REFILL FOR LOWER LEFT PRIMARY SECOND MOLAR SIZE 3 OR EQUIVALENT | DENTAL GENERAL SUPPLIES
15344 | 4215210504800 | PERFORATED EDENTULOUS IMPRESSION TRAYS STAINLESS STEEL UPPER AND LOWER MEDIUM SIZE | DENTAL GENERAL SUPPLIES
15345 | 4215150350000 | ZIRCONIA CROWN REFILL FOR LOWER LEFT PRIMARY SECOND MOLAR SIZE 5 OR EQUIVALENT | DENTAL GENERAL SUPPLIES
15346 | 4215150350100 | ZIRCONIA CROWN REFILL FOR LOWER LEFT PRIMARY SECOND MOLAR SIZE 6 OR EQUIVALENT | DENTAL GENERAL SUPPLIES
15347 | 4215150350200 | ZIRCONIA CROWN REFILL FOR LOWER LEFT PRIMARY SECOND MOLAR SIZE 7 OR EQUIVALENT | DENTAL GENERAL SUPPLIES
15348 | 4215150350300 | ZIRCONIA CROWN REFILL FOR PRIMARY UPPER CUSPID (RIGHT OR LEFT) SIZE 0 OR EQUIVALENT | DENTAL GENERAL SUPPLIES
15349 | 4215150350400 | ZIRCONIA CROWN REFILL FOR PRIMARY UPPER CUSPID (RIGHT OR LEFT) SIZE 3 OR EQUIVALENT | DENTAL GENERAL SUPPLIES
15350 | 4215150350500 | ZIRCONIA CROWN REFILL FOR PRIMARY UPPER CUSPID (RIGHT OR LEFT) SIZE 4 OR EQUIVALENT | DENTAL GENERAL SUPPLIES
15351 | 4215150350600 | ZIRCONIA CROWN REFILL FOR PRIMARY UPPER CUSPID (RIGHT OR LEFT) SIZE 5 OR EQUIVALENT | DENTAL GENERAL SUPPLIES
15352 | 4215150350700 | ZIRCONIA CROWN REFILL FOR PRIMARY UPPER CUSPID (RIGHT OR LEFT) SIZE 6 OR EQUIVALENT | DENTAL GENERAL SUPPLIES
15353 | 4215150348000 | ZIRCONIA CROWN REFILL FOR UPPER RIGHT PRIMARY SECOND MOLAR SIZE 4 OR EQUIVALENT | DENTAL GENERAL SUPPLIES
15354 | 4215150500000 | ETCHING GEL 35 - 37.5% PHOSPHORIC ACID CONCENTRATION IDEAL VISCOSITY SYRINGE TIP DELIVERY THE KIT SHOULD CONTAIN NOT LESS THAN 4 SYRINGES MINIMUM 1.2 ML OF PHOSPHORIC ACID/SYRINGE WITH MICRO TIPS ONE EACH (EA) = ONE (1) PACK | DENTAL GENERAL SUPPLIES
15355 | 4215150347900 | ZIRCONIA CROWN REFILL FOR UPPER RIGHT PRIMARY SECOND MOLAR SIZE 3 OR EQUIVALENT | DENTAL GENERAL SUPPLIES
15356 | 4215150347700 | ZIRCONIA CROWN REFILL FOR UPPER RIGHT PRIMARY SECOND MOLAR SIZE 1 OR EQUIVALENT | DENTAL GENERAL SUPPLIES
15357 | 4215150345000 | ZIRCONIA CROWN REFILL FOR UPPER RIGHT PRIMARY FIRST MOLAR SIZE 1 OR EQUIVALENT | DENTAL GENERAL SUPPLIES
15358 | 4215150345100 | ZIRCONIA CROWN REFILL FOR UPPER RIGHT PRIMARY FIRST MOLAR SIZE 2 OR EQUIVALENT | DENTAL GENERAL SUPPLIES
15359 | 4215150345200 | ZIRCONIA CROWN REFILL FOR UPPER RIGHT PRIMARY FIRST MOLAR SIZE 3 OR EQUIVALENT | DENTAL GENERAL SUPPLIES
15360 | 4215150345300 | ZIRCONIA CROWN REFILL FOR UPPER RIGHT PRIMARY FIRST MOLAR SIZE 4 OR EQUIVALENT | DENTAL GENERAL SUPPLIES
15361 | 4215150345400 | ZIRCONIA CROWN REFILL FOR UPPER RIGHT PRIMARY FIRST MOLAR SIZE 5 OR EQUIVALENT | DENTAL GENERAL SUPPLIES
15362 | 4215150345500 | ZIRCONIA CROWN REFILL FOR UPPER RIGHT PRIMARY FIRST MOLAR SIZE 6 OR EQUIVALENT | DENTAL GENERAL SUPPLIES
15363 | 4215150345600 | ZIRCONIA CROWN REFILL FOR UPPER RIGHT PRIMARY FIRST MOLAR SIZE 7 OR EQUIVALENT | DENTAL GENERAL SUPPLIES
15364 | 4215150345700 | ZIRCONIA CROWN REFILL FOR UPPER LEFT PRIMARY FIRST MOLAR SIZE 1 OR EQUIVALENT | DENTAL GENERAL SUPPLIES
15365 | 4215150345800 | ZIRCONIA CROWN REFILL FOR UPPER LEFT PRIMARY FIRST MOLAR SIZE 2 OR EQUIVALENT | DENTAL GENERAL SUPPLIES
15366 | 4215150345900 | ZIRCONIA CROWN REFILL FOR UPPER LEFT PRIMARY FIRST MOLAR SIZE 3 OR EQUIVALENT | DENTAL GENERAL SUPPLIES
15367 | 4215150346000 | ZIRCONIA CROWN REFILL FOR UPPER LEFT PRIMARY FIRST MOLAR SIZE 4 OR EQUIVALENT | DENTAL GENERAL SUPPLIES
15368 | 4215150346100 | ZIRCONIA CROWN REFILL FOR UPPER LEFT PRIMARY FIRST MOLAR SIZE 5 OR EQUIVALENT | DENTAL GENERAL SUPPLIES
15369 | 4215150346200 | ZIRCONIA CROWN REFILL FOR UPPER LEFT PRIMARY FIRST MOLAR SIZE 6 OR EQUIVALENT | DENTAL GENERAL SUPPLIES
15370 | 4215150346300 | ZIRCONIA CROWN REFILL FOR UPPER LEFT PRIMARY FIRST MOLAR SIZE 7 OR EQUIVALENT | DENTAL GENERAL SUPPLIES
15371 | 4215150346400 | ZIRCONIA CROWN REFILL FOR LOWER RIGHT PRIMARY FIRST MOLAR SIZE 1 OR EQUIVALENT | DENTAL GENERAL SUPPLIES
15372 | 4215150346500 | ZIRCONIA CROWN REFILL FOR LOWER RIGHT PRIMARY FIRST MOLAR SIZE 2 OR EQUIVALENT | DENTAL GENERAL SUPPLIES
15373 | 4215150346600 | ZIRCONIA CROWN REFILL FOR LOWER RIGHT PRIMARY FIRST MOLAR SIZE 3 OR EQUIVALENT | DENTAL GENERAL SUPPLIES
15374 | 4215150346700 | ZIRCONIA CROWN REFILL FOR LOWER RIGHT PRIMARY FIRST MOLAR SIZE 4 OR EQUIVALENT | DENTAL GENERAL SUPPLIES
15375 | 4215150346800 | ZIRCONIA CROWN REFILL FOR LOWER RIGHT PRIMARY FIRST MOLAR SIZE 5 OR EQUIVALENT | DENTAL GENERAL SUPPLIES
15376 | 4215150346900 | ZIRCONIA CROWN REFILL FOR LOWER RIGHT PRIMARY FIRST MOLAR SIZE 6 OR EQUIVALENT | DENTAL GENERAL SUPPLIES
15377 | 4215150347000 | ZIRCONIA CROWN REFILL FOR LOWER RIGHT PRIMARY FIRST MOLAR SIZE 7 OR EQUIVALENT | DENTAL GENERAL SUPPLIES
15378 | 4215150347100 | ZIRCONIA CROWN REFILL FOR LOWER LEFT PRIMARY FIRST MOLAR SIZE 1 OR EQUIVALENT | DENTAL GENERAL SUPPLIES
15379 | 4215150347200 | ZIRCONIA CROWN REFILL FOR LOWER LEFT PRIMARY FIRST MOLAR SIZE 3 OR EQUIVALENT | DENTAL GENERAL SUPPLIES
15380 | 4215150347300 | ZIRCONIA CROWN REFILL FOR LOWER LEFT PRIMARY FIRST MOLAR SIZE 4 OR EQUIVALENT | DENTAL GENERAL SUPPLIES
15381 | 4215150347400 | ZIRCONIA CROWN REFILL FOR LOWER LEFT PRIMARY FIRST MOLAR SIZE 5 OR EQUIVALENT | DENTAL GENERAL SUPPLIES
15382 | 4215150347500 | ZIRCONIA CROWN REFILL FOR LOWER LEFT PRIMARY FIRST MOLAR SIZE 6 OR EQUIVALENT | DENTAL GENERAL SUPPLIES
15383 | 4215150347600 | ZIRCONIA CROWN REFILL FOR LOWER LEFT PRIMARY FIRST MOLAR SIZE 7 OR EQUIVALENT | DENTAL GENERAL SUPPLIES
15384 | 4215150347800 | ZIRCONIA CROWN REFILL FOR UPPER RIGHT PRIMARY SECOND MOLAR SIZE 2 OR EQUIVALENT | DENTAL GENERAL SUPPLIES
15385 | 4215150344900 | GORDON CROWN CONTOURING PLIER STAINLESS STEEL | DENTAL GENERAL SUPPLIES
15386 | 4215150500500 | PORCELAIN ETCHING KIT (8-10% HYDROFLUORIC ACID) IN SYRINGES AT LEAST 4 SYRINGES PER KIT INCLUDING SILANE + WITH TIPS | DENTAL GENERAL SUPPLIES
15387 | 4215150600500 | OFFICE BLEACHING KIT 35 - 40% HYDROGEN PEROXIDE GEL 50 - 100 ML ONE EACH (EA) = ONE (1) PACK | DENTAL GENERAL SUPPLIES
15388 | 4215161031900 | INTRAORAL IMAGING PLATE PHOTO-STIMULABLE PHOSPHOR SIZE 0 COMPATIBLE WITH DURR SCANNER OR EQUIVALENT | DENTAL GENERAL SUPPLIES
15389 | 4215161032000 | INTRAORAL IMAGING PLATE PHOTO-STIMULABLE PHOSPHOR SIZE 1 COMPATIBLE WITH DURR SCANNER OR EQUIVALENT | DENTAL GENERAL SUPPLIES
15390 | 4215161032100 | INTRAORAL IMAGING PLATE PHOTO-STIMULABLE PHOSPHOR SIZE 2 COMPATIBLE WITH DURR SCANNER OR EQUIVALENT | DENTAL GENERAL SUPPLIES
15391 | 4215161032200 | INTRAORAL IMAGING PLATE PHOTO-STIMULABLE PHOSPHOR SIZE 3 COMPATIBLE WITH DURR SCANNER OR EQUIVALENT | DENTAL GENERAL SUPPLIES
15392 | 4215161032300 | BARRIER ENVELOPES FOR INTRAORAL IMAGING PLATE PHOTO-STIMULABLE PHOSPHOR SIZE 0 COMPATIBLE WITH DURR SCANNER OR EQUIVALENT | DENTAL GENERAL SUPPLIES
15393 | 4215161032600 | BARRIER ENVELOPES FOR INTRAORAL IMAGING PLATE PHOTO-STIMULABLE PHOSPHOR SIZE 3 COMPATIBLE WITH DURR SCANNER OR EQUIVALENT | DENTAL GENERAL SUPPLIES
15394 | 4215161033300 | PENCIL RED ARCH MARKING ORTHODONTIC DISPOSABLE | DENTAL GENERAL SUPPLIES
15395 | 4215161034100 | ORTHODONTIC RETAINER BOXES 25 MM/ 1 INCH DEPTH | DENTAL GENERAL SUPPLIES
15396 | 4215161034500 | ORTHODONTIC METAL BRACKET SET MAXILLARY/MANDIBULAR (5-5) BONDABLE 0.022 SLOT MBT PRESCRIPTION LOW PROFILE HOOKS ON CANINES AND PREMOLARS | DENTAL GENERAL SUPPLIES
15397 | 4215161034600 | SAFETY LOCKING FACEBOW SNAP FREE HEADGEAR KLOEHN TYPE, STAINLESS STEEL, SIZE 1 | DENTAL GENERAL SUPPLIES
15398 | 4215161034700 | SAFETY LOCKING FACEBOW SNAP FREE HEADGEAR KLOEHN TYPE, STAINLESS STEEL, SIZE 2 | DENTAL GENERAL SUPPLIES
15399 | 4215161034800 | SAFETY LOCKING FACEBOW SNAP FREE HEADGEAR KLOEHN TYPE, STAINLESS STEEL, SIZE 3 | DENTAL GENERAL SUPPLIES
15400 | 4215161034900 | SAFETY LOCKING FACEBOW SNAP FREE HEADGEAR KLOEHN TYPE, STAINLESS STEEL, SIZE 4 | DENTAL GENERAL SUPPLIES
15401 | 4215161035000 | SAFETY LOCKING FACEBOW SNAP FREE HEADGEAR KLOEHN TYPE, STAINLESS STEEL, SIZE 5 | DENTAL GENERAL SUPPLIES
15402 | 4215161035300 | MOLAR TUBE TWEEZER/HOLDER WITH LOCK | DENTAL GENERAL SUPPLIES
15403 | 4215161035400 | PRE-WELDED CONVERTIBLE BAND WITH DOUBLE TUBE (SINGLE AND AUXILIARY) WITH LINGUAL CLEAT 0.022 SLOT MBT PRESCRIPTION MANDIBULAR LEFT FIRST MOLAR REFILL SIZE 34+ OR EQUIVALENT | DENTAL GENERAL SUPPLIES
15404 | 4215161035500 | PRE-WELDED CONVERTIBLE BAND WITH DOUBLE TUBE (SINGLE AND AUXILIARY) WITH LINGUAL CLEAT 0.022 SLOT MBT PRESCRIPTION MANDIBULAR LEFT FIRST MOLAR REFILL SIZE 38 OR EQUIVALENT | DENTAL GENERAL SUPPLIES
15405 | 4215161035600 | PRE-WELDED CONVERTIBLE BAND WITH DOUBLE TUBE (SINGLE AND AUXILIARY) WITH LINGUAL CLEAT 0.022 SLOT MBT PRESCRIPTION MANDIBULAR LEFT FIRST MOLAR REFILL SIZE 34 OR EQUIVALENT | DENTAL GENERAL SUPPLIES
15406 | 4215161035700 | PRE-WELDED CONVERTIBLE BAND WITH DOUBLE TUBE (SINGLE AND AUXILIARY) WITH LINGUAL CLEAT 0.022 SLOT MBT PRESCRIPTION MANDIBULAR LEFT FIRST MOLAR REFILL SIZE 35 OR EQUIVALENT | DENTAL GENERAL SUPPLIES
15407 | 4215161035800 | PRE-WELDED CONVERTIBLE BAND WITH DOUBLE TUBE (SINGLE AND AUXILIARY) WITH LINGUAL CLEAT 0.022 SLOT MBT PRESCRIPTION MANDIBULAR LEFT FIRST MOLAR REFILL SIZE 35+ OR EQUIVALENT | DENTAL GENERAL SUPPLIES
15408 | 4215161035900 | PRE-WELDED CONVERTIBLE BAND WITH DOUBLE TUBE (SINGLE AND AUXILIARY) WITH LINGUAL CLEAT 0.022 SLOT MBT PRESCRIPTION MANDIBULAR LEFT FIRST MOLAR REFILL SIZE 36 OR EQUIVALENT | DENTAL GENERAL SUPPLIES
15409 | 4215161036000 | PRE-WELDED CONVERTIBLE BAND WITH DOUBLE TUBE (SINGLE AND AUXILIARY) WITH LINGUAL CLEAT 0.022 SLOT MBT PRESCRIPTION MANDIBULAR LEFT FIRST MOLAR REFILL SIZE 36+ OR EQUIVALENT | DENTAL GENERAL SUPPLIES
15410 | 4215161036100 | PRE-WELDED CONVERTIBLE BAND WITH DOUBLE TUBE (SINGLE AND AUXILIARY) WITH LINGUAL CLEAT 0.022 SLOT MBT PRESCRIPTION MANDIBULAR LEFT FIRST MOLAR REFILL SIZE 37 OR EQUIVALENT | DENTAL GENERAL SUPPLIES
15411 | 4215161036200 | PRE-WELDED CONVERTIBLE BAND WITH DOUBLE TUBE (SINGLE AND AUXILIARY) WITH LINGUAL CLEAT 0.022 SLOT MBT PRESCRIPTION MANDIBULAR LEFT FIRST MOLAR REFILL SIZE 37+ OR EQUIVALENT | DENTAL GENERAL SUPPLIES
15412 | 4215161036300 | PRE-WELDED CONVERTIBLE BAND WITH TRIPLE TUBE WITH LINGUAL CLEAT 0.022 SLOT MBT PRESCRIPTION MANDIBULAR LEFT FIRST MOLAR REFILL SIZE 38+ OR EQUIVALENT | DENTAL GENERAL SUPPLIES
15413 | 4215161036400 | PRE-WELDED CONVERTIBLE BAND WITH DOUBLE TUBE (SINGLE AND AUXILIARY) WITH LINGUAL CLEAT 0.022 SLOT MBT PRESCRIPTION MANDIBULAR LEFT FIRST MOLAR REFILL SIZE 39 OR EQUIVALENT | DENTAL GENERAL SUPPLIES
15414 | 4215161036500 | PRE-WELDED CONVERTIBLE BAND WITH SINGLE TUBE WITH LINGUAL CLEAT 0.022 SLOT MBT PRESCRIPTION MANDIBULAR LEFT SECOND MOLAR SIZE 31 OR EQUIVALENT | DENTAL GENERAL SUPPLIES
15415 | 4215161031200 | KIT RESIN INFILTRATION FOR SMOOTH SURFACE CARIES LESIONS | DENTAL GENERAL SUPPLIES
15416 | 4215150501100 | SELF ETCHING LIGHT CURE ADHESIVE. ETCH AND PRIME ENAMEL IN ONE STEP | DENTAL GENERAL SUPPLIES
15417 | 4215161006800 | PRE-WELDED CONVERTIBLE BAND WITH TRIPLE TUBE WITH LINGUAL CLEAT 0.022 SLOT MBT PRESCRIPTION MAXILLARY LEFT FIRST MOLAR REFILL SIZE 38 OR EQUIVALENT | DENTAL GENERAL SUPPLIES
15418 | 4215161006600 | STAINLESS STEEL OPEN COIL SPRING | DENTAL GENERAL SUPPLIES
15419 | 4215150600800 | ENDO NON-VITAL WHITENING GEL USED FOR INTERNAL BLEACHING CONTAIN 35% HYDROGEN PEROXIDE AND NON HAZARDOUS SUBSTANCES COMES IN SYRINGE WITH MULTIPLE TIPS | DENTAL GENERAL SUPPLIES
15420 | 4215150700200 | SINGLE SHADE UNIVERSAL COMPOSITE, MATCH ALL 16 VITA CLASSICAL SHADES | DENTAL GENERAL SUPPLIES
15421 | 4215160000800 | ENDODONTIC GLICK INSTRUMENT #2 | DENTAL GENERAL SUPPLIES
15422 | 4215160000900 | DENTAL EXAMINATION KIT CASSETTE DIMENSIONS 152 X 184 X 34 MM FOR 8 INSTRUMENTS WITH AN ACCESSORY AREA. UNIQUELY SOPHISTICATED ERGONOMIC DESIGN WITH REVOLUTIONARY NEW HOLE PATTERN FOR OPTIMAL USE IN THERMODISINFECTOR. IMS INFINITY SERIES CASSETTES ARE MADE OF LONG LASTING LOW MAINTENANCE STAINLESS STEEL. DURABLE COLORED SILICONE RAILS SECURELY HOLD INSTRUMENTS THROUGHOUT PROCESSING CYCLE.ERGONOMIC LATCH WITH POSITIVE LOCKING MECHANISM IS SAFE AND EASY - TO - USE ALLOWS ONE - HANDED OPENING AND VISUAL CONFIRMATION IF THE CASSETTE IS LOCKED/UNLOCKED.REVOLUTIONARY NEW HOLE PATTERN DESIGN CREATES 30% ADDITIONAL OPEN AREA FOR MORE ACCESS DURING CLEANING AND STERILIZATION AND IS COMPATIBLE WITH CURRENT CLEANING EQUIPMENT INCLUDING AUTOMATED WASHERS.INNOVATIVE COLOR - CODED SILICONE RAIL SYSTEM AVAILABLE IN 11 COLOR OPTIONS SIGNIFICANTLY REDUCES INSTRUMENT CONTACT BY UP TO 59% ALLOWING FOR MORE WATER FLOW WHILE PROTECTIN G THE INSTRUMENTS DURING REPROCESSING.HIGH QUALITY ELECTRO POLISHED | DENTAL GENERAL SUPPLIES
15423 | 4215160001100 | ORTHO–PEDO KIT CASSETTE DIMENSION 152 X 184 X 34 MM FOR 11 INSTRUMENTS UNIQUELY SOPHISTICATED ERGONOMIC DESIGN WITH REVOLUTIONARY NEW HOLE PATTERN FOR OPTIMAL USE IN THERMO DISINFECTOR. IMS INFINITY SERIES CASSETTES ARE MADE OF LONG LASTING LOW MAINTENANCE STAINLESS STEEL. DURABLE COLORED SILICONE RAILS SECURELY HOLD INSTRUMENTS THROUGHOUT PROCESSING CYCLE. ERGONOMIC LATCH WITH POSITIVE LOCKING MECHANISM IS SAFE AND EASY - TO - USE ALLOWS ONE - HANDED OPENING AND VISUAL CONFIRMATION IF THE CASSETTE IS LOCKED/UNLOCKED. REVOLUTIONARY NEW HOLE PATTERN DESIGN CREATES 30% ADDITIONAL OPEN AREA FOR MORE ACCESS DURING CLEANING AND STERILIZATION AND IS COMPATIBLE WITH CURRENT CLEANING EQUIPMENT INCLUDING AUTOMATED WASHERS. INNOVATIVE COLOR - CODED SILICONE RAIL SYSTEM AVAILABLE IN 11 COLOR OPTIONS SIGNIFICANTLY REDUCES INSTRUMENT CONTACT BY UP TO 59% ALLOWING FOR MORE WATER FLOW WHILE PROTECTING THE INSTRUMENTS DURING REPROCESSING. HIGH QUALITY ELECTRO POLISHED STAINLESS STEEL PROTECTS | DENTAL GENERAL SUPPLIES
15424 | 4215160001300 | ENDODONTIC GLICK INSTRUMENT #1 | DENTAL GENERAL SUPPLIES
15425 | 4215160001500 | PERIODONTAL SURGICAL KIT CASSETTES DIMENSION 290 X 184 X 34 MM FOR 24 INSTRUMENTS UNIQUELY SOPHISTICATED ERGONOMIC DESIGN WITH REVOLUTIONARY NEW HOLE PATTERN FOR OPTIMAL USE CASSETTES ARE MADE OF LONG LASTING LOW MAINTENANCE STAINLESS STEEL. DURABLE COLORED SILICONE RAILS SECURELY HOLD INSTRUMENTS THROUGHOUT PROCESSING CYCLE. ERGONOMIC LATCH WITH POSITIVE LOCKING MECHANISM ALLOWS ONE - HANDED OPENING AND VISUAL CONFIRMATION IF THE CASSETTE IS LOCKED/UNLOCKED. HOLE PATTERN DESIGN AT LEAST 30% ADDITIONAL OPEN AREA FOR MORE ACCESS DURING CLEANING AND STERILIZATION .INNOVATIVE COLOR - CODED SILICONE RAIL SYSTEM AVAILABLE I N 11 COLOR OPTIONS HIGH QUALITY ELECTRO-POLISHED STAINLESS STEEL | DENTAL GENERAL SUPPLIES
15426 | 4215160001600 | PEDODONTIC –SSC KIT CASSETTE DIMENSIONS 152 X 184 X 34 MM FOR 8 INSTRUMENTS WITH AN ACCESSORY AREA. UNIQUELY SOPHISTICATED ERGONOMIC DESIGN WITH REVOLUTIONARY NEW HOLE PATTERN FOR OPTIMAL USE IN THERMODISINFECTOR. IMS INFINITY SERIES CASSETTES ARE MADE OF LONG LAS = TING LOW MAINTENANCE STAINLESS STEEL. DURABLE COLORED SILICONE RAILS SECURELY HOLD INSTRUMENTS THROUGHOUT PROCESSING CYCLE. ERGONOMIC LATCH WITH POSITIVE LOCKING MECHANISM IS SAFE AND EASY - TO - USE ALLOWS ONE - HANDED OPENING AND VISUAL CONFIRMATION IF THE CASSETTE IS LOCKED/UNLOCKED. REVOLUTIONARY NEW HOLE PATTERN DESIGN CREATES 30% ADDITIONAL OPEN AREA FOR MORE ACCESS DURING CLEANING AND STERILIZATION AND IS COMPATIBLE WITH CURRENT CLEANING EQUIPMENT INCLUDING AUTOMATED WASHERS. INNOVATIVE COLOR - CODED SILICONE RAIL SYSTEM AVAILABLE IN 11 COLOR OPTIONS SIGNIFICANTLY REDUCES INSTRUMENT CONTACT BY UP TO 59% ALLOWING FOR MORE WATER FLOW WHILE PROTECTING THE INSTRUMENTS DURING REPROCESSING. HIGH QUALITY ELECTROPOLISHED | DENTAL GENERAL SUPPLIES
15427 | 4215160001700 | PERIODONTAL MICROSURGICAL KIT METAL INFINITY CASSETTE CONTAINS: 1. HI GH DEFINITION MIRROR SINGLE SIDED 2. MIRROR HANDLE 3. UNC PROBE 15 MM 4. MICROSURGICAL SCALPEL HANDLE 5. MICRO ADISON TISSUE PLIER 6. PERI-OSTEAL MICROSURGERY ELEVATOR # 1 AND # 37. NEEDLE HOLDER CASTROVIEJO NEEDLE HOLDER WITH MICROSURGICAL TIP 8. MICROSURGICAL ROSS SCISSOR 9. SUTURE PLIER 10. MICROSCALPEL BLADE HOLDER (BLADE - NORDLAND 69) 11. MICRO CHISEL # 1 | DENTAL GENERAL SUPPLIES
15428 | 4215160300000 | CALCIUM HYDROXIDE PASTE IN TWO TUBES BASE 13G AND CATALYST 11G SYSTEM WITH MIXING PAD RADIOPAQUE | DENTAL GENERAL SUPPLIES
15429 | 4215160300200 | CALCIUM HYDROXIDE PREMIXED: READY TO USE TEMPORARY ROOT CANAL MATERIAL INJECTABLE KIT CONTAIN 1.FOUR SYRINGES 2.TWENTY DELIVERY TIPS | DENTAL GENERAL SUPPLIES
15430 | 4215160400100 | INSTRUMENT DENTAL COMPOSITE PLACEMENT AND CONTOURING #6 SATIN STEEL HANDLE | DENTAL GENERAL SUPPLIES
15431 | 4215160500100 | CROWN REMOVER MORREL WITH 3 INSERTS STAINLESS STEEL | DENTAL GENERAL SUPPLIES
15432 | 4215160601700 | CARVER LONG DOUBLE ENDED | DENTAL GENERAL SUPPLIES
15433 | 4215160601800 | CARVER INTERPROXIMAL LONG DOUBLE ENDED | DENTAL GENERAL SUPPLIES
15434 | 4215160601900 | CARVER DISCOID AND CLEOID DOUBLE ENDED | DENTAL GENERAL SUPPLIES
15435 | 4215160602200 | DENTAL CARVER DE HOLLENBACK #6 HANDLE, # CVHL3 | DENTAL GENERAL SUPPLIES
15436 | 4215160602300 | DENTAL CARVER DE TANNER 6 CV6T | DENTAL GENRAL SUPPLIES
15437 | 4215160602400 | INSTRUMENT DENTAL 3/6 DISCOID-CLEOID CARVER #6 SATIN STEEL HANDLE | DENTAL GENRAL SUPPLIES
15438 | 4215160602500 | INSTRUMENT DENTAL 89/92 DISCOID-CLEOID CARVER #6 SATIN STEEL HANDLE | DENTAL GENRAL SUPPLIES
15439 | 4215161000100 | GOLDMAN FOX BONE/SOFT TISSUE NIPPER 10CM GRADE 440 SERIES STAINLESS STEEL (HIGH CARBON CONTENT AND A CERTAIN PERCENTAGE OF CHROMIUM) TRIPLE TEMPERED FOR GREATER RIGIDITY | DENTAL GENERAL SUPPLIES
15440 | 4215161001800 | 2/4 MOLT SURGICAL CURETTE | DENTAL GENERAL SUPPLIES
15441 | 4215161003200 | CYANOACRYLATE TISSUE ADHESIVE FOR WOUND CLOSURE | DENTAL GENERAL SUPPLIES
15442 | 4215161003600 | SELF ADHESIVE DUAL-CURE RESIN CEMENT FOR ZIRCONIA AND METAL CROWN BOTH NATURAL TEETH AND IMPLANT RADIOPAQUE PACKED IN SYRINGE WITH TIPS | DENTAL GENERAL SUPPLIES
15443 | 4215161003900 | HANDHELD PERIOTEST M FOR IMPLANT STABILITY MEASUREMENT | DENTAL GENERAL SUPPLIES
15444 | 4215161004600 | 2% SODIUM HYPOCHLORIDE CANAL IRRIGATION SOLUTION 200 ML | DENTAL GENERAL SUPPLIES
15445 | 4215161004700 | 2% SODIUM HYPOCHLORIDE CANAL IRRIGATION SOLUTION 500 ML | DENTAL GENERAL SUPPLIES
15446 | 4215161006700 | STAINLESS STEEL RULER FOR ORTHO DOUBLE SIDED.15 CM LONG | DENTAL GENERAL SUPPLIES
15447 | 4215150344800 | ZIRCONIA CROWN REFILL FOR PRIMARY UPPER CENTRAL INCISORS (RIGHT OR LEFT) SIZE 6 OR EQUIVALENT | DENTAL GENERAL SUPPLIES
15448 | 4215150344700 | MIXING TIP, FOR TEMPORARY CROWN AND BRIDGE MATERIAL, RATIO 10:1 | DENTAL GENERAL SUPPLIES
15449 | 4215150344600 | SELF CURE, BIS-ACRYLIC RESIN, TEMPORARY CROWN AND BRIDGE MATERIAL SHADE BLEACH (AUTOMIX) FOR GUN TYPE WITH TIPS | DENTAL GENERAL SUPPLIES
15450 | 4215150323900 | PREFABRICATED CROWNS MADE OF TIN - SILVER ALLOY REFILL LOWER RIGHT - FIRST BICUSPID MESIAL DISTAL WIDTH 6.6 MM | DENTAL GENERAL SUPPLIES
15451 | 4215150324000 | PREFABRICATED CROWNS MADE OF TIN - SILVER ALLOY REFILL LOWER RIGHT - FIRST BICUSPID MESIAL DISTAL WIDTH 7 MM | DENTAL GENERAL SUPPLIES
15452 | 4215150324100 | PREFABRICATED CROWNS MADE OF TIN - SILVER ALLOY REFILL LOWER RIGHT - FIRST BICUSPID MESIAL DISTAL WIDTH 7.4 MM | DENTAL GENERAL SUPPLIES
15453 | 4215150324200 | PREFABRICATED CROWNS MADE OF TIN - SILVER ALLOY REFILL LOWER RIGHT - FIRST BICUSPID MESIAL DISTAL WIDTH 7.8 MM | DENTAL GENERAL SUPPLIES
15454 | 4215150324300 | PREFABRICATED CROWNS MADE OF TIN - SILVER ALLOY REFILL LOWER RIGHT - FIRST BICUSPID MESIAL DISTAL WIDTH 8.5 MM | DENTAL GENERAL SUPPLIES
15455 | 4215150324400 | PREFABRICATED CROWNS MADE OF TIN - SILVER ALLOY REFILL LOWER RIGHT - SECOND BICUSPID MESIAL DISTAL WIDTH 6.8 MM | DENTAL GENERAL SUPPLIES
15456 | 4215150324500 | PREFABRICATED CROWNS MADE OF TIN - SILVER ALLOY REFILL LOWER RIGHT - SECOND BICUSPID MESIAL DISTAL WIDTH 7.2 MM | DENTAL GENERAL SUPPLIES
15457 | 4215150324600 | PREFABRICATED CROWNS MADE OF TIN - SILVER ALLOY REFILL LOWER RIGHT - SECOND BICUSPID MESIAL DISTAL WIDTH 7.6 MM | DENTAL GENERAL SUPPLIES
15458 | 4215150324700 | PREFABRICATED CROWNS MADE OF TIN - SILVER ALLOY REFILL LOWER RIGHT - SECOND BICUSPID MESIAL DISTAL WIDTH 8.2 MM | DENTAL GENERAL SUPPLIES
15459 | 4215150324800 | PREFABRICATED CROWNS MADE OF TIN - SILVER ALLOY REFILL LOWER RIGHT - SECOND BICUSPID MESIAL DISTAL WIDTH 9 MM | DENTAL GENERAL SUPPLIES
15460 | 4215150324900 | PREFABRICATED CROWNS MADE OF POLYCARBONATE RESIN REFILL UPPER RIGHT CENTRAL MESIAL DISTAL WIDTH 10.1MM | DENTAL GENERAL SUPPLIES
15461 | 4215150325000 | PREFABRICATED CROWNS MADE OF POLYCARBONATE RESIN REFILL UPPER RIGHT CENTRAL MESIAL DISTAL WIDTH 8.4MM | DENTAL GENERAL SUPPLIES
15462 | 4215150325100 | PREFABRICATED CROWNS MADE OF POLYCARBONATE RESIN REFILL UPPER RIGHT CENTRAL MESIAL DISTAL WIDTH 8.2MM | DENTAL GENERAL SUPPLIES
15463 | 4215150325200 | PREFABRICATED CROWNS MADE OF POLYCARBONATE RESIN REFILL UPPER RIGHT CENTRAL MESIAL DISTAL WIDTH 8MM | DENTAL GENERAL SUPPLIES
15464 | 4215150325300 | PREFABRICATED CROWNS MADE OF POLYCARBONATE RESIN REFILL UPPER RIGHT CENTRAL MESIAL DISTAL WIDTH 7.7MM | DENTAL GENERAL SUPPLIES
15465 | 4215150325400 | PREFABRICATED CROWNS MADE OF POLYCARBONATE RESIN REFILL UPPER LEFT CENTRAL MESIAL DISTAL WIDTH 7.7MM | DENTAL GENERAL SUPPLIES
15466 | 4215150325500 | PREFABRICATED CROWNS MADE OF POLYCARBONATE RESIN REFILL UPPER LEFT CENTRAL MESIAL DISTAL WIDTH 8MM | DENTAL GENERAL SUPPLIES
15467 | 4215150325600 | PREFABRICATED CROWNS MADE OF POLYCARBONATE RESIN REFILL UPPER LEFT CENTRAL MESIAL DISTAL WIDTH 8.2MM | DENTAL GENERAL SUPPLIES
15468 | 4215150325700 | PREFABRICATED CROWNS MADE OF POLYCARBONATE RESIN REFILL UPPER LEFT CENTRAL MESIAL DISTAL WIDTH 8.4MM | DENTAL GENERAL SUPPLIES
15469 | 4215150325800 | PREFABRICATED CROWNS MADE OF POLYCARBONATE RESIN REFILL UPPER LEFT CENTRAL MESIAL DISTAL WIDTH 8.9MM | DENTAL GENERAL SUPPLIES
15470 | 4215150325900 | PREFABRICATED CROWNS MADE OF POLYCARBONATE RESIN REFILL UPPER LEFT CENTRAL MESIAL DISTAL WIDTH 9.4MM | DENTAL GENERAL SUPPLIES
15471 | 4215150326000 | PREFABRICATED CROWNS MADE OF POLYCARBONATE RESIN REFILL UPPER LEFT CENTRAL MESIAL DISTAL WIDTH 10.1MM | DENTAL GENERAL SUPPLIES
15472 | 4215150326100 | PREFABRICATED CROWNS MADE OF POLYCARBONATE RESIN REFILL UPPER RIGHT LATERAL MESIAL DISTAL WIDTH 7.6MM | DENTAL GENERAL SUPPLIES
15473 | 4215150326200 | PREFABRICATED CROWNS MADE OF POLYCARBONATE RESIN REFILL UPPER RIGHT LATERAL MESIAL DISTAL WIDTH 7.1MM | DENTAL GENERAL SUPPLIES
15474 | 4215150326300 | PREFABRICATED CROWNS MADE OF POLYCARBONATE RESIN REFILL UPPER RIGHT LATERAL MESIAL DISTAL WIDTH 7MM | DENTAL GENERAL SUPPLIES
15475 | 4215150326400 | PREFABRICATED CROWNS MADE OF POLYCARBONATE RESIN REFILL UPPER RIGHT LATERAL MESIAL DISTAL WIDTH 6.5MM | DENTAL GENERAL SUPPLIES
15476 | 4215150326500 | PREFABRICATED CROWNS MADE OF POLYCARBONATE RESIN REFILL UPPER RIGHT LATERAL MESIAL DISTAL WIDTH 6.4MM | DENTAL GENERAL SUPPLIES
15477 | 4215150323800 | PREFABRICATED CROWNS MADE OF TIN - SILVER ALLOY REFILL LOWER LEFT - SECOND BICUSPID MESIAL DISTAL WIDTH 6.8 MM | DENTAL GENERAL SUPPLIES
15478 | 4215150326600 | PREFABRICATED CROWNS MADE OF POLYCARBONATE RESIN REFILL UPPER RIGHT LATERAL MESIAL DISTAL WIDTH 5.8MM | DENTAL GENERAL SUPPLIES
15479 | 4215150323700 | PREFABRICATED CROWNS MADE OF TIN - SILVER ALLOY REFILL LOWER LEFT - SECOND BICUSPID MESIAL DISTAL WIDTH 7.2 MM | DENTAL GENERAL SUPPLIES
15480 | 4215150323500 | PREFABRICATED CROWNS MADE OF TIN - SILVER ALLOY REFILL LOWER LEFT - SECOND BICUSPID MESIAL DISTAL WIDTH 8.2 MM | DENTAL GENERAL SUPPLIES
15481 | 4215150320700 | PREFABRICATED CROWNS MADE OF TIN - SILVER ALLOY REFILL LOWER RIGHT - SECOND MOLAR MESIAL DISTAL WIDTH 11.2 MM | DENTAL GENERAL SUPPLIES
15482 | 4215150320800 | PREFABRICATED CROWNS MADE OF TIN - SILVER ALLOY REFILL LOWER RIGHT - SECOND MOLAR MESIAL DISTAL WIDTH 11.6 MM | DENTAL GENERAL SUPPLIES
15483 | 4215150320900 | PREFABRICATED CROWNS MADE OF TIN - SILVER ALLOY REFILL UPPER LEFT - FIRST BICUSPIDS MESIAL DISTAL WIDTH 8.5 MM | DENTAL GENERAL SUPPLIES
15484 | 4215150321000 | PREFABRICATED CROWNS MADE OF TIN - SILVER ALLOY REFILL UPPER LEFT - FIRST BICUSPIDS MESIAL DISTAL WIDTH 7.7 MM | DENTAL GENERAL SUPPLIES
15485 | 4215150321100 | PREFABRICATED CROWNS MADE OF TIN - SILVER ALLOY REFILL UPPER LEFT - FIRST BICUSPIDS MESIAL DISTAL WIDTH 7.3 MM | DENTAL GENERAL SUPPLIES
15486 | 4215150321200 | PREFABRICATED CROWNS MADE OF TIN - SILVER ALLOY REFILL UPPER LEFT - FIRST BICUSPIDS MESIAL DISTAL WIDTH 6.9 MM | DENTAL GENERAL SUPPLIES
15487 | 4215150321300 | PREFABRICATED CROWNS MADE OF TIN - SILVER ALLOY REFILL UPPER LEFT - FIRST BICUSPIDS MESIAL DISTAL WIDTH 6.4 MM | DENTAL GENERAL SUPPLIES
15488 | 4215150321400 | PREFABRICATED CROWNS MADE OF TIN - SILVER ALLOY REFILL UPPER LEFT - SECOND BICUSPIDS MESIAL DISTAL WIDTH 8 MM | DENTAL GENERAL SUPPLIES
15489 | 4215150321500 | PREFABRICATED CROWNS MADE OF TIN - SILVER ALLOY REFILL UPPER LEFT - SECOND BICUSPIDS MESIAL DISTAL WIDTH 7.5 MM | DENTAL GENERAL SUPPLIES
15490 | 4215150321600 | PREFABRICATED CROWNS MADE OF TIN - SILVER ALLOY REFILL UPPER LEFT - SECOND BICUSPIDS MESIAL DISTAL WIDTH 7.1 MM | DENTAL GENERAL SUPPLIES
15491 | 4215150321700 | PREFABRICATED CROWNS MADE OF TIN - SILVER ALLOY REFILL UPPER LEFT - SECOND BICUSPIDS MESIAL DISTAL WIDTH 6.7 MM | DENTAL GENERAL SUPPLIES
15492 | 4215150321800 | PREFABRICATED CROWNS MADE OF TIN - SILVER ALLOY REFILL UPPER LEFT - SECOND BICUSPIDS MESIAL DISTAL WIDTH 6 MM | DENTAL GENERAL SUPPLIES
15493 | 4215150321900 | PREFABRICATED CROWNS MADE OF TIN - SILVER ALLOY REFILL UPPER RIGHT - FIRST BICUSPIDS MESIAL DISTAL WIDTH 6.4 MM | DENTAL GENERAL SUPPLIES
15494 | 4215150322000 | PREFABRICATED CROWNS MADE OF TIN - SILVER ALLOY REFILL UPPER RIGHT - FIRST BICUSPIDS MESIAL DISTAL WIDTH 6.9 MM | DENTAL GENERAL SUPPLIES
15495 | 4215150322100 | PREFABRICATED CROWNS MADE OF TIN - SILVER ALLOY REFILL UPPER RIGHT - FIRST BICUSPIDS MESIAL DISTAL WIDTH 7.3 MM | DENTAL GENERAL SUPPLIES
15496 | 4215150322200 | PREFABRICATED CROWNS MADE OF TIN - SILVER ALLOY REFILL UPPER RIGHT - FIRST BICUSPIDS MESIAL DISTAL WIDTH 7.7 MM | DENTAL GENERAL SUPPLIES
15497 | 4215150322300 | PREFABRICATED CROWNS MADE OF TIN - SILVER ALLOY REFILL UPPER RIGHT - FIRST BICUSPIDS MESIAL DISTAL WIDTH 8.5 MM | DENTAL GENERAL SUPPLIES
15498 | 4215150322400 | PREFABRICATED CROWNS MADE OF TIN - SILVER ALLOY REFILL UPPER RIGHT - SECOND BICUSPIDS MESIAL DISTAL WIDTH 6 MM | DENTAL GENERAL SUPPLIES
15499 | 4215150322500 | PREFABRICATED CROWNS MADE OF TIN - SILVER ALLOY REFILL UPPER RIGHT - SECOND BICUSPIDS MESIAL DISTAL WIDTH 6.7 MM | DENTAL GENERAL SUPPLIES
15500 | 4215150322600 | PREFABRICATED CROWNS MADE OF TIN - SILVER ALLOY REFILL UPPER RIGHT - SECOND BICUSPIDS MESIAL DISTAL WIDTH 7.1 MM | DENTAL GENERAL SUPPLIES
15501 | 4215150322700 | PREFABRICATED CROWNS MADE OF TIN - SILVER ALLOY REFILL UPPER RIGHT - SECOND BICUSPIDS MESIAL DISTAL WIDTH 7.5 MM | DENTAL GENERAL SUPPLIES
15502 | 4215150322800 | PREFABRICATED CROWNS MADE OF TIN - SILVER ALLOY REFILL UPPER RIGHT - SECOND BICUSPIDS MESIAL DISTAL WIDTH 8 MM | DENTAL GENERAL SUPPLIES
15503 | 4215150322900 | PREFABRICATED CROWNS MADE OF TIN - SILVER ALLOY REFILL LOWER LEFT - FIRST BICUSPIDS MESIAL DISTAL WIDTH 8.5 MM | DENTAL GENERAL SUPPLIES
15504 | 4215150323000 | PREFABRICATED CROWNS MADE OF TIN - SILVER ALLOY REFILL LOWER LEFT - FIRST BICUSPID MESIAL DISTAL WIDTH 7.7 MM | DENTAL GENERAL SUPPLIES
15505 | 4215150323200 | PREFABRICATED CROWNS MADE OF TIN - SILVER ALLOY REFILL LOWER LEFT - FIRST BICUSPID MESIAL DISTAL WIDTH 7 MM | DENTAL GENERAL SUPPLIES
15506 | 4215150323300 | PREFABRICATED CROWNS MADE OF TIN - SILVER ALLOY REFILL LOWER LEFT - FIRST BICUSPID MESIAL DISTAL WIDTH 6.6 MM | DENTAL GENERAL SUPPLIES
15507 | 4215150323400 | PREFABRICATED CROWNS MADE OF TIN - SILVER ALLOY REFILL LOWER LEFT - SECOND BICUSPID MESIAL DISTAL WIDTH 9.0 MM | DENTAL GENERAL SUPPLIES
15508 | 4215150323600 | PREFABRICATED CROWNS MADE OF TIN - SILVER ALLOY REFILL LOWER LEFT - SECOND BICUSPID MESIAL DISTAL WIDTH 7.6 MM | DENTAL GENERAL SUPPLIES
15509 | 4215150326700 | PREFABRICATED CROWNS MADE OF POLYCARBONATE RESIN REFILL UPPER LEFT LATERAL MESIAL DISTAL WIDTH 5.8MM | DENTAL GENERAL SUPPLIES
15510 | 4215150326800 | PREFABRICATED CROWNS MADE OF POLYCARBONATE RESIN REFILL UPPER LEFT LATERAL MESIAL DISTAL WIDTH 6.4MM | DENTAL GENERAL SUPPLIES
15511 | 4215150326900 | PREFABRICATED CROWNS MADE OF POLYCARBONATE RESIN REFILL UPPER LEFT LATERAL MESIAL DISTAL WIDTH 6.5MM | DENTAL GENERAL SUPPLIES
15512 | 4215150330300 | CROWN FORM TRANSPARENT SIZE D4 OR EQUIVALENT RIGHT CENTRAL MS | DENTAL GENERAL SUPPLIES
15513 | 4215150330400 | CROWN FORM TRANSPARENT SIZE E3 OR EQUIVALENT LEFT CENTRAL S | DENTAL GENERAL SUPPLIES
15514 | 4215150330500 | CROWN FORM TRANSPARENT SIZE E4 OR EQUIVALENT RIGHT CENTRAL S | DENTAL GENERAL SUPPLIES
15515 | 4215150330600 | CROWN FORM TRANSPARENT SIZE 5 OR EQUIVALENT RIGHT LATERAL S | DENTAL GENERAL SUPPLIES
15516 | 4215150330700 | CROWN FORM TRANSPARENT SIZE C2 OR EQUIVALENT LEFT LATERAL M | DENTAL GENERAL SUPPLIES
15517 | 4215150330800 | CROWN FORM TRANSPARENT SIZE C5 OR EQUIVALENT RIGHT LATERAL M | DENTAL GENERAL SUPPLIES
15518 | 4215150330900 | CROWN FORM TRANSPARENT SIZE D2 OR EQUIVALENT LEFT LATERAL MS | DENTAL GENERAL SUPPLIES
15519 | 4215150331000 | CROWN FORM TRANSPARENT SIZE D5 OR EQUIVALENT RIGHT LATERAL MS | DENTAL GENERAL SUPPLIES
15520 | 4215150331100 | CROWN FORM TRANSPARENT SIZE C6 OR EQUIVALENT RIGHT CUSPID M | DENTAL GENERAL SUPPLIES
15521 | 4215150331200 | CROWN FORM TRANSPARENT SIZE E2 OR EQUIVALENT LEFT LATERAL S | DENTAL GENERAL SUPPLIES
15522 | 4215150333800 | POLYCARBONATE CROWN KIT ANTERIOR AND PREMOLAR AT LEAST 180 ASSORTED SIZE AND TEETH | DENTAL GENERAL SUPPLIES
15523 | 4215150333900 | CELLULOID CROWN FORMS FOR UPPER ANTERIOR PERMANENT TEETH (MENTION THE QUANTITY) ONE EACH (EA) = ONE (1) KIT | DENTAL GENERAL SUPPLIES
15524 | 4215150342900 | TOOTH COLORED ZIRCONIA PEDIATRIC CROWN FOR PRIMARY CUSPID TOOTH, KIT (DIFFERENT SIZES) | DENTAL GENERAL SUPPLIES
15525 | 4215150343000 | TOOTH COLORED ZIRCONIA PEDIATRIC CROWN FOR PRIMARY POSTERIOR TEETH, KIT (DIFFERENT SIZES) | DENTAL GENERAL SUPPLIES
15526 | 4215150343300 | ZIRCONIA CROWN REFILL FOR LOWER RIGHT PRIMARY SECOND MOLAR SIZE 2 OR EQUIVALENT | DENTAL GENERAL SUPPLIES
15527 | 4215150343400 | ZIRCONIA CROWN REFILL FOR LOWER LEFT PRIMARY FIRST MOLAR SIZE 2 OR EQUIVALENT | DENTAL GENERAL SUPPLIES
15528 | 4215150343500 | SELF CURE, BIS-ACRYLIC RESIN, TEMPORARY CROWN AND BRIDGE MATERIAL SHADE A3 (AUTOMIX) FOR GUN TYPE WITH TIPS | DENTAL GENERAL SUPPLIES
15529 | 4215150343600 | ZIRCONIA CROWN REFILL FOR PRIMARY UPPER CUSPID (RIGHT OR LEFT)SIZE 2 OR EQUIVALENT | DENTAL GENERAL SUPPLIES
15530 | 4215150343700 | TEMPORARY CEMENT FOR CROWN AND BRIDGE, CLEAR COLOR, AUTOMIX PACKED IN SYRINGE | DENTAL GENERAL SUPPLIES
15531 | 4215150343800 | ZIRCONIA CROWN REFILL FOR PRIMARY UPPER LATERAL INCISORS (RIGHT OR LEFT) SIZE 1 OR EQUIVALENT | DENTAL GENERAL SUPPLIES
15532 | 4215150343900 | ZIRCONIA CROWN REFILL FOR PRIMARY UPPER CENTRAL INCISORS (RIGHT OR LEFT) SIZE 3 OR EQUIVALENT | DENTAL GENERAL SUPPLIES
15533 | 4215150344000 | ZIRCONIA CROWN REFILL FOR PRIMARY UPPER CUSPID (RIGHT OR LEFT) SIZE 1 OR EQUIVALENT | DENTAL GENERAL SUPPLIES
15534 | 4215150344100 | ZIRCONIA CROWN REFILL FOR PRIMARY UPPER LATERAL INCISORS (RIGHT OR LEFT) SIZE 5 OR EQUIVALENT | DENTAL GENERAL SUPPLIES
15535 | 4215150344200 | ZIRCONIA CROWN REFILL FOR PRIMARY UPPER LATERAL INCISORS (RIGHT OR LEFT) SIZE 3 OR EQUIVALENT | DENTAL GENERAL SUPPLIES
15536 | 4215150344300 | ZIRCONIA CROWN REFILL FOR PRIMARY UPPER LATERAL INCISORS (RIGHT OR LEFT) SIZE 6 OR EQUIVALENT | DENTAL GENERAL SUPPLIES
15537 | 4215150344400 | SELF CURE, BIS-ACRYLIC RESIN, TEMPORARY CROWN AND BRIDGE MATERIAL SHADE A1 (AUTOMIX) FOR GUN TYPE WITH TIPS | DENTAL GENERAL SUPPLIES
15538 | 4215150344500 | AUTOMIX GUN FOR 10:1 TEMPORARY CROWN AND BRIDGE MATERIAL | DENTAL GENERAL SUPPLIES
15539 | 4215150330200 | CROWN FORM TRANSPARENT SIZE D3 OR EQUIVALENT LEFT CENTRAL MS | DENTAL GENERAL SUPPLIES
15540 | 4215150330100 | CROWN FORM TRANSPARENT SIZE C4 OR EQUIVALENT RIGHT CENTRAL M | DENTAL GENERAL SUPPLIES
15541 | 4215150330000 | CROWN FORM TRANSPARENT SIZE C3 OR EQUIVALENT LEFT CENTRAL M | DENTAL GENERAL SUPPLIES
15542 | 4215150329900 | CROWN FORM TRANSPARENT SIZE A3 OR EQUIVALENT LEFT CENTRAL XL | DENTAL GENERAL SUPPLIES
15543 | 4215150327000 | PREFABRICATED CROWNS MADE OF POLYCARBONATE RESIN REFILL UPPER LEFT LATERAL MESIAL DISTAL WIDTH 7MM | DENTAL GENERAL SUPPLIES
15544 | 4215150327100 | PREFABRICATED CROWNS MADE OF POLYCARBONATE RESIN REFILL UPPER LEFT LATERAL MESIAL DISTAL WIDTH 7.1MM | DENTAL GENERAL SUPPLIES
15545 | 4215150327200 | PREFABRICATED CROWNS MADE OF POLYCARBONATE RESIN REFILL UPPER LEFT LATERAL MESIAL DISTAL WIDTH 7.6MM | DENTAL GENERAL SUPPLIES
15546 | 4215150327300 | PREFABRICATED CROWNS MADE OF POLYCARBONATE RESIN REFILL UPPER AND LOWER RIGHT CANINE MESIAL DISTAL WIDTH 9MM | DENTAL GENERAL SUPPLIES
15547 | 4215150327400 | PREFABRICATED CROWNS MADE OF POLYCARBONATE RESIN REFILL UPPER AND LOWER RIGHT CANINE MESIAL DISTAL WIDTH 8.6MM | DENTAL GENERAL SUPPLIES
15548 | 4215150327600 | PREFABRICATED CROWNS MADE OF POLYCARBONATE RESIN REFILL UPPER AND LOWER RIGHT CANINE MESIAL DISTAL WIDTH 8.1MM | DENTAL GENERAL SUPPLIES
15549 | 4215150327700 | PREFABRICATED CROWNS MADE OF POLYCARBONATE RESIN REFILL UPPER AND LOWER RIGHT CANINE MESIAL DISTAL WIDTH 7.8MM | DENTAL GENERAL SUPPLIES
15550 | 4215150327800 | PREFABRICATED CROWNS MADE OF POLYCARBONATE RESIN REFILL UPPER AND LOWER RIGHT CANINE MESIAL DISTAL WIDTH 7.7MM | DENTAL GENERAL SUPPLIES
15551 | 4215150327900 | PREFABRICATED CROWNS MADE OF POLYCARBONATE RESIN REFILL UPPER AND LOWER RIGHT CANINE MESIAL DISTAL WIDTH 7.5MM | DENTAL GENERAL SUPPLIES
15552 | 4215150328000 | PREFABRICATED CROWNS MADE OF POLYCARBONATE RESIN REFILL UPPER AND LOWER LEFT CANINE MESIAL DISTAL WIDTH 7.5MM | DENTAL GENERAL SUPPLIES
15553 | 4215150328100 | PREFABRICATED CROWNS MADE OF POLYCARBONATE RESIN REFILL UPPER AND LOWER LEFT CANINE MESIAL DISTAL WIDTH 7.7MM | DENTAL GENERAL SUPPLIES
15554 | 4215150328200 | PREFABRICATED CROWNS MADE OF POLYCARBONATE RESIN REFILL UPPER AND LOWER LEFT CANINE MESIAL DISTAL WIDTH 7.8MM | DENTAL GENERAL SUPPLIES
15555 | 4215150328300 | PREFABRICATED CROWNS MADE OF POLYCARBONATE RESIN REFILL UPPER AND LOWER LEFT CANINE MESIAL DISTAL WIDTH 8.1MM | DENTAL GENERAL SUPPLIES
15556 | 4215150110300 | ENDODONTICS ULTRASONIC MB2 CANAL SCOUTER TIP M 3 X 0.6 MM START - X 2 COMPATIBLE OR EQUIVALENT WITH SATELEC TYPE | DENTAL GENERAL SUPPLIES
15557 | 4215150328400 | PREFABRICATED CROWNS MADE OF POLYCARBONATE RESIN REFILL UPPER AND LOWER LEFT CANINE MESIAL DISTAL WIDTH 8.3MM | DENTAL GENERAL SUPPLIES
15558 | 4215150328600 | PREFABRICATED CROWNS MADE OF POLYCARBONATE RESIN REFILL UPPER AND LOWER LEFT CANINE MESIAL DISTAL WIDTH 9MM | DENTAL GENERAL SUPPLIES
15559 | 4215150328700 | PREFABRICATED CROWNS MADE OF POLYCARBONATE RESIN REFILL FIRST PREMOLAR MESIAL DISTAL WIDTH 7.2MM | DENTAL GENERAL SUPPLIES
15560 | 4215150328800 | PREFABRICATED CROWNS MADE OF POLYCARBONATE RESIN REFILL FIRST PREMOLAR MESIAL DISTAL WIDTH 6.9MM | DENTAL GENERAL SUPPLIES
15561 | 4215150328900 | PREFABRICATED CROWNS MADE OF POLYCARBONATE RESIN REFILL FIRST PREMOLAR MESIAL DISTAL WIDTH 6.8MM | DENTAL GENERAL SUPPLIES
15562 | 4215150329000 | PREFABRICATED CROWNS MADE OF POLYCARBONATE RESIN REFILL FIRST PREMOLAR MESIAL DISTAL WIDTH 6.5MM | DENTAL GENERAL SUPPLIES
15563 | 4215150329100 | PREFABRICATED CROWNS MADE OF POLYCARBONATE RESIN REFILL FIRST PREMOLAR MESIAL DISTAL WIDTH 6.2MM | DENTAL GENERAL SUPPLIES
15564 | 4215150329200 | PREFABRICATED CROWNS MADE OF POLYCARBONATE RESIN REFILL SECOND PREMOLAR MESIAL DISTAL WIDTH 7.5MM | DENTAL GENERAL SUPPLIES
15565 | 4215150329300 | PREFABRICATED CROWNS MADE OF POLYCARBONATE RESIN REFILL SECOND PREMOLAR MESIAL DISTAL WIDTH 7.2MM | DENTAL GENERAL SUPPLIES
15566 | 4215150329400 | PREFABRICATED CROWNS MADE OF POLYCARBONATE RESIN REFILL SECOND PREMOLAR MESIAL DISTAL WIDTH 6.9MM | DENTAL GENERAL SUPPLIES
15567 | 4215150329500 | PREFABRICATED CROWNS MADE OF POLYCARBONATE RESIN REFILL SECOND PREMOLAR MESIAL DISTAL WIDTH 6.8MM | DENTAL GENERAL SUPPLIES
15568 | 4215150329600 | PREFABRICATED CROWNS MADE OF POLYCARBONATE RESIN REFILL SECOND PREMOLAR MESIAL DISTAL WIDTH 6.4MM | DENTAL GENERAL SUPPLIES
15569 | 4215150329700 | CELLULOID CROWN FORMS FOR PRIMARY UPPER ANTERIOR TEETH ASSORTED TOOTH NUMBER ASSORTED KIT | DENTAL GENERAL SUPPLIES
15570 | 4215150329800 | PEDO CROWNS METAL CROWNS WITH PRE-VENEERED FACING FOR ANTERIOR PRIMARY TEETH | DENTAL GENERAL SUPPLIES
15571 | 4215150328500 | PREFABRICATED CROWNS MADE OF POLYCARBONATE RESIN REFILL UPPER AND LOWER LEFT CANINE MESIAL DISTAL WIDTH 8.6MM | DENTAL GENERAL SUPPLIES
15572 | 4215161036600 | PRE-WELDED CONVERTIBLE BAND WITH SINGLE TUBE WITH LINGUAL CLEAT 0.022 SLOT MBT PRESCRIPTION MANDIBULAR LEFT SECOND MOLAR SIZE 31+ OR EQUIVALENT | DENTAL GENERAL SUPPLIES
15573 | 4215150110100 | BUR: CARBIDE FG (FRICTION GRIP) COARSE 12 FLUTED TAPER SHAPED FOR OF ADHESIVE RESIDUE | DENTAL GENERAL SUPPLIES
15574 | 4215150109800 | ENDODONTICS ULTRASONIC PULP CHAMBER FLOOR TIP M3 X 0.6 MM START - X 5. SATELEC TYPE | DENTAL GENERAL SUPPLIES
15575 | 4215150033200 | H-FILE ENDODONTIC STAINLESS STEEL WITH PRE - INSERTED SILICONE STOPS SIZE 55 LENGTH 21 MM ONE EACH (EA) = ONE (1) PACK | DENTAL GENERAL SUPPLIES
15576 | 4215150033300 | H-FILE ENDODONTIC STAINLESS STEEL WITH PRE - INSERTED SILICONE STOPS SIZE 70 LENGTH 21 MM ONE EACH (EA) = ONE (1) PACK | DENTAL GENERAL SUPPLIES
15577 | 4215150033400 | H-FILE ENDODONTIC STAINLESS STEEL WITH PRE - INSERTED SILICONE STOPS SIZE 80 LENGTH 21 MM ONE EACH (EA) = ONE (1) PACK | DENTAL GENERAL SUPPLIES
15578 | 4215150033500 | H-FILE ENDODONTIC STAINLESS STEEL WITH PRE - INSERTED SILICONE STOPS SIZE 90 LENGTH 21 MM ONE EACH (EA) = ONE (1) PACK | DENTAL GENERAL SUPPLIES
15579 | 4215150033600 | H-FILE ENDODONTIC STAINLESS STEEL WITH PRE - INSERTED SILICONE STOPS SIZE 06 LENGTH 25 MM ONE EACH (EA) = ONE (1) PACK | DENTAL GENERAL SUPPLIES
15580 | 4215150033700 | H-FILE ENDODONTIC STAINLESS STEEL WITH PRE - INSERTED SILICONE STOPS SIZE 45 LENGTH 31 MM ONE EACH (EA) = ONE (1) PACK | DENTAL GENERAL SUPPLIES
15581 | 4215150033800 | H-FILE ENDODONTIC STAINLESS STEEL WITH PRE - INSERTED SILICONE STOPS SIZE 50 LENGTH 31 MM ONE EACH (EA) = ONE (1) PACK | DENTAL GENERAL SUPPLIES
15582 | 4215150033900 | H-FILE ENDODONTIC STAINLESS STEEL WITH PRE - INSERTED SILICONE STOPS SIZE 60 LENGTH 31 MM ONE EACH (EA) = ONE (1) PACK | DENTAL GENERAL SUPPLIES
15583 | 4215150034000 | H-FILE ENDODONTIC STAINLESS STEEL WITH PRE - INSERTED SILICONE STOPS SIZE 70 LENGTH 31 MM ONE EACH (EA) = ONE (1) PACK | DENTAL GENERAL SUPPLIES
15584 | 4215150034100 | H-FILE ENDODONTIC STAINLESS STEEL WITH PRE - INSERTED SILICONE STOPS SIZE 80 LENGTH 31 MM ONE EACH (EA) = ONE (1) PACK | DENTAL GENERAL SUPPLIES
15585 | 4215150034200 | FILE H ENDODONTIC STAINLESS STEEL WITH PRE - INSERTED SILICONE STOPS SIZE 90 LENGTH 31 MM, ONE EACH (EA) = ONE (1) PACK | DENTAL GENERAL SUPPLIES
15586 | 4215150034300 | K-FILE ENDODONTIC STAINLESS STEEL WITH PRE - INSERTED SILICONE STOPS SIZE 45 LENGTH 21 MM ONE EACH (EA) = ONE (1) PACK | DENTAL GENERAL SUPPLIES
15587 | 4215150034400 | K-FILE ENDODONTIC STAINLESS STEEL WITH PRE - INSERTED SILICONE STOPS SIZE 50 LENGTH 21 MM ONE EACH (EA) = ONE (1) PACK | DENTAL GENERAL SUPPLIES
15588 | 4215150034500 | K-FILE ENDODONTIC STAINLESS STEEL WITH PRE - INSERTED SILICONE STOPS SIZE 55 LENGTH 21 MM ONE EACH (EA) = ONE (1) PACK | DENTAL GENERAL SUPPLIES
15589 | 4215150034600 | K-FILE ENDODONTIC STAINLESS STEEL WITH PRE - INSERTED SILICONE STOPS SIZE 60 LENGTH 21 MM ONE EACH (EA) = ONE (1) PACK | DENTAL GENERAL SUPPLIES
15590 | 4215150034700 | K-FILE ENDODONTIC STAINLESS STEEL WITH PRE - INSERTED SILICONE STOPS SIZE 70 LENGTH 21 MM ONE EACH (EA) = ONE (1) PACK | DENTAL GENERAL SUPPLIES
15591 | 4215150034800 | K-FILE ENDODONTIC STAINLESS STEEL WITH PRE - INSERTED SILICONE STOPS SIZE 80 LENGTH 21 MM ONE EACH (EA) = ONE (1) PACK | DENTAL GENERAL SUPPLIES
15592 | 4215150034900 | K-FILE ENDODONTIC STAINLESS STEEL WITH PRE - INSERTED SILICONE STOPS SIZE 90 LENGTH 21 MM ONE EACH (EA) = ONE (1) PACK | DENTAL GENERAL SUPPLIES
15593 | 4215150035000 | K-FILE ENDODONTIC STAINLESS STEEL WITH PRE - INSERTED SILICONE STOPS SIZE 55 LENGTH 25 MM ONE EACH (EA) = ONE (1) PACK | DENTAL GENERAL SUPPLIES
15594 | 4215150035100 | K-FILE ENDODONTIC STAINLESS STEEL WITH PRE - INSERTED SILICONE STOPS SIZE 70 LENGTH 25 MM ONE EACH (EA) = ONE (1) PACK | DENTAL GENERAL SUPPLIES
15595 | 4215150035200 | K-FILE ENDODONTIC STAINLESS STEEL WITH PRE - INSERTED SILICONE STOPS SIZE 80 LENGTH 25 MM ONE EACH (EA) = ONE (1) PACK | DENTAL GENERAL SUPPLIES
15596 | 4215150035300 | K-FILE ENDODONTIC STAINLESS STEEL WITH PRE - INSERTED SILICONE STOPS SIZE 90 LENGTH 25 MM ONE EACH (EA) = ONE (1) PACK | DENTAL GENERAL SUPPLIES
15597 | 4215150035700 | BUR SURGICAL STEEL RA MUELLER ROUND ISO NO: 310 - 204 - 698 - 001 - 090 | DENTAL GENERAL SUPPLIES
15598 | 4215150035800 | BUR SURGICAL STEEL RA MUELLER ROUND ISO NO: 310-204-698-001-100 | DENTAL GENERAL SUPPLIES
15599 | 4215150035900 | BUR SURGICAL STEEL RA MUELLER ROUND ISO NO: 310 - 204 - 698 - 001 - 120 | DENTAL GENERAL SUPPLIES
15600 | 4215150036000 | BUR TUNGSTEN CARBIDE FG FINISHING BULLET SHAPE #7801 ISO 500 - 314 - 195(499) - 071(072) - 009 | DENTAL GENERAL SUPPLIES
15601 | 4215150036100 | BUR TUNGSTEN CARBIDE FG FINISHING BULLET SHAPE #7802 ISO 500 - 314 - 195(499) - 071(072) - 010 | DENTAL GENERAL SUPPLIES
15602 | 4215150033100 | H-FILE ENDODONTIC STAINLESS STEEL WITH PRE - INSERTED SILICONE STOPS SIZE 50 LENGTH 21 MM ONE EACH (EA) = ONE (1) PACK | DENTAL GENERAL SUPPLIES
15603 | 4215150036200 | BUR TUNGSTEN CARBIDE FG FINISHING BULLET SHAPE #7803 ISO 500 - 314 - 195(499) - 071(072) - 012 | DENTAL GENERAL SUPPLIES
15604 | 4215150033000 | H-FILE ENDODONTIC STAINLESS STEEL WITH PRE - INSERTED SILICONE STOPS SIZE 45 LENGTH 21 MM ONE EACH (EA) = ONE (1) PACK | DENTAL GENERAL SUPPLIES
15605 | 4215150032800 | H-FILE ENDODONTIC STAINLESS STEEL WITH PRE - INSERTED SILICONE STOPS SIZE 08 LENGTH 21 MM ONE EACH (EA) = ONE (1) PACK | DENTAL GENERAL SUPPLIES
15606 | 4215150023900 | MICROTIP COTTON AND BRUSH APPLICATORS REGULAR SIZE | DENTAL GENERAL SUPPLIES
15607 | 4215150028100 | ORTHO ARCHWIRE T - LOOP 16 X 22 SS 28 MM | DENTAL GENERAL SUPPLIES
15608 | 4215150028200 | ORTHO ARCHWIRE T - LOOP 16 X 22 SS 30 MM | DENTAL GENERAL SUPPLIES
15609 | 4215150028300 | ORTHO ARCHWIRE T - LOOP 16 X 22 SS 32 MM | DENTAL GENERAL SUPPLIES
15610 | 4215150028400 | ORTHO ARCHWIRE T - LOOP 16 X 22 SS 34 MM | DENTAL GENERAL SUPPLIES
15611 | 4215150028500 | ORTHO ARCHWIRE T - LOOP 16 X 22 SS 36 MM | DENTAL GENERAL SUPPLIES
15612 | 4215150028600 | ORTHO ARCHWIRE T - LOOP 16 X 22 SS 38 MM | DENTAL GENERAL SUPPLIES
15613 | 4215150028700 | ORTHO ARCHWIRE T - LOOP 16 X 22 SS 40 MM | DENTAL GENERAL SUPPLIES
15614 | 4215150028800 | ORTHO ARCHWIRE T - LOOP 16 X 22 SS 42 MM | DENTAL GENERAL SUPPLIES
15615 | 4215150028900 | ORTHO ARCHWIRE T - LOOP 16 X 22 SS 44 MM | DENTAL GENERAL SUPPLIES
15616 | 4215150029000 | ORTHO ARCHWIRE T - LOOP 17 X 25 SS 28 MM | DENTAL GENERAL SUPPLIES
15617 | 4215150029100 | ORTHO ARCHWIRE T - LOOP 17 X 25 SS 30 MM | DENTAL GENERAL SUPPLIES
15618 | 4215150029200 | ORTHO ARCHWIRE T - LOOP 17 X 25 SS 32 MM | DENTAL GENERAL SUPPLIES
15619 | 4215150029300 | ORTHO ARCHWIRE T - LOOP 17 X 25 SS 34 MM | DENTAL GENERAL SUPPLIES
15620 | 4215150029400 | ORTHO ARCHWIRE T - LOOP 17 X 25 SS 36 MM | DENTAL GENERAL SUPPLIES
15621 | 4215150029500 | ORTHO ARCHWIRE T - LOOP 17 X 25 SS 38 MM | DENTAL GENERAL SUPPLIES
15622 | 4215150029600 | ORTHO ARCHWIRE T-LOOP 17 X 25 SS 40 MM | DENTAL GENERAL SUPPLIES
15623 | 4215150029700 | ORTHO ARCHWIRE T - LOOP 17 X 25 SS 42 MM | DENTAL GENERAL SUPPLIES
15624 | 4215150029800 | ORTHO ARCHWIRE T - LOOP 17 X 25 SS 44 MM | DENTAL GENERAL SUPPLIES
15625 | 4215150030200 | ORTHO ARCHWIRE T - LOOP 19 X 25 SS 34 MM | DENTAL GENERAL SUPPLIES
15626 | 4215150030300 | ORTHO ARCHWIRE T - LOOP 19 X 25 SS 36 MM | DENTAL GENERAL SUPPLIES
15627 | 4215150030400 | ORTHO ARCHWIRE T - LOOP 19 X 25 SS 38 MM | DENTAL GENERAL SUPPLIES
15628 | 4215150030600 | ORTHO ARCHWIRE T - LOOP 19 X 25 SS 42 MM | DENTAL GENERAL SUPPLIES
15629 | 4215150030700 | ORTHO ARCHWIRE T - LOOP 19 X 25 SS 44 MM | DENTAL GENERAL SUPPLIES
15630 | 4215150031700 | K - FILE STAINLESS STEEL PRE - INSERTED SILICONE STOPS LENGTH 31 MM SIZE 90 ONE EACH (EA) = ONE (1) PACK | DENTAL GENERAL SUPPLIES
15631 | 4215150032600 | FILE C+ ENDODONTIC STAINLESS STEEL WITH PRE - INSERTED SILICONE STOPS SIZE 10 LENGTH 25 MM ONE EACH (EA) = ONE (1) PACK | DENTAL GENERAL SUPPLIES
15632 | 4215150032700 | H-FILE ENDODONTIC STAINLESS STEEL WITH PRE - INSERTED SILICONE STOPS SIZE 06 LENGTH 21 MM ONE EACH (EA) = ONE (1) PACK | DENTAL GENERAL SUPPLIES
15633 | 4215150032900 | H-FILE ENDODONTIC STAINLESS STEEL WITH PRE - INSERTED SILICONE STOPS SIZE 10 LENGTH 21 MM ONE EACH (EA) = ONE (1) PACK | DENTAL GENERAL SUPPLIES
15634 | 4215150023800 | DIAMOND DISC SIZE 18 MM THICKNESS 0.20 MM | DENTAL GENERAL SUPPLIES
15635 | 4215150036300 | FILE C+ ENDODONTIC STAINLESS STEEL WITH PRE - INSERTED SILICONE STOPS SIZE 15 LENGTH 21 MM ONE EACH (EA) = ONE (1) PACK | DENTAL GENERAL SUPPLIES
15636 | 4215150036500 | H-FILE ENDODONTIC STAINLESS STEEL WITH PRE - INSERTED SILICONE STOPS SIZE 100 LENGTH 25 MM ONE EACH (EA) = ONE (1) PACK | DENTAL GENERAL SUPPLIES
15637 | 4215150039900 | BUR CARBIDE RA EXCAVATING CROSSCUT FISSURE TAPER #705 ISO 500 - 204 - 168(170) - 007(008) - 021 | DENTAL GENERAL SUPPLIES
15638 | 4215150040000 | BUR CARBIDE RA EXCAVATING CROSSCUT FISSURE TAPER #706 ISO 500 - 204 - 168(170) - 007(008) - 023 | DENTAL GENERAL SUPPLIES
15639 | 4215150040500 | ROTARY FILE M - WIRE NICKEL TITANIUM OFF CENTERED RECTANGULAR CROSS - SECTION WITH VARIABLE TAPER. LENGTH 21 MM SIZE X 1 ONE EACH (EA) = ONE (1) PACK | DENTAL GENERAL SUPPLIES
15640 | 4215150040600 | ROTARY FILE M - WIRE NICKEL TITANIUM OFF CENTERED RECTANGULAR CROSS - SECTION WITH VARIABLE TAPER. LENGTH 21 MM SIZE X 2 ONE EACH (EA) = ONE (1) PACK | DENTAL GENERAL SUPPLIES
15641 | 4215150040700 | ROTARY FILE M - WIRE NICKEL TITANIUM OFF CENTERED RECTANGULAR CROSS - SECTION WITH VARIABLE TAPER. LENGTH 21 MM SIZE X 3 ONE EACH (EA) = ONE (1) PACK | DENTAL GENERAL SUPPLIES
15642 | 4215150040800 | ROTARY FILE M - WIRE NICKEL TITANIUM OFF CENTERED RECTANGULAR CROSS - SECTION WITH VARIABLE TAPER. LENGTH 21 MM SIZE X 5 ONE EACH (EA) = ONE (1) PACK | DENTAL GENERAL SUPPLIES
15643 | 4215150040900 | ROTARY FILE M - WIRE NICKEL TITANIUM OFF CENTERED RECTANGULAR CROSS - SECTION WITH VARIABLE TAPER. LENGTH 25 MM SIZE X 1 ONE EACH (EA) = ONE (1) PACK | DENTAL GENERAL SUPPLIES
15644 | 4215150041000 | ROTARY FILE M - WIRE NICKEL TITANIUM OFF CENTERED RECTANGULAR CROSS - SECTION WITH VARIABLE TAPER. LENGTH 25 MM SIZE X 2 ONE EACH (EA) = ONE (1) PACK | DENTAL GENERAL SUPPLIES
15645 | 4215150041100 | ROTARY FILE M - WIRE NICKEL TITANIUM OFF CENTERED RECTANGULAR CROSS - SECTION WITH VARIABLE TAPER. LENGTH 25 MM SIZE X 3 ONE EACH (EA) = ONE (1) PACK | DENTAL GENERAL SUPPLIES
15646 | 4215150041200 | ROTARY FILE M - WIRE NICKEL TITANIUM OFF CENTERED RECTANGULAR CROSS - SECTION WITH VARIABLE TAPER. LENGTH 25 MM SIZE X 5 ONE EACH (EA) = ONE (1) PACK | DENTAL GENERAL SUPPLIES
15647 | 4215150041300 | ROTARY FILE M - WIRE NICKEL TITANIUM OFF CENTERED RECTANGULAR CROSS - SECTION WITH VARIABLE TAPER. LENGTH 31 MM SIZE X 1 ONE EACH (EA) = ONE (1) PACK | DENTAL GENERAL SUPPLIES
15648 | 4215150041400 | ROTARY FILE M - WIRE NICKEL TITANIUM OFF CENTERED RECTANGULAR CROSS - SECTION WITH VARIABLE TAPER. LENGTH 31 MM SIZE X 2 ONE EACH (EA) = ONE (1) PACK | DENTAL GENERAL SUPPLIES
15649 | 4215150041500 | ROTARY FILE M - WIRE NICKEL TITANIUM OFF CENTERED RECTANGULAR CROSS - SECTION WITH VARIABLE TAPER. LENGTH 31 MM SIZE X 3 ONE EACH (EA) = ONE (1) PACK | DENTAL GENERAL SUPPLIES
15650 | 4215150041600 | ROTARY FILE M - WIRE NICKEL TITANIUM OFF CENTERED RECTANGULAR CROSS - SECTION WITH VARIABLE TAPER. LENGTH 31 MM SIZE X 5 ONE EACH (EA) = ONE (1) PACK | DENTAL GENERAL SUPPLIES
15651 | 4215150041900 | CONTOURED MICRO ETCHED LR FIRST MOLAR BONDABLE BASE SINGLE BUCCAL TUBE FUNNELED MESIAL SLOT MBT RX #0.022 MED | DENTAL GENERAL SUPPLIES
15652 | 4215150043900 | MICROSURGICAL ULTRASONIC TIPS IRRIGATION PORTS LEFT ORIENTED DIAMOND OR ZIRCONIUM NITRIDE COATING SHAFT AND TIP ANGLES MULTI - ANGLE TIPS 3 MM CUTTING SURFACE TAPER 10% FITTING IN PIEZO ULTRASONIC MACHINE ONE EACH (EA) = ONE (1) PACK | DENTAL GENERAL SUPPLIES
15653 | 4215150044000 | MICROSURGICAL ULTRASONIC TIPS IRRIGATION PORTS RIGHT ORIENTED DIAMOND OR ZIRCONIUM NITRIDE COATING SHAFT AND TIP ANGLES MULTI - ANGLE TIPS 3 MM CUTTING SURFACE TAPER 10% FITTING IN PIEZO ULTRASONIC MACHINE ONE EACH (EA) = ONE (1) PACK | DENTAL GENERAL SUPPLIES
15654 | 4215150044100 | MICROSURGICAL ULTRASONIC TIPS IRRIGATION PORTS DIAMOND OR ZIRCONIUM NITRIDE COATING SHAFT AND TIP ANGLES 6 MM CUTTING SURFACE TAPER 9% FITTING IN PIEZO ULTRASONIC MACHINE ONE EACH (EA) = ONE (1) PACK | DENTAL GENERAL SUPPLIES
15655 | 4215150044200 | MICROSURGICAL ULTRASONIC TIPS IRRIGATION PORTS DIAMOND OR ZIRCONIUM NITRIDE COATING SHAFT AND TIP ANGLES 9 MM CUTTING SURFACE TAPER 8% FITTING IN PIEZO ULTRASONIC MACHINE ONE EACH (EA) = ONE (1) PACK" | DENTAL GENERAL SUPPLIES
15656 | 4215150045000 | ENDODONTIC FINGER SPREADERS, STAINLESS STEEL, WITH PLASTIC HANDLE, SIZE 15, 21 MM | DENTAL GENERAL SUPPLIES
15657 | 4215150045100 | ENDODONTIC FINGER SPREADERS, STAINLESS STEEL, WITH PLASTIC HANDLE, SIZE 20, 21 MM | DENTAL GENERAL SUPPLIES
15658 | 4215150045200 | ENDODONTIC FINGER SPREADERS, STAINLESS STEEL, WITH PLASTIC HANDLE, SIZE 25, 21 MM | DENTAL GENERAL SUPPLIES
15659 | 4215150045300 | ENDODONTIC FINGER SPREADERS, STAINLESS STEEL, WITH PLASTIC HANDLE, SIZE 30, 21 MM | DENTAL GENERAL SUPPLIES
15660 | 4215150045400 | HOOKED NEEDLE (1 PEEK PLUNGER INCLUDED) SIZE 1 DIAMETER 1.10 | DENTAL GENERAL SUPPLIES
15661 | 4215150045700 | ROTARY FILE M - WIRE NICKEL TITANIUM OFF CENTERED RECTANGULAR CROSS - SECTION WITH VARIABLE TAPER. LENGTH 31 MM SIZE ASSORTED X 4 ONE EACH (EA) = ONE (1) PACK | DENTAL GENERAL SUPPLIES
15662 | 4215150046000 | HOLDER, MOSQUITO FORCEPS WITH HOOK, STRAIGHT SERRATED TIPS POSITIVE LOCKING MECHANISM ON THE REAR OF THE HANDLES | DENTAL GENERAL SUPPLIES
15663 | 4215150046100 | BUR CARBIDE FG (FRICTION GRIP) FINISHING ROUND #ISO NO: 500 - 314 - 001 - 071 - 010 | DENTAL GENERAL SUPPLIES
15664 | 4215150039800 | BUR CARBIDE RA EXCAVATING CROSSCUT FISSURE TAPER #704 ISO 500 - 204 - 168(170) - 007(008) - 018 | DENTAL GENERAL SUPPLIES
15665 | 4215150036400 | FILE C+ ENDODONTIC STAINLESS STEEL WITH PRE - INSERTED SILICONE STOPS SIZE 15 LENGTH 25 MM ONE EACH (EA) = ONE (1) PACK | DENTAL GENERAL SUPPLIES
15666 | 4215150039700 | BUR CARBIDE RA EXCAVATING CROSSCUT FISSURE TAPER #703 ISO 500 - 204 - 168(170) - 007(008) - 016 | DENTAL GENERAL SUPPLIES
15667 | 4215150039500 | BUR CARBIDE RA EXCAVATING CROSSCUT FISSURE TAPER #700 ISO 500 - 204 - 168(170) - 007(008) - 010 | DENTAL GENERAL SUPPLIES
15668 | 4215150036600 | H-FILE ENDODONTIC STAINLESS STEEL WITH PRE - INSERTED SILICONE STOPS SIZE 55 LENGTH 31 MM ONE EACH (EA) = ONE (1) PACK | DENTAL GENERAL SUPPLIES
15669 | 4215150036700 | H-FILE ENDODONTIC STAINLESS STEEL WITH PRE - INSERTED SILICONE STOPS SIZE 100 LENGTH 31 MM ONE EACH (EA) = ONE (1) PACK | DENTAL GENERAL SUPPLIES
15670 | 4215150036800 | K-FILE ENDODONTIC STAINLESS STEEL WITH PRE - INSERTED SILICONE STOPS SIZE 100 LENGTH 21 MM ONE EACH (EA) = ONE (1) PACK | DENTAL GENERAL SUPPLIES
15671 | 4215150036900 | K-FILE ENDODONTIC STAINLESS STEEL WITH PRE - INSERTED SILICONE STOPS SIZE 110 LENGTH 21 MM ONE EACH (EA) = ONE (1) PACK | DENTAL GENERAL SUPPLIES
15672 | 4215150037000 | K-FILE ENDODONTIC STAINLESS STEEL WITH PRE - INSERTED SILICONE STOPS SIZE 120 LENGTH 21 MM ONE EACH (EA) = ONE (1) PACK | DENTAL GENERAL SUPPLIES
15673 | 4215150037100 | K-FILE ENDODONTIC STAINLESS STEEL WITH PRE - INSERTED SILICONE STOPS SIZE 100 LENGTH 25 MM ONE EACH (EA) = ONE (1) PACK | DENTAL GENERAL SUPPLIES
15674 | 4215150037200 | K-FILE ENDODONTIC STAINLESS STEEL WITH PRE - INSERTED SILICONE STOPS SIZE 110 LENGTH 25 MM ONE EACH (EA) = ONE (1) PACK | DENTAL GENERAL SUPPLIES
15675 | 4215150037300 | K-FILE ENDODONTIC STAINLESS STEEL WITH PRE - INSERTED SILICONE STOPS SIZE 120 LENGTH 25 MM ONE EACH (EA) = ONE (1) PACK | DENTAL GENERAL SUPPLIES
15676 | 4215150037400 | K-FILE ENDODONTIC STAINLESS STEEL WITH PRE - INSERTED SILICONE STOPS SIZE 100 LENGTH 31 MM ONE EACH (EA) = ONE (1) PACK | DENTAL GENERAL SUPPLIES
15677 | 4215150037500 | K-FILE ENDODONTIC STAINLESS STEEL WITH PRE - INSERTED SILICONE STOPS SIZE 110 LENGTH 31 MM ONE EACH (EA) = ONE (1) PACK | DENTAL GENERAL SUPPLIES
15678 | 4215150037600 | K-FILE ENDODONTIC STAINLESS STEEL WITH PRE - INSERTED SILICONE STOPS SIZE 120 LENGTH 31 MM ONE EACH (EA) = ONE (1) PACK | DENTAL GENERAL SUPPLIES
15679 | 4215150037700 | BUR TUNGSTEN CARBIDE FG FINISHING EGG SHAPE #7406 ISO 500 - 314 - 277 - 072(042) - 018 | DENTAL GENERAL SUPPLIES
15680 | 4215150037800 | BUR TUNGSTEN CARBIDE FG FINISHING EGG SHAPE #7408 ISO 500 - 314 - 277 - 072(042) - 023 | DENTAL GENERAL SUPPLIES
15681 | 4215150037900 | BUR CARBIDE FG FINISHING INVERTED TAPER #7303 ISO 500 - 314 - 234(238) - 072 - 012 | DENTAL GENERAL SUPPLIES
15682 | 4215150038000 | BUR CARBIDE FG (FRICTION GRIP) FINISHING INVERTED TAPER #ISO 500 - 314 - 234 - 072 - 014 | DENTAL GENERAL SUPPLIES
15683 | 4215150038300 | NICKEL TITANIUM ROTARY FILE, CONVEX TRIANGLE CROSS - SECTION AND SYMMETRIC ROTATION, PROGRESSIVELY CHANGING HELICAL ANGLE AND PITCH, VARIABLE TIP DIAMETERS, MODIFIED GUIDING TIP, NO RADIAL LANDS, MORE EFFICIENT CUTTING ANGLE, ENHANCED FLEXIBILITY, SHORT HANDLES. SIZE F1, LENGTH 31 MM | DENTAL GENERAL SUPPLIES
15684 | 4215150038400 | NICKEL TITANIUM ROTARY FILE, CONVEX TRIANGLE CROSS - SECTION AND SYMMETRIC ROTATION, PROGRESSIVELY CHANGING HELICAL ANGLE AND PITCH, VARIABLE TIP DIAMETERS, MODIFIED GUIDING TIP, NO RADIAL LANDS, MORE EFFICIENT CUTTING ANGLE, ENHANCED FLEXIBILITY, SHORT HANDLES. SIZE F3, LENGTH 31 MM | DENTAL GENERAL SUPPLIES
15685 | 4215150038500 | NICKEL TITANIUM ROTARY FILE, CONVEX TRIANGLE CROSS - SECTION AND SYMMETRIC ROTATION, PROGRESSIVELY CHANGING HELICAL ANGLE AND PITCH, VARIABLE TIP DIAMETERS, MODIFIED GUIDING TIP, NO RADIAL LANDS, MORE EFFICIENT CUTTING ANGLE, ENHANCED FLEXIBILITY, SHORT HANDLES. SIZE F4, LENGTH 31 MM | DENTAL GENERAL SUPPLIES
15686 | 4215150038600 | NICKEL TITANIUM ROTARY FILE, CONVEX TRIANGLE CROSS - SECTION AND SYMMETRIC ROTATION, PROGRESSIVELY CHANGING HELICAL ANGLE AND PITCH, VARIABLE TIP DIAMETERS, MODIFIED GUIDING TIP, NO RADIAL LANDS, MORE EFFICIENT CUTTING ANGLE, ENHANCED FLEXIBILITY, SHORT HANDLES. SIZE F5, LENGTH 31 MM | DENTAL GENERAL SUPPLIES
15687 | 4215150038700 | NICKEL TITANIUM ROTARY FILE, CONVEX TRIANGLE CROSS-SECTION AND SYMMETRIC ROTATION, PROGRESSIVELY CHANGING HELICAL ANGLE AND PITCH, VARIABLE TIP DIAMETERS, MODIFIED GUIDING TIP, NO RADIAL LANDS, MORE EFFICIENT CUTTING ANGLE, ENHANCED FLEXIBILITY, SHORT HANDLES. SIZE S2, LENGTH 21MM | DENTAL GENERAL SUPPLIES
15688 | 4215150038800 | NICKEL TITANIUM ROTARY FILE, CONVEX TRIANGLE CROSS - SECTION AND SYMMETRIC ROTATION, PROGRESSIVELY CHANGING HELICAL ANGLE AND PITCH, VARIABLE TIP DIAMETERS, MODIFIED GUIDING TIP, NO RADIAL LANDS, MORE EFFICIENT CUTTING ANGLE, ENHANCED FLEXIBILITY, SHORT HANDLES. SIZE F2, LENGTH 31 MM | DENTAL GENERAL SUPPLIES
15689 | 4215150038900 | K-FILE ENDODONTIC STAINLESS STEEL WITH PRE - INSERTED SILICONE STOPS SIZE 15 - 40 LENGTH 21 MM ONE EACH (EA) = ONE (1) PACK | DENTAL GENERAL SUPPLIES
15690 | 4215150039000 | K-FILE ENDODONTIC STAINLESS STEEL WITH PRE - INSERTED SILICONE STOPS SIZE 15 - 40 LENGTH 31 MM ONE EACH (EA) = ONE (1) PACK | DENTAL GENERAL SUPPLIES
15691 | 4215150039100 | NICKEL TITANIUM ROTARY FILE, CONVEX TRIANGLE CROSS - SECTION AND SYMMETRIC ROTATION, PROGRESSIVELY CHANGING HELICAL ANGLE AND PITCH, VARIABLE TIP DIAMETERS, MODIFIED GUIDING TIP, NO RADIAL LANDS, MORE EFFICIENT CUTTING ANGLE, ENHANCED FLEXIBILITY, SHORT HANDLES. SIZE F5, LENGTH 21 MM | DENTAL GENERAL SUPPLIES
15692 | 4215150039200 | NICKEL TITANIUM ROTARY FILE, CONVEX TRIANGLE CROSS-SECTION AND SYMMETRIC ROTATION, PROGRESSIVELY CHANGING HELICAL ANGLE AND PITCH, VARIABLE TIP DIAMETERS, MODIFIED GUIDING TIP, NO RADIAL LANDS, MORE EFFICIENT CUTTING ANGLE, ENHANCED FLEXIBILITY, SHORT HANDLES. SIZE S1, LENGTH 31MM | DENTAL GENERAL SUPPLIES
15693 | 4215150039300 | NICKEL TITANIUM ROTARY FILE, CONVEX TRIANGLE CROSS-SECTION AND SYMMETRIC ROTATION, PROGRESSIVELY CHANGING HELICAL ANGLE AND PITCH, VARIABLE TIP DIAMETERS, MODIFIED GUIDING TIP, NO RADIAL LANDS, MORE EFFICIENT CUTTING ANGLE, ENHANCED FLEXIBILITY, SHORT HANDLES. SIZE S2, LENGTH 31MM | DENTAL GENERAL SUPPLIES
15694 | 4215150039400 | BUR CARBIDE RA EXCAVATING CROSSCUT FISSURE TAPER #698 ISO 500 - 204 - 168 - 007 - 008 | DENTAL GENERAL SUPPLIES
15695 | 4215150039600 | BUR CARBIDE RA EXCAVATING CROSSCUT FISSURE TAPER #702 ISO 500 - 204 - 168(170) - 007(008) - 014 | DENTAL GENERAL SUPPLIES
15696 | 4215150046200 | BUR CARBIDE FG (FRICTION GRIP) FINISHING ROUND #ISO 500 - 314 - 001 - 071 - 018 | DENTAL GENERAL SUPPLIES
15697 | 4215150023700 | DIAMOND DISC SIZE 22 MM THICKNESS 0.20 MM | DENTAL GENERAL SUPPLIES
15698 | 4215150023500 | DIAMOND DISC SIZE 18 MM THICKNESS 0.15 MM | DENTAL GENERAL SUPPLIES
15699 | 4111600469300 | CLEAR PROTECTIVE EYE GLASSES | DENTAL GENERAL SUPPLIES
15700 | 4111600470700 | NICKEL TITANIUM ROTARY FILE REVERSE HELIX SEMI - ACTIVE AND MODIFIED GUIDING TIP OFFSET PARALLELOGRAM - SHAPED CROSS - SECTION VARIABLE TAPER NEW SUPERMETAL TECHNOLOGY (GOLD - WIRE) UNIQUE UNEQUAL BIDIRECTIONAL RECIPROCATION MOVEMENT. PRIMARY (RED 25/07) LENGTH 31 MM. 6/PACK ONE EACH (EA) = ONE (1) PACK | DENTAL GENERAL SUPPLIES
15701 | 4111600470800 | NICKEL TITANIUM ROTARY FILE REVERSE HELIX SEMI - ACTIVE AND MODIFIED GUIDING TIP OFFSET PARALLELOGRAM - SHAPED CROSS - SECTION VARIABLE TAPER NEW SUPERMETAL TECHNOLOGY (GOLD - WIRE) UNIQUE UNEQUAL BIDIRECTIONAL RECIPROCATION MOVEMENT. SMALL (YELLOW 20/07) LENGTH 31 MM. 6/PACK ONE EACH (EA) = ONE (1) PACK | DENTAL GENERAL SUPPLIES
15702 | 4111600470900 | NICKEL TITANIUM ROTARY FILE REVERSE HELIX SEMI - ACTIVE AND MODIFIED GUIDING TIP OFFSET PARALLELOGRAM - SHAPED CROSS - SECTION VARIABLE TAPER NEW SUPERMETAL TECHNOLOGY (GOLD - WIRE) UNIQUE UNEQUAL BIDIRECTIONAL RECIPROCATION MOVEMENT. SMALL (YELLOW 20/07) LENGTH 25 MM. 6/PACK ONE EACH (EA) = ONE (1) PACK | DENTAL GENERAL SUPPLIES
15703 | 4214253000200 | ORTHODONTIC MATHIEU PLIER A PRECISION STAINLESS STEEL LIGATING INSTRUMENT WITH FINE SERRATED TIPS AND QUICK - RELEASE POSITIVE LOCKING MECHANISM ON THE REAR OF THE HANDLES | DENTAL GENERAL SUPPLIES
15704 | 4229420002100 | TUNNELING KIT FOR PERIODONTAL SOFT TISSUE SURGERY | DENTAL GENERAL SUPPLIES
15705 | 4229370100100 | BONE CRUSHER STAINLESS STEEL AUTOCLAVABLE FOR CRUSHING BONE INTO PARTICULATE | DENTAL GENERAL SUPPLIES
15706 | 4215150000600 | DIAMOND FRICTION GRIP (FG) NEEDLE TAPERED EXTRA FINE BUR 859 C 150 NO: 806 314 166 504 016 | DENTAL GENERAL SUPPLIES
15707 | 4215150000700 | DIAMOND FRICTION GRIP (FG) FINE NEEDLE MEDIUM BUR 859 L 150 NO : 806-314-167-524-014 | DENTAL GENERAL SUPPLIES
15708 | 4215150000800 | DIAMOND NEEDLE FINE BUR 890 F 150 NO : 806-314-160-514-012 | DENTAL GENERAL SUPPLIES
15709 | 4215150001900 | BUR TUNGSTEN CARBIDE FG ROUND EXCAVATING #2 ISO 500 - 314 - 001 - 003 - 010 | DENTAL GENERAL SUPPLIES
15710 | 4215150002000 | BUR CARBIDE HP ROUND EXCAVATING #1 ISO 500 - 104 - 001 - 001- 008 | DENTAL GENERAL SUPPLIES
15711 | 4215150002100 | BUR CARBIDE HP ROUND EXCAVATING #2 ISO 500 - 104 - 001 - 001 - 010 | DENTAL GENERAL SUPPLIES
15712 | 4215150002200 | BUR CARBIDDE HP ROUND EXCAVATING #3 ISO 500 - 104 - 001 - 001 - 012 | DENTAL GENERAL SUPPLIES
15713 | 4215150002300 | BUR CARBIDE HP ROUND EXCAVATING #4 ISO 500 - 104 - 001 - 001 - 014 | DENTAL GENERAL SUPPLIES
15714 | 4215150002400 | BUR CARBIDE HP ROUND EXCAVATING #5 ISO 500 - 104 - 001 - 001 - 016 | DENTAL GENERAL SUPPLIES
15715 | 4215150002500 | BUR CARBIDE HP ROUND EXCAVATING #6 ISO 500 - 104 - 001 - 001 - 018 | DENTAL GENERAL SUPPLIES
15716 | 4215150002600 | BUR CARBIDE HP ROUND EXCAVATING #7 ISO 500 - 104 - 001 - 001 - 021 | DENTAL GENERAL SUPPLIES
15717 | 4215150002700 | BUR CARBIDE HP ROUND EXCAVATING #8 ISO 500 - 104 - 001 - 001 - 023 | DENTAL GENERAL SUPPLIES
15718 | 4215150003000 | BUR CARBIDE FG FINISHING EXTRA LONG TAPER #7642 ISO 500 - 314 - 198 - 072 - 010 | DENTAL GENERAL SUPPLIES
15719 | 4215150003100 | BUR GUARD HOLDER 22 HOLES SHADE BLUE | DENTAL GENERAL SUPPLIES
15720 | 4215150003200 | BUR GUARD HOLDER 22 HOLES SHADE PLUM | DENTAL GENERAL SUPPLIES
15721 | 4215150003300 | BUR GUARD HOLDER 22 HOLES SHADE RED | DENTAL GENERAL SUPPLIES
15722 | 4215150003400 | BUR GUARD HOLDER 22 HOLES SHADE TEAL | DENTAL GENERAL SUPPLIES
15723 | 4215150003500 | BUR INVERTED CONE FG (FRICTION GRIP) # 37 L ISO 500 - 314 - 010 - 001 - 014 | DENTAL GENERAL SUPPLIES
15724 | 4215150003600 | BUR INVERTED CONE RA # 37 L ISO 500 - 204 - 010 - 001 - 014 | DENTAL GENERAL SUPPLIES
15725 | 4215150004900 | SYRINGE FOR FREE FLOW IMPRESSION | DENTAL GENERAL SUPPLIES
15726 | 4229542702200 | CLEANING BRUSH FOR INSTRUMENTS, AUTOCLAVABLE (HEAT - RESISTANT), ONE EACH (EA) = ONE (1) PACK | DENTAL GENERAL SUPPLIES
15727 | 4215150005000 | KIT PLASTIC WEDGES ASSORTED SIZE | DENTAL GENERAL SUPPLIES
15728 | 4229542702300 | CLEANING BRUSH FOR BURS BRASS/STAINLESS STEEL | DENTAL GENERAL SUPPLIES
15729 | 4229552503800 | ALLOGRAFT BONE SUBSTITUTE ALLOGRAFT BLOCK | DENTAL GENERAL SUPPLIES
15730 | 4229552506600 | XENOGRAFT BONE SUBSTITUTE MATERIAL OSTEOCONDUCTIVE BOVINE OR HORSE IN ORIGIN SMALL GRANULES (250 - 1000) (2.0 G) OR EQUIVALENT | DENTAL GENERAL SUPPLIES
15731 | 4229552506400 | XENOGRAFT BONE SUBSTITUTE MATERIAL OSTEOCONDUCTIVE BOVINE OR HORSE IN ORIGIN SMALL GRANULES (250 - 1000) (0.5 G) OR EQUIVALENT | DENTAL GENERAL SUPPLIES
15732 | 4214271800800 | GUTTA PERCHA POINTS, RADIO - OPAQUE, STANDARDIZED, SIZE 15 - 40/0.02, 80 - 120/BOX, ONE EACH (EA) = ONE (1) PACK | DENTAL GENERAL SUPPLIES
15733 | 4229552506300 | XENOGRAFT BONE SUBSTITUTE MATERIAL OSTEOCONDUCTIVE BOVINE OR HORSE IN ORIGIN LARGE GRANULES (1000 - 2000) (2.0 G) OR EQUIVALENT | DENTAL GENERAL SUPPLIES
15734 | 4229552506200 | XENOGRAFT BONE SUBSTITUTE MATERIAL OSTEOCONDUCTIVE BOVINE OR HORSE IN ORIGIN LARGE GRANULES (1000 - 2000) (1.0 G) OR EQUIVALENT | DENTAL GENERAL SUPPLIES
15735 | 4229552506100 | XENOGRAFT BONE SUBSTITUTE MATERIAL OSTEOCONDUCTIVE BOVINE OR HORSE IN ORIGIN LARGE GRANULES (1000 - 2000) (0.5 G) OR EQUIVALENT | DENTAL GENERAL SUPPLIES
15736 | 4229552506000 | ALLOPLASTIC BONE SUBSTITUTE MATERIAL OSTEOCONDUCTIVE SMALL GRANULES SIZE (100 - 200 M) (2.0 MG) OR EQUIVALENT | DENTAL GENERAL SUPPLIES
15737 | 4229552505900 | ALLOPLASTIC BONE SUBSTITUTE MATERIAL OSTEOCONDUCTIVE SMALL GRANULES SIZE (100 - 200 M) (1.0 MG) OR EQUIVALENT | DENTAL GENERAL SUPPLIES
15738 | 4229552505800 | ALLOPLASTIC BONE SUBSTITUTE MATERIAL OSTEOCONDUCTIVE SMALL GRANULES SIZE (100 - 200 M) (0.5 MG) OR EQUIVALENT | DENTAL GENERAL SUPPLIES
15739 | 4229552505700 | DERMAL ALLOGRAFT TISSUE FOR SOFT TISSUE AUGMENTATION 20 X 40 MM - THICK (1.0 - 1.5 MM) | DENTAL GENERAL SUPPLIES
15740 | 4229552505600 | DERMAL ALLOGRAFT TISSUE FOR SOFT TISSUE AUGMENTATION 20 X 40 MM - THIN (0.5 - 1.0 MM) | DENTAL GENERAL SUPPLIES
15741 | 4229552505500 | DERMAL ALLOGRAFT TISSUE FOR SOFT TISSUE AUGMENTATION 10 X 40 MM - THICK (1.0 - 1.5 MM) | DENTAL GENERAL SUPPLIES
15742 | 4229552505400 | DERMAL ALLOGRAFT TISSUE FOR SOFT TISSUE AUGMENTATION 10 X 40 MM - THIN (0.5 - 1.0 MM) | DENTAL GENERAL SUPPLIES
15743 | 4229552505300 | DERMAL ALLOGRAFT TISSUE FOR SOFT TISSUE AUGMENTATION 10 X 20 MM - THICK (1.0 - 1.5 MM) | DENTAL GENERAL SUPPLIES
15744 | 4229552505200 | DERMAL ALLOGRAFT TISSUE FOR SOFT TISSUE AUGMENTATION 10 X 20 MM - THIN (0.5 - 1.0 MM) | DENTAL GENERAL SUPPLIES
15745 | 4229552505100 | DERMAL ALLOGRAFT TISSUE FOR SOFT TISSUE AUGMENTATION 10 X 10 MM - THIN (0.5 - 1.0 MM) | DENTAL GENERAL SUPPLIES
15746 | 4229552505000 | DERMAL ALLOGRAFT TISSUE FOR SOFT TISSUE AUGMENTATION 10 X 10 MM - THICK (1.0 - 1.5 MM) | DENTAL GENERAL SUPPLIES
15747 | 4229552504900 | ALLOGRAFT BONE PARTICULATE(1.00–2.0 MM) (2.0 CC) MIXED CORTICAL-CANCELLOUS (DFDBA DEMINERALIZED FREEZE-DRIED BONE ALLOGRAFT) OR OSTEOINDUCTIVE EQUIVALENT. | DENTAL GENERAL SUPPLIES
15748 | 4229552504700 | ALLOGRAFT BONE PARTICULATE(1.00–2.0 MM) (1.0 CC) MIXED CORTICAL-CANCELLOUS (DFDBA DEMINERALIZED FREEZE-DRIED BONE ALLOGRAFT) OR OSTEOINDUCTIVE EQUIVALENT. | DENTAL GENERAL SUPPLIES
15749 | 4229552504600 | ALLOGRAFT BONE PARTICULATE(1.00–2.0 MM) (0.5 CC) MIXED CORTICAL-CANCELLOUS (DFDBA DEMINERALIZED FREEZE-DRIED BONE ALLOGRAFT) OR OSTEOINDUCTIVE EQUIVALENT. | DENTAL GENERAL SUPPLIES
15750 | 4229552504500 | ALLOGRAFT BONE PARTICULATE(0.25–1.0 MM) (2.0 CC) MIXED CORTICAL-CANCELLOUS (DFDBA DEMINERALIZED FREEZE-DRIED BONE ALLOGRAFT) OR OSTEOINDUCTIVE EQUIVALENT. | DENTAL GENERAL SUPPLIES
15751 | 4229552504400 | ALLOGRAFT BONE PARTICULATE(0.25–1.0 MM) (1.5 CC) MIXED CORTICAL-CANCELLOUS (DFDBA DEMINERALIZED FREEZE-DRIED BONE ALLOGRAFT) OR OSTEOINDUCTIVE EQUIVALENT. | DENTAL GENERAL SUPPLIES
15752 | 4229552504300 | ALLOGRAFT BONE PARTICULATE(0.25–1.0 MM) (1.0 CC) MIXED CORTICAL-CANCELLOUS (DFDBA DEMINERALIZED FREEZE-DRIED BONE ALLOGRAFT) OR OSTEOINDUCTIVE EQUIVALENT. | DENTAL GENERAL SUPPLIES
15753 | 4229552504200 | ALLOGRAFT BONE PARTICULATE(0.25–1.0 MM) (0.5 CC) MIXED CORTICAL-CANCELLOUS (DFDBA DEMINERALIZED FREEZE-DRIED BONE ALLOGRAFT) OR OSTEOINDUCTIVE EQUIVALENT. | DENTAL GENERAL SUPPLIES
15754 | 4229552504100 | ALLOGRAFT BONE SUBSTITUTE OSTEOINDUCTIVE PUTTY (2.0 CC) OR EQUIVALENT | DENTAL GENERAL SUPPLIES
15755 | 4229552504000 | ALLOGRAFT BONE SUBSTITUTE OSTEOINDUCTIVE PUTTY (1.0 CC) OR EQUIVALENT | DENTAL GENERAL SUPPLIES
15756 | 4229552503900 | ALLOGRAFT BONE SUBSTITUTE OSTEOINDUCTIVE PUTTY (0.5 CC) OR EQUIVALENT | DENTAL GENERAL SUPPLIES
15757 | 4229547100700 | BONE COLLECTOR/HARVESTING KIT HARVESTING REAMERS WITH ASSORTED SIZE DIAMETER RANGE FROM 2 - 8 MM ARRANGED IN PERFORATED STAINLESS STEEL CASSETTE | DENTAL GENERAL SUPPLIES
15758 | 4215150023600 | DIAMOND DISC SIZE 22 MM THICKNESS 0.15 MM | DENTAL GENERAL SUPPLIES
15759 | 4215150005100 | WEDGE PLASTIC MEDIUM SIZE | DENTAL GENERAL SUPPLIES
15760 | 4215150005700 | BURS DRILLS AND TREPHINE 2 MM ONE EACH (EA) = ONE (1) PACK | DENTAL GENERAL SUPPLIES
15761 | 4215150018000 | AMALGAM CARVER HOLLENBACK #3 S | DENTAL GENERAL SUPPLIES
15762 | 4215150018100 | AMALGAM FILLING INSTRUMENT LADMORE | DENTAL GENERAL SUPPLIES
15763 | 4215150018200 | AMALGAM PLUGGER (CONDENSER) DOUBLE END HOLLENBACK #1/2 | DENTAL GENERAL SUPPLIES
15764 | 4215150018300 | AMALGAM PLUGGER (CONDENSER) DOUBLE END MARKLEY #1 DE | DENTAL GENRAL SUPPLIES
15765 | 4215150018400 | AMALGAM PLUGGER (CONDENSER) DOUBLE END MARKLEY #3 DE | DENTAL GENERAL SUPPLIES
15766 | 4215150018500 | AMALGAM PLUGGER (CONDENSER) DOUBLE END MARKLEY #5 DE | DENTAL GENRAL SUPPLIES
15767 | 4215150018600 | AMALGAM PLUGGER (CONDENSER) DOUBLE ENDED #0.7 - 1.1 MM | DENTAL GENERAL SUPPLIES
15768 | 4215150018700 | AMALGAM PLUGGER (CONDENSER) DOUBLE ENDED #2 DE | DENTAL GENRAL SUPPLIES
15769 | 4215150018800 | AMALGAM PLUGGER (CONDENSER) DOUBLE ENDED #4 DE | DENTAL GENRAL SUPPLIES
15770 | 4215150018900 | AMALGAM PLUGGER (CONDENSER) DOUBLE ENDED BIG SIZE | DENTAL GENRAL SUPPLIES
15771 | 4215150019000 | AMALGAM PLUGGER (CONDENSER) DOUBLE ENDED REG.SIZE | DENTAL GENERAL SUPPLIES
15772 | 4215150019100 | AMALGAM PLUGGER (CONDENSER) DOUBLE ENDED SMALL | DENTAL GENRAL SUPPLIES
15773 | 4215150019200 | AMALGAM PLUGGER (CONDENSER) HOLLENBACK #4 | DENTAL GENRAL SUPPLIES
15774 | 4215150019300 | AMALGAM PLUGGER (CONDENSER) HOLLENBACK #3 | DENTAL GENRAL SUPPLIES
15775 | 4215150019400 | AMALGAM WELL | DENTAL GENERAL SUPPLIES
15776 | 4215150019500 | MICROTIP COTTON AND BRUSH APPLICATORS SUPER FINE SIZE | DENTAL GENERAL SUPPLIES
15777 | 4215150019600 | BRUSH TIP DISPOSABLE | DENTAL GENERAL SUPPLIES
15778 | 4215150020500 | INTERDENTAL HANDLE WITH BRUSHES | DENTAL GENERAL SUPPLIES
15779 | 4215150020800 | MOUTHWASH TABLET EFFERVESCENT | DENTAL GENERAL SUPPLIES
15780 | 4215150021400 | TOOTHBRUSH ADULT TYPE SOFT 4 ROW | DENTAL GENERAL SUPPLIES
15781 | 4215150021500 | TOOTHBRUSH CHILD SOFT 3 ROW | DENTAL GENERAL SUPPLIES
15782 | 4215150022900 | ARCHWIRE AUSTRALIAN 0.016 | DENTAL GENERAL SUPPLIES
15783 | 4215150023000 | ARCHWIRE AUSTRALIAN 0.018 | DENTAL GENERAL SUPPLIES
15784 | 4215150023100 | DIAMOND DISC SIZE 14 MM THICKNESS 0.10 MM | DENTAL GENERAL SUPPLIES
15785 | 4215150023200 | DIAMOND DISC SIZE 14 MM THICKNESS 0.15 MM | DENTAL GENERAL SUPPLIES
15786 | 4215150023300 | DIAMOND DISC SIZE 14 MM THICKNESS 0.20 MM | DENTAL GENERAL SUPPLIES
15787 | 4215150023400 | DIAMOND DISC SIZE 18 MM THICKNESS 0.10 MM | DENTAL GENERAL SUPPLIES
15788 | 4215150017900 | AMALGAM CARRIER STRAIGHT #AC3 | DENTAL GENERAL SUPPLIES
15789 | 4215150005200 | WEDGE PLASTIC SMALL SIZE | DENTAL GENERAL SUPPLIES
15790 | 4215150017800 | AMALGAM CARRIER STAINLESS DOUBLE ENDED | DENTAL GENERAL SUPPLIES
15791 | 4215150017600 | AMALGAM CARRIER RIGHT ANGLE MINI | DENTAL GENERAL SUPPLIES
15792 | 4215150005800 | BURS DRILLS AND TREPHINE 6 MM ONE EACH (EA) = ONE (1) PACK | DENTAL GENERAL SUPPLIES
15793 | 4215150005900 | BURS DRILLS AND TREPHINE 7 MM ONE EACH (EA) = ONE (1) PACK | DENTAL GENERAL SUPPLIES
15794 | 4215150006000 | BURS DRILLS AND TREPHINE 4 MM ONE EACH (EA) = ONE (1) PACK | DENTAL GENERAL SUPPLIES
15795 | 4215150006100 | BURS DRILLS AND TREPHINE 5 MM ONE EACH (EA) = ONE (1) PACK | DENTAL GENERAL SUPPLIES
15796 | 4215150006200 | DIAMOND BUR ISO 807 - 104 - 141 - 534 - 029 | DENTAL GENERAL SUPPLIES
15797 | 4215150006300 | DIAMOND BUR ISO 807 - 104 - 174 - 524 - 029 | DENTAL GENERAL SUPPLIES
15798 | 4215150007300 | BUR DIAMOND HP INVERTED CONE #805 ISO 806 - 104 - 014 - 524 - 060 | DENTAL GENERAL SUPPLIES
15799 | 4215150007500 | BUR DIAMOND HP NEEDLE SHAPED #858 ISO 806 - 104 - 165 - 524 - 014 | DENTAL GENERAL SUPPLIES
15800 | 4215150007600 | BUR DIAMOND HP TAPERED FLAT END #848 ISO 806 - 104 - 173 - 524 - 012 | DENTAL GENERAL SUPPLIES
15801 | 4215150007700 | BUR DIAMOND HP TAPERED FLAT END #848 ISO 806 - 104 - 173 - 524 - 023 | DENTAL GENERAL SUPPLIES
15802 | 4215150011600 | WHITE POLISHING STONE ISO 24 - CNI - 0241-FG | DENTAL GENERAL SUPPLIES
15803 | 4215150013700 | HOOK FOR APEX LOCATOR | DENTAL GENERAL SUPPLIES
15804 | 4215150013900 | KIM TRACK RETRACTOR | DENTAL GENERAL SUPPLIES
15805 | 4215150014000 | MICRO SURGICAL PLUGGER 0.25 MM | DENTAL GENERAL SUPPLIES
15806 | 4215150014100 | MICRO SURGICAL PLUGGER 0.50 MM | DENTAL GENERAL SUPPLIES
15807 | 4215150014200 | MICRO SURGICAL PLUGGER 0.75 MM | DENTAL GENERAL SUPPLIES
15808 | 4215150014300 | MICRO SURGICAL RECTANGULAR MIRROR 2 MM | DENTAL GENERAL SUPPLIES
15809 | 4215150014400 | MICRO SURGICAL RECTANGULAR MIRROR 3 MM | DENTAL GENERAL SUPPLIES
15810 | 4215150014500 | MICRO SURGICAL RECTANGULAR MIRROR 4 MM | DENTAL GENERAL SUPPLIES
15811 | 4215150014600 | MICRO - SURGICAL NEEDLE HOLDER | DENTAL GENERAL SUPPLIES
15812 | 4215150014700 | MINI ENDODONTIC CURETTE | DENTAL GENERAL SUPPLIES
15813 | 4215150015100 | REFILL TIPS FOR CORDLESS OBTURATION SYSTEM GAUGE 23 MULTIPLE LENGTHS COMPATABLE WITH HOSPITAL SYSTEM | DENTAL GENERAL SUPPLIES
15814 | 4215150015200 | REFILL TIPS FOR CORDLESS OBTURATION SYSTEM GAUGE 25 MULTIPLE LENGTHS COMPATABLE WITH HOSPITAL SYSTEM | DENTAL GENERAL SUPPLIES
15815 | 4215150015700 | ENDODONTIC ROTARY RETREATMENT FILE ASSORTED SIZE ONE EACH (EA) = ONE (1) PACK | DENTAL GENERAL SUPPLIES
15816 | 4215150016000 | BARRIER ENVELOPES FOR INTRAORAL IMAGING PLATE PHOTO-STIMULABLE PHOSPHOR SIZE 1 COMPATIBLE WITH DURR SCANNER OR EQUIVALENT | DENTAL GENERAL SUPPLIES
15817 | 4215150016100 | BARRIER ENVELOPES FOR INTRAORAL IMAGING PLATE PHOTO-STIMULABLE PHOSPHOR SIZE 2 COMPATIBLE WITH DURR SCANNER OR EQUIVALENT | DENTAL GENERAL SUPPLIES
15818 | 4215150017500 | AMALGAM CARRIER RIGHT ANGLE | DENTAL GENERAL SUPPLIES
15819 | 4215150017700 | AMALGAM CARRIER S. STEEL SINGLE ENDED | DENTAL GENERAL SUPPLIES
15820 | 4215150046300 | BUR CARBIDE FG FINISHING ROUND #7009 ISO 500 - 314 - 001 - 071 (070) - 027 | DENTAL GENERAL SUPPLIES
15821 | 4215150046400 | BUR CARBIDE FG FISSURE TAPER CROSSCUT FLAT END #703 ISO 500 - 314 - 168 - 007 - 021 | DENTAL GENERAL SUPPLIES
15822 | 4215150046500 | BUR CARBIDE FG FISSURE TAPER CROSSCUT FLAT END #699L ISO 500 - 314 - 171 - 007 (008) - 009 | DENTAL GENERAL SUPPLIES
15823 | 4215150082800 | DENTAL DAM STABILIZING CORD - LATEX SIZE SMALL | DENTAL GENERAL SUPPLIES
15824 | 4215150083000 | BRACKET BONDABLE MAXILLARY (UPPER) CENTRAL RIGHT INCISOR 0.022 IN SLOT ROTH PRESCRIPTION | DENTAL GENERAL SUPPLIES
15825 | 4215150083300 | DENTAL DAM STABILIZING CORD - NON LATEX SIZE SMALL | DENTAL GENERAL SUPPLIES
15826 | 4215150083500 | CASSETTE FOR 10 INSTRUMENTS STAINLESS STEEL | DENTAL GENERAL SUPPLIES
15827 | 4215150083600 | CASSETTE FOR 15 INSTRUMENTS STAINLESS STEEL | DENTAL GENERAL SUPPLIES
15828 | 4215150083700 | CASSETTE FOR 25 INSTRUMENTS STAINLESS STEEL | DENTAL GENERAL SUPPLIES
15829 | 4215150084000 | CONTOURED MICRO ETCHED UR SECOND MOLAR BONDABLE BASE SINGLE BUCCAL TUBE FUNNELED MESIAL SLOT MBT RX #0.022 MED | DENTAL GENERAL SUPPLIES
15830 | 4215150084100 | BUR CARBIDE HP EXCAVATING CROSSCUT FISSURE STRAIGHT #559 ISO 500 - 104 - 107(109) - 007(008) - 014 | DENTAL GENERAL SUPPLIES
15831 | 4215150084200 | BUR CARBIDE RA EXCAVATING CROSSCUT FISSURE STRAIGHT #557 ISO 500 - 204 - 107(109) - 007(006 008) - 010 | DENTAL GENERAL SUPPLIES
15832 | 4215150085800 | DIAMOND BURS:805 L HP # ISO 806 - 104 - 012 - 524 - 027 | DENTAL GENERAL SUPPLIES
15833 | 4215150085900 | DIAMOND BURS:854 L HP # ISO 806 - 104 - 184 - 524 - 040 | DENTAL GENERAL SUPPLIES
15834 | 4215150086000 | DIAMOND BURS:879 L HP #ISO 806 - 104 - 266 - 524 - 060 | DENTAL GENERAL SUPPLIES
15835 | 4215150086600 | PREMIXED BIOCERAMIC ROOT CANAL INJECTABLE SEALER COMPOSED OF ZIRCONIUM OXIDE TRICALCIUM SILICATE DICALCIUM SILICATE TANTALUM PENTAOXIDE AND CALCIUM SULPHATE ALUMINUM FREE ANTIBACTERIAL BIOACTIVE AND OSTEOGENIC NON TOXIC PACKED IN SYRINGE | DENTAL GENERAL SUPPLIES
15836 | 4215150086800 | BUR CARBIDE RA EXCAVATING CROSSCUT FISSURE STRAIGHT #558 ISO 500 - 204 - 107(109) - 007(008) - 012 | DENTAL GENERAL SUPPLIES
15837 | 4215150089400 | SELF CURE BIS-ACRYLIC RESIN TEMPORARY CROWN AND BRIDGE MATERIAL SHADE A2 (AUTOMIX) FOR GUN TYPE WITH TIPS | DENTAL GENERAL SUPPLIES
15838 | 4215150089500 | PREMIXED BIOCERAMIC ROOT REPAIR ENDODONTIC CONDENSABLE PUTTY MATERIAL COMPOSED OF ZIRCONIUM OXIDE TRICALCIUM SILICATE DICALCIUM SILICATE TANTALUM PENTAOXIDE AND CALCIUM SULPHATE ALUMINUM FREE ANTIBACTERIAL BIOACTIVE AND OSTEOGENIC NON TOXIC REGULAR SETTING TIME PACKED IN JAR | DENTAL GENERAL SUPPLIES
15839 | 4215150089600 | BUR CARBIDE HP CUTTERS #ISO 500 - 104 - 225 - 190 - 023 | DENTAL GENERAL SUPPLIES
15840 | 4215150089700 | CONTOURED MICRO ETCHED UL FIRST MOLAR BONDABLE BASE SINGLE BUCCAL TUBE FUNNELED MESIAL SLOT MBT RX #0.022 MED | DENTAL GENERAL SUPPLIES
15841 | 4215150089900 | BRACKET SELF LIGATING PASSIVE TYPE MANDIBULAR (LOWER) RIGHT CANINE BRACKET 0.022 IN SLOT | DENTAL GENERAL SUPPLIES
15842 | 4215150090000 | BRACKET SELF LIGATING PASSIVE TYPE MAXILLARY (UPPER) RIGHT CANINE BRACKET 0.022 IN SLOT | DENTAL GENERAL SUPPLIES
15843 | 4215150090300 | CONTOURED MICRO ETCHED UL FIRST MOLAR BONDABLE BASE SINGLE BUCCAL TUBE FUNNELED MESIAL SLOT ROTH RX #0.022 MED | DENTAL GENERAL SUPPLIES
15844 | 4215150090600 | BRACKET SELF LIGATING PASSIVE TYPE MANDIBULAR (LOWER) LEFT CENTRAL INCISOR BRACKET 0.022 IN SLOT | DENTAL GENERAL SUPPLIES
15845 | 4215150090900 | BRACKET SELF LIGATING PASSIVE TYPE MANDIBULAR (LOWER) LEFT PREMOLAR BRACKET 0.022 IN SLOT | DENTAL GENERAL SUPPLIES
15846 | 4215150091000 | BRACKET SELF LIGATING PASSIVE TYPE MANDIBULAR (LOWER) RIGHT PREMOLAR BRACKET 0.022 IN SLOT | DENTAL GENERAL SUPPLIES
15847 | 4215150091100 | BRACKET SELF LIGATING PASSIVE TYPE MAXILLARY (UPPER) LEFT PREMOLAR BRACKET 0.022 IN SLOT | DENTAL GENERAL SUPPLIES
15848 | 4215150091200 | BRACKET SELF LIGATING PASSIVE TYPE MAXILLARY (UPPER) RIGHT PREMOLAR BRACKET 0.022 IN SLOT | DENTAL GENERAL SUPPLIES
15849 | 4215150092100 | BRACKET SELF LIGATING PASSIVE TYPE MANDIBULAR (LOWER) LEFT CANINE INCISION BRACKET 0.022 IN SLOT | DENTAL GENERAL SUPPLIES
15850 | 4215150082700 | BRACKET BONDABLE MAXILLARY (UPPER) CENTRAL LEFT INCISOR 0.022 IN SLOT ROTH PRESCRIPTION | DENTAL GENERAL SUPPLIES
15851 | 4215150092200 | BRACKET SELF LIGATING PASSIVE TYPE MAXILLARY (UPPER) LEFT CANINE INCISION BRACKET 0.022 IN SLOT | DENTAL GENERAL SUPPLIES
15852 | 4215150082600 | BUR CARBIDE RA LARGE/BIG ROUND FOR IMPLANT 3.1 MM ISO 500 - 204 - 001 - 001 - 031 | DENTAL GENERAL SUPPLIES
15853 | 4215150082100 | NITI FILES HAND FILE ASSORTMENT (45 - 80) 31 MM ONE EACH (EA) = ONE (1) PACK | DENTAL GENERAL SUPPLIES
15854 | 4215150073200 | ENDODONTIC ROOT CANAL FINGER PLUGGER L25 MM SIZE 35 ONE EACH (EA) = ONE (1) PACK | DENTAL GENERAL SUPPLIES
15855 | 4215150073300 | ENDODONTIC ROOT CANAL FINGER PLUGGER, L25 MM, SIZE 40, ONE EACH (EA) = ONE (1) PACK | DENTAL GENERAL SUPPLIES
15856 | 4215150073900 | LENTULO SPIRAL PASTE FILLER LATCH TYPE PASTE CARRIERS RA COLOR CODED LENGTH 17 MM SIZE ASSORTED (25 - 40) ONE EACH (EA) = ONE (1) PACK | DENTAL GENERAL SUPPLIES
15857 | 4215150074000 | LENTULO SPIRAL PASTE FILLER LATCH TYPE PASTE CARRIERS RA COLOR CODED LENGTH 21 MM SIZE ASSORTED (25 - 40) ONE EACH (EA) = ONE (1) PACK | DENTAL GENERAL SUPPLIES
15858 | 4215150074100 | LENTULO SPIRAL PASTE FILLER, LATCH TYPE PASTE CARRIERS, RA, COLOR CODED, LENGTH 25 MM, SIZE ASSORTED (25 - 40), ONE EACH (EA) = ONE (1) PACK | DENTAL GENERAL SUPPLIES
15859 | 4215150074300 | NON SURGICAL ULTRASONIC ENDODONTIC TIPS (TITANIUM) REMOVING OBTURATION MATERIALS. AND BROKEN INSTRUMENTS. ENDO TIP SIZE 8 LENGTH 27 MM FITTING IN PIEZO ULTRASONIC MACHINE | DENTAL GENERAL SUPPLIES
15860 | 4215150074400 | NON SURGICAL ULTRASONIC ENDODONTIC TIPS COATED WITH DIAMOND OR ZIRCONIUM NITRIDE. ENDO TIPS SIZE 4 LENGTH 20 MM. FITTING IN PIEZO ULTRASONIC MACHINE | DENTAL GENERAL SUPPLIES
15861 | 4215150074900 | BUR: DIAMOND, INTERPROXIMAL, CORROSIVE GRIT, SHORT, 0.39 MM SAFE TIP | DENTAL GENERAL SUPPLIES
15862 | 4215150075100 | CONTOURED MICRO ETCHED UR FIRST MOLAR BONDABLE BASE SINGLE BUCCAL TUBE FUNNELED MESIAL SLOT MBT RX #0.022 MED | DENTAL GENERAL SUPPLIES
15863 | 4215150075200 | BUR CARBIDE RA MEDIUM ROUND FOR IMPLANT 2.3 MM ISO 500 - 204 - 001 - 001 - 023 | DENTAL GENERAL SUPPLIES
15864 | 4215150075300 | HIGH-SPEED FG INTERPROXIMAL BUR KIT: INCLUDES 2 EACH OF MEDIUM FINE GRIT (LONG SHORT) 2 FINE GRIT MOSQUITO BURS.FG-TYPE BURS SUITABLE FOR INTERPROXIMAL REDUCTION AND CONTOURING PROCEDURES.SUPPLIED WITH AN AUTOCLAVABLE BUR BLOCK FOR SAFE STORAGE AND STERILIZATION | DENTAL GENERAL SUPPLIES
15865 | 4215150075500 | DIAMOND BUR - 847 D FG (FRICTION GRIP) ISO 806 - 314 - 177 - 524 - 016 | DENTAL GENERAL SUPPLIES
15866 | 4215150075800 | DIAMOND BUR 801 HP #150 ISO 806 - 104 - 001 - 524 - 021 | DENTAL GENERAL SUPPLIES
15867 | 4215150075900 | DIAMOND BUR 822 HP 150 ISO 806 - 104 - 042 - 524 - 060 | DENTAL GENERAL SUPPLIES
15868 | 4215150077200 | GUTTA PERCHA POINTS VARIABLE TAPER DESIGNED TO MATCH WITH ROTARY SYSTEM SIZE X4 ONE EACH (EA) = ONE (1) PACK | DENTAL GENERAL SUPPLIES
15869 | 4215150077300 | GUTTA PERCHA POINTS VARIABLE TAPER DESIGNED TO MATCH WITH ROTARY SYSTEM SIZE X5 ONE EACH (EA) = ONE (1) PACK | DENTAL GENERAL SUPPLIES
15870 | 4215150077500 | NON SURGICAL ULTRASONIC ENDODONTIC TIPS (TITANIUM) REMOVING OBTURATION MATERIALS. AND BROKEN INSTRUMENTS. ENDO TIP SIZE 6 LENGTH 20 MM FITTING IN PIEZO ULTRASONIC MACHINE | DENTAL GENERAL SUPPLIES
15871 | 4215150077600 | NON SURGICAL ULTRASONIC ENDODONTIC TIPS COATED WITH DIAMOND OR ZIRCONIUM NITRIDE. ENDO TIPS SIZE 2 LENGTH 17 MM. FITTING IN PIEZO ULTRASONIC MACHINE | DENTAL GENERAL SUPPLIES
15872 | 4215150078200 | CONTOURED MICRO ETCHED LR SECOND MOLAR BONDABLE BASE SINGLE BUCCAL TUBE FUNNELED MESIAL SLOT MBT RX #0.022 MED | DENTAL GENERAL SUPPLIES
15873 | 4215150078500 | MICRO - SURGICAL SCISSORS FOR MICRO SUTURING | DENTAL GENERAL SUPPLIES
15874 | 4215150081300 | NITI FILES HAND FILE ASSORTMENT (15 - 40) 21 MM ONE EACH (EA) = ONE (1) PACK | DENTAL GENERAL SUPPLIES
15875 | 4215150081400 | NITI FILES HAND FILE ASSORTMENT (15 - 40) 25 MM ONE EACH (EA) = ONE (1) PACK | DENTAL GENERAL SUPPLIES
15876 | 4215150081500 | CASSETTE FOR 22 INSTRUMENTS STAINLESS STEEL | DENTAL GENERAL SUPPLIES
15877 | 4215150081600 | NITI FILES HAND FILE ASSORTMENT (15 - 40) 31 MM ONE EACH (EA) = ONE (1) PACK | DENTAL GENERAL SUPPLIES
15878 | 4215150081800 | PROPHY POWDER CLEANING FOR EMS MACHINE OR EQUIVALENT 40 G | DENTAL GENERAL SUPPLIES
15879 | 4215150081900 | NITI FILES HAND FILE ASSORTMENT (45 - 80) 21 MM ONE EACH (EA) = ONE (1) PACK | DENTAL GENERAL SUPPLIES
15880 | 4215150082000 | NITI FILES HAND FILE ASSORTMENT (45 - 80) 25 MM ONE EACH (EA) = ONE (1) PACK | DENTAL GENERAL SUPPLIES
15881 | 4215150082300 | BUR CARBIDE FG ROUND #7 ISO 500 - 314 - 001 - 001 - 021 | DENTAL GENERAL SUPPLIES
15882 | 4215150073100 | ENDODONTIC ROOT CANAL FINGER PLUGGER L25 MM SIZE 30 ONE EACH (EA) = ONE (1) PACK | DENTAL GENERAL SUPPLIES
15883 | 4215150093200 | BRACKET SELF LIGATING PASSIVE TYPE MAXILLARY (UPPER) LEFT LATERAL INCISION BRACKET 0.022 IN SLOT | DENTAL GENERAL SUPPLIES
15884 | 4215150093600 | BUR CARBIDE RA INVERTED CONE ISO NO: 500204010001 - 012 | DENTAL GENERAL SUPPLIES
15885 | 4215150104100 | ENDODONTICS ULTRASONIC TIPS ASSORTED (START - X 1 - START - X 5) .COMPATIBLE OR EQUIVALENT WITH SATELEC TYPE | DENTAL GENERAL SUPPLIES
15886 | 4215150104200 | BRACKET BONDABLE MAXILLARY (UPPER) CENTRAL LEFT INCISOR 0.018 IN SLOT MBT PRESCRIPTION | DENTAL GENERAL SUPPLIES
15887 | 4215150104300 | BRACKET BONDABLE MAXILLARY (UPPER) CENTRAL LEFT INCISOR 0.022 IN SLOT MBT PRESCRIPTION | DENTAL GENERAL SUPPLIES
15888 | 4215150104400 | BUR WHITE STONE RA FLAME SHAPE #661 ISO 635 - 204 - 288 - 505 - (028 OR 030) | DENTAL GENERAL SUPPLIES
15889 | 4215150104500 | BUR: STONE, LATCHED COARSE, TAPER, SHAPE, FOR REMOVAL OF ADHESIVE RESIDUE | DENTAL GENERAL SUPPLIES
15890 | 4215150104800 | BRACKET BONDABLE MAXILLARY (UPPER) CENTRAL RIGHT INCISOR 0.018 IN SLOT MBT PRESCRIPTION | DENTAL GENERAL SUPPLIES
15891 | 4215150104900 | BRACKET BONDABLE MAXILLARY (UPPER) CENTRAL RIGHT INCISOR 0.022 IN SLOT MBT PRESCRIPTION | DENTAL GENERAL SUPPLIES
15892 | 4215150105000 | BRACKET BONDABLE MAXILLARY (UPPER) LATERAL INCISOR LEFT 0.018 IN SLOT MBT PRESCRIPTION | DENTAL GENERAL SUPPLIES
15893 | 4215150105100 | BRACKET BONDABLE MAXILLARY (UPPER) LATERAL INCISOR LEFT 0.022 IN SLOT MBT PRESCRIPTION | DENTAL GENERAL SUPPLIES
15894 | 4215150105200 | MIRROR FOR ORAL PHOTOGRAPH ADULT SS OCCLUSAL DOUBLE SIDE ROUND EDGES | DENTAL GENERAL SUPPLIES
15895 | 4215150105400 | TRIPLE - ANGLE « RETRO » NEEDLE (1 PEEK PLUNGER INCLUDED) SIZE 1 RIGHT RED 1.10 | DENTAL GENERAL SUPPLIES
15896 | 4215150105500 | BRACKET BONDABLE MAXILLARY (UPPER) CUSPIDS LEFT 0.018 IN SLOT WITH HOOK MBT PRESCRIPTION | DENTAL GENERAL SUPPLIES
15897 | 4215150105600 | BRACKET BONDABLE MAXILLARY (UPPER) CUSPIDS LEFT 0.022 IN SLOT WITH HOOK MBT PRESCRIPTION | DENTAL GENERAL SUPPLIES
15898 | 4215150105700 | BRACKET BONDABLE MAXILLARY (UPPER) LATERAL INCISOR RIGHT 0.018 IN SLOT MBT PRESCRIPTION | DENTAL GENERAL SUPPLIES
15899 | 4215150105800 | BRACKET BONDABLE MAXILLARY (UPPER) LATERAL INCISOR RIGHT 0.022 IN SLOT MBT PRESCRIPTION | DENTAL GENERAL SUPPLIES
15900 | 4215150106200 | BRACKET BONDABLE MANDIBULAR (LOWER) CUSPIDS LEFT 0.018 IN SLOT WITH HOOK MBT PRESCRIPTION | DENTAL GENERAL SUPPLIES
15901 | 4215150106300 | BRACKET BONDABLE MANDIBULAR (LOWER) CUSPIDS LEFT 0.022 IN SLOT WITH HOOK MBT PRESCRIPTION | DENTAL GENERAL SUPPLIES
15902 | 4215150106400 | BRACKET BONDABLE MAXILLARY (UPPER) CUSPIDS RIGHT 0.018 IN SLOT WITH HOOK MBT PRESCRIPTION | DENTAL GENERAL SUPPLIES
15903 | 4215150106500 | BRACKET BONDABLE MAXILLARY (UPPER) CUSPIDS RIGHT 0.022 IN SLOT WITH HOOK MBT PRESCRIPTION | DENTAL GENERAL SUPPLIES
15904 | 4215150106600 | BUR: STONE, LATCHED COARSE, CYLINDRICAL SHAPE, FOR REMOVAL OF ADHESIVE RESIDUE | DENTAL GENERAL SUPPLIES
15905 | 4215150106700 | FILE H ENDODONTIC SS WITH PRE - INSERTED SILICONE STOPS SIZE 100 LENGTH 21 MM, ONE EACH (EA) = ONE (1) PACK | DENTAL GENERAL SUPPLIES
15906 | 4215150107600 | BRACKET BONDABLE MANDIBULAR (LOWER) CUSPIDS RIGHT 0.018 IN SLOT WITH HOOK MBT PRESCRIPTION | DENTAL GENERAL SUPPLIES
15907 | 4215150107700 | BRACKET BONDABLE MANDIBULAR (LOWER) CUSPIDS RIGHT 0.022 IN SLOT WITH HOOK MBT PRESCRIPTION | DENTAL GENERAL SUPPLIES
15908 | 4215150107800 | MIRROR FOR ORAL PHOTOGRAPH CHILDREN SS OCCLUSAL DOUBLE SIDE ROUND EDGES | DENTAL GENERAL SUPPLIES
15909 | 4215150108400 | TRIPLE - ANGLE « RETRO » NEEDLE (1 PEEK PLUNGER INCLUDED) SIZE 0 RIGHT YELLOW 0.90 | DENTAL GENERAL SUPPLIES
15910 | 4215150108500 | BRACKET BONDABLE MANDIBULAR (LOWER) INCISOR 0.018 IN SLOT MBT PRESCRIPTION | DENTAL GENERAL SUPPLIES
15911 | 4215150108600 | BRACKET BONDABLE MANDIBULAR (LOWER) INCISOR 0.022 IN SLOT MBT PRESCRIPTION | DENTAL GENERAL SUPPLIES
15912 | 4215150103600 | BRACKET SELF LIGATING PASSIVE TYPE MANDIBULAR (LOWER) INCISOR BRACKET 0.022 INCH SLOT | DENTAL GENERAL SUPPLIES
15913 | 4215150093300 | BRACKET SELF LIGATING PASSIVE TYPE MAXILLARY (UPPER) RIGHT LATERAL INCISION BRACKET 0.022 IN SLOT | DENTAL GENERAL SUPPLIES
15914 | 4215150103400 | BUR: STONE FG (FRICTION GRIP) COARSE CYLINDRICAL SHAPE FOR REMOVAL OF ADHESIVE RESIDUE | DENTAL GENERAL SUPPLIES
15915 | 4215150101600 | BUR WHITE STONE FG TAPER SHAPE FLAT END #649 ISO 635 - 314 - 171 - 505 - (027 OR 028) | DENTAL GENERAL SUPPLIES
15916 | 4215150093700 | BRACKET SELF LIGATING ACTIVE TYPE MANDIBULAR (LOWER) INCISOR 0.022 IN SLOT | DENTAL GENERAL SUPPLIES
15917 | 4215150093900 | BUR CARBIDE HP DOMED FISSURE CUTTERS #ISO 500 - 104 - 137 - 190 - 023 | DENTAL GENERAL SUPPLIES
15918 | 4215150094400 | CONTOURED MICRO ETCHED LL FIRST MOLAR BONDABLE BASE SINGLE BUCCAL TUBE FUNNELED MESIAL SLOT MBT RX #0.022 MED | DENTAL GENERAL SUPPLIES
15919 | 4215150095000 | BRACKET SELF LIGATING ACTIVE TYPE MANDIBULAR (LOWER) RIGHT PREMOLAR BRACKET 0.022 IN SLOT | DENTAL GENERAL SUPPLIES
15920 | 4215150095200 | BRACKET SELF LIGATING ACTIVE TYPE MAXILLARY (UPPER) LEFT PREMOLAR BRACKET 0.022 IN SLOT | DENTAL GENERAL SUPPLIES
15921 | 4215150095300 | BRACKET SELF LIGATING ACTIVE TYPE MAXILLARY (UPPER) RIGHT PREMOLAR BRACKET 0.022 IN SLOT | DENTAL GENERAL SUPPLIES
15922 | 4215150095400 | BUR CARBIDE FG EXTRA LONG TAPER #7664 ISO 500 - 314 - 198(197) - 072 - 014 | DENTAL GENERAL SUPPLIES
15923 | 4215150095700 | BRACKET SELF LIGATING PASSIVE TYPE MAXILLARY (UPPER) LEFT CENTRAL INCISOR BRACKET 0.022 IN SLOT | DENTAL GENERAL SUPPLIES
15924 | 4215150095800 | BRACKET SELF LIGATING PASSIVE TYPE MAXILLARY (UPPER) RIGHT CENTRAL INCISOR BRACKET 0.022 IN SLOT | DENTAL GENERAL SUPPLIES
15925 | 4215150096000 | BUR DIAMOND FG INTERPROXIMAL FINE GRIT SHORT 0.39 MM SAFE TIP ISO 806 - 314 - 465 - 514 - 016 | DENTAL GENERAL SUPPLIES
15926 | 4215150096100 | CONTOURED MICRO ETCHED LL SECOND MOLAR BONDABLE BASE SINGLE BUCCAL TUBE FUNNELED MESIAL SLOT MBT RX #0.022 MED | DENTAL GENERAL SUPPLIES
15927 | 4215150096200 | CONTOURED MICRO ETCHED UL SECOND MOLAR BONDABLE BASE SINGLE BUCCAL TUBE FUNNELED MESIAL SLOT MBT RX #0.022 MED | DENTAL GENERAL SUPPLIES
15928 | 4215150096500 | BRACKET SELF LIGATING ACTIVE TYPE MANDIBULAR (LOWER) LEFT CANINE BRACKET 0.022 IN SLOT | DENTAL GENERAL SUPPLIES
15929 | 4215150096600 | BRACKET SELF LIGATING ACTIVE TYPE MAXILLARY (UPPER) LEFT CANINE BRACKET 0.022 IN SLOT | DENTAL GENERAL SUPPLIES
15930 | 4215150097500 | BRACKET SELF LIGATING ACTIVE TYPE MANDIBULAR (LOWER) LEFT PREMOLAR BRACKET 0.022 IN SLOT | DENTAL GENERAL SUPPLIES
15931 | 4215150097900 | BRACKET SELF LIGATING ACTIVE TYPE MAXILLARY (UPPER) LATERAL LEFT ANTERIOR INCISOR BRACKET 0.022 IN SLOT | DENTAL GENERAL SUPPLIES
15932 | 4215150098000 | DROP IN HOOKS FOR PASSIVE TYPE SELF LIGHTING BRACKETS UPPER/LOWER ( 5 - 5) 30 PIECE | DENTAL GENERAL SUPPLIES
15933 | 4215150098700 | COATING FOR GLASS IONOMER COMPOSITE AND TEMPORARY RESTORATIONS | DENTAL GENERAL SUPPLIES
15934 | 4215150098800 | BUR WHITE STONE FG ROUND SHAPE #601 ISO 635 - 314 - 001 - 505 - 030 | DENTAL GENERAL SUPPLIES
15935 | 4215150099000 | BRACKET SELF LIGATING ACTIVE TYPE MANDIBULAR (LOWER) RIGHT CANINE BRACKET 0.022 IN SLOT | DENTAL GENERAL SUPPLIES
15936 | 4215150099100 | BRACKET SELF LIGATING ACTIVE TYPE MAXILLARY (UPPER) RIGHT CANINE BRACKET 0.022 IN SLOT | DENTAL GENERAL SUPPLIES
15937 | 4215150099700 | BRACKET SELF LIGATING ACTIVE TYPE MAXILLARY (UPPER) LATERAL RIGHT ANTERIOR INCISOR BRACKET 0.022 IN SLOT | DENTAL GENERAL SUPPLIES
15938 | 4215150099900 | BUR CARBIDE HP FLAT END TAPER CUTTERS #ISO 500 - 104 - 171 - 006 - 016 | DENTAL GENERAL SUPPLIES
15939 | 4215150100700 | BUR WHITE STONE RA ROUND SHAPE #601 ISO 635 - 204 - 001 - 505 - 030 | DENTAL GENERAL SUPPLIES
15940 | 4215150101100 | BRACKET SELF LIGATING ACTIVE TYPE MAXILLARY (UPPER) CENTRAL RIGHT ANTERIOR INCISOR BRACKET 0.022 IN SLOT | DENTAL GENERAL SUPPLIES
15941 | 4215150101400 | MOUTH MIRROR NON-MAGNIFYING PLANE SURFACE SIMPLE STEM AUTOCLAVABLE STAINLESS STEEL SIZE 6 | DENTAL GENERAL SUPPLIES
15942 | 4215150101500 | BUR WHITE STONE FG FLAME SHAPE #661 ISO 635 - 314 - 288 - 505 - (025 OR 030) | DENTAL GENERAL SUPPLIES
15943 | 4215150103000 | RUBBER DAM CLAMP SATIN STEEL FLAT NARROW JAWS FOR SMALL UPPER MOLARS SIZE W4 | DENTAL GENERAL SUPPLIES
15944 | 4215150073000 | ENDODONTIC ROOT CANAL FINGER PLUGGER L25 MM SIZE 25 ONE EACH (EA) = ONE (1) PACK | DENTAL GENERAL SUPPLIES
15945 | 4215150072900 | ENDODONTIC ROOT CANAL FINGER PLUGGER L25 MM SIZE 20 ONE EACH (EA) = ONE (1) PACK | DENTAL GENERAL SUPPLIES
15946 | 4215150072000 | BUR EXCAVATING CROSSCUT FISSURE TC FG #559 ISO 500 - 314 - 107 - 007 - 014 | DENTAL GENERAL SUPPLIES
15947 | 4215150055600 | ENDODONTIC HAND SPREADER STAINLESS STEE SINGLE ENDED SIZE D11 T | DENTAL GENERAL SUPPLIES
15948 | 4215150055900 | GUTTA PERCHA POINTS RADIO - OPAQUE STANDARDIZED SIZE 100/0.02 80 - 120/BOX ONE EACH (EA) = ONE (1) PACK | DENTAL GENERAL SUPPLIES
15949 | 4215150056000 | GUTTA PERCHA POINTS RADIO - OPAQUE STANDARDIZED SIZE 110/0.02 80 - 120/BOX ONE EACH (EA) = ONE (1) PACK | DENTAL GENERAL SUPPLIES
15950 | 4215150056100 | GUTTA PERCHA POINTS RADIO - OPAQUE STANDARDIZED SIZE 120/0.02 80 - 120/BOX ONE EACH (EA) = ONE (1) PACK | DENTAL GENERAL SUPPLIES
15951 | 4215150056200 | GUTTA PERCHA POINTS RADIO - OPAQUE STANDARDIZED SIZE 130/0.02 80 - 120/BOX ONE EACH (EA) = ONE (1) PACK | DENTAL GENERAL SUPPLIES
15952 | 4215150056700 | RUBBER DAM CLAMP STAINLESS STEEL SHINY SIZE 200 ONE EACH (EA) = ONE (1) PACK | DENTAL GENERAL SUPPLIES
15953 | 4215150056800 | RUBBER DAM CLAMP, STAINLESS STEEL, SHINY, SIZE 201 | DENTAL GENERAL SUPPLIES
15954 | 4215150056900 | RUBBER DAM CLAMP, STAINLESS STEEL, SHINY, SIZE 202 | DENTAL GENERAL SUPPLIES
15955 | 4215150057000 | RUBBER DAM CLAMP, STAINLESS STEEL, SHINY, SIZE 203 | DENTAL GENERAL SUPPLIES
15956 | 4215150057100 | RUBBER DAM CLAMP, STAINLESS STEEL, SHINY, SIZE 204 | DENTAL GENERAL SUPPLIES
15957 | 4215150057200 | RUBBER DAM CLAMP, STAINLESS STEEL, SHINY, SIZE 205 | DENTAL GENERAL SUPPLIES
15958 | 4215150057300 | RUBBER DAM CLAMP, STAINLESS STEEL, SHINY, SIZE 206 | DENTAL GENERAL SUPPLIES
15959 | 4215150057400 | RUBBER DAM CLAMP, STAINLESS STEEL, SHINY, SIZE 207 | DENTAL GENERAL SUPPLIES
15960 | 4215150057500 | RUBBER DAM CLAMP, STAINLESS STEEL, SHINY, SIZE 209 | DENTAL GENERAL SUPPLIES
15961 | 4215150057600 | RUBBER DAM CLAMP, STAINLESS STEEL, SHINY, SIZE 210 | DENTAL GENERAL SUPPLIES
15962 | 4215150057700 | RUBBER DAM CLAMP, STAINLESS STEEL, SHINY, SIZE 211 | DENTAL GENERAL SUPPLIES
15963 | 4215150057800 | RUBBER DAM CLAMP, STAINLESS STEEL, SHINY, SIZE 26 N | DENTAL GENERAL SUPPLIES
15964 | 4215150057900 | RUBBER DAM CLAMP, STAINLESS STEEL, SHINY, SIZE 2 AS | DENTAL GENERAL SUPPLIES
15965 | 4215150058000 | RUBBER DAM CLAMP, STAINLESS STEEL, SHINY, SIZE 56 S | DENTAL GENERAL SUPPLIES
15966 | 4215150058100 | RUBBER DAM CLAMP, STAINLESS STEEL, SHINY, SIZE 56 W | DENTAL GENERAL SUPPLIES
15967 | 4215150058200 | RUBBER DAM CLAMP, STAINLESS STEEL, SHINY, SIZE 8 AD | DENTAL GENERAL SUPPLIES
15968 | 4215150058300 | RUBBER DAM CLAMP, STAINLESS STEEL, SHINY, SIZE 90 N | DENTAL GENERAL SUPPLIES
15969 | 4215150058400 | RUBBER DAM CLAMP, STAINLESS STEEL, SHINY, SIZE W00 | DENTAL GENERAL SUPPLIES
15970 | 4215150058500 | RUBBER DAM CLAMP, STAINLESS STEEL, SHINY, SIZE W2 A | DENTAL GENERAL SUPPLIES
15971 | 4215150058600 | RUBBER DAM CLAMP, STAINLESS STEEL, SHINY, SIZE W8 A | DENTAL GENERAL SUPPLIES
15972 | 4215150058700 | BRACKET BONDABLE MANDIBULAR (LOWER) INCISOR 0.022 IN SLOT ROTH PRESCRIPTION | DENTAL GENERAL SUPPLIES
15973 | 4215150058800 | BUR DIAMOND FG ROUND #846 ISO 806 - 314 - 171 - 524 - 014 | DENTAL GENERAL SUPPLIES
15974 | 4215150055400 | H-FILE ENDODONTIC STAINLESS STEEL WITH PRE - INSERTED SILICONE STOPS ASSORTED SIZE 15 - 40 LENGTH 31 MM ONE EACH (EA) = ONE (1) PACK | DENTAL GENERAL SUPPLIES
15975 | 4215150058900 | BUR CARBIDE RA ROUND ISO NO: 500204001001 - 018 | DENTAL GENERAL SUPPLIES
15976 | 4215150055300 | BUR CARBIDE RA ROUND ISO NO: 500204001001 - 012 | DENTAL GENERAL SUPPLIES
15977 | 4215150055100 | BRACKET BONDABLE MAXILLARY (UPPER) CUSPIDS RIGHT 0.022 IN SLOT WITH HOOK ROTH PRESCRIPTION | DENTAL GENERAL SUPPLIES
15978 | 4215150046600 | BUR CARBIDE FG (FRICTION GRIP) FISSURE TAPER CROSSCUT FLAT END #ISO 500 - 314 - 171 - 007 - 010 | DENTAL GENERAL SUPPLIES
15979 | 4215150046700 | FILE C+ ENDODONTIC STAINLESS STEEL WITH PRE - INSERTED SILICONE STOPS SIZE 10 LENGTH 21 MM ONE EACH (EA) = ONE (1) PACK | DENTAL GENERAL SUPPLIES
15980 | 4215150047100 | HOOKED NEEDLE (1 PEEK PLUNGER INCLUDED) SIZE 2 DIAMETER 1.30 | DENTAL GENERAL SUPPLIES
15981 | 4215150049200 | GOSHGARIAN PALATAL BARS ASSORTMENT WITH INVERTED LOOP 0.9/40 MM | DENTAL GENERAL SUPPLIES
15982 | 4215150049300 | GOSHGARIAN PALATAL BARS ASSORTMENT WITH INVERTED LOOP 0.9/52 MM | DENTAL GENERAL SUPPLIES
15983 | 4215150049400 | BUR FISSURE TAPER PLAIN ROUND END FG (FRICTION GRIP) # 1171 L HEAD SIZE 0.10 MM | DENTAL GENERAL SUPPLIES
15984 | 4215150049500 | BUR FISSURE TAPER PLAIN ROUND END FG (FRICTION GRIP) # 1171 L HEAD SIZE 0.12 MM | DENTAL GENERAL SUPPLIES
15985 | 4215150050500 | OBTURATION CARTRIDGES GUTTA PERCHA GAUGE 20 | DENTAL GENERAL SUPPLIES
15986 | 4215150051200 | RUBBER DAM CLAMP, STAINLESS STEEL, SHINY, SIZE E, ONE EACH (EA) = ONE (1) PACK | DENTAL GENERAL SUPPLIES
15987 | 4215150051500 | GOSHGARIAN PALATAL BARS ASSORTMENT WITH INVERTED LOOP 0.9/37 MM | DENTAL GENERAL SUPPLIES
15988 | 4215150051700 | GOSHGARIAN PALATAL BARS ASSORTMENT WITH INVERTED LOOP 0.9/46 MM | DENTAL GENERAL SUPPLIES
15989 | 4215150051800 | GOSHGARIAN PALATAL BARS ASSORTMENT WITH INVERTED LOOP 0.9/49 MM | DENTAL GENERAL SUPPLIES
15990 | 4215150051900 | ENDODONTIC BUCHANAN ROOT CANAL PLUGGER SET, A TAPERED NICKEL - TITANIUM END AND A STAINLESS STEEL END, SIZE 0 | DENTAL GENERAL SUPPLIES
15991 | 4215150052000 | ENDODONTIC BUCHANAN ROOT CANAL PLUGGER SET, A TAPERED NICKEL - TITANIUM END AND A STAINLESS STEEL END, SIZE 1 | DENTAL GENERAL SUPPLIES
15992 | 4215150052400 | GUTTA PERCHA POINTS RADIO - OPAQUE STANDARDIZED SIZE 50/0.06 80 - 120/BOX ONE EACH (EA) = ONE (1) PACK | DENTAL GENERAL SUPPLIES
15993 | 4215150052500 | GUTTA PERCHA POINTS, RADIO - OPAQUE, STANDARDIZED, SIZE 55/0.02, 80 - 120/BOX, ONE EACH (EA) = ONE (1) PACK | DENTAL GENERAL SUPPLIES
15994 | 4215150054000 | RUBBER DAM CLAMP STAINLESS STEEL SHINY SIZE 11 ONE EACH (EA) = ONE (1) PACK | DENTAL GENERAL SUPPLIES
15995 | 4215150054100 | RUBBER DAM CLAMP STAINLESS STEEL SHINY SIZE 15 ONE EACH (EA) = ONE (1) PACK | DENTAL GENERAL SUPPLIES
15996 | 4215150054200 | RUBBER DAM CLAMP STAINLESS STEEL SHINY SIZE 22 ONE EACH (EA) = ONE (1) PACK | DENTAL GENERAL SUPPLIES
15997 | 4215150054300 | RUBBER DAM CLAMP STAINLESS STEEL SHINY SIZE 28 ONE EACH (EA) = ONE (1) PACK | DENTAL GENERAL SUPPLIES
15998 | 4215150054400 | RUBBER DAM CLAMP STAINLESS STEEL SHINY SIZE 29 ONE EACH (EA) = ONE (1) PACK | DENTAL GENERAL SUPPLIES
15999 | 4215150054500 | RUBBER DAM CLAMP STAINLESS STEEL SHINY SIZE 31 ONE EACH (EA) = ONE (1) PACK | DENTAL GENERAL SUPPLIES
16000 | 4215150054600 | RUBBER DAM CLAMP STAINLESS STEEL SHINY SIZE 7 A ONE EACH (EA) = ONE (1) PACK | DENTAL GENERAL SUPPLIES
16001 | 4215150054700 | RUBBER DAM CLAMP STAINLESS STEEL SHINY SIZE NW ONE EACH (EA) = ONE (1) PACK | DENTAL GENERAL SUPPLIES
16002 | 4215150054800 | RUBBER DAM CLAMP STAINLESS STEEL SHINY SIZE W5 ONE EACH (EA) = ONE (1) PACK | DENTAL GENERAL SUPPLIES
16003 | 4215150054900 | RUBBER DAM CLAMP STAINLESS STEEL SHINY SIZE W6 ONE EACH (EA) = ONE (1) PACK | DENTAL GENERAL SUPPLIES
16004 | 4215150055000 | BRACKET BONDABLE MANDIBULAR (LOWER) CUSPIDS RIGHT 0.022 IN SLOT WITH HOOK ROTH PRESCRIPTION | DENTAL GENERAL SUPPLIES
16005 | 4215150055200 | GOSHGARIAN PALATAL BARS ASSORTMENT WITH INVERTED LOOP 0.9/43 MM | DENTAL GENERAL SUPPLIES
16006 | 4215150059000 | BUR CARBIDE HP CUTTERS ISO 500 - 104 - 116 - 190 - 023 | DENTAL GENERAL SUPPLIES
16007 | 4215150059100 | BUR CARBIDE HP CUTTERS ISO 500 - 104 - 194 - 194 - 040 | DENTAL GENERAL SUPPLIES
16008 | 4215150059200 | BUR CARBIDE HP CUTTERS #ISO 500 - 104 - 194 - 194 - 050 | DENTAL GENERAL SUPPLIES
16009 | 4215150066500 | NITI HAND FILE CONVEX TRIANGLE CROSS - SECTION AND SYMMETRIC ROTATION PROGRESSIVELY CHANGING HELICAL ANGLE AND PITCH VARIABLE TIP DIAMETERS MODIFIED GUIDING TIP NO RADIAL LANDS. ASSORTMENTS OF 6 FILES: (SX S 1 S 2 F 1 F 2 AND F 3). LENGTH 31 MM | DENTAL GENERAL SUPPLIES
16010 | 4215150066800 | ROTARY FILE M - WIRE NICKEL TITANIUM OFF CENTERED RECTANGULAR CROSS - SECTION WITH VARIABLE TAPER. LENGTH 31 MM SIZE ASSORTED X 1 X 2 X 3 ONE EACH (EA) = ONE (1) PACK | DENTAL GENERAL SUPPLIES
16011 | 4215150066900 | RUBBER DAM CLAMP, STAINLESS STEEL, SHINY, SIZE W 3 | DENTAL GENERAL SUPPLIES
16012 | 4215150067200 | GUTTA PERCHA POINTS, RADIO - OPAQUE, STANDARDIZED, SIZE 140/0.02, 80 - 120/BOX, ONE EACH (EA) = ONE (1) PACK | DENTAL GENERAL SUPPLIES
16013 | 4215150067500 | LENTULO SPIRAL PASTE FILLER LATCH TYPE PASTE CARRIERS RA COLOR CODED BLACK LENGTH 21 MM SIZE 40 ONE EACH (EA) = ONE (1) PACK | DENTAL GENERAL SUPPLIES
16014 | 4215150067600 | LENTULO SPIRAL PASTE FILLER LATCH TYPE PASTE CARRIERS RA COLOR CODED BLACK LENGTH 25 MM SIZE 40 ONE EACH (EA) = ONE (1) PACK | DENTAL GENERAL SUPPLIES
16015 | 4215150067700 | LONG SHANK ROUND ENDODONTICS MULLER BUR, LATCH TYPE, 18 MM LENGTH, 1.00 MM HEAD SIZE, SIZE 2 | DENTAL GENERAL SUPPLIES
16016 | 4215150067800 | LONG SHANK ROUND ENDODONTICS MULLER BUR, LATCH TYPE, 18 MM LENGTH, 1.2 MM HEAD SIZE, SIZE 3 | DENTAL GENERAL SUPPLIES
16017 | 4215150068200 | NON SURGICAL ULTRASONIC ENDODONTIC TIPS (TITANIUM) REMOVING OBTURATION MATERIALS AND BROKEN INSTRUMENTS. ENDO TIPS ASSORTED SIZE (6 - 8). FITTING IN PIEZO ULTRASONIC MACHINE. 3/PACK ONE EACH (EA) = ONE (1) PACK | DENTAL GENERAL SUPPLIES
16018 | 4215150068300 | BRACKET BONDABLE MANDIBULAR (LOWER) CUSPIDS LEFT 0.022 IN SLOT WITH HOOK ROTH PRESCRIPTION | DENTAL GENERAL SUPPLIES
16019 | 4215150068400 | BRACKET BONDABLE MAXILLARY (UPPER) CUSPIDS LEFT 0.022 IN SLOT WITH HOOK ROTH | DENTAL GENERAL SUPPLIES
16020 | 4215150068900 | DIAMOND BUR - 825 HP ISO 806 - 104 - 304 - 524 - 023 | DENTAL GENERAL SUPPLIES
16021 | 4215150069000 | DIAMOND BUR - 850 HP ISO 806 - 104 - 198 - 524 - 040 | DENTAL GENERAL SUPPLIES
16022 | 4215150069100 | DIAMOND BUR BEVELED CYLINDER TIP MEDIUM GRIT 879 HP ISO (807 - 104 - 266 - 524 - 050) | DENTAL GENERAL SUPPLIES
16023 | 4215150070100 | ENDODONTIC HAND SPREADER STAINLESS STEEL SINGLE ENDED SIZE 30 ONE EACH (EA) = ONE (1) PACK | DENTAL GENERAL SUPPLIES
16024 | 4215150070300 | LENTULO SPIRAL PASTE FILLER LATCH TYPE PASTE CARRIERS RA COLOR CODED BLACK LENGTH 17 MM SIZE 40 ONE EACH (EA) = ONE (1) PACK | DENTAL GENERAL SUPPLIES
16025 | 4215150070400 | NICKEL TITANIUM ROTARY FILE REVERSE HELIX SEMI - ACTIVE AND MODIFIED GUIDING TIP OFFSET PARALLELOGRAM - SHAPED CROSS - SECTION VARIABLE TAPER NEW SUPERMETAL TECHNOLOGY (GOLD - WIRE) UNIQUE UNEQUAL BIDIRECTIONAL RECIPROCATION MOVEMENT. PRIMARY (RED 25/07) LENGTH 21 MM. 6/PACK ONE EACH (EA) = ONE (1) PACK | DENTAL GENERAL SUPPLIES
16026 | 4215150070500 | NON SURGICAL ULTRASONIC ENDODONTIC TIPS (TITANIUM) REMOVING OBTURATION MATERIALS. AND BROKEN INSTRUMENTS. ENDO TIP SIZE 7 LENGTH 24 MM FITTING IN PIEZO ULTRASONIC MACHINE | DENTAL GENERAL SUPPLIES
16027 | 4215150070600 | NON SURGICAL ULTRASONIC ENDODONTIC TIPS COATED WITH DIAMOND OR ZIRCONIUM NITRIDE. ENDO TIPS SIZE 1 LENGTH 17 MM. FITTING IN PIEZO ULTRASONIC MACHINE | DENTAL GENERAL SUPPLIES
16028 | 4215150070700 | NON SURGICAL ULTRASONIC ENDODONTIC TIPS COATED WITH DIAMOND OR ZIRCONIUM NITRIDE. ENDO TIPS SIZE 3 LENGTH 18 MM. FITTING IN PIEZO ULTRASONIC MACHINE | DENTAL GENERAL SUPPLIES
16029 | 4215150070800 | NON SURGICAL ULTRASONIC ENDODONTIC TIPS COATED WITH DIAMOND OR ZIRCONIUM NITRIDE. ENDO TIPS SIZE 5 LENGTH 24 MM. FITTING IN PIEZO ULTRASONIC MACHINE | DENTAL GENERAL SUPPLIES
16030 | 4215150070900 | PAPER POINTS PRE - STERILIZED CELLS SIZE 60 200 POINTS/BOX ONE EACH (EA) = ONE (1) PACK | DENTAL GENERAL SUPPLIES
16031 | 4215150071000 | PAPER POINTS PRE - STERILIZED CELLS SIZE 80 200 POINTS/BOX ONE EACH (EA) = ONE (1) PACK | DENTAL GENERAL SUPPLIES
16032 | 4215150071100 | PAPER POINTS PRE - STERILIZED CELLS SIZE 90 200 POINTS/BOX ONE EACH (EA) = ONE (1) PACK | DENTAL GENERAL SUPPLIES
16033 | 4215150071500 | BRACKET BONDABLE MAXILLARY (UPPER) LATERAL INCISOR LEFT 0.022 IN SLOT ROTH PRESCRIPTION | DENTAL GENERAL SUPPLIES
16034 | 4215150071600 | BRACKET BONDABLE MAXILLARY (UPPER) LATERAL INCISOR RIGHT 0.022 IN SLOT ROTH PRESCRIPTION | DENTAL GENERAL SUPPLIES
16035 | 4215150071700 | BUR: DIAMOND, INTERPROXIMAL, CORROSIVE GRIT, LONG, 0.39 MM SAFE TIP | DENTAL GENERAL SUPPLIES
16036 | 4215150066400 | NITI HAND FILE CONVEX TRIANGLE CROSS - SECTION AND SYMMETRIC ROTATION PROGRESSIVELY CHANGING HELICAL ANGLE AND PITCH VARIABLE TIP DIAMETERS MODIFIED GUIDING TIP NO RADIAL LANDS. ASSORTMENTS OF 6 FILES: (SX S 1 S 2 F 1 F 2 AND F 3). LENGTH 21 MM | DENTAL GENERAL SUPPLIES
16037 | 4215150066300 | NITI HAND FILE CONVEX TRIANGLE CROSS - SECTION AND SYMMETRIC ROTATION PROGRESSIVELY CHANGING HELICAL ANGLE AND PITCH VARIABLE TIP DIAMETERS MODIFIED GUIDING TIP NO RADIAL LANDS. ASSORTMENTS OF 6 FILES:( SX S 1 S 2 F 1 F 2 AND F 3). LENGTH 25 MM | DENTAL GENERAL SUPPLIES
16038 | 4215150065300 | LONG SHANK ROUND ENDODONTICS MULLER BUR, LATCH TYPE, 18 MM LENGTH, 1.8 MM HEAD SIZE, SIZE 6 | DENTAL GENERAL SUPPLIES
16039 | 4215150065200 | LONG SHANK ROUND ENDODONTICS MULLER BUR, LATCH TYPE, 18 MM LENGTH, 1.6 MM HEAD SIZE, SIZE 5 | DENTAL GENERAL SUPPLIES
16040 | 4215150059300 | BUR CARBIDE HP CUTTERS #ISO 500 - 104 - 194 - 225 - 070 | DENTAL GENERAL SUPPLIES
16041 | 4215150059400 | BUR CARBIDE HP CUTTERS #ISO 500 - 104 - 201 - 190 - 060 | DENTAL GENERAL SUPPLIES
16042 | 4215150059900 | ENDODONTIC HAND SPREADER STAINLESS STEE SINGLE ENDED SIZE D11 TS | DENTAL GENERAL SUPPLIES
16043 | 4215150060100 | LENTULO SPIRAL PASTE FILLER LATCH TYPE PASTE CARRIERS RA COLOR CODED GREEN LENGTH 17 MM SIZE 35 ONE EACH (EA) = ONE (1) PACK | DENTAL GENERAL SUPPLIES
16044 | 4215150060200 | LENTULO SPIRAL PASTE FILLER LATCH TYPE PASTE CARRIERS RA COLOR CODED GREEN LENGTH 21 MM SIZE 35 ONE EACH (EA) = ONE (1) PACK | DENTAL GENERAL SUPPLIES
16045 | 4215150060300 | LENTULO SPIRAL PASTE FILLER LATCH TYPE PASTE CARRIERS RA COLOR CODED GREEN LENGTH 25 MM SIZE 35 ONE EACH (EA) = ONE (1) PACK | DENTAL GENERAL SUPPLIES
16046 | 4215150060500 | LENTULO SPIRAL PASTE FILLER LATCH TYPE PASTE CARRIERS RA COLOR CODED RED LENGTH 17 MM SIZE 25 ONE EACH (EA) = ONE (1) PACK | DENTAL GENERAL SUPPLIES
16047 | 4215150060600 | LENTULO SPIRAL PASTE FILLER LATCH TYPE PASTE CARRIERS RA COLOR CODED RED LENGTH 21 MM SIZE 25 ONE EACH (EA) = ONE (1) PACK | DENTAL GENERAL SUPPLIES
16048 | 4215150060700 | LENTULO SPIRAL PASTE FILLER, LATCH TYPE PASTE CARRIERS, RA, COLOR CODED, RED LENGTH 25 MM, SIZE 25, ONE EACH (EA) = ONE (1) PACK | DENTAL GENERAL SUPPLIES
16049 | 4215150060900 | LONG SHANK ROUND ENDODONTICS MULLER BUR, LATCH TYPE, 18 MM LENGTH, ASSORTED SIZE (1 - 6) | DENTAL GENERAL SUPPLIES
16050 | 4215150061000 | NICKEL TITANIUM ROTARY FILE CONVEX TRIANGLE CROSS - SECTION AND SYMMETRIC ROTATION PROGRESSIVELY CHANGING HELICAL ANGLE AND PITCH VARIABLE TIP DIAMETERS MODIFIED GUIDING TIP NO RADIAL LANDS MORE EFFICIENT CUTTING ANGLE ENHANCED FLEXIBILITY SHORT HANDLES. SIZE ASSORTED (SX S1 S 2 F 1 F 2 F 3) LENGTH 31 MM | DENTAL GENERAL SUPPLIES
16051 | 4215150061500 | OBTURATION CARTRIDGES GUTTA PERCHA GAUGE 23 | DENTAL GENERAL SUPPLIES
16052 | 4215150061600 | OBTURATION CARTRIDGES, GUTTA PERCHA, GAUGE 25 (LIGHT BODY) | DENTAL GENERAL SUPPLIES
16053 | 4215150110000 | BUR: CARBIDE FG (FRICTION GRIP) COARSE 12 FLUTED FLAME SHAPED FOR OF ADHESIVE RESIDUE | DENTAL GENERAL SUPPLIES
16054 | 4215150062200 | ROTARY FILE: NICKLE TITANIUM U - SHAPE AND RADIAL LAND NON - CUTTING TIP CONSTANT TAPER TAPERING 0.04 LENGTH 21 MM SIZE 60, ONE EACH (EA) = ONE (1) PACK | DENTAL GENERAL SUPPLIES
16055 | 4215150062600 | RUBBER DAM CLAMP, STAINLESS STEEL, SHINY, SIZE 30 | DENTAL GENERAL SUPPLIES
16056 | 4215150062700 | BRACKET BONDABLE MANDIBULAR (LOWER) BICUSPIDS (PREMOLARS) LEFT 0.022 IN SLOT WITH HOOK ROTH PRESCRIPTION | DENTAL GENERAL SUPPLIES
16057 | 4215150062800 | BRACKET BONDABLE MANDIBULAR (LOWER) BICUSPIDS (PREMOLARS) RIGHT 0.022 IN SLOT WITH HOOK ROTH PRESCRIPTION | DENTAL GENERAL SUPPLIES
16058 | 4215150062900 | BRACKET BONDABLE MAXILLARY (UPPER) BICUSPIDS (PREMOLARS) LEFT 0.022 IN SLOT WITH HOOK ROTH PRESCRIPTION | DENTAL GENERAL SUPPLIES
16059 | 4215150063000 | BRACKET BONDABLE MAXILLARY (UPPER) BICUSPIDS (PREMOLARS) RIGHT 0.022 IN SLOT WITH HOOK ROTH PRESCRIPTION | DENTAL GENERAL SUPPLIES
16060 | 4215150063100 | HOLDER, MOSQUITO FORCEPS WITH HOOK, STRAIGHT POSITIVE LOCKING MECHANISM ON THE REAR OF THE HANDLES | DENTAL GENERAL SUPPLIES
16061 | 4215150063300 | BUR CARBIDE HP ROUND CUTTERS #ISO 500 - 104 - 001 - 175 - 050 | DENTAL GENERAL SUPPLIES
16062 | 4215150063400 | BUR CARBIDE HP ROUND CUTTERS #ISO 500 - 104 - 001 - 178 - 050 | DENTAL GENERAL SUPPLIES
16063 | 4215150064500 | GUTTA PERCHA POINTS RADIO - OPAQUE STANDARDIZED SIZE 15 - 40/0.04 80 - 120/BOX ONE EACH (EA) = ONE (1) PACK | DENTAL GENERAL SUPPLIES
16064 | 4215150064600 | LENTULO SPIRAL PASTE FILLER LATCH TYPE PASTE CARRIERS RA COLOR CODED BLUE LENGTH 17 MM SIZE 30 ONE EACH (EA) = ONE (1) PACK | DENTAL GENERAL SUPPLIES
16065 | 4215150064700 | LENTULO SPIRAL PASTE FILLER LATCH TYPE PASTE CARRIERS RA COLOR CODED BLUE LENGTH 21 MM SIZE 30 ONE EACH (EA) = ONE (1) PACK | DENTAL GENERAL SUPPLIES
16066 | 4215150064800 | LENTULO SPIRAL PASTE FILLER LATCH TYPE PASTE CARRIERS RA COLOR CODED BLUE LENGTH 25 MM SIZE 30 ONE EACH (EA) = ONE (1) PACK | DENTAL GENERAL SUPPLIES
16067 | 4215150065100 | LONG SHANK ROUND ENDODONTICS MULLER BUR, LATCH TYPE, 18 MM LENGTH, 1.4 MM HEAD SIZE, SIZE 4 | DENTAL GENERAL SUPPLIES
16068 | 4215150062500 | RUBBER DAM CLAMP, STAINLESS STEEL, SHINY, SIZE W14 A | DENTAL GENERAL SUPPLIES
16069 | 4215161036700 | PRE-WELDED CONVERTIBLE BAND WITH SINGLE TUBE WITH LINGUAL CLEAT 0.022 SLOT MBT PRESCRIPTION MANDIBULAR LEFT SECOND MOLAR SIZE 32 OR EQUIVALENT | DENTAL GENERAL SUPPLIES
16070 | 4215150349900 | ZIRCONIA CROWN REFILL FOR LOWER LEFT PRIMARY SECOND MOLAR SIZE 4 OR EQUIVALENT | DENTAL GENERAL SUPPLIES
16071 | 4215161036900 | STANDARD CONTOURED REGULAR NON ETCHED CONVERTIBLE LOWER LEFT SECOND MOLAR BANDS PRE-WELDED WITH SINGLE BUCCAL TUBE MBT RX. #0.022 AND LINGUAL CLEAT PERMANENT LASER ID MARKING # 33 OR EQUIVALENT | DENTAL GENERAL SUPPLIES
16072 | 4215162085000 | ROTARY FILE: CONVEX TRIANGULAR CROSS-SECTION, NON-CUTTING TIP, BLUE FILE: SMOOTHLY TAPERED SHAPES, SIZE 06/25 30MM/PK | DENTAL GENERAL SUPPLIES
16073 | 4215162085100 | ROTARY FILE: CONVEX TRIANGULAR CROSS-SECTION, NON-CUTTING TIP, BLUE FILE: SMOOTHLY TAPERED SHAPES, SIZE 06/30 21MM/PK | DENTAL GENERAL SUPPLIES
16074 | 4215162085200 | ROTARY FILE: CONVEX TRIANGULAR CROSS-SECTION, NON-CUTTING TIP, BLUE FILE: SMOOTHLY TAPERED SHAPES, SIZE 06/30 25MM/PK | DENTAL GENERAL SUPPLIES
16075 | 4215162085300 | ROTARY FILE: CONVEX TRIANGULAR CROSS-SECTION, NON-CUTTING TIP, BLUE FILE: SMOOTHLY TAPERED SHAPES, SIZE 06/30 30MM/PK | DENTAL GENERAL SUPPLIES
16076 | 4215162085400 | ROTARY FILE: CONVEX TRIANGULAR CROSS-SECTION, NON-CUTTING TIP, BLUE FILE: SMOOTHLY TAPERED SHAPES, SIZE 06/35 21MM/PK | DENTAL GENERAL SUPPLIES
16077 | 4215162085500 | ROTARY FILE: CONVEX TRIANGULAR CROSS-SECTION, NON-CUTTING TIP, BLUE FILE: SMOOTHLY TAPERED SHAPES, SIZE 06/35 25MM/PK | DENTAL GENERAL SUPPLIES
16078 | 4215162085600 | ROTARY FILE: CONVEX TRIANGULAR CROSS-SECTION, NON-CUTTING TIP, BLUE FILE: SMOOTHLY TAPERED SHAPES, SIZE 06/35 30MM/PK | DENTAL GENERAL SUPPLIES
16079 | 4215162085700 | ROTARY FILE: CONVEX TRIANGULAR CROSS-SECTION, NON-CUTTING TIP, BLUE FILE: SMOOTHLY TAPERED SHAPES, SIZE 06/40 21MM/PK | DENTAL GENERAL SUPPLIES
16080 | 4215162085800 | ROTARY FILE: CONVEX TRIANGULAR CROSS-SECTION, NON-CUTTING TIP, BLUE FILE: SMOOTHLY TAPERED SHAPES, SIZE 06/40 25MM/PK | DENTAL GENERAL SUPPLIES
16081 | 4215162085900 | ROTARY FILE: CONVEX TRIANGULAR CROSS-SECTION, NON-CUTTING TIP, BLUE FILE: SMOOTHLY TAPERED SHAPES, SIZE 06/40 30MM/PK | DENTAL GENERAL SUPPLIES
16082 | 4215162086000 | ROTARY FILE: CONVEX TRIANGULAR CROSS-SECTION, NON-CUTTING TIP, BLUE FILE: SMOOTHLY TAPERED SHAPES, SIZE 06/45 21MM/PK | DENTAL GENERAL SUPPLIES
16083 | 4215162086100 | ROTARY FILE: CONVEX TRIANGULAR CROSS-SECTION, NON-CUTTING TIP, BLUE FILE: SMOOTHLY TAPERED SHAPES, SIZE 06/45 25MM/PK | DENTAL GENERAL SUPPLIES
16084 | 4215162084900 | ROTARY FILE: CONVEX TRIANGULAR CROSS-SECTION, NON-CUTTING TIP, BLUE FILE: SMOOTHLY TAPERED SHAPES, SIZE 06/25 25MM/PK | DENTAL GENERAL SUPPLIES
16085 | 4215162086200 | ROTARY FILE: CONVEX TRIANGULAR CROSS-SECTION, NON-CUTTING TIP, BLUE FILE: SMOOTHLY TAPERED SHAPES, SIZE 06/45 30MM/PK | DENTAL GENERAL SUPPLIES
16086 | 4215162086400 | ROTARY FILE: CONVEX TRIANGULAR CROSS-SECTION, NON-CUTTING TIP, BLUE FILE: SMOOTHLY TAPERED SHAPES, SIZE 06/50 25MM/PK | DENTAL GENERAL SUPPLIES
16087 | 4215162086500 | ROTARY FILE: CONVEX TRIANGULAR CROSS-SECTION, NON-CUTTING TIP, BLUE FILE: SMOOTHLY TAPERED SHAPES, SIZE 06/50 30MM/PK | DENTAL GENERAL SUPPLIES
16088 | 4215162086600 | ROTARY FILE: CONVEX TRIANGULAR CROSS-SECTION NON-CUTTING TIP BLUE FILE: SMOOTHLY TAPERED SHAPES TAPER 0.6/AST 21MM/PK | DENTAL GENERAL SUPPLIES
16089 | 4215162086700 | ROTARY FILE: CONVEX TRIANGULAR CROSS-SECTION NON-CUTTING TIP BLUE FILE: SMOOTHLY TAPERED SHAPES TAPER 0.6/AST 30 MM/PK | DENTAL GENERAL SUPPLIES
16090 | 4215162086800 | ROTARY FILE: CONVEX TRIANGULAR CROSS-SECTION NON-CUTTING TIP BLUE FILE: SMOOTHLY TAPERED SHAPES TAPER 0.6/AST 25MM/PK | DENTAL GENERAL SUPPLIES
16091 | 4215162301800 | SECTIONAL MATRIX SYSTEM FORCEPS | DENTAL GENERAL SUPPLIES
16092 | 4215162303700 | SILVER POINT STIEGLITZ FORCEPS STAINLESS STEEL STRAIGHT | DENTAL GENERAL SUPPLIES
16093 | 4215162303800 | SILVER POINT STIEGLITZ FORCEPS STAINLESS STEEL 90 DEGREE CURVED | DENTAL GENERAL SUPPLIES
16094 | 4215162304000 | ARTICULATING PAPER FORCEPS - MILLER STAINLESS STEEL CURVED | DENTAL GENERAL SUPPLIES
16095 | 4215162304100 | ARTICULATING PAPER FORCEPS - MILLER STAINLESS STEEL STRAIGHT | DENTAL GENERAL SUPPLIES
16096 | 4215162402400 | HIGH SPEED HANDPIECE STANDARD HEAD CONTRA ANGLE AIR TURBINE WITH FIBER OPTIC LIGHT SPEED RANGE MORE THAN 325 000 RPM POWER 26 WATT OR MORE FG PUSH BUTTON AUTOCHUCK CERAMIC BALL BEARING INTERNAL AIR/WATER COOLANT WATER ANTI-RETRACTION VALVE INTERNAL MICROFILTER PORT SPRAY 4-5 HOLES COMPATIBLE WITH EXISTING QUICK COUPLING OF EACH HOSPITAL SYSTEM | DENTAL GENERAL SUPPLIES
16097 | 4215162402500 | HIGH SPEED HANDPIECE STANDARD HEAD CONTRA ANGLE AIR TURBINE WITH FIBER OPTIC LIGHT SPEED RANGE MORE THAN 325 000 RPM POWER 26 WATT OR MORE FRICTION GRIP (Ø 1.6) PUSH BUTTON AUTOCHUCK CERAMIC BALL BEARING INTERNAL AIR/WATER COOLANT WATER ANTI-RETRACTION VALVE INTERNAL MICROFILTER PORT SPRAY 4-5 HOLES COMPATIBLE WITH EXISTING DIRECT (FIXED) COUPLING OF EACH HOSPITAL SYSTEM | DENTAL GENERAL SUPPLIES
16098 | 4215162086300 | ROTARY FILE: CONVEX TRIANGULAR CROSS-SECTION, NON-CUTTING TIP, BLUE FILE: SMOOTHLY TAPERED SHAPES, SIZE 06/50 21MM/PK | DENTAL GENERAL SUPPLIES
16099 | 4215162084800 | ROTARY FILE: CONVEX TRIANGULAR CROSS-SECTION, NON-CUTTING TIP, BLUE FILE: SMOOTHLY TAPERED SHAPES, SIZE 06/25 21MM/PK | DENTAL GENERAL SUPPLIES
16100 | 4215162084700 | ROTARY FILE: CONVEX TRIANGULAR CROSS-SECTION, NON-CUTTING TIP, BLUE FILE: SMOOTHLY TAPERED SHAPES, SIZE 06/20 30MM/PK | DENTAL GENERAL SUPPLIES
16101 | 4215162084600 | ROTARY FILE: CONVEX TRIANGULAR CROSS-SECTION, NON-CUTTING TIP, BLUE FILE: SMOOTHLY TAPERED SHAPES, SIZE 06/20 25MM/PK | DENTAL GENERAL SUPPLIES
16102 | 4215162081900 | ROTARY FILE: CONVEX TRIANGULAR CROSS-SECTION, NON-CUTTING TIP, BLUE FILE: SMOOTHLY TAPERED SHAPES, SIZE 04/20 25MM/PK | DENTAL GENERAL SUPPLIES
16103 | 4215162082000 | ROTARY FILE: CONVEX TRIANGULAR CROSS-SECTION, NON-CUTTING TIP, BLUE FILE: SMOOTHLY TAPERED SHAPES, SIZE 04/20 30MM/PK | DENTAL GENERAL SUPPLIES
16104 | 4215162082100 | ROTARY FILE: CONVEX TRIANGULAR CROSS-SECTION, NON-CUTTING TIP, BLUE FILE: SMOOTHLY TAPERED SHAPES, SIZE 04/25 21MM/PK | DENTAL GENERAL SUPPLIES
16105 | 4215162082200 | ROTARY FILE: CONVEX TRIANGULAR CROSS-SECTION, NON-CUTTING TIP, BLUE FILE: SMOOTHLY TAPERED SHAPES, SIZE 04/25 25MM/PK | DENTAL GENERAL SUPPLIES
16106 | 4215162082300 | ROTARY FILE: CONVEX TRIANGULAR CROSS-SECTION, NON-CUTTING TIP, BLUE FILE: SMOOTHLY TAPERED SHAPES, SIZE 04/25 30MM/PK | DENTAL GENERAL SUPPLIES
16107 | 4215162082400 | ROTARY FILE: CONVEX TRIANGULAR CROSS-SECTION, NON-CUTTING TIP, BLUE FILE: SMOOTHLY TAPERED SHAPES, SIZE 04/30 21MM/PK | DENTAL GENERAL SUPPLIES
16108 | 4215162082500 | ROTARY FILE: CONVEX TRIANGULAR CROSS-SECTION, NON-CUTTING TIP, BLUE FILE: SMOOTHLY TAPERED SHAPES, SIZE 04/30 25MMPK | DENTAL GENERAL SUPPLIES
16109 | 4215162082600 | ROTARY FILE: CONVEX TRIANGULAR CROSS-SECTION, NON-CUTTING TIP, BLUE FILE: SMOOTHLY TAPERED SHAPES, SIZE 04/30 30MM/PK | DENTAL GENERAL SUPPLIES
16110 | 4215162082700 | ROTARY FILE: CONVEX TRIANGULAR CROSS-SECTION, NON-CUTTING TIP, BLUE FILE: SMOOTHLY TAPERED SHAPES, SIZE 04/35 21MM/PK | DENTAL GENERAL SUPPLIES
16111 | 4215162082800 | ROTARY FILE: CONVEX TRIANGULAR CROSS-SECTION, NON-CUTTING TIP, BLUE FILE: SMOOTHLY TAPERED SHAPES, SIZE 04/35 25MM/PK | DENTAL GENERAL SUPPLIES
16112 | 4215162082900 | ROTARY FILE: CONVEX TRIANGULAR CROSS-SECTION, NON-CUTTING TIP, BLUE FILE: SMOOTHLY TAPERED SHAPES, SIZE 04/35 30MM/PK | DENTAL GENERAL SUPPLIES
16113 | 4215162083000 | ROTARY FILE: CONVEX TRIANGULAR CROSS-SECTION, NON-CUTTING TIP, BLUE FILE: SMOOTHLY TAPERED SHAPES, SIZE 04/40 21MM/PK | DENTAL GENERAL SUPPLIES
16114 | 4215162083100 | ROTARY FILE: CONVEX TRIANGULAR CROSS-SECTION, NON-CUTTING TIP, BLUE FILE: SMOOTHLY TAPERED SHAPES, SIZE 04/40 25MM/PK | DENTAL GENERAL SUPPLIES
16115 | 4215162083200 | ROTARY FILE: CONVEX TRIANGULAR CROSS-SECTION, NON-CUTTING TIP, BLUE FILE: SMOOTHLY TAPERED SHAPES, SIZE 04/40 30MM/PK | DENTAL GENERAL SUPPLIES
16116 | 4215162083300 | ROTARY FILE: CONVEX TRIANGULAR CROSS-SECTION, NON-CUTTING TIP, BLUE FILE: SMOOTHLY TAPERED SHAPES, SIZE 04/45 21MM/PK | DENTAL GENERAL SUPPLIES
16117 | 4215162083400 | ROTARY FILE: CONVEX TRIANGULAR CROSS-SECTION, NON-CUTTING TIP, BLUE FILE: SMOOTHLY TAPERED SHAPES, SIZE 04/45 25MM/PK | DENTAL GENERAL SUPPLIES
16118 | 4215162083500 | ROTARY FILE: CONVEX TRIANGULAR CROSS-SECTION, NON-CUTTING TIP, BLUE FILE: SMOOTHLY TAPERED SHAPES, SIZE 04/45 30MM/PK | DENTAL GENERAL SUPPLIES
16119 | 4215162083600 | ROTARY FILE: CONVEX TRIANGULAR CROSS-SECTION, NON-CUTTING TIP, BLUE FILE: SMOOTHLY TAPERED SHAPES, SIZE 04/50 21MM/PK | DENTAL GENERAL SUPPLIES
16120 | 4215162083700 | ROTARY FILE: CONVEX TRIANGULAR CROSS-SECTION, NON-CUTTING TIP, BLUE FILE: SMOOTHLY TAPERED SHAPES, SIZE 04/50 25MM/PK | DENTAL GENERAL SUPPLIES
16121 | 4215162083800 | ROTARY FILE: CONVEX TRIANGULAR CROSS-SECTION, NON-CUTTING TIP, BLUE FILE: SMOOTHLY TAPERED SHAPES, SIZE 04/50 30MM/PK | DENTAL GENERAL SUPPLIES
16122 | 4215162083900 | ROTARY FILE: CONVEX TRIANGULAR CROSS-SECTION NON-CUTTING TIP BLUE FILE: SMOOTHLY TAPERED SHAPES TAPER 0.4/AST 21MM/PK | DENTAL GENERAL SUPPLIES
16123 | 4215162084000 | ROTARY FILE: CONVEX TRIANGULAR CROSS-SECTION NON-CUTTING TIP BLUE FILE: SMOOTHLY TAPERED SHAPES TAPER 0.4/AST 25MM/PK | DENTAL GENERAL SUPPLIES
16124 | 4215162084100 | ROTARY FILE: CONVEX TRIANGULAR CROSS-SECTION NON-CUTTING TIP BLUE FILE: SMOOTHLY TAPERED SHAPES TAPER 0.4/AST 30MM/PK | DENTAL GENERAL SUPPLIES
16125 | 4215162084200 | ROTARY FILE: CONVEX TRIANGULAR CROSS-SECTION, NON-CUTTING TIP, BLUE FILE: SMOOTHLY TAPERED SHAPES, SIZE 06/15 21MM/PK | DENTAL GENERAL SUPPLIES
16126 | 4215162084300 | ROTARY FILE: CONVEX TRIANGULAR CROSS-SECTION, NON-CUTTING TIP, BLUE FILE: SMOOTHLY TAPERED SHAPES, SIZE 06/15 25MM/PK | DENTAL GENERAL SUPPLIES
16127 | 4215162084400 | ROTARY FILE: CONVEX TRIANGULAR CROSS-SECTION, NON-CUTTING TIP, BLUE FILE: SMOOTHLY TAPERED SHAPES, SIZE 06/15 30MM/PK | DENTAL GENERAL SUPPLIES
16128 | 4215162084500 | ROTARY FILE: CONVEX TRIANGULAR CROSS-SECTION, NON-CUTTING TIP, BLUE FILE: SMOOTHLY TAPERED SHAPES, SIZE 06/20 21MM/PK | DENTAL GENERAL SUPPLIES
16129 | 4215162402600 | HIGH SPEED HANDPIECE WITH FIBER OPTIC LIGHT MINI HEAD HEIGHT NOT MORE THAN 13MM AND DIAMETER NOT MORE THAN 11MM CONTRA ANGLE AIR TURBINE SPEED RANGE +325 000 RPM POWER 21 WATT OR MORE FG SMOOTH NON SLIPPERY BODY WITH SCRATCH RESISTANCE SURFACE PUSH BUTTON AUTOCHUCK CERAMIC BALL BEARING INTERNAL AIR/WATER COOLANT WATER ANTI-RETRACTION VALVE INTERNAL MICROFILTER PORT SPRAY 4-5 HOLES COMPATIBLE WITH EXISTING QUICK COUPLING OF EACH HOSPITAL SYSTEM | DENTAL GENERAL SUPPLIES
16130 | 4215162081800 | ROTARY FILE: CONVEX TRIANGULAR CROSS-SECTION, NON-CUTTING TIP, BLUE FILE: SMOOTHLY TAPERED SHAPES, SIZE 04/20 21MM | DENTAL GENERAL SUPPLIES
16131 | 4215162402700 | HIGH SPEED AIR TURBINE HANDPIECE WITH FIBER OPTIC LIGHT MINI HEAD HEIGHT NOT MORE THAN 13MM AND DIAMETER NOT MORE THAN 11MM CONTRA ANGLE SPEED RANGE +325 000 RPM POWER 21 WATT OR MORE FG PUSH BUTTON AUTOCHUCK CERAMIC BALL BEARING INTERNAL AIR/WATER COOLANT WATER ANTI-RETRACTION VALVE INTERNAL MICROFILTER PORT SPRAY 4-5 HOLES COMPATIBLE WITH EXCITING DIRECT (FIXED) COUPLING OF EACH HOSPITAL SYSTEM | DENTAL GENERAL SUPPLIES
16132 | 4215162402900 | ELECTRIC LOW SPEED HANDPIECE WITHOUT FIBER OPTIC LIGHT CONTRA ANGLE ISO INTERFACE GEAR RATIO (1:1) RA TYPE PUSH BUTTON AUTOCHUCK CERAMIC BALL BEARING INTERNAL AIR/WATER COOLANT PORT SPRAY 1-3 HOLES | DENTAL GENERAL SUPPLIES
16133 | 4215163101400 | DENTAL EXPLORER SINGLE ENDED BAYONET SHAPE SERIES STAINLESS STEEL | DENTAL GENERAL SUPPLIES
16134 | 4215163101500 | DENTAL EXPLORER DOUBLE ENDED NO. 5 1 END SICKLE SHAPED 1 END POINTED WITH HOOK STAINLESS STEEL | DENTAL GENERAL SUPPLIES
16135 | 4215163102000 | PERIODONTAL PROBE STAINLESS STEEL FIGURE (PCP2) HANDLE 6 | DENTAL GENERAL SUPPLIES
16136 | 4215163200600 | K-FILE ENDODONTIC STAINLESS STEEL WITH PRE - INSERTED SILICONE STOPS SIZE 10 LENGTH 21 MM ONE EACH (EA) = ONE (1) PACK | DENTAL GENERAL SUPPLIES
16137 | 4215163200900 | K - FILE STAINLESS STEEL PRE - INSERTED SILICONE STOPS LENGTH 25 MM SIZE 8 6/BOX ONE EACH (EA) = ONE (1) PACK | DENTAL GENERAL SUPPLIES
16138 | 4215163209200 | PELLET, COTTON PELLET, SIZE 2 | DENTAL GENERAL SUPPLIES
16139 | 4215163209300 | CROWN AND BRIDGE PREPARATION BURS SET | DENTAL GENERAL SUPPLIES
16140 | 4215163210300 | GUTTA PERCHA POINTS VARIABLE TAPER DESIGNED TO MATCH WITH ROTARY SYSTEM SIZE X2 ONE EACH (EA) = ONE (1) PACK | DENTAL GENERAL SUPPLIES
16141 | 4215163211700 | K - FILE STAINLESS STEEL PRE - INSERTED SILICONE STOPS LENGTH 25 MM SIZE 15 - 40 6/BOX ONE EACH (EA) = ONE (1) PACK | DENTAL GENERAL SUPPLIES
16142 | 4215163212200 | PERIODONTAL JACQUETTE SCALER DOUBLE ENDED STAINLESS STEEL. | DENTAL GENERAL SUPPLIES
16143 | 4215163212400 | NASAL HOOD FOR NITROUS OXIDE SEDATION SYSTEM, SINGLE - USE, MEDIUM | DENTAL GENERAL SUPPLIES
16144 | 4215163212500 | NASAL HOOD FOR NITROUS OXIDE SEDATION SYSTEM, SINGLE - USE, SMALL | DENTAL GENERAL SUPPLIES
16145 | 4215163101300 | DENTAL EXPLORER PROBE NO. 8 A STAINLESS STEEL | DENTAL GENERAL SUPPLIES
16146 | 4215163212600 | DISPOSABLE AIR/WATER TIPS WITH ADAPTOR | DENTAL GENERAL SUPPLIES
16147 | 4215163215800 | PEESO REAMERS STAINLESS STEEL RA LENGTH 32 MM SIZE 2 4/BOX ONE EACH (EA) = ONE (1) PACK | DENTAL GENERAL SUPPLIES
16148 | 4215163215900 | PEESO REAMERS STAINLESS STEEL RA LENGTH 32 MM SIZE 3 4/BOX ONE EACH (EA) = ONE (1) PACK | DENTAL GENERAL SUPPLIES
16149 | 4215163216000 | PEESO REAMERS STAINLESS STEEL RA LENGTH 32 MM SIZE 4 4/BOX ONE EACH (EA) = ONE (1) PACK | DENTAL GENERAL SUPPLIES
16150 | 4215163216100 | PEESO REAMERS STAINLESS STEEL RA LENGTH 32 MM SIZE 5 4/BOX ONE EACH (EA) = ONE (1) PACK | DENTAL GENERAL SUPPLIES
16151 | 4215163216200 | PEESO REAMERS STAINLESS STEEL RA LENGTH 32 MM SIZE 6 4/BOX ONE EACH (EA) = ONE (1) PACK | DENTAL GENERAL SUPPLIES
16152 | 4215163216300 | PEESO REAMERS STAINLESS STEEL RA LENGTH 28 MM SIZE 1 4/BOX ONE EACH (EA) = ONE (1) PACK | DENTAL GENERAL SUPPLIES
16153 | 4215163216400 | PEESO REAMERS STAINLESS STEEL RA LENGTH 28 MM SIZE 2 4/BOX ONE EACH (EA) = ONE (1) PACK | DENTAL GENERAL SUPPLIES
16154 | 4215163216500 | PEESO REAMERS STAINLESS STEEL RA LENGTH 28 MM SIZE 3 4/BOX ONE EACH (EA) = ONE (1) PACK | DENTAL GENERAL SUPPLIES
16155 | 4215163216600 | PEESO REAMERS STAINLESS STEEL RA LENGTH 28 MM SIZE 4 4/BOX ONE EACH (EA) = ONE (1) PACK | DENTAL GENERAL SUPPLIES
16156 | 4215163216700 | PEESO REAMERS STAINLESS STEEL RA LENGTH 28 MM SIZE 5 4/BOX ONE EACH (EA) = ONE (1) PACK | DENTAL GENERAL SUPPLIES
16157 | 4215163216800 | PEESO REAMERS STAINLESS STEEL RA LENGTH 28 MM SIZE 6 4/BOX ONE EACH (EA) = ONE (1) PACK | DENTAL GENERAL SUPPLIES
16158 | 4215163216900 | PEESO REAMERS STAINLESS STEEL RA LENGTH 28 MM SIZE ASSORTED 1 - 6 4/BOX ONE EACH (EA) = ONE (1) PACK | DENTAL GENERAL SUPPLIES
16159 | 4215163215700 | PEESO REAMERS STAINLESS STEEL RA LENGTH 32 MM SIZE 1 4/BOX ONE EACH (EA) = ONE (1) PACK | DENTAL GENERAL SUPPLIES
16160 | 4215163101200 | WILLIAMS PERIODONTAL PROBE STAINLESS STEEL DOUBLE ENDED | DENTAL GENERAL SUPPLIES
16161 | 4215163101100 | NABERS FURCATION PROBE STAINLESS STEEL COLOR - CODED | DENTAL GENERAL SUPPLIES
16162 | 4215163101000 | WHO PERIODONTAL PROBE STAINLESS STEEL | DENTAL GENERAL SUPPLIES
16163 | 4215162403000 | ELECTRIC LOW SPEED HANDPIECE WITH FIBER OPTIC LIGHT CONTRA ANGLE ISO INTERFACE GEAR RATIO (1:1) RA TYPE PUSH BUTTON AUTOCHUCK CERAMIC BALL BEARING INTERNAL AIR/WATER COOLANT PORT SPRAY 1-3 HOLES | DENTAL GENERAL SUPPLIES
16164 | 4215162403100 | CONTRA ANGLE HANDPIECE E - TYPE CONNECTION INTERNAL AIR AND WATER COOLING INCREASING GEAR RATIO 1 5 FOR FG SHUCK (TURBINE BURS) | DENTAL GENERAL SUPPLIES
16165 | 4215162403200 | ELECTRIC HIGH SPEED HANDPIECE WITH FIBER OPTIC LIGHT CONTRA ANGLE ISO INTERFACE GEAR RATIO (1:5) FG PUSH BUTTON AUTOCHUCK CERAMIC BALL BEARING INTERNAL AIR/WATER COOLANT PORT SPRAY 3-5 HOLES | DENTAL GENERAL SUPPLIES
16166 | 4215162403300 | DENTAL BUR HOLDER, AUTOCLAVABLE, ENABLE LONG AND SHORT BURS, NOT DAMAGED BY STERILIZATION AND ULTRASONIC CLEANING, CONTAINING DRAINING HOLES IN THE BOTTOM OF BUR HOLDER, ANTIRUST, CONTAINS 10 TO 14 HOLES, DIFFERENT COLORS MINIMUM OF SIX COLORS | DENTAL GENERAL SUPPLIES
16167 | 4215162403600 | PLASTIC FILLING INSTRUMENT SET FOR COMPOSITE RESTORATIVE HIGH GLOSS POLISHED OR TEPHLONATED DIFFERENT SHAPES MINIMUM 4 INSTRUMENT/SET ONE EACH (EA) = ONE (1) SET | DENTAL GENERAL SUPPLIES
16168 | 4215162403700 | PLASTIC FILLING INSTRUMENT STAINLESS STEEL DOUBLE ENDED SIZE LARGE | DENTAL GENERAL SUPPLIES
16169 | 4215162403800 | ELECTRIC STRAIGHT HANDPIECE WITH FIBER OPTIC LIGHT ISO INTERFACE GEAR RATIO (1:1) HP TYPE CERAMIC BALL BEARING INTERNAL AIR/WATER COOLANT PORT SPRAY 1-3 HOLES | DENTAL GENERAL SUPPLIES
16170 | 4215162404600 | WIRELESS PORTABLE ENDODONTIC MOTOR FOR ROOT CANAL FILE SYSTEM WITH APEX LOCATOR GEAR TORQUE 6:1 WITH AT LEAST 3 HANDPIECE HEAD | DENTAL GENERAL SUPPLIES
16171 | 4215162404700 | HIGH SPEED AIR TURBINE HANDPIECE IMPACT AIR 45 DEGREE STANDARD HEAD HEIGHT NOT MORE THAN 14MM AND HEAD DIAMETER NOT MORE THAN 13MM CONTRA ANGLE WITH FIBER OPTIC LIGHT SPEED RANGE MORE THAN 325 000 RPM POWER 26 WATT OR MORE FG SMOOTH NON SLIPPERY BODY WITH SCRATCH RESISTANCE SURFACE PUSH BUTTON AUTOCHUCK CERAMIC BALL BEARING EXHAUST AIR BACK TO DENTAL UNIT INTERNAL AIR/WATER COOLANT WATER ANTI-RETRACTION VALVE INTERNAL MICROFILTER PORT SPRAY 4-5 HOLES COMPATIBLE WITH EXISTING QUICK COUPLING OF EACH HOSPITAL SYSTEM | DENTAL GENERAL SUPPLIES
16172 | 4215162406200 | HANDPIECE HEADS FIT NITI ROTARY FILES RECIPROCATING AND ROTATION MOTIONS COMPATIBLE WITH EACH HOSPITAL SYSTEM | DENTAL GENERAL SUPPLIES
16173 | 4215162406400 | WIRELESS PORTABLE ENDODONTIC MOTOR, FOR ROOT CANAL FILE SYSTEM, WITHOUT APEX LOCATOR, GEAR TORQUE 6:1, WITH AT LEAST 3 HANDPIECE HEAD | DENTAL GENERAL SUPPLIES
16174 | 4215162500000 | SCALING KIT CASSETTES DIMENSION 290 X 184 X 34 MM FOR 13 INSTRUMENTS UNIQUELY SOPHISTICATED ERGONOMIC DESIGN WITH REVOLUTIONARY NEW HOLEPATTERN FO R OPTIMAL USE IN THERMODISINFECTOR. IMS INFINITY SERIES CASSETTES ARE MADE OF LONG LASTING LOW MAINTENANCE STAINLESS STEEL. DURABLE COLORED SI LICONE RAILS SECURELY HOLD INSTRUMENTS THROUGHOUT PROCESSING CYCLE. ERGONOMIC LATCH WITH POSITIVE LOCKING MECHANISM IS SAFE AND EASY - TO - USE ALLOWS ONE - HANDED OPENING AND VISUAL CONFIRMATION IF THE CASSETTE IS LOCKED/UNLOCKED. REVOLUTIONARY NEW HOLE PATTERN DESIGN CREATES 30% ADDITIONAL OPEN AREA FOR MORE ACCESS DURING CLEANING AND STERILIZATION AND IS COMPATIBLE WITH CURRENT CLEANING EQUIPMENT INCLUDING AUTOMATED WASHERS. INNOVATIVE COLOR - CODED SILICONE RAIL SYSTEM AVAILABLE IN 11 COLOR OPTIONS SIGNIFICANTLY REDUCES INSTRUMENT CONTACT BY UP TO 59% ALLOWING FOR MORE WATER FLOW WHILE PROTECTING THE INSTRUMENTS DURING REPROCESSING.HIGH QUALITY ELECTRO POLISHED STAINLESS STEEL PROTECT | DENTAL GENERAL SUPPLIES
16175 | 4215162700500 | MOUTH MIRROR DISPOSABLE PLASTIC 100/PACK | DENTAL GENERAL SUPPLIES
16176 | 4215162700600 | MOUTH MIRROR NON-MAGNIFYING FRONT SURFACE (RADIUM COATED) SIMPLE STEM AUTOCLAVABLE STAINLESS STEEL SIZE 4 | DENTAL GENERAL SUPPLIES
16177 | 4215162700700 | MOUTH MIRROR NON-MAGNIFYING FRONT SURFACE (RADIUM COATED) SIMPLE STEM AUTOCLAVABLE STAINLESS STEEL SIZE 5 | DENTAL GENERAL SUPPLIES
16178 | 4215162700800 | MOUTH MIRROR NON-MAGNIFYING PLANE SURFACE SIMPLE STEM AUTOCLAVABLE STAINLESS STEEL SIZE 3 | DENTAL GENERAL SUPPLIES
16179 | 4215162700900 | MOUTH MIRROR HANDLE SOLID SIMPLE STEM | DENTAL GENERAL SUPPLIES
16180 | 4215162701000 | MOUTH MIRROR NON-MAGNIFYING PLANE SURFACE SIMPLE STEM AUTOCLAVABLE STAINLESS STEEL SIZE 5 | DENTAL GENERAL SUPPLIES
16181 | 4215162701100 | MOUTH MIRROR NON-MAGNIFYING PLANE SURFACE SIMPLE STEM AUTOCLAVABLE STAINLESS STEEL SIZE 4 | DENTAL GENERAL SUPPLIES
16182 | 4215162800100 | GLASS SLAB FOR MIXING DENTAL MATERIALS 15 X 8 X 2 (0.5 MM) | DENTAL GENERAL SUPPLIES
16183 | 4215162900200 | ENDODONTIC RING KIT AND INSERTS | DENTAL GENERAL SUPPLIES
16184 | 4215162900300 | ENDODONTIC FILE STAND FOR CHAIRSIDE STORAGE OF ROOT CANAL INSTRUMENTS DURING ENDODONTIC TREATMENT RESISTANT TO CHEMICAL SOLUTIONS AUTOCLAVABLE APPROXIMATE DIAMETER 2 - 2.5 INCHES | DENTAL GENERAL SUPPLIES
16185 | 4215162900400 | ENDO BOX FILE HOLDER AND ORGANIZER WITH 50 - 200 HOLES AND CALIBRATED RULER | DENTAL GENERAL SUPPLIES
16186 | 4215163000300 | INSTRUMENT TEMPORARY FILLING FLAT END SMALL DOUBLE ENDED AUTOCLAVABLE | DENTAL GENERAL SUPPLIES
16187 | 4215163000400 | INSTRUMENT TEMPORARY FILLING FLAT END MEDIUM DOUBLE ENDED AUTOCLAVABLE | DENTAL GENERAL SUPPLIES
16188 | 4215163100800 | ENDODONTIC EXPLORER SIZE NO. 16 STAINLESS STEEL DOUBLE ENDED | DENTAL GENERAL SUPPLIES
16189 | 4215163100900 | 15 UNC PERIODONTAL PROBE STAINLESS STEEL COLOR - CODED | DENTAL GENERAL SUPPLIES
16190 | 4215162402800 | HIGH SPEED HANDPIECE STANDARD HEAD CONTRA ANGLE AIR TURBINE WITHOUT FIBER OPTIC LIGHT SPEED RANGE MORE THAN 325 000 RPM POWER 26 WATT OR MORE FG SMOOTH NON SLIPPERY BODY WITH SCRATCH RESISTANCE SURFACE PUSH BUTTON AUTOCHUCK CERAMIC BALL BEARING INTERNAL AIR/WATER COOLANT WATER ANTI-RETRACTION VALVE INTERNAL MICROFILTER PORT SPRAY 4-5 HOLES COMPATIBLE WITH DIRECT (FIXED) COUPLING OF EACH HOSPITAL SYSTEM | DENTAL GENERAL SUPPLIES
16191 | 4215162081700 | ROTARY FILE: CONVEX TRIANGULAR CROSS-SECTION, NON-CUTTING TIP, BLUE FILE: SMOOTHLY TAPERED SHAPES, SIZE 04/15 30MM/PK | DENTAL GENERAL SUPPLIES
16192 | 4215162081600 | ROTARY FILE: CONVEX TRIANGULAR CROSS-SECTION, NON-CUTTING TIP, BLUE FILE: SMOOTHLY TAPERED SHAPES, SIZE 04/15 25MM/PK | DENTAL GENERAL SUPPLIES
16193 | 4215162081500 | ROTARY FILE: CONVEX TRIANGULAR CROSS-SECTION, NON-CUTTING TIP, BLUE FILE: SMOOTHLY TAPERED SHAPES, SIZE 04/15 21MM/PK | DENTAL GENERAL SUPPLIES
16194 | 4215162041900 | K - FILE STAINLESS STEEL PRE - INSERTED SILICONE STOPS LENGTH 25 MM SIZE 90 - 140 6/BOX ONE EACH (EA) = ONE (1) PACK | DENTAL GENERAL SUPPLIES
16195 | 4215162042000 | K - FILE STAINLESS STEEL PRE - INSERTED SILICONE STOPS LENGTH 31 MM SIZE 30 6/BOX ONE EACH (EA) = ONE (1) PACK | DENTAL GENERAL SUPPLIES
16196 | 4215162042100 | K - FILE STAINLESS STEEL PRE - INSERTED SILICONE STOPS LENGTH 31 MM SIZE 35 6/BOX ONE EACH (EA) = ONE (1) PACK | DENTAL GENERAL SUPPLIES
16197 | 4215162042200 | K - FILE STAINLESS STEEL PRE - INSERTED SILICONE STOPS LENGTH 31 MM SIZE 40 6/BOX ONE EACH (EA) = ONE (1) PACK | DENTAL GENERAL SUPPLIES
16198 | 4215162042300 | K - FILE STAINLESS STEEL PRE - INSERTED SILICONE STOPS LENGTH 31 MM SIZE 90 - 140 6/BOX ONE EACH (EA) = ONE (1) PACK | DENTAL GENERAL SUPPLIES
16199 | 4215162050200 | ROTARY FILE ORIFICE OPENER NICKLE TITANIUM U - SHAPE AND RADIAL LAND NON - CUTTING TIP TO SHAPE THE CORONAL THIRD OF THE CANAL SIZE 1 - 6 ASSORTED 6/BOX ONE EACH (EA) = ONE (1) PACK | DENTAL GENERAL SUPPLIES
16200 | 4215162050300 | ROTARY FILE NICKLE TITANIUM U - SHAPE AND RADIAL LAND NON - CUTTING TIP CONSTANT TAPER TAPERING 0.04 LENGTH 21 MM SIZE 15 6/BOX ONE EACH (EA) = ONE (1) PACK | DENTAL GENERAL SUPPLIES
16201 | 4215162050400 | ROTARY FILE NICKLE TITANIUM U - SHAPE AND RADIAL LAND NON - CUTTING TIP CONSTANT TAPER TAPERING 0.04 LENGTH 21 MM SIZE 20 6/BOX ONE EACH (EA) = ONE (1) PACK | DENTAL GENERAL SUPPLIES
16202 | 4215162050500 | ROTARY FILE NICKLE TITANIUM U - SHAPE AND RADIAL LAND NON - CUTTING TIP CONSTANT TAPER TAPERING 0.04 LENGTH 21 MM SIZE 40 6/BOX ONE EACH (EA) = ONE (1) PACK | DENTAL GENERAL SUPPLIES
16203 | 4215162050600 | ROTARY FILE NICKLE TITANIUM U - SHAPE AND RADIAL LAND NON - CUTTING TIP CONSTANT TAPER TAPERING 0.06 LENGTH 21 MM SIZE 25 6/BOX ONE EACH (EA) = ONE (1) PACK | DENTAL GENERAL SUPPLIES
16204 | 4215162050700 | ROTARY FILE NICKLE TITANIUM U - SHAPE AND RADIAL LAND NON - CUTTING TIP CONSTANT TAPER TAPERING 0.06 LENGTH 25 MM SIZE 35 6/BOX ONE EACH (EA) = ONE (1) PACK | DENTAL GENERAL SUPPLIES
16205 | 4215162050800 | ROTARY FILE M - WIRE NICKEL TITANIUM OFF CENTERED RECTANGULAR CROSS - SECTION WITH VARIABLE TAPER. LENGTH 25 MM SIZE ASSORTED X 1 X 2 X 3 (3/BOX) ONE EACH (EA) = ONE (1) PACK | DENTAL GENERAL SUPPLIES
16206 | 4215162041800 | K - FILE STAINLESS STEEL PRE - INSERTED SILICONE STOPS LENGTH 25 MM SIZE 60 6/BOX ONE EACH (EA) = ONE (1) PACK | DENTAL GENERAL SUPPLIES
16207 | 4215162051100 | NICKEL TITANIUM ROTARY FILE CONVEX TRIANGLE CROSS - SECTION AND SYMMETRIC ROTATION PROGRESSIVELY CHANGING HELICAL ANGLE AND PITCH VARIABLE TIP DIAMETERS MODIFIED GUIDING TIP NO RADIAL LANDS MORE EFFICIENT CUTTING ANGLE SHORT HANDLES. SIZE F1 LENGTH 21 MM | DENTAL GENERAL SUPPLIES
16208 | 4215162051300 | NICKEL TITANIUM ROTARY FILE CONVEX TRIANGLE CROSS - SECTION AND SYMMETRIC ROTATION PROGRESSIVELY CHANGING HELICAL ANGLE AND PITCH VA = RIABLE TIP DIAMETERS MODIFIED GUIDING TIP NO RADIAL LANDS MORE EFFICIENT CUTTING ANGLE SHORT HANDLES. SIZE F2 LENGTH 21 MM | DENTAL GENERAL SUPPLIES
16209 | 4215162051400 | NICKEL TITANIUM ROTARY FILE CONVEX TRIANGLE CROSS - SECTION AND SYMMETRIC ROTATION PROGRESSIVELY CHANGING HELICAL ANGLE AND PITCH VARIABLE TIP DIAMETERS MODIFIED GUIDING TIP NO RADIAL LANDS MORE EFFICIENT CUTTING ANGLE SHORT HANDLES. SIZE F2 LENGTH 25 MM | DENTAL GENERAL SUPPLIES
16210 | 4215162051500 | NICKEL TITANIUM ROTARY FILE CONVEX TRIANGLE CROSS - SECTION AND SYMMETRIC ROTATION PROGRESSIVELY CHANGING HELICAL ANGLE AND PITCH VA = RIABLE TIP DIAMETERS MODIFIED GUIDING TIP NO RADIAL LANDS MORE EFFICIENT CUTTING ANGLE SHORT HANDLES. SIZE F3 LENGTH 21 MM | DENTAL GENERAL SUPPLIES
16211 | 4215162051600 | NICKEL TITANIUM ROTARY FILE CONVEX TRIANGLE CROSS - SECTION AND SYMMETRIC ROTATION PROGRESSIVELY CHANGING HELICAL ANGLE AND PITCH VARIABLE TIP DIAMETERS MODIFIED GUIDING TIP NO RADIAL LANDS MORE EFFICIENT CUTTING ANGLE SHORT HANDLES. SIZE F3 LENGTH 25 MM | DENTAL GENERAL SUPPLIES
16212 | 4215162051700 | NICKEL TITANIUM ROTARY FILE CONVEX TRIANGLE CROSS - SECTION AND SYMMETRIC ROTATION PROGRESSIVELY CHANGING HELICAL ANGLE AND PITCH VARIABLE TIP DIAMETERS MODIFIED GUIDING TIP NO RADIAL LANDS MORE EFFICIENT CUTTING ANGLE SHORT HANDLES. SIZE F4 LENGTH 21 MM | DENTAL GENERAL SUPPLIES
16213 | 4215162051800 | NICKEL TITANIUM ROTARY FILE CONVEX TRIANGLE CROSS - SECTION AND SYMMETRIC ROTATION PROGRESSIVELY CHANGING HELICAL ANGLE AND PITCH VARIABLE TIP DIAMETERS MODIFIED GUIDING TIP NO RADIAL LANDS MORE EFFICIENT CUTTING ANGLE SHORT HANDLES. SIZE S1 LENGTH 21 MM | DENTAL GENERAL SUPPLIES
16214 | 4215162051900 | NICKEL TITANIUM ROTARY FILE CONVEX TRIANGLE CROSS - SECTION AND SYMMETRIC ROTATION PROGRESSIVELY CHANGING HELICAL ANGLE AND PITCH VARIABLE TIP DIAMETERS MODIFIED GUIDING TIP NO RADIAL LANDS MORE EFFICIENT CUTTING ANGLE SHORT HANDLES. SIZE S1 LENGTH 25 MM | DENTAL GENERAL SUPPLIES
16215 | 4215162052000 | NICKEL TITANIUM ROTARY FILE CONVEX TRIANGLE CROSS - SECTION AND SYMMETRIC ROTATION PROGRESSIVELY CHANGING HELICAL ANGLE AND PITCH VARIABLE TIP DIAMETERS MODIFIED GUIDING TIP NO RADIAL LANDS MORE EFFICIENT CUTTING ANGLE SHORT HANDLES. SIZE S2 LENGTH 25 MM | DENTAL GENERAL SUPPLIES
16216 | 4215162052100 | NICKEL TITANIUM ROTARY FILE CONVEX TRIANGLE CROSS - SECTION AND SYMMETRIC ROTATION PROGRESSIVELY CHANGING HELICAL ANGLE AND PITCH VARIABLE TIP DIAMETERS MODIFIED GUIDING TIP NO RADIAL LANDS MORE EFFICIENT CUTTING ANGLE SHORT HANDLES. SIZE SX LENGTH 19 MM | DENTAL GENERAL SUPPLIES
16217 | 4215162052200 | ROTARY FILE M - WIRE NICKEL TITANIUM OFF CENTERED RECTANGULAR CROSS - SECTION WITH VARIABLE TAPER. LENGTH 21 MM SIZE ASSORTED X 1 X 2 X 3 3/BOX ONE EACH (EA) = ONE (1) PACK | DENTAL GENERAL SUPPLIES
16218 | 4215162052300 | PERIO SUGARMAN FILE 3S/4S BUCCAL/LINGUAL DOUBLE ENDED STRAIGHT STAINLESS STEEL | DENTAL GENERAL SUPPLIES
16219 | 4215162052400 | ROTARY FILE NICKLE TITANIUM U - SHAPE AND RADIAL LAND NON - CUTTING TIP CONSTANT TAPER TAPERING 0.06 LENGTH 25 MM SIZE 15 - 40 ASSORTED 6/BOX ONE EACH (EA) = ONE (1) PACK | DENTAL GENERAL SUPPLIES
16220 | 4215162051200 | NICKEL TITANIUM ROTARY FILE CONVEX TRIANGLE CROSS - SECTION AND SYMMETRIC ROTATION PROGRESSIVELY CHANGING HELICAL ANGLE AND PITCH VARIABLE TIP DIAMETERS MODIFIED GUIDING TIP NO RADIAL LANDS MORE EFFICIENT CUTTING ANGLE SHORT HANDLES. SIZE F1 LENGTH 25 MM | DENTAL GENERAL SUPPLIES
16221 | 4215162041700 | K - FILE STAINLESS STEEL PRE - INSERTED SILICONE STOPS LENGTH 25 MM SIZE 50 6/BOX ONE EACH (EA) = ONE (1) PACK | DENTAL GENERAL SUPPLIES
16222 | 4215162041600 | K - FILE STAINLESS STEEL PRE - INSERTED SILICONE STOPS LENGTH 25 MM SIZE 45 6/BOX ONE EACH (EA) = ONE (1) PACK | DENTAL GENERAL SUPPLIES
16223 | 4215162041500 | K - FILE STAINLESS STEEL PRE - INSERTED SILICONE STOPS LENGTH 21 MM SIZE 45 - 80 6/BOX ONE EACH (EA) = ONE (1) PACK | DENTAL GENERAL SUPPLIES
16224 | 4215162038800 | H - FILE STAINLESS STEEL PRE - INSERTED SILICONE STOPS LENGTH 21 MM SIZE 25 6/BOX ONE EACH (EA) = ONE (1) PACK | DENTAL GENERAL SUPPLIES
16225 | 4215162038900 | H - FILE STAINLESS STEEL PRE - INSERTED SILICONE STOPS LENGTH 21 MM SIZE 30 6/BOX ONE EACH (EA) = ONE (1) PACK | DENTAL GENERAL SUPPLIES
16226 | 4215162039000 | H - FILE STAINLESS STEEL PRE - INSERTED SILICONE STOPS LENGTH 21 MM SIZE 35 6/BOX ONE EACH (EA) = ONE (1) PACK | DENTAL GENERAL SUPPLIES
16227 | 4215162039100 | H - FILE STAINLESS STEEL PRE - INSERTED SILICONE STOPS LENGTH 21 MM SIZE 40 6/BOX ONE EACH (EA) = ONE (1) PACK | DENTAL GENERAL SUPPLIES
16228 | 4215162039200 | H - FILE STAINLESS STEEL PRE - INSERTED SILICONE STOPS LENGTH 21 MM SIZE 90 - 140 6/BOX ONE EACH (EA) = ONE (1) PACK | DENTAL GENERAL SUPPLIES
16229 | 4215162039300 | H - FILE STAINLESS STEEL PRE - INSERTED SILICONE STOPS LENGTH 25 MM SIZE 08 6/BOX ONE EACH (EA) = ONE (1) PACK | DENTAL GENERAL SUPPLIES
16230 | 4215162039400 | H - FILE STAINLESS STEEL PRE - INSERTED SILICONE STOPS LENGTH 25 MM SIZE 10 6/BOX ONE EACH (EA) = ONE (1) PACK | DENTAL GENERAL SUPPLIES
16231 | 4215162039500 | H - FILE STAINLESS STEEL PRE - INSERTED SILICONE STOPS LENGTH 25 MM SIZE 20 6/BOX ONE EACH (EA) = ONE (1) PACK | DENTAL GENERAL SUPPLIES
16232 | 4215162039600 | H - FILE STAINLESS STEEL PRE - INSERTED SILICONE STOPS LENGTH 25 MM SIZE 25 6/BOX ONE EACH (EA) = ONE (1) PACK | DENTAL GENERAL SUPPLIES
16233 | 4215162039700 | H - FILE STAINLESS STEEL PRE - INSERTED SILICONE STOPS LENGTH 25 MM SIZE 30 6/BOX ONE EACH (EA) = ONE (1) PACK | DENTAL GENERAL SUPPLIES
16234 | 4215162039800 | H - FILE STAINLESS STEEL PRE - INSERTED SILICONE STOPS LENGTH 25 MM SIZE 35 6/BOX ONE EACH (EA) = ONE (1) PACK | DENTAL GENERAL SUPPLIES
16235 | 4215162039900 | H - FILE STAINLESS STEEL PRE - INSERTED SILICONE STOPS LENGTH 25 MM SIZE 40 6/BOX ONE EACH (EA) = ONE (1) PACK | DENTAL GENERAL SUPPLIES
16236 | 4215162040000 | H - FILE STAINLESS STEEL PRE - INSERTED SILICONE STOPS LENGTH 25 MM SIZE 45 6/BOX ONE EACH (EA) = ONE (1) PACK | DENTAL GENERAL SUPPLIES
16237 | 4215162040100 | H - FILE STAINLESS STEEL PRE - INSERTED SILICONE STOPS LENGTH 25 MM SIZE 50 6/BOX ONE EACH (EA) = ONE (1) PACK | DENTAL GENERAL SUPPLIES
16238 | 4215162040200 | H - FILE STAINLESS STEEL PRE - INSERTED SILICONE STOPS LENGTH 25 MM SIZE 55 6/BOX ONE EACH (EA) = ONE (1) PACK | DENTAL GENERAL SUPPLIES
16239 | 4215162040300 | H - FILE STAINLESS STEEL PRE - INSERTED SILICONE STOPS LENGTH 25 MM SIZE 60 6/BOX ONE EACH (EA) = ONE (1) PACK | DENTAL GENERAL SUPPLIES
16240 | 4215162040400 | H - FILE STAINLESS STEEL PRE - INSERTED SILICONE STOPS LENGTH 25 MM SIZE 70 6/BOX ONE EACH (EA) = ONE (1) PACK | DENTAL GENERAL SUPPLIES
16241 | 4215162040500 | H - FILE STAINLESS STEEL PRE - INSERTED SILICONE STOPS LENGTH 25 MM SIZE 80 6/BOX ONE EACH (EA) = ONE (1) PACK | DENTAL GENERAL SUPPLIES
16242 | 4215162040600 | H - FILE STAINLESS STEEL PRE - INSERTED SILICONE STOPS LENGTH 25 MM SIZE 90 6/BOX ONE EACH (EA) = ONE (1) PACK | DENTAL GENERAL SUPPLIES
16243 | 4215162040700 | H - FILE STAINLESS STEEL PRE - INSERTED SILICONE STOPS LENGTH 25 MM SIZE 90 - 140 6/BOX ONE EACH (EA) = ONE (1) PACK | DENTAL GENERAL SUPPLIES
16244 | 4215162040800 | H - FILE STAINLESS STEEL PRE - INSERTED SILICONE STOPS LENGTH 31 MM SIZE 15 6/BOX ONE EACH (EA) = ONE (1) PACK | DENTAL GENERAL SUPPLIES
16245 | 4215162040900 | H - FILE STAINLESS STEEL PRE - INSERTED SILICONE STOPS LENGTH 31 MM SIZE 20 6/BOX ONE EACH (EA) = ONE (1) PACK | DENTAL GENERAL SUPPLIES
16246 | 4215162041000 | H - FILE STAINLESS STEEL PRE - INSERTED SILICONE STOPS LENGTH 31 MM SIZE 25 6/BOX ONE EACH (EA) = ONE (1) PACK | DENTAL GENERAL SUPPLIES
16247 | 4215162041100 | H - FILE STAINLESS STEEL PRE - INSERTED SILICONE STOPS LENGTH 31 MM SIZE 30 6/BOX ONE EACH (EA) = ONE (1) PACK | DENTAL GENERAL SUPPLIES
16248 | 4215162041200 | H - FILE STAINLESS STEEL PRE - INSERTED SILICONE STOPS LENGTH 31 MM SIZE 35 6/BOX ONE EACH (EA) = ONE (1) PACK | DENTAL GENERAL SUPPLIES
16249 | 4215162041300 | H - FILE STAINLESS STEEL PRE - INSERTED SILICONE STOPS LENGTH 31 MM SIZE 40 6/BOX ONE EACH (EA) = ONE (1) PACK | DENTAL GENERAL SUPPLIES
16250 | 4215162041400 | H - FILE STAINLESS STEEL PRE - INSERTED SILICONE STOPS LENGTH 31 MM SIZE 90 - 140 6/BOX ONE EACH (EA) = ONE (1) PACK | DENTAL GENERAL SUPPLIES
16251 | 4215162052700 | ROTARY FILE NICKLE TITANIUM U - SHAPE AND RADIAL LAND NON - CUTTING TIP CONSTANT TAPER TAPERING 0.04 LENGTH 25 MM SIZE 25 6/BOX ONE EACH (EA) = ONE (1) PACK | DENTAL GENERAL SUPPLIES
16252 | 4215162052800 | K - FILE STAINLESS STEEL PRE - INSERTED SILICONE STOPS LENGTH 21 MM SIZE 40 6/BOX ONE EACH (EA) = ONE (1) PACK | DENTAL GENERAL SUPPLIES
16253 | 4215162052900 | K - FILE STAINLESS STEEL PRE - INSERTED SILICONE STOPS LENGTH 31 MM SIZE 25 6/BOX ONE EACH (EA) = ONE (1) PACK | DENTAL GENERAL SUPPLIES
16254 | 4215162053400 | ROTARY FILE NICKLE TITANIUM U - SHAPE AND RADIAL LAND NON - CUTTING TIP CONSTANT TAPER TAPERING 0.04 LENGTH 25 MM SIZE 45 6/BOX ONE EACH (EA) = ONE (1) PACK | DENTAL GENERAL SUPPLIES
16255 | 4215162057400 | K - FILE STAINLESS STEEL PRE - INSERTED SILICONE STOPS LENGTH 25 MM SIZE 45 - 80 6/BOX ONE EACH (EA) = ONE (1) PACK | DENTAL GENERAL SUPPLIES
16256 | 4215162057500 | K - FILE STAINLESS STEEL PRE - INSERTED SILICONE STOPS LENGTH 25 MM SIZE 35 6/BOX ONE EACH (EA) = ONE (1) PACK | DENTAL GENERAL SUPPLIES
16257 | 4215162057600 | K - FILE STAINLESS STEEL PRE - INSERTED SILICONE STOPS LENGTH 25 MM SIZE 30 6/BOX ONE EACH (EA) = ONE (1) PACK | DENTAL GENERAL SUPPLIES
16258 | 4215162057700 | K - FILE STAINLESS STEEL PRE - INSERTED SILICONE STOPS LENGTH 25 MM SIZE 25 6/BOX ONE EACH (EA) = ONE (1) PACK | DENTAL GENERAL SUPPLIES
16259 | 4215162057800 | K - FILE STAINLESS STEEL PRE - INSERTED SILICONE STOPS LENGTH 25 MM SIZE 20 6/BOX ONE EACH (EA) = ONE (1) PACK | DENTAL GENERAL SUPPLIES
16260 | 4215162057900 | K - FILE STAINLESS STEEL PRE - INSERTED SILICONE STOPS LENGTH 25 MM SIZE 15 6/BOX ONE EACH (EA) = ONE (1) PACK | DENTAL GENERAL SUPPLIES
16261 | 4215162058000 | K - FILE STAINLESS STEEL PRE - INSERTED SILICONE STOPS LENGTH 25 MM SIZE 10 6/BOX ONE EACH (EA) = ONE (1) PACK | DENTAL GENERAL SUPPLIES
16262 | 4215162058100 | K - FILE STAINLESS STEEL PRE - INSERTED SILICONE STOPS LENGTH 21 MM SIZE 90 - 140 6/BOX ONE EACH (EA) = ONE (1) PACK | DENTAL GENERAL SUPPLIES
16263 | 4215162058200 | K - FILE STAINLESS STEEL PRE - INSERTED SILICONE STOPS LENGTH 21 MM SIZE 8 6/BOX ONE EACH (EA) = ONE (1) PACK | DENTAL GENERAL SUPPLIES
16264 | 4215162058300 | K - FILE STAINLESS STEEL PRE - INSERTED SILICONE STOPS LENGTH 21 MM SIZE 6 6/BOX ONE EACH (EA) = ONE (1) PACK | DENTAL GENERAL SUPPLIES
16265 | 4215162058400 | K - FILE STAINLESS STEEL PRE - INSERTED SILICONE STOPS LENGTH 21 MM SIZE 35 6/BOX ONE EACH (EA) = ONE (1) PACK | DENTAL GENERAL SUPPLIES
16266 | 4215162058500 | K - FILE STAINLESS STEEL PRE - INSERTED SILICONE STOPS LENGTH 21 MM SIZE 30 6/BOX ONE EACH (EA) = ONE (1) PACK | DENTAL GENERAL SUPPLIES
16267 | 4215162058600 | K - FILE STAINLESS STEEL PRE - INSERTED SILICONE STOPS LENGTH 21 MM SIZE 25 6/BOX ONE EACH (EA) = ONE (1) PACK | DENTAL GENERAL SUPPLIES
16268 | 4215162058700 | K - FILE STAINLESS STEEL PRE - INSERTED SILICONE STOPS LENGTH 21 MM SIZE 20 6/BOX ONE EACH (EA) = ONE (1) PACK | DENTAL GENERAL SUPPLIES
16269 | 4215162058800 | K - FILE STAINLESS STEEL PRE - INSERTED SILICONE STOPS LENGTH 21 MM SIZE 15 6/BOX ONE EACH (EA) = ONE (1) PACK | DENTAL GENERAL SUPPLIES
16270 | 4215162058900 | H - FILE STAINLESS STEEL PRE - INSERTED SILICONE STOPS LENGTH 31 MM SIZE 45 - 80 6/BOX ONE EACH (EA) = ONE (1) PACK | DENTAL GENERAL SUPPLIES
16271 | 4215162059000 | H - FILE STAINLESS STEEL PRE - INSERTED SILICONE STOPS LENGTH 25 MM SIZE 45 - 80 6/BOX ONE EACH (EA) = ONE (1) PACK | DENTAL GENERAL SUPPLIES
16272 | 4215162059100 | H-FILE STAINLESS STEEL PRE-INSERTED SILICONE STOPS LENGTH 25MM SIZE ASSORTED 15 -40 6/BOX ONE EACH (EA) = ONE (1) PACK | DENTAL GENERAL SUPPLIES
16273 | 4215162059200 | INSTRUMENT DENTAL COMPOSITE/PLASTIC W3 #6 SATIN STEEL HANDLE | DENTAL GENERAL SUPPLIES
16274 | 4215162059900 | NICKEL TITANIUM ROTARY FILE REVERSE HELIX SEMI - ACTIVE AND MODIFIED GUIDING TIP OFFSET PARALLELOGRAM - SHAPED CROSS - SECTION VARIABLE TAPER NEW SUPERMETAL TECHNOLOGY (GOLD - WIRE) UNIQUE UNEQUAL BIDIRECTIONAL RECIPROCATION MOVEMENT. SMALL (YELLOW 20/07) LENGTH 21 MM. 6/PACK ONE EACH (EA) = ONE (1) PACK | DENTAL GENERAL SUPPLIES
16275 | 4215162061800 | H-FILE ENDODONTIC STAINLESS STEEL WITH PRE-INSERTED SILICONE STOPS SIZE 60 LENGTH 21MM ONE EACH (EA) = ONE (1) PACK | DENTAL GENERAL SUPPLIES
16276 | 4215162062300 | FILE H ENDODONTIC STAINLESS STEEL WITH PRE-INSERTED SILICONE STOPS ASSORTED SIZES 15-40 LENGTH 21MM ONE EACH (EA) = ONE (1) PACK | DENTAL GENERAL SUPPLIES
16277 | 4215162067300 | K - FILE, STAINLESS STEEL, PRE - INSERTED SILICONE STOPS, LENGTH 25 MM, SIZE 40, 6/BOX, ONE EACH (EA) = ONE (1) PACK | DENTAL GENERAL SUPPLIES
16278 | 4215162077900 | ROTARY NITI FILE WITH TRIPLE - FLUTED ASYMMETRICAL PLACED RADIAL LANDS = POSITIVE RAKE ANGLE ASSORTED (15 - 40) 0.06 TAPER LENGTH 25 MM | DENTAL GENERAL SUPPLIES
16279 | 4215162080600 | NICKEL TITANIUM ROTARY FILE CONVEX TRIANGLE CROSS - SECTION AND SYMMETRIC ROTATION PROGRESSIVELY CHANGING HELICAL ANGLE AND PITCH VARIABLE TIP DIAMETERS MODIFIED GUIDING TIP NO RADIAL LANDS MORE EFFICIENT CUTTING ANGLE ENHANCED FLEXIBILITY SHORT HANDLES. SIZE F5 LENGTH 25 MM | DENTAL GENERAL SUPPLIES
16280 | 4215162081000 | ROTARY NITI FILE WITH TRIPLE-FLUTED, ASYMMETRICAL PLACED RADIAL LANDS, POSITIVE RAKE ANGLE, 0.04 TAPER, 25MM, SZ 50 | DENTAL GENERAL SUPPLIES
16281 | 4215162081100 | ROTARY NITI FILE WITH TRIPLE-FLUTED, ASYMMETRICAL PLACED RADIAL LANDS, POSITIVE RAKE ANGLE, 0.04 TAPER, 25MM, SZ 55 | DENTAL GENERAL SUPPLIES
16282 | 4215162057300 | K - FILE STAINLESS STEEL PRE - INSERTED SILICONE STOPS LENGTH 25 MM SIZE 6 6/BOX ONE EACH (EA) = ONE (1) PACK | DENTAL GENERAL SUPPLIES
16283 | 4215163217000 | PAPER POINTS PRE - STERILIZED CELLS SIZE 15 200 POINTS/BOX ONE EACH (EA) = ONE (1) PACK | DENTAL GENERAL SUPPLIES
16284 | 4215162057200 | K - FILE STAINLESS STEEL PRE - INSERTED SILICONE STOPS LENGTH 31 MM SIZE 10 6/BOX ONE EACH (EA) = ONE (1) PACK | DENTAL GENERAL SUPPLIES
16285 | 4215162057000 | K - FILE STAINLESS STEEL PRE - INSERTED SILICONE STOPS LENGTH 31 MM SIZE 20 6/BOX ONE EACH (EA) = ONE (1) PACK | DENTAL GENERAL SUPPLIES
16286 | 4215162053500 | ROTARY FILE NICKLE TITANIUM U - SHAPE AND RADIAL LAND NON - CUTTING TIP CONSTANT TAPER TAPERING 0.04 LENGTH 21 MM SIZE 45 6/BOX | DENTAL GENERAL SUPPLIES
16287 | 4215162053600 | ROTARY FILE: NICKLE TITANIUM U-SHAPE AND RADIAL LAND NON-CUTTING TIP CONSTANT TAPER TAPERING 0.04 LENGTH 25MM SIZE 40 6/BOX ONE EACH (EA) = ONE (1) PACK | DENTAL GENERAL SUPPLIES
16288 | 4215162053700 | ROTARY FILE NICKLE TITANIUM U - SHAPE AND RADIAL LAND NON - CUTTING TIP CONSTANT TAPER TAPERING 0.06 LENGTH 25 MM SIZE 40 6/BOX ONE EACH (EA) = ONE (1) PACK | DENTAL GENERAL SUPPLIES
16289 | 4215162053800 | ROTARY FILE NICKLE TITANIUM U - SHAPE AND RADIAL LAND NON - CUTTING TIP CONSTANT TAPER TAPERING 0.06 LENGTH 25 MM SIZE 30 6/BOX ONE EACH (EA) = ONE (1) PACK | DENTAL GENERAL SUPPLIES
16290 | 4215162053900 | ROTARY FILE NICKLE TITANIUM U - SHAPE AND RADIAL LAND NON - CUTTING TIP CONSTANT TAPER TAPERING 0.06 LENGTH 25 MM SIZE 25 6/BOX ONE EACH (EA) = ONE (1) PACK | DENTAL GENERAL SUPPLIES
16291 | 4215162054000 | ROTARY FILE NICKLE TITANIUM U - SHAPE AND RADIAL LAND NON - CUTTING TIP CONSTANT TAPER TAPERING 0.06 LENGTH 25 MM SIZE 20 6/BOX ONE EACH (EA) = ONE (1) PACK | DENTAL GENERAL SUPPLIES
16292 | 4215162054100 | ROTARY FILE NICKLE TITANIUM U - SHAPE AND RADIAL LAND NON - CUTTING TIP CONSTANT TAPER TAPERING 0.06 LENGTH 21 MM SIZE 40 6/BOX ONE EACH (EA) = ONE (1) PACK | DENTAL GENERAL SUPPLIES
16293 | 4215162054200 | ROTARY FILE NICKLE TITANIUM U - SHAPE AND RADIAL LAND NON - CUTTING TIP CONSTANT TAPER TAPERING 0.06 LENGTH 21 MM SIZE 35 6/BOX ONE EACH (EA) = ONE (1) PACK | DENTAL GENERAL SUPPLIES
16294 | 4215162054300 | ROTARY FILE NICKLE TITANIUM U - SHAPE AND RADIAL LAND NON - CUTTING TIP CONSTANT TAPER TAPERING 0.06 LENGTH 21 MM SIZE 30 6/BOX ONE EACH (EA) = ONE (1) PACK | DENTAL GENERAL SUPPLIES
16295 | 4215162054400 | ROTARY FILE NICKLE TITANIUM U - SHAPE AND RADIAL LAND NON - CUTTING TIP CONSTANT TAPER TAPERING 0.06 LENGTH 21 MM SIZE 20 6/BOX ONE EACH (EA) = ONE (1) PACK | DENTAL GENERAL SUPPLIES
16296 | 4215162054500 | ROTARY FILE NICKLE TITANIUM U - SHAPE AND RADIAL LAND NON - CUTTING TIP CONSTANT TAPER TAPERING 0.06 LENGTH 21 MM SIZE 15 - 40 ASSORTED 6/BOX ONE EACH (EA) = ONE (1) PACK | DENTAL GENERAL SUPPLIES
16297 | 4215162054600 | ROTARY FILE NICKLE TITANIUM U - SHAPE AND RADIAL LAND NON - CUTTING TIP CONSTANT TAPER TAPERING 0.04 LENGTH 25 MM SIZE 35 6/BOX ONE EACH (EA) = ONE (1) PACK | DENTAL GENERAL SUPPLIES
16298 | 4215162054700 | ROTARY FILE NICKLE TITANIUM U - SHAPE AND RADIAL LAND NON - CUTTING TIP CONSTANT TAPER TAPERING 0.04 LENGTH 25 MM SIZE 30 6/BOX ONE EACH (EA) = ONE (1) PACK | DENTAL GENERAL SUPPLIES
16299 | 4215162054800 | ROTARY FILE NICKLE TITANIUM U - SHAPE AND RADIAL LAND NON - CUTTING TIP CONSTANT TAPER TAPERING 0.04 LENGTH 25 MM SIZE 20 6/BOX ONE EACH (EA) = ONE (1) PACK | DENTAL GENERAL SUPPLIES
16300 | 4215162054900 | ROTARY FILE NICKLE TITANIUM U - SHAPE AND RADIAL LAND NON - CUTTING TIP CONSTANT TAPER TAPERING 0.04 LENGTH 25 MM SIZE 15 6/BOX ONE EACH (EA) = ONE (1) PACK | DENTAL GENERAL SUPPLIES
16301 | 4215161036800 | PRE-WELDED CONVERTIBLE BAND WITH SINGLE TUBE WITH LINGUAL CLEAT 0.022 SLOT MBT PRESCRIPTION MANDIBULAR LEFT SECOND MOLAR SIZE 32+ OR EQUIVALENT | DENTAL GENERAL SUPPLIES
16302 | 4215162055100 | ROTARY FILE NICKLE TITANIUM U SHAPE AND RADIAL LAND NON - CUTTING TIP CONSTANT TAPER TAPERING 0.04 LENGTH 21 MM SIZE 30 6/BOX ONE EACH (EA) = ONE (1) PACK | DENTAL GENERAL SUPPLIES
16303 | 4215162055200 | ROTARY FILE NICKLE TITANIUM U - SHAPE AND RADIAL LAND NON - CUTTING TIP CONSTANT TAPER TAPERING 0.04 LENGTH 21 MM SIZE 25 6/BOX ONE EACH (EA) = ONE (1) PACK | DENTAL GENERAL SUPPLIES
16304 | 4215162055300 | ROTARY FILE NICKLE TITANIUM U - SHAPE AND RADIAL LAND NON - CUTTING TIP CONSTANT TAPER TAPERING 0.04 LENGTH 21 MM SIZE 15 - 40 ASSORTED 6/BOX ONE EACH (EA) = ONE (1) PACK | DENTAL GENERAL SUPPLIES
16305 | 4215162055400 | ROTARY FILE NICKLE TITANIUM U - SHAPE AND RADIAL LAND NON - CUTTING TIP CONSTANT TAPER TAPERING 0.06 LENGTH 25 MM SIZE 45 6/BOX ONE EACH (EA) = ONE (1) PACK | DENTAL GENERAL SUPPLIES
16306 | 4215162055500 | ROTARY FILE NICKLE TITANIUM U - SHAPE AND RADIAL LAND NON - CUTTING TIP CONSTANT TAPER TAPERING 0.06 LENGTH 21 MM SIZE 45 6/BOX ONE EACH (EA) = ONE (1) PACK | DENTAL GENERAL SUPPLIES
16307 | 4215162055600 | ROTARY FILE NICKLE TITANIUM U - SHAPE AND RADIAL LAND NON - CUTTING TIP CONSTANT TAPER TAPERING 0.06 LENGTH 25 MM SIZE 15 6/BOX ONE EACH (EA) = ONE (1) PACK | DENTAL GENERAL SUPPLIES
16308 | 4215162055700 | ROTARY FILE NICKLE TITANIUM U - SHAPE AND RADIAL LAND NON - CUTTING TIP CONSTANT TAPER TAPERING 0.06 LENGTH 21 MM SIZE 15 6/BOX ONE EACH (EA) = ONE (1) PACK | DENTAL GENERAL SUPPLIES
16309 | 4215162055800 | ROTARY FILE NICKLE TITANIUM U - SHAPE AND RADIAL LAND NON - CUTTING TIP CONSTANT TAPER TAPERING 0.04 LENGTH 25 MM SIZE 15 - 40 ASSORTED 6/BOX ONE EACH (EA) = ONE (1) PACK | DENTAL GENERAL SUPPLIES
16310 | 4215162055900 | ROTARY FILE M - WIRE NICKEL TITANIUM OFF CENTERED RECTANGULAR CROSS - SECTION WITH VARIABLE TAPER. LENGTH 25 MM SIZE ASSORTED X 4 ONE EACH (EA) = ONE (1) PACK | DENTAL GENERAL SUPPLIES
16311 | 4215162056000 | ROTARY FILE M - WIRE NICKEL TITANIUM OFF CENTERED RECTANGULAR CROSS - SECTION WITH VARIABLE TAPER. LENGTH 21 MM SIZE X 4 ONE EACH (EA) = ONE (1) PACK | DENTAL GENERAL SUPPLIES
16312 | 4215162056900 | K - FILE STAINLESS STEEL PRE - INSERTED SILICONE STOPS LENGTH 31 MM SIZE 45 - 80 6/BOX ONE EACH (EA) = ONE (1) PACK | DENTAL GENERAL SUPPLIES
16313 | 4215162057100 | K - FILE STAINLESS STEEL PRE - INSERTED SILICONE STOPS LENGTH 31 MM SIZE 15 6/BOX ONE EACH (EA) = ONE (1) PACK | DENTAL GENERAL SUPPLIES
16314 | 4215162038700 | H - FILE STAINLESS STEEL PRE - INSERTED SILICONE STOPS LENGTH 21 MM SIZE 20 6/BOX ONE EACH (EA) = ONE (1) PACK | DENTAL GENERAL SUPPLIES
16315 | 4215163217100 | PAPER POINTS PRE - STERILIZED CELLS SIZE 25 200 POINTS/BOX ONE EACH (EA) = ONE (1) PACK | DENTAL GENERAL SUPPLIES
16316 | 4215163218000 | ENDODONTIC ROTARY RETREATMENT FILES 18 MM PACK OF 6 ONE EACH (EA) = ONE (1) PACK | DENTAL GENERAL SUPPLIES
16317 | 4215180609200 | INTERPROXIMAL STRIP SYSTEM, STRIP THICKNESS 0.06 MM, STRIP WIDTH 4 MM, FINE DIAMOND, SINGLE SIDED | DENTAL GENERAL SUPPLIES
16318 | 4215180609300 | INTERPROXIMAL STRIP SYSTEM, STRIP THICKNESS 0.05 MM, STRIP WIDTH 4 MM, EXTRA FINE DIAMOND, SINGLE SIDED, DOUBLE SERRATED | DENTAL GENERAL SUPPLIES
16319 | 4215180609400 | INTERPROXIMAL STRIP SYSTEM, STRIP THICKNESS 0.035 MM, STRIP WIDTH 4 MM, FOR CEMENT CLEANER NO DIAMOND, DOUBLE SERRATED | DENTAL GENERAL SUPPLIES
16320 | 4215180609500 | INTERPROXIMAL STRIP SYSTEM, STRIP THICKNESS 0.065 MM, STRIP WIDTH 4 MM, FOR HEAVY DUTY DENTAL USES, NO DIAMOND, DOUBLE SERRATED | DENTAL GENERAL SUPPLIES
16321 | 4215181000300 | BUR, POLISHER, UNIVERSAL, RA, ISO# 658 - 204 - 243 - 522 - 045 | DENTAL GENERAL SUPPLIES
16322 | 4215181000400 | BUR, POLISHER, UNIVERSAL, RA, ISO# 658 - 204 - 292 - 522 - 060 | DENTAL GENERAL SUPPLIES
16323 | 4215181000500 | BUR, POLISHER, UNIVERSAL, RA, ISO# 658 - 204 - 303 - 522 - 100 | DENTAL GENERAL SUPPLIES
16324 | 4215181000600 | BUR, POLISHER, UNIVERSAL, RA, ISO# 658 - 204 - 243 - 522 - 030 | DENTAL GENERAL SUPPLIES
16325 | 4215181001200 | POLISHING KIT FOR COMPOSITE HI - SHINE MICRO HYBRID POLISHING KIT CONSISTS OF 12 POLISHERS (ASSORTED SHAPES OF POLISHING CUPS POLISHING DISCS AND POLISHING POINTS) | DENTAL GENERAL SUPPLIES
16326 | 4215181001700 | AMALGAM POLISHING KIT CONTAINS: CUP 3X BROWNIE, 2X GREENIE, 1X SUPERGREENIE AND MINIPOINT: 3X BROWNIE, 2X GREENIE, 1X SUPERGREENIE, ONE EACH (EA) = ONE (1) KIT | DENTAL GENERAL SUPPLIES
16327 | 4215181100100 | DENTAL PROPHYLAXIS POLISHING RUBBER CUPS RA ISO. NO. 658 - 204 - 034 - 523 - 060 100 - 150/BOX | DENTAL GENERAL SUPPLIES
16328 | 4215181100600 | DENTAL PROPHY CUPS RIBBED LATCH TYPE SOFT BLUE ONE EACH (EA) = ONE (1) PACK | DENTAL GENERAL SUPPLIES
16329 | 4215180609100 | DENTAL MODEL TRIMMER WITH ABRASIVE DIAMOND DISC WHEEL, HIGH-PERFORMANCE WET, WITH ADJUSTABLE ANGLE TABLE. ROTATION SPEED 2800 -3000 RPM, ABSORBED POWER 800 W TILL 1000 W | DENTAL GENERAL SUPPLIES
16330 | 4215181100800 | DENTAL PROPHY CUPS SCREW TYPE TURBO SOFT GREY ONE EACH (EA) = ONE (1) PACK | DENTAL GENERAL SUPPLIES
16331 | 4215181300300 | KIT RESIN INFILTRATION FOR INTERPROXIMAL SURFACE CARIES LESIONS | DENTAL GENERAL SUPPLIES
16332 | 4215181300400 | COMPLETE KIT. CHAIR SIDE SOFT DENTURE RELINE MATERIAL SOFT CONSISTENCY WITH IMPROVED FLOW RATE TO ACHIEVE PROPER THICKNESS (POWDER AND LIQUID) | DENTAL GENERAL SUPPLIES
16333 | 4215181300500 | UNIVERSAL PRESSING PLUNGERS FOR ALL CERAMIC INGOTS COMPATIBLE WITH CENTER MACHINE (REUSABLE) FOR SIZE 100 AND 200 | DENTAL GENERAL SUPPLIES
16334 | 4215181300600 | SEPARATING AGENT (POWDER) FOR ALL CERAMIC INGOTS AND PLUNGER, APPROXIMATELY 200 MG | DENTAL GENERAL SUPPLIES
16335 | 4215181300700 | GLASS IONOMER LIGHT CURE LINER AND BASE MATERIAL, PASTE, AUTO DISPENSER | DENTAL GENERAL SUPPLIES
16336 | 4215181300800 | COMPOSITE RESIN FILLING MATERIAL, LIGHT CURED, HIGHLY ESTHETIC, FOR LAYERING TECHNIQUE, NANOFILLERS TYPE, MINIMUM OF 8 SHADES KIT (ENAMEL, DENTIN, OPAQUE) | DENTAL GENERAL SUPPLIES
16337 | 4215181300900 | BONDING, 5 TH GENERATION LIGHT CURE BONDING MATERIAL, REFILL BOTTLE | DENTAL GENERAL SUPPLIES
16338 | 4215181301000 | BONDING, 5 TH GENERATION LIGHT CURE BONDING MATERIAL, SINGLE DOSE | DENTAL GENERAL SUPPLIES
16339 | 4215181301100 | UNIVERSAL NANO COMPOSITE RESTORATIVE MATERIAL FOR ANTERIOR AND POSTERIOR 20 - 0.2G CAPSULE REFILL - A2 BODY | DENTAL GENERAL SUPPLIES
16340 | 4215181301200 | UNIVERSAL NANO COMPOSITE RESTORATIVE MATERIAL FOR ANTERIOR AND POSTERIOR 20 - 0.2G CAPSULE REFILL - A3 BODY | DENTAL GENERAL SUPPLIES
16341 | 4215181301300 | UNIVERSAL NANO COMPOSITE RESTORATIVE MATERIAL FOR ANTERIOR AND POSTERIOR 20 - 0.2G CAPSULE REFILL - A3.5 BODY | DENTAL GENERAL SUPPLIES
16342 | 4215181301400 | UNIVERSAL NANO COMPOSITE RESTORATIVE MATERIAL FOR ANTERIOR AND POSTERIOR 20 - 0.2G CAPSULE REFILL - A4 BODY | DENTAL GENERAL SUPPLIES
16343 | 4215181300200 | TUBES AND PLUGS COMPOSITE OR CEMENT DISPENSER, DISPOSABLE | DENTAL GENERAL SUPPLIES
16344 | 4215180609000 | DENTAL MODEL TRIMMER WITH ABRASIVE CARBORUNDUM DISC WHEEL, HIGH-PERFORMANCE WET, WITH ADJUSTABLE ANGLE TABLE. ROTATION SPEED 2800 RPM, ABSORBED POWER 800 W TILL 1000 W, WITH EXTRA CARBORUNDUM DISC | DENTAL GENERAL SUPPLIES
16345 | 4215180606200 | BUR CARBIDE FG ROUND #8 ISO 500 - 314 - 001 - 001 - 023 | DENTAL GENERAL SUPPLIES
16346 | 4215180605900 | BUR CARBIDE RA FLAME FINISHING AMALGAM SIZE 1.4 MM ISO# 500 - 204 - 254 - 072 - 018 | DENTAL GENERAL SUPPLIES
16347 | 4215180600700 | BUR CARBIDE FG ROUND SHAPE LONG SHANK SIZE 0.8 MM #1 ISO 500 - 316 - 001 - 001 - 008 | DENTAL GENERAL SUPPLIES
16348 | 4215180601300 | BUR CARBIDE FG #700L ISO# 500 - 316 - 171 - 007 - 010 | DENTAL GENERAL SUPPLIES
16349 | 4215180602000 | BUR CARBIDE FG TAPERED FISSURE ROUND END SIZE 1.2 MM #1701 ISO 500 - 314 - 194 - 007 - 012 | DENTAL GENERAL SUPPLIES
16350 | 4215180602200 | BUR CARBIDE FG INVERTED CONE SIZE 1.4 MM #37 ISO 500 - 314 - 010 - 001 - 014 | DENTAL GENERAL SUPPLIES
16351 | 4215180602400 | BUR CARBIDE FG ROUND SHAPE SIZE 1.8 MM #6 ISO 500 - 314 - 001 - 001 - 018 | DENTAL GENERAL SUPPLIES
16352 | 4215180602700 | BUR CARBIDE FG EGG FINISHING SIZE 1.6 MM ISO# 500 - 314 - 274 - 072 - 016 | DENTAL GENERAL SUPPLIES
16353 | 4215180603500 | PERFORATED INTERPROXIMAL REDUCTION DIAMOND FINISHING STRIPS, DOUBLE SIDED, FINE | DENTAL GENERAL SUPPLIES
16354 | 4215180603600 | PERFORATED INTERPROXIMAL REDUCTION DIAMOND FINISHING STRIPS DOUBLE SIDED MEDIUM | DENTAL GENERAL SUPPLIES
16355 | 4215180603700 | PRECISION DENTAL STRIP SYSTEM FOR PROXIMAL CONTACT ADJUSTMENT | DENTAL GENERAL SUPPLIES
16356 | 4215180603900 | POLISHING CELLULOID DUAL STRIPS COLOR CODED, COARSE/MEDIUM, 100/PKG | DENTAL GENERAL SUPPLIES
16357 | 4215180604000 | FINISHING STRIPS FOR COMPOSITE CERAMIC AND GLASS IONOMER DENTAL RESTORATIONS COARSE/MEDIUM | DENTAL GENERAL SUPPLIES
16358 | 4215180604100 | FINISHING STRIPS FOR COMPOSITE CERAMIC AND GLASS IONOMER DENTAL RESTORATIONS COARSE/MEDIUM - NARROW | DENTAL GENERAL SUPPLIES
16359 | 4215180604200 | SECTIONAL MATRIX SYSTEM ADAPTIVE SELF - GUIDING WEDGE GUARD SIZE MEDIUM REFILL | DENTAL GENERAL SUPPLIES
16360 | 4215180604500 | BUR CARBIDE RA ROUND FINISHING AMALGAM SIZE 1.8 MM #7006 ISO 500 - 204 - 001 - 071 - 018 | DENTAL GENERAL SUPPLIES
16361 | 4215180604600 | BUR CARBIDE RA PEAR SHAPE FINISHING AMALGAM SIZE 1.4 MM #7106 ISO 500 - 204 - 234 - 072 - 014 | DENTAL GENERAL SUPPLIES
16362 | 4215180604700 | BUR TUNGSTEN CARBIDE RA ROUND SHAPE SIZE 2.1 MM #7 ISO 500 - 204 - 001 - 001 - 021 | DENTAL GENERAL SUPPLIES
16363 | 4215180604800 | BUR CARBIDE FG CYLINDER FLAT END SIZE 1.4 MM #59 ISO 500 - 314 - 107 - 006 - 014 | DENTAL GENERAL SUPPLIES
16364 | 4215180604900 | BUR CARBIDE FG CYLINDER FISSURE SHORT FLAT END SIZE 1.2 MM #558L ISO 500 - 314 - 110 - 007 - 012 | DENTAL GENERAL SUPPLIES
16365 | 4215180605000 | BUR CARBIDE FG TAPERED ROUND ENDSIZE 1.2 MM #1171 ISO 500 - 314 - 194 - 006 - 012 | DENTAL GENERAL SUPPLIES
16366 | 4215180605100 | BUR CARBIDE FG TAPERED FLAT END SIZE 1.2 MM #171L ISO 500 - 314 - 171 - 006 - 012 | DENTAL GENERAL SUPPLIES
16367 | 4215180605200 | BUR CARBIDE FG CYLINDER FISSURE SHORT FLAT END SIZE 1 MM #557L ISO 500 - 314 - 110 - 007 - 010 | DENTAL GENERAL SUPPLIES
16368 | 4215180605300 | BUR CARBIDE FG ROUND SHAPE LONG SHANK SIZE 1 MM #2 ISO 500 - 316 - 001 - 001 - 010 | DENTAL GENERAL SUPPLIES
16369 | 4215180605400 | BUR CARBIDE FG PEAR SHAPE SHORT SIZE 0.8 MM #330 ISO 500 - 314 - 232 - 001 - 008 | DENTAL GENERAL SUPPLIES
16370 | 4215180605500 | BUR CARBIDE RA ISO NO. 500 - 205 - 697 - 001 - 023 | DENTAL GENERAL SUPPLIES
16371 | 4215180605600 | BUR CARBIDE FG CYLINDRICAL TORPEDO FINISHING SIZE 1.2 MM ISO# 500 - 314 - 288 - 072 - 012 | DENTAL GENERAL SUPPLIES
16372 | 4215180605700 | CELLULOID STRIPS .002 X.375 X 4 INCH 100/PKG | DENTAL GENERAL SUPPLIES
16373 | 4215180605800 | PERFORATED INTERPROXIMAL REDUCTION DIAMOND FINISHING STRIPS, SINGLE SIDED | DENTAL GENERAL SUPPLIES
16374 | 4215181301500 | UNIVERSAL NANO COMPOSITE RESTORATIVE MATERIAL FOR ANTERIOR AND POSTERIOR 20 - 0.2G CAPSULE REFILL - B1 BODY | DENTAL GENERAL SUPPLIES
16375 | 4215180600500 | BUR CARBIDE FG ROUND FINISHING SIZE 1.4 MM #7004 ISO 500 - 314 - 001 - 071 - 014 | DENTAL GENERAL SUPPLIES
16376 | 4215181301600 | UNIVERSAL NANO COMPOSITE RESTORATIVE MATERIAL FOR ANTERIOR AND POSTERIOR 20 - 0.2G CAPSULE REFILL - B2 BODY | DENTAL GENERAL SUPPLIES
16377 | 4215181301800 | CALCIUM HYDROXIDE LINER, LIGHT CURED CONTAINING UDMA, RADIOPAQUE, SYRINGE AND DISPENSER TIPS | DENTAL GENERAL SUPPLIES
16378 | 4215200100200 | BITEWING LOOPS ADULT 500/BOX ONE EACH (EA) = ONE (1) PACK | DENTAL GENERAL SUPPLIES
16379 | 4215200200200 | DISPOSABLE BITE BLOCKS FOR PERIAPICAL X - RAY | DENTAL GENERAL SUPPLIES
16380 | 4229230300000 | SURGICAL HOOK CRIMPING PLIER | DENTAL GENERAL SUPPLIES
16381 | 4213220100000 | COTTON ROLL DISPENSER WITH LID, DISPENSES ONE ROLL WITH SIMPLE MOVEMENT, ADJUSTABLE FOR DIFFERENT SIZE S OF ROLLS, COMPACT AND STABLE, MADE OF STERILIZABLE MATERIAL PREFERABLY CHROME NICKEL STEEL (ST. ST) TO BE AUTOCLAVED OR CHEMICLAVED | DENTAL GENERAL SUPPLIES
16382 | 4231153700600 | UTILITY SCISSORS, MULTI USE, STAINLESS STEEL | DENTAL GENERAL SUPPLIES
16383 | 4229162732900 | DIAMOND BUR FG LONG TAPERED SAFE - END NON - CUTTING TIP FOR PULP CHAMBER ACCESS | DENTAL GENERAL SUPPLIES
16384 | 4229162718200 | TREPHINE BUR KIT GRADED ASSORTED SIZES | DENTAL GENERAL SUPPLIES
16385 | 4229161902200 | DOUBLE ENDED PERIOTOME SET CONTAINS: 4 DOUBLE ENDED PERIOTOMES 2 DOUBLE ENDED PERIOTOME FOR ANTERIOR TEETH 2 DOUBLE ENDED PEROTOME FOR POSTERIOR TEETH MEDICAL GRADE STAINLESS STEEL WITH DURABLE TIPS RESISTANT TO BREAKAGE AND SERRATED | DENTAL GENERAL SUPPLIES
16386 | 4215210300000 | TRAY ADHESIVE MATERIAL FOR ALGINATE IMPRESSION MATERIAL | DENTAL GENERAL SUPPLIES
16387 | 4215210500300 | IMPRESSION TRAYS PERFORATED LARGE SIZE UPPER AND LOWER (20/BOX) DISPOSABLE | DENTAL GENERAL SUPPLIES
16388 | 4215210500400 | IMPRESSION TRAYS PERFORATED MEDIUM SIZE UPPER AND LOWER (20/BOX) DISPOSABLE | DENTAL GENERAL SUPPLIES
16389 | 4215210500500 | IMPRESSION TRAYS PERFORATED SMALL SIZE UPPER AND LOWER (20/BOX) DISPOSABLE | DENTAL GENERAL SUPPLIES
16390 | 4215200003400 | DISPOSABLE COVER FOR ALL DENTAL CHAIR APPROXIMATE SIZE (29INCH X 80INCH ) | DENTAL GENERAL SUPPLIES
16391 | 4215210501700 | IMPRESSION SECTIONAL TRAYS DISPOSABLE SECTIONAL PLASTIC IMPRESSION TRAYS PERFORATED RIGID FRAME FOR ANTERIOR AND POSTERIOR (RIGHT AND LEFT) MEDIUM SIZE 20/BOX | DENTAL GENERAL SUPPLIES
16392 | 4215210502000 | PERFORATED PEDIATRIC IMPRESSION TRAYS (RELIANCE TRAYS) CHROME PLATED NON WATER COOLED SET OF 6 TRAYS (3 UPPER AND 3 LOWER) ONE EACH (EA) = ONE (1) SET | DENTAL GENERAL SUPPLIES
16393 | 4215210503500 | PERFORATED PEDIATRIC IMPRESSION TRAYS UPPER AND LOWER COMPLETE SET DISPOSABLE SMALL | DENTAL GENERAL SUPPLIES
16394 | 4215210503600 | PERFORATED PEDIATRIC IMPRESSION TRAYS UPPER AND LOWER COMPLETE SET DISPOSABLE MEDIUM | DENTAL GENERAL SUPPLIES
16395 | 4215210503700 | PERFORATED PEDIATRIC IMPRESSION TRAYS UPPER AND LOWER COMPLETE SET DISPOSABLE LARGE | DENTAL GENERAL SUPPLIES
16396 | 4215210503800 | IMPRESSION SECTIONAL TRAYS DISPOSABLE SECTIONAL PLASTIC IMPRESSION TRAYS PERFORATED RIGID FRAME FOR ANTERIOR AND POSTERIOR (RIGHT AND LEFT) LARGE SIZE (20/BOX) | DENTAL GENERAL SUPPLIES
16397 | 4215210503900 | PERFORATED EDENTULOUS IMPRESSION TRAYS STAINLESS STEEL UPPER AND LOWER XLARGE SIZE | DENTAL GENERAL SUPPLIES
16398 | 4215210504000 | DUAL ARCH IMPRESSION TRAY ANTERIOR | DENTAL GENERAL SUPPLIES
16399 | 4215210504100 | DUAL ARCH IMPRESSION TRAY, EXTENDED QUADRANT | DENTAL GENERAL SUPPLIES
16400 | 4215210504200 | DUAL ARCH IMPRESSION TRAY THREE QUARTER ARCH | DENTAL GENERAL SUPPLIES
16401 | 4215210504400 | DUAL ARCH IMPRESSION TRAY FULL ARCH | DENTAL GENERAL SUPPLIES
16402 | 4215210504500 | DUAL ARCH IMPRESSION TRAY POSTERIOR | DENTAL GENERAL SUPPLIES
16403 | 4215210504600 | DUAL ARCH IMPRESSION TRAY SIDELESS POSTERIOR | DENTAL GENERAL SUPPLIES
16404 | 4215210501800 | IMPRESSION SECTIONAL TRAYS DISPOSABLE SECTIONAL PLASTIC IMPRESSION TRAYS PERFORATED RIGID FRAME FOR ANTERIOR AND POSTERIOR (RIGHT AND LEFT) SMALL SIZE 20/BOX | DENTAL GENERAL SUPPLIES
16405 | 4215191300300 | FLUORIDE DISPOSABLE FOAM TRAYS (HINGED) FOR FLUORIDE GEL LARGE 100/BOX ONE EACH (EA) = ONE (1) PACK | DENTAL GENERAL SUPPLIES
16406 | 4215191300200 | FLUORIDE DISPOSABLE FOAM TRAYS (HINGED) FOR FLUORIDE GEL MEDIUM 100/BOX ONE EACH (EA) = ONE (1) PACK | DENTAL GENERAL SUPPLIES
16407 | 4215191300100 | FLUORIDE DISPOSABLE FOAM TRAYS (HINGED) FOR FLUORIDE GEL SMALL 100/BOX ONE EACH (EA) = ONE (1) PACK | DENTAL GENERAL SUPPLIES
16408 | 4215181301900 | DISPENSING TIP FOR FLOWABLE COMPOSITE | DENTAL GENERAL SUPPLIES
16409 | 4215181302000 | BULK FILL FLOWABLE COMPOSITE, ONE UNIVERSAL SHADE POSTERIOR, HIGH DEPTH OF CURE UP TO 4 MM, PACKED IN CAPSULE FORM | DENTAL GENERAL SUPPLIES
16410 | 4215181302200 | LUTING MATERIAL DUAL CURING RESIN BASED REFILL - NEUTRAL SHADE | DENTAL GENERAL SUPPLIES
16411 | 4215181302300 | COMPLETE KIT. CHAIR SIDE HARD DENTURE RELINE MATERIAL, HARD CONSISTENCY WITH IMPROVED FLOW RATE TO ACHIEVE PROPER THICKNESS PACK IN INJECTABLE CARTRIDGE | DENTAL GENERAL SUPPLIES
16412 | 4215181800900 | PLASTIC COMPOSITE FILLING INSTRUMENT FLAT CONDENSER MEDIUM DOUBLE ENDED AUTOCLAVABLE | DENTAL GENERAL SUPPLIES
16413 | 4215181801000 | AMALGAM CONDENSER STAINLESS STEEL DOUBLE ENDED SMOOTH SMALL | DENTAL GENERAL SUPPLIES
16414 | 4215181801100 | AMALGAM CONDENSER STAINLESS STEEL DOUBLE ENDED SMOOTH MEDIUM | DENTAL GENERAL SUPPLIES
16415 | 4215181801200 | AMALGAM CONDENSER STAINLESS STEEL DOUBLE ENDED SMOOTH LARGE | DENTAL GENERAL SUPPLIES
16416 | 4215181801300 | AMALGAM CONDENSER STAINLESS STEEL DOUBLE ENDED SERRATED SMALL | DENTAL GENERAL SUPPLIES
16417 | 4215181801400 | AMALGAM CONDENSER STAINLESS STEEL DOUBLE ENDED SERRATED MEDIUM | DENTAL GENERAL SUPPLIES
16418 | 4215181801500 | AMALGAM CONDENSER STAINLESS STEEL DOUBLE ENDED SERRATED LARGE | DENTAL GENERAL SUPPLIES
16419 | 4215181801600 | PLASTIC COMPOSITE FILLING INSTRUMENT FLAT CONDENSER SMALL DOUBLE ENDED AUTOCLAVABLE | DENTAL GENERAL SUPPLIES
16420 | 4215181801700 | CONDENSER STAINLESS STEEL FLAT ENDED SMALL LONG SHANK | DENTAL GENERAL SUPPLIES
16421 | 4215181802800 | INSTRUMENT DENTAL 0/1 CONDENSER #6 SATIN STEEL HANDLE | DENTAL GENERAL SUPPLIES
16422 | 4215181802900 | INSTRUMENT DENTAL 1/2 CONDENSER #6 SATIN STEEL HANDLE | DENTAL GENERAL SUPPLIES
16423 | 4215190000100 | DENTAL PROPHYLAXIS POLISHING BRUSHES 100 - 150/BOX | DENTAL GENERAL SUPPLIES
16424 | 4215190000200 | MODEL FOR DENTAL HEALTH EDUCATION (MODEL AND BRUSH) | DENTAL GENERAL SUPPLIES
16425 | 4215190200600 | DENTAL PROPHYLACTIC POWDER (SODIUM HYDROGEN CARBONATE) FLAVORED AND SUPPLIED IN AN INDIVIDUAL SACHET FOR SINGLE USE | DENTAL GENERAL SUPPLIES
16426 | 4215190200700 | TOOTH SENSITIVITY DENTIN DESENSITIZING AGENT PACKAGING: SINGLE DOSES | DENTAL GENERAL SUPPLIES
16427 | 4215190200800 | DENTAL PROPHYLAXIS PASTE, MEDIUM, FRUIT FLAVORED, 200 SINGLE PATIENT DOSE CUPS/BOX, WITHOUT FLUORIDE | DENTAL GENERAL SUPPLIES
16428 | 4215190200900 | DENTAL PROPHYLAXIS PASTE, FINE, FRUIT FLAVORED, 200 SINGLE PATIENT DOSE CUPS/BOX MEDIUM GRITS, WITHOUT FLUORIDE | DENTAL GENERAL SUPPLIES
16429 | 4215190400000 | PLAQUE DISCLOSING TABLET, EACH TABLET WRAPPED SEPARATELY 1000/BOX | DENTAL GENERAL SUPPLIES
16430 | 4215190500500 | FLUORIDE VARNISH BOTTLE 10 ML BOTTLE | DENTAL GENERAL SUPPLIES
16431 | 4215190500600 | FLUORIDE VARNISH SINGLE DOSE 50 - 100/PKG + DISPOSABLE BRUSH OR FUZZY TIPS | DENTAL GENERAL SUPPLIES
16432 | 4215190500700 | DENTAL CAVITY LINER/VARNISH 30 ML | DENTAL GENERAL SUPPLIES
16433 | 4215190500800 | FLUORIDE GEL (ACID PHOSPHATE FLUORIDE) 1.23% FOR TOPICAL APPLICATION ABOUT 500 ML | DENTAL GENERAL SUPPLIES
16434 | 4215190600200 | SILVER IODIDE FLUORIDE TOOTH DESENSITIZING AND CARIES ARRESTING AGENT, NEXT GENERATION OF SDF, WITH NO DISCOLORATION EFFECT, 2 BOTTLES= 1 X SILVER 1.5 ML, 1 X IODIDE FLUORIDE 3ML | DENTAL GENERAL SUPPLIES
16435 | 4215181301700 | UNIVERSAL NANO COMPOSITE RESTORATIVE MATERIAL FOR ANTERIOR AND POSTERIOR 20 - 0.2G CAPSULE REFILL - A1 BODY | DENTAL GENERAL SUPPLIES
16436 | 4214150000300 | PELLET, COTTON PELLET, SIZE 1 | DENTAL GENERAL SUPPLIES
16437 | 4215180509200 | BUR RUBBER WHEEL WHITE FOR PRECIOUS METAL POLISHING ISO# 658 - 900 - 303 - 522 - 220 | DENTAL GENERAL SUPPLIES
16438 | 4215180509100 | BUR, RUBBER WHEEL, BROWN, PRE - POLISHER FOR METAL, ISO# 658 - 900 - 303 - 522 - 220 | DENTAL GENERAL SUPPLIES
16439 | 4215163700100 | ENDODONTIC FINGER RULER PORTABLE DEVICE FOR SETTING WORKING LENGTH STAINLESS STEEL | DENTAL GENERAL SUPPLIES
16440 | 4215163800700 | CROWN SCISSORS STAINLESS STEEL CURVED 90 MM SHORT | DENTAL GENERAL SUPPLIES
16441 | 4215163800800 | CROWN SCISSORS STAINLESS STEEL CURVED 110 MM LONG | DENTAL GENERAL SUPPLIES
16442 | 4215163800900 | SCISSORS FOR THIN STEEL AND PRECIOUS METAL SHEETS CURVED | DENTAL GENERAL SUPPLIES
16443 | 4215163801100 | CROWN CUTTING SCISSORS STRAIGHT | DENTAL GENERAL SUPPLIES
16444 | 4215163901500 | INSTRUMENT DENTAL SPATULA #6 SATIN STEEL HANDLE | DENTAL GENERAL SUPPLIES
16445 | 4215164000300 | BRACKET CLAMPING HOLDER WITH LOCK BLADE AT THE END OF THE TWEEZERS | DENTAL GENERAL SUPPLIES
16446 | 4215164000400 | COLLEGE TWEEZERS CURVED STAINLESS STEEL SELF - LOCKING SERRATED PATTERN | DENTAL GENERAL SUPPLIES
16447 | 4215164000500 | COLLEGE TWEEZERS SERRATED PATTERN 15 CM LONG STAINLESS STEEL | DENTAL GENERAL SUPPLIES
16448 | 4215164000600 | TWEEZERS MERRIAM SERRATED PATTERN 16 CM LONG STAINLESS STEEL | DENTAL GENERAL SUPPLIES
16449 | 4229310202000 | SURGICAL CRIMPABLE HOOKS FOR 0.022 INCH SLOT NEW DESCRIPTION IS CRIMPABLE BALL HOOKS WITH SPLIT ARCHWIRE OPENING 3 MM TALL MADE FROM HIGH QUALITY STAINLESS STEEL CRIMPS TO ROUND OR RECTANGULAR ARCHWIRES UP TO 0.022 INCH X 0.025 INCH ONE EACH (EA) = ONE (1) PACK | DENTAL GENERAL SUPPLIES
16450 | 4215164200000 | PERIODONTAL KNIFE KIRKLAND #15K/16K STAINLESS STEEL | DENTAL GENERAL SUPPLIES
16451 | 4215163603300 | PORTABLE ULTRASONIC SCALER WITH MULTIPLE TIPS WITH LED HANDPIECE INCLUDING INDEPENDENT IRRIGATION TANK FOR SOLUTION | DENTAL GENERAL SUPPLIES
16452 | 4215164400300 | MOUTH PROP SILICONE RUBBER SET OF SMALL | DENTAL GENERAL SUPPLIES
16453 | 4215164400500 | MOUTH PROP SILICONE RUBBER SET OF LARGE | DENTAL GENERAL SUPPLIES
16454 | 4215164400600 | MOUTH PROP SILICONE RUBBER SET OF SMALL MEDIUM AND LARGE | DENTAL GENERAL SUPPLIES
16455 | 4215164401000 | MOUTH GAG (MOLT DESIGN) PEDODONTIC SIZE 11 CM STAINLESS STEEL ONE EACH (EA) = ONE (1) PACK | DENTAL GENERAL SUPPLIES
16456 | 4215164800200 | ELECTRONIC DIGITAL POINTED - JAW CALIPER, 4 INCHES (101.6 MM), MEASURES IN INCH AND MILLIMETERS | DENTAL GENERAL SUPPLIES
16457 | 4215164800600 | BOLEY GAUGE | DENTAL GENERAL SUPPLIES
16458 | 4215164800700 | SLIDING CALIPER FOR MEASURING THE DISTANCE BETWEEN THE IMPLANTS AND BETWEEN IMPLANTS AND TEETH WITH MEASURE RANGE 0 - 100 MM TITANIUM OR STAINLESS STEEL | DENTAL GENERAL SUPPLIES
16459 | 4215164800800 | RIDGE MAPPING CALIPER FOR CHECKING BONE WIDTH RANGE FROM 0 - 15 MM | DENTAL GENERAL SUPPLIES
16460 | 4215165100800 | ELASTIC SEPARATORS RADIOPAQUE MEDIUM | DENTAL GENERAL SUPPLIES
16461 | 4215165500400 | COLD VITALITY TESTER SPRAY (PULP VITALITY TEST) ETHYL CHLORIDE ODORLESS WITH NOZZLE | DENTAL GENERAL SUPPLIES
16462 | 4215165500500 | COLD VITALITY TESTER SPRAY (PULP VITALITY TEST) 1 1 1 2 - TETRAFLUOROETHANE ODORLESS WITH NOZZLE | DENTAL GENERAL SUPPLIES
16463 | 4215165600500 | ENDODONTIC HAND SPREADER STAINLESS STEEL SINGLE ENDED SIZE 20 | DENTAL GENERAL SUPPLIES
16464 | 4215165600600 | ENDODONTIC HAND SPREADER STAINLESS STEEL SINGLE ENDED SIZE FINE | DENTAL GENERAL SUPPLIES
16465 | 4215164400400 | MOUTH PROP SILICONE RUBBER SET OF MEDIUM | DENTAL GENERAL SUPPLIES
16466 | 4215163603200 | DENTAL SCALER GOLDMAN STAINLESS STEEL DOUBLE ENDED SIZE 6/7 HANDLE #6 | DENTAL GENERAL SUPPLIES
16467 | 4215163602800 | LANGER CURETTE SIZE 5/6 ROUND STAINLESS STEEL DOUBLE ENDED | DENTAL GENERAL SUPPLIES
16468 | 4215163602700 | LANGER CURETTE SIZE 3/4 ROUND STAINLESS STEEL DOUBLE ENDED | DENTAL GENERAL SUPPLIES
16469 | 4215163218100 | ENDODONTIC ROTARY RETREATMENT FILES 22 MM PACK OF 6 ONE EACH (EA) = ONE (1) PACK | DENTAL GENERAL SUPPLIES
16470 | 4215163218200 | NASAL HOOD FOR NITROUS OXIDE SEDATION SYSTEM, SINGLE - USE, LARGE | DENTAL GENERAL SUPPLIES
16471 | 4215163218500 | H - FILE STAINLESS STEEL PRE - INSERTED SILICONE STOPS LENGTH 21 MM SIZE 45 - 80 6/BOX ONE EACH (EA) = ONE (1) PACK | DENTAL GENERAL SUPPLIES
16472 | 4215163500000 | SALIVA EJECTOR NOT LESS THAN 14CM LONG WITH DEEP SLIT AND LARGE DIAMETER WITH VEIN FORCING WIRE DISPOSABLE | DENTAL GENERAL SUPPLIES
16473 | 4215163500200 | SURGICAL ASPIRATOR TIPS KIT, AUTOCLAVABLE, DOUBLE BEND, FITS IN HIGH VOLUME SUCTION, DIAMETER OF OPENING 4 X 5 MM | DENTAL GENERAL SUPPLIES
16474 | 4215163500400 | SURGICAL ASPIRATOR TIPS PLASTIC DIAMETER 1/4 INCHES | DENTAL GENERAL SUPPLIES
16475 | 4215163600600 | GOLDMAN FOX UNIVERSAL SCALER SIZE 1 DOUBLE ENDED STAINLESS STEEL | DENTAL GENERAL SUPPLIES
16476 | 4215163600700 | GOLDMAN FOX CURETTE SIZE 2 DOUBLE ENDED STAINLESS STEEL. | DENTAL GENERAL SUPPLIES
16477 | 4215163600800 | GOLDMAN FOX CURETTE SIZE 4 ROUND STAINLESS STEEL DOUBLE ENDED | DENTAL GENERAL SUPPLIES
16478 | 4215163600900 | GOLDMAN FOX CURETTE SIZE 5 ROUND STAINLESS STEEL DOUBLE ENDED | DENTAL GENERAL SUPPLIES
16479 | 4215163601000 | GOLDMAN FOX CURETTE SIZE 6 ROUND STAINLESS STEEL DOUBLE ENDED | DENTAL GENERAL SUPPLIES
16480 | 4215163601100 | STANDARD GRACEY CURETTE SIZE 1/2 ROUND STAINLESS STEEL DOUBLE ENDED | DENTAL GENERAL SUPPLIES
16481 | 4215163601200 | STANDARD GRACEY CURETTE SIZE 3/4 ROUND STAINLESS STEEL DOUBLE ENDED | DENTAL GENERAL SUPPLIES
16482 | 4215163601300 | STANDARD GRACEY CURETTE SIZE 5/6 ROUND STAINLESS STEEL DOUBLE ENDED | DENTAL GENERAL SUPPLIES
16483 | 4215163601400 | STANDARD GRACEY CURETTE SIZE 7/8 ROUND STAINLESS STEEL DOUBLE ENDED | DENTAL GENERAL SUPPLIES
16484 | 4215163601500 | STANDARD GRACEY CURETTE SIZE 9/10 ROUND STAINLESS STEEL DOUBLE ENDED | DENTAL GENERAL SUPPLIES
16485 | 4215163601600 | STANDARD GRACEY CURETTE SIZE 11/12 STAINLESS STEEL DOUBLE ENDED | DENTAL GENERAL SUPPLIES
16486 | 4215163601700 | STANDARD GRACEY CURETTE SIZE 13/14 ROUND STAINLESS STEEL DOUBLE ENDED | DENTAL GENERAL SUPPLIES
16487 | 4215163601800 | STANDARD GRACEY CURETTE SIZE 15/16 ROUND STAINLESS STEEL DOUBLE ENDED | DENTAL GENERAL SUPPLIES
16488 | 4215163601900 | MINI GRACEY CURETTE SIZE 1/2 ROUND STAINLESS STEEL DOUBLE ENDED | DENTAL GENERAL SUPPLIES
16489 | 4215163602000 | MINI GRACEY CURETTE SIZE 3/4 ROUND STAINLESS STEEL DOUBLE ENDED | DENTAL GENERAL SUPPLIES
16490 | 4215163602100 | MINI GRACEY CURETTE SIZE 5/6 ROUND STAINLESS STEEL DOUBLE ENDED | DENTAL GENERAL SUPPLIES
16491 | 4215163602200 | MINI GRACEY CURETTE SIZE 7/8 ROUND STAINLESS STEEL DOUBLE ENDED | DENTAL GENERAL SUPPLIES
16492 | 4215163602300 | MINI GRACEY CURETTE SIZE 9/10 ROUND STAINLESS STEEL DOUBLE ENDED | DENTAL GENERAL SUPPLIES
16493 | 4215163602400 | MINI GRACEY CURETTE SIZE 11/12 ROUND STAINLESS STEEL DOUBLE ENDED | DENTAL GENERAL SUPPLIES
16494 | 4215163602500 | MINI GRACEY CURETTE SIZE 13/14 ROUND STAINLESS STEEL DOUBLE ENDED | DENTAL GENERAL SUPPLIES
16495 | 4215163602600 | LANGER CURETTE SIZE 1/2 ROUND STAINLESS STEEL DOUBLE ENDED | DENTAL GENERAL SUPPLIES
16496 | 4215166001400 | INTRACORONAL PROPHY BRUSH RA LATCH TYPE | DENTAL GENERAL SUPPLIES
16497 | 4215166003800 | BENDABLE BRISTLE BRUSH APPLICATORS SINGLE -ENDED LONG HANDLE | DENTAL GENERAL SUPPLIES
16498 | 4215166004100 | REFLECTIVE PAD SALIVA ABSORBENT SIZE SMALL | DENTAL GENERAL SUPPLIES
16499 | 4215166100000 | DENTAL INSTRUMENT SIG CASSETTE, 16-INSTRUMENT, RED | DENTAL GENERAL SUPPLIES
16500 | 4215180300600 | AMALGAM SINGLE SPILL NON - GAMMA 2 - ULTRA FINE ADMIX - TOTALLY AMALGAMATED PARTICLES - LOW ALLOY MERCURY RATIO - ZINC FREE (0.02% OR LESS) SILVER CONTENT NOT LESS THAN 50% - COPPER CONTENT 15 - 30% - TIN CONTENT NOT LESS THAN 25 - 32% - FAST SETTING TIME 50 CAPSULE/PACK ONE EACH (EA) = ONE (1) PACK | DENTAL GENERAL SUPPLIES
16501 | 4215180300800 | AMALGAM DOUBLE SPILL NON - GAMMA 2 - ULTRA FINE ADMIX - TOTALLY AMALGAMATED PARTICLES - LOW ALLOY MERCURY RATIO - ZINC FREE (0.02% OR LESS) - SILVER CONTENT NOT LESS THAN 50% - COPPER CONTENT 15 - 30% - TIN CONTENT NOT LESS THAN 25 - 32% - FAST SETTING TIME 50 CAPSULE/PACK ONE EACH (EA) = ONE (1) PACK | DENTAL GENERAL SUPPLIES
16502 | 4215180300900 | AMALGAM TRIPLE SPILL NON - GAMMA 2 - ULTRA FINE ADMIX - TOTALLY AMALGAMATED PARTICLES - LOW ALLOY MERCURY RATIO - ZINC FREE (0.02% OR LESS) - SILVER CONTENT NOT LESS THAN 50% - COPPER CONTENT 15 - 30% - TIN CONTENT NOT LESS THAN 25 - 32% REGULAR SET 50 CAPSULE/PACK ONE EACH (EA) = ONE (1) PACK | DENTAL GENERAL SUPPLIES
16503 | 4215180400000 | GINGIVAL CORD APPLICATOR/PACKER STAINLESS STEEL SMALL SIZE | DENTAL GENERAL SUPPLIES
16504 | 4215180400100 | GINGIVAL CORD APPLICATOR/PACKER STAINLESS STEEL LARGE SIZE | DENTAL GENERAL SUPPLIES
16505 | 4215180400200 | DENTAL GINGIVAL CORD PACKER 113 SERRATED #6 SATIN STEEL HANDLE | DENTAL GENERAL SUPPLIES
16506 | 4215180502600 | DISC, RUBBER, BROWN, PRE - POLISHER FOR METAL, ISO# 658 - 900 - 114 - 503 - 060 | DENTAL GENERAL SUPPLIES
16507 | 4214150000600 | COTTON PELLET DISPENSER | DENTAL GENERAL SUPPLIES
16508 | 4215180504500 | POLISHING DISCS KIT WITH MINIATURIZED ROUND EYELET, EXTRA THIN: 1. TWO DISC DIAMETERS WITH ROUND EYELET, 2. GRIT TYPES AND SIZE S: SUPER FINE 1200 GRIT ALUMINUM OXIDE, FINE 600 GRIT ALUMINUM OXIDE, MEDIUM 360 GRIT ALUMINUM OXIDE, COARSE 150 GRIT ALUMINUM OXIDE, 3. DISC THICKNESS: SU PER FINE 0.010 - 0.020 INCH, FINE 0.012 - 0.020 INCH, MEDIUM 0.015 - 0.025 INCH, COARSE 0.018 - 0.028 INCH, 4. R.A MANDREL WITH MINIATURIZED HEAD, 5. KIT ASSORTMENT OF GRITS AND DIAMETER OF NOT LESS THAN 100/BOX, ONE EACH (EA) = ONE (1) KIT | DENTAL GENERAL SUPPLIES
16509 | 4215180505300 | CONTOURING AND POLISHING DISCS FOR COMPOSITE CERAMIC AND GLASS IONOMER RESTORATIONS REFILL 3/8 INCH COARSE | DENTAL GENERAL SUPPLIES
16510 | 4215180505400 | CONTOURING AND POLISHING DISCS FOR COMPOSITE CERAMIC AND GLASS IONOMER RESTORATIONS REFILL 3/8 INCH MEDIUM | DENTAL GENERAL SUPPLIES
16511 | 4215180505500 | CONTOURING AND POLISHING DISCS FOR COMPOSITE CERAMIC AND GLASS IONOMER RESTORATIONS REFILL 3/8 INCH FINE | DENTAL GENERAL SUPPLIES
16512 | 4215180505600 | CONTOURING AND POLISHING DISCS FOR COMPOSITE CERAMIC AND GLASS IONOMER RESTORATIONS REFILL 3/8 INCH SUPERFINE | DENTAL GENERAL SUPPLIES
16513 | 4215180505700 | CONTOURING AND POLISHING DISCS FOR COMPOSITE CERAMIC AND GLASS IONOMER RESTORATIONS REFILL 1/2 INCH COARSE | DENTAL GENERAL SUPPLIES
16514 | 4215180505800 | CONTOURING AND POLISHING DISCS FOR COMPOSITE CERAMIC AND GLASS IONOMER RESTORATIONS REFILL 1/2 INCH MEDIUM | DENTAL GENERAL SUPPLIES
16515 | 4215180505900 | CONTOURING AND POLISHING DISCS FOR COMPOSITE CERAMIC AND GLASS IONOMER RESTORATIONS REFILL 1/2 INCH FINE | DENTAL GENERAL SUPPLIES
16516 | 4215180506000 | CONTOURING AND POLISHING DISCS FOR COMPOSITE CERAMIC AND GLASS IONOMER RESTORATIONS REFILL 1/2 INCH SUPERFINE | DENTAL GENERAL SUPPLIES
16517 | 4215180506200 | DISC SEPARATING ABRASIVE ULTRAFINE 7/8 X 0.006 - 0.009 INCH (22.2 X 0.15 TO 0.22 MM) 25/BOX | DENTAL GENERAL SUPPLIES
16518 | 4215180506500 | BUR, RUBBER POINTS, BROWN, PRE - POLISHER FOR METAL, ISO# 658 - 900 - 114 - 513 - 060 | DENTAL GENERAL SUPPLIES
16519 | 4215180507000 | DISC RUBBER WHITE FOR PORCELAIN POLISH FINE ISO# 658 - 900 - 372 - 525 - 220 | DENTAL GENERAL SUPPLIES
16520 | 4215180507100 | DISC RUBBER PINK FOR PORCELAIN POLISH EXTRA FINE ISO# 658 - 900 - 372 - 515 - 220 | DENTAL GENERAL SUPPLIES
16521 | 4215180507200 | DISC RUBBER GREEN FOR HI - SHINE POLISH ISO# 658 - 900 - 372 - 503 - 220 | DENTAL GENERAL SUPPLIES
16522 | 4215180507300 | DISC RUBBER DARK BROWN FOR CHROME COBALT POLISHING ISO# 618 - 900 - 372 - 534 - 220 | DENTAL GENERAL SUPPLIES
16523 | 4215180508700 | BUR POLISHER SPINDLE SHAPE FOR COMPOSITE RA ISO# 658 - 204 - 243 - 502 - 045 | DENTAL GENERAL SUPPLIES
16524 | 4215180508800 | BUR POLISHER LENS SHAPE FOR COMPOSITE RA ISO# 658 - 204 - 303 - 502 - 100 | DENTAL GENERAL SUPPLIES
16525 | 4215180508900 | BUR, POLISHER LENS SHAPE FOR COMPOSITE, RA, ISO# 568 - 204 - 304 - 512 - 100 | DENTAL GENERAL SUPPLIES
16526 | 4215180509000 | BUR POLISHER FLAME SHAPE FOR COMPOSITE RA ISO# 658 - 204 - 243 - 502 - 030 | DENTAL GENERAL SUPPLIES
16527 | 4215180300400 | AMALGAM SINGLE SPILL NON - GAMMA 2 - ULTRA FINE ADMIX - TOTALLY AMALGAMATED PARTICLES - LOW ALLOY MERCURY RATIO - ZINC FREE (0.02% OR LESS) - SILVER CONTE NT NOT LESS THAN 50% - COPPER CONTENT 15 - 30% - TIN CONTENT NOT LESS THAN 25 - 32% - REGULAR SETTING TIME 50 CAPSULE/PACK ONE EACH (EA) = ONE (1) PACK | DENTAL GENERAL SUPPLIES
16528 | 4215163217900 | ENDODONTIC ROTARY RETREATMENT FILES 16 MM PACK OF 6 ONE EACH (EA) = ONE (1) PACK | DENTAL GENERAL SUPPLIES
16529 | 4215180203100 | MIXING TIP FOR CORE BUILD UP RESIN CEMENT AND TEMPORARY CEMENT MATERIAL RATIO 1:1 UNIVERSAL SHADE BROWN | DENTAL GENERAL SUPPLIES
16530 | 4215180202900 | MIXING TIP FOR LIGHT BODY IMPRESSION MATERIAL (TYPE A) SILICON UNIVERSAL SHADE YELLOW | DENTAL GENERAL SUPPLIES
16531 | 4215168200000 | BARBED BROACH ENDODONTIC SS COLOR CODED PLASTIC HANDLE LENGTH 21 MM PURPLE XXXX - F N/S ONE EACH (EA) = ONE (1) PACK | DENTAL GENERAL SUPPLIES
16532 | 4215168200100 | BARBED BROACH ENDODONTIC SS COLOR CODED PLASTIC HANDLE LENGTH 21 MM WHITE XXX - F N/S ONE EACH (EA) = ONE (1) PACK | DENTAL GENERAL SUPPLIES
16533 | 4215168200200 | BARBED BROACH ENDODONTIC SS COLOR CODED PLASTIC HANDLE LENGTH 21 MM YELLOW XX - F N/S ONE EACH (EA) = ONE (1) PACK | DENTAL GENERAL SUPPLIES
16534 | 4215168200300 | BARBED BROACH ENDODONTIC SS COLOR CODED PLASTIC HANDLE LENGTH 21 MM RED X - FINE N/S ONE EACH (EA) = ONE (1) PACK | DENTAL GENERAL SUPPLIES
16535 | 4215168200400 | BARBED BROACH ENDODONTIC SS COLOR CODED PLASTIC HANDLE LENGTH 21 MM BLUE FINE N/S ONE EACH (EA) = ONE (1) PACK | DENTAL GENERAL SUPPLIES
16536 | 4215168200500 | BARBED BROACH ENDODONTIC SS COLOR CODED PLASTIC HANDLE LENGTH 21 MM GREEN MEDIUM N/S ONE EACH (EA) = ONE (1) PACK | DENTAL GENERAL SUPPLIES
16537 | 4215168200600 | BARBED BROACH ENDODONTIC SS COLOR CODED PLASTIC HANDLE LENGHT 21 MM BLACK COARSE N/S ONE EACH (EA) = ONE (1) PACK | DENTAL GENERAL SUPPLIES
16538 | 4215168201300 | BARBED BROACH ENDODONTIC SS COLOR CODED PLASTIC SET ASSORTED SIZE F/M/C ONE EACH (EA) = ONE (1) PACK | DENTAL GENERAL SUPPLIES
16539 | 4215168500100 | HOLDER MOSQUITO FORCEPS WITH HOOK STRAIGHT | DENTAL GENERAL SUPPLIES
16540 | 4215168500300 | MOSQUITO FORCEPS WITH HOOK CURVED | DENTAL GENERAL SUPPLIES
16541 | 4215169100300 | APEX LOCATOR CONTAIN NOT LESS THAN 3 SETTING MEMORY AND CANAL LENGTH INDICATOR BAR WITH PROBE CORD, FIVE FILE HOLDER, FIVE CONTRARY ELECTRODE, ONE TESTER AND ONE LONG FILE HOLDER | DENTAL GENERAL SUPPLIES
16542 | 4215169200000 | CORDLESS OBTURATION TO FILL CANALS WITH GUTTA PERCHA IN FORM OF WARM VERTICAL TECHNIQUE WITH HEAT SOURCE INCLUDING AT LEAST THREE DIFFERENT SIZES OF HEATING TIPS | DENTAL GENERAL SUPPLIES
16543 | 4215169301500 | 2% CHLORHEXIDINE CANAL IRRIGATION SOLUTION 480 ML BOTTLE | DENTAL GENERAL SUPPLIES
16544 | 4215169301600 | 10% CARBAMIDE AND 15% EDTA ROOT CANAL CONDITIONER, 3 ML, 2/PACK, ONE EACH (EA) = ONE (1) PACK | DENTAL GENERAL SUPPLIES
16545 | 4215169301700 | FORMOCRESOL, 60 ML | DENTAL GENERAL SUPPLIES
16546 | 4215169301800 | ROOT CANAL REPAIR MATERIAL MINERAL TRIOXIDE AGGREGATE (MTA) NORMAL SETTING IN THE PRESENCE OF MOISTURE RESISTANCE TO MARGINAL LEAKAGE AND REDUCTION OF BACTERIAL MIGRATION NORMAL HEALING RESPONSE WITHOUT INFLAMMATION EASY CLINICAL MANIPULATION TOOTH COLORED FORMULA BIOCOMPATIBILITY PACK OF 4 - 6 G ONE EACH (EA) = ONE (1) PACK | DENTAL GENERAL SUPPLIES
16547 | 4215169700000 | SURGICAL ASPIRATOR TIPS PLASTIC DIAMETER 1/8 INCHES | DENTAL GENERAL SUPPLIES
16548 | 4215169700100 | SURGICAL ASPIRATOR TIPS PLASTIC DIAMETER 1/16 INCHES | DENTAL GENERAL SUPPLIES
16549 | 4229260301200 | LIGATURE DIRECTOR DOUBLE ENDED STRAIGHT AND CURVED ENDS | DENTAL GENERAL SUPPLIES
16550 | 4215170600200 | TRIPLE SYRINGE DISPOSABLE AND FLEXIBLE NOZZLE WITH SUITABLE ATTACHMENT FOR DIFFERENT TYPES OF SYRINGES 1 ADAPTER FOR EVERY FOUR BOXES (TYPE T O BE DECIDED) 100/BOX | DENTAL GENERAL SUPPLIES
16551 | 4215170604900 | DISPOSABLE EXAMINATION KIT, STERILE - CONTAIN :MIRROR, FORCEPS, PROBE, DENTAL BIB, PLASTIC TRAY | DENTAL GENERAL SUPPLIES
16552 | 4215180200100 | ENDODONTIC BUCHANAN PLUGGER KIT, OPTIMALLY DESIGNED FOR THE BUCHANAN CONTINUOUS WAVE OF CONDENSATION TECHNIQUE, HEAT PLUGGERS DELIV ER CONSISTENT HEAT, KIT INCLUDED FIVE STANDARD SIZES; . XF 0.04, F 0.06, FM 0.08, M 0.10, ML 0.12 | DENTAL GENERAL SUPPLIES
16553 | 4215180200500 | ENDODONTIC BUCHANAN ROOT CANAL PLUGGER SET A TAPERED NICKEL - TITANIUM END AND A STAINLESS STEEL END SIZE 0 1 2 (3 INSTRUMENT/SET) | DENTAL GENERAL SUPPLIES
16554 | 4215180200600 | ROOT CANAL HAND PLUGGER TAPERED STAINLESS STEEL DOUBLE ENDED SIZE 0.4 MM | DENTAL GENERAL SUPPLIES
16555 | 4215180200700 | ROOT CANAL HAND PLUGGER TAPERED STAINLESS STEEL DOUBLE ENDED SIZE 0.5 MM | DENTAL GENERAL SUPPLIES
16556 | 4215180200800 | ROOT CANAL HAND PLUGGER TAPERED STAINLESS STEEL DOUBLE ENDED SIZE 0.6 MM | DENTAL GENERAL SUPPLIES
16557 | 4215180200900 | ROOT CANAL HAND PLUGGER TAPERED STAINLESS STEEL DOUBLE ENDED SIZE 0.7 MM | DENTAL GENERAL SUPPLIES
16558 | 4215180203000 | MIXING TIP FOR TEMPORARY CROWN AND BRIDGE MATERIAL RATIO 1:1 | DENTAL GENERAL SUPPLIES
16559 | 4215162038600 | C - FILE STAINLESS STEEL PRE - INSERTED SILICONE STOPS LENGTH 25 MM SIZE 08 6/BOX ONE EACH (EA) = ONE (1) PACK | DENTAL GENERAL SUPPLIES
16560 | 4215162055000 | ROTARY FILE NICKLE TITANIUM U - SHAPE AND RADIAL LAND NON - CUTTING TIP CONSTANT TAPER TAPERING 0.04 LENGTH 21 MM SIZE 35 6/BOX ONE EACH (EA) = ONE (1) PACK | DENTAL GENERAL SUPPLIES
16561 | 4215162038400 | C - FILE STAINLESS STEEL PRE - INSERTED SILICONE STOPS LENGTH 21 MM SIZE 08 6/BOX ONE EACH (EA) = ONE (1) PACK | DENTAL GENERAL SUPPLIES
16562 | 4215161425600 | MANDREL SPINDLE SHAPED ISO# 330 - 104 - 610 - 415 | DENTAL GENERAL SUPPLIES
16563 | 4215161425700 | MANDREL FOR PAPER FINISHING STRIPS ISO# 330 - 104 - 622 - 444-042 | DENTAL GENERAL SUPPLIES
16564 | 4215161426800 | BUR CARBIDE TUNGSTEN CARBIDE COARSE FINE HP ISO# 500 - 104 - 123 - 190 - 014 | DENTAL GENERAL SUPPLIES
16565 | 4215161427000 | BUR ORAL SURGERY FISSURE ISO# 500 - 104 - 168 - 007 - 021 | DENTAL GENERAL SUPPLIES
16566 | 4215161427100 | BUR SURGICAL (701 L) LONG CROSSCUT TAPERED FISSURE FG ISO# 500 - 104 - 171 - 007 - 021 | DENTAL GENERAL SUPPLIES
16567 | 4215161428300 | BUR TUNGSTEN CARBIDE CROSS CUT COARSE FOR DENTURE HP ISO# 500 - 104 - 197 - 140 - 018 | DENTAL GENERAL SUPPLIES
16568 | 4215161428700 | BUR TUNGSTEN CARBIDE GRENADE SHAPE HP ISO# 500 - 104 - 274 - 072 - 012 | DENTAL GENERAL SUPPLIES
16569 | 4215161428800 | BUR TUNGSTEN CARBIDE GRENADE SHAPE HP ISO# 500 - 104 - 274 - 072 - 014 | DENTAL GENERAL SUPPLIES
16570 | 4215161428900 | BUR TUNGSTEN CARBIDE CROSS CUT SUPERFINE BUD SHAPE FOR DENTURE HP ISO# 500 - 104 - 274 - 140 - 060 | DENTAL GENERAL SUPPLIES
16571 | 4215161429200 | BUR TUNGSTEN CARBIDE CROSS CUT FINE LARGE HP ISO# 500 - 104 - 274 - 221 - 060 | DENTAL GENERAL SUPPLIES
16572 | 4215161429900 | BUR TUNGSTEN CARBIDE FG CROSS CUT #557 ISO# 500 - 314 - 107 - 007 - 010 | DENTAL GENERAL SUPPLIES
16573 | 4215161430000 | BUR TUNGSTEN CARBIDE CUTTER COARSE TAPERED ROUND END FOR TRIMMING/CUTTING CHROME COBALT ISO 500 - 104 - 194 - 134 - 040 | DENTAL GENERAL SUPPLIES
16574 | 4215161430100 | BUR TUNGSTEN CARBIDE RA ROUND (US#1/2) ISO# 500 - 204 - 001 - 001 - 006 | DENTAL GENERAL SUPPLIES
16575 | 4215161430200 | BUR TUNGSTEN CARBIDE RA ROUND SHAPE ISO #500 - 204 - 001 - 001 - 007 | DENTAL GENERAL SUPPLIES
16576 | 4215161430300 | BUR TUNGSTEN CARBIDE RA ROUND SHAPE #1 ISO 500 - 204 - 001 - 001 - 008 | DENTAL GENERAL SUPPLIES
16577 | 4215161430400 | BUR TUNGSTEN CARBIDE LONG TAPERED ROUND #5 ISO 500 - 204 - 001 - 001 - 016 | DENTAL GENERAL SUPPLIES
16578 | 4215161430500 | BUR TUNGSTEN CARBIDE RA INVERTED CONE #33 (US RA #1/2) ISO 500 - 204 - 010 - 001 - 006 | DENTAL GENERAL SUPPLIES
16579 | 4215161430600 | BUR CARBIDE RA INVERTED CONE SIZE 0.8 MM #34 ISO 500 - 204 - 010 - 001 - 008 | DENTAL GENERAL SUPPLIES
16580 | 4215162038500 | C - FILE STAINLESS STEEL PRE - INSERTED SILICONE STOPS LENGTH 25 MM SIZE 06 6/BOX ONE EACH (EA) = ONE (1) PACK | DENTAL GENERAL SUPPLIES
16581 | 4215161430800 | BUR CARBIDE RA BULLET FINISHING AMALGAM SIZE 1.4 MM ISO# 500 - 204 - 499 - 072 - 014 | DENTAL GENERAL SUPPLIES
16582 | 4215161430900 | BUR CARBIDE RA BULLET FINISHING AMALGAM SIZE 2.3 MM ISO# 500 - 204 - 499 - 072 - 023 | DENTAL GENERAL SUPPLIES
16583 | 4215161431000 | BUR SURGICAL TUNGSTEN CARBIDE RA LONG ROUND (US#4) ISO# 500 - 205 - 001 - 001 - 014 | DENTAL GENERAL SUPPLIES
16584 | 4215161431100 | BUR CARBIDE RA LONG SHANK ROUND US#6 ISO# 500 - 205 - 001 - 291 - 018 | DENTAL GENERAL SUPPLIES
16585 | 4215161431200 | BUR CARBIDE RA LONG SHANK ROUND US#8 ISO# 500 - 205 - 001 - 291 - 023 | DENTAL GENERAL SUPPLIES
16586 | 4215161431300 | BUR SURGICAL TUNGSTEN CARBIDE RA X - LONG SHANK ROUND (US#2) ISO# 500 - 206 - 001 - 001 - 010 | DENTAL GENERAL SUPPLIES
16587 | 4215161431400 | BUR TUNGSTEN CARBIDE BUD SHAPE CUTTER HP #ISO 500 - 104 - 274 - 190 - 060 | DENTAL GENERAL SUPPLIES
16588 | 4215161431500 | BUR CARBIDE FG ROUND SIZE 1/4 ISO# 500 - 314 - 001 - 001 - 005 | DENTAL GENERAL SUPPLIES
16589 | 4215161425500 | MANDREL FOR DISC ISO# 330 - 104 - 603 - 391 - 050 | DENTAL GENERAL SUPPLIES
16590 | 4215161431600 | BUR CARBIDE FG ISO# 500 - 314 - 001 - 001 - 006 ROUND SIZE 1/2 | DENTAL GENERAL SUPPLIES
16591 | 4215161425400 | BUR CARBIDE FG PULP CHAMBER BUR ISO# 310 - 206 - 697 - 001 - 014 | DENTAL GENERAL SUPPLIES
16592 | 4215161425200 | BUR FINISHING STEEL LONG TAPERED ROUND ISO# 310 - 204 - 001 - 071 - 010 | DENTAL GENERAL SUPPLIES
16593 | 4215161201100 | MOUTH RETRACTOR PLASTIC SPANDEX SMALL SIZE AUTOCLAVABLE | DENTAL GENERAL SUPPLIES
16594 | 4215161201200 | MOUTH RETRACTOR PLASTIC SPANDEX LARGE SIZE AUTOCLAVABLE | DENTAL GENERAL SUPPLIES
16595 | 4215161300300 | BURNISHER FOOTBALL DOUBLE ENDED | DENTAL GENERAL SUPPLIES
16596 | 4215161300400 | BURNISHER BALL DOUBLE ENDED | DENTAL GENERAL SUPPLIES
16597 | 4215161301500 | INSTRUMENT DENTAL 21B BURNISHER (ACORN SHAPE) #6 SATIN STEEL HANDLE | DENTAL GENERAL SUPPLIES
16598 | 4215161301600 | INSTRUMENT DENTAL BURNISHER 27/29 #6 SATIN STEEL HANDLE | DENTAL GENERAL SUPPLIES
16599 | 4215161401000 | BUR DIAMOND FG ISO# 806 - 314 - 175 - 514 - 014 | DENTAL GENERAL SUPPLIES
16600 | 4215161405400 | BUR DIAMOND FG SET FOR PORCELAIN LAMINATED VENEER PREPARATION NOT LESS THAN 6 BURS ISO# 834 - 314 - 021834 - 314 - 0166844 - 314 - 0166844 - 314 - 014 H 133 U F 314010852 EF - 314 - 014955 EF - 314 - 008379 EF - 314 - 023 | DENTAL GENERAL SUPPLIES
16601 | 4215161408500 | BUR CARBIDE RA INVERTED CONE SIZE 1 MM #35 ISO 500 - 204 - 010 - 001 - 010 | DENTAL GENERAL SUPPLIES
16602 | 4215161408600 | BUR CARBIDE RA INVERTED CONE SIZE 1.4 MM #37 ISO 500 - 204 - 010 - 001 - 014 | DENTAL GENERAL SUPPLIES
16603 | 4215161408700 | BUR CARBIDE RA TAPERED FLAT END SIZE 1.2 MM #171L ISO 500 - 204 - 171 - 006 - 012 | DENTAL GENERAL SUPPLIES
16604 | 4215161408800 | BUR CARBIDE RA ISO# 500 - 205 - 415 - 007 - 016 | DENTAL GENERAL SUPPLIES
16605 | 4215161408900 | BUR DIAMOND FG ROUND MEDIUM COARSE SIZE 1.2 MM #801 ISO 806 - 314 - 001 - 524 - 012 | DENTAL GENERAL SUPPLIES
16606 | 4215161409000 | BUR DIAMOND FG ROUND MEDIUM COARSE SIZE 1.8 MM #801 ISO 806 - 314 - 001 - 524 - 018 | DENTAL GENERAL SUPPLIES
16607 | 4215161409100 | BUR DIAMOND FG TAPERED FLAT END SHORT MEDIUM COARSE SIZE 1.6 MM ISO# 806 - 314 - 171 - 524 - 016 | DENTAL GENERAL SUPPLIES
16608 | 4215161409200 | BUR DIAMOND FG TAPERED ROUND END SUPER COARSE SIZE 1.6 MM ISO# 806 - 314 - 199 - 544 - 016 | DENTAL GENERAL SUPPLIES
16609 | 4215161409400 | BUR STONE FG FLAME ROUND END SIZE 2.5 MM ISO# 635 - 314 - 243 - 505 - 025 | DENTAL GENERAL SUPPLIES
16610 | 4215161409600 | BUR STONE RA FLAME ARKANSAS SIZE 2.5 MM ISO# 635 - 204 - 243 - 505 - 025 | DENTAL GENERAL SUPPLIES
16611 | 4215161410400 | BUR CARBIDE FG TAPERED FLAT END #169L ISO 500 - 314 - 171 - 006 - 009 | DENTAL GENERAL SUPPLIES
16612 | 4215161410500 | BUR CARBIDE FG TAPERED FLAT END SIZE 1 MM #170L ISO 500 - 314 - 171 - 006 - 010 | DENTAL GENERAL SUPPLIES
16613 | 4215161410800 | BUR DIAMOND ENDO ACCESS TAPERED ROUND END 21 MM FG (FRICTION GRIP) COARSE SZ SMALL | DENTAL GENERAL SUPPLIES
16614 | 4215161412100 | MIXING TIP FOR BITE REGISTRATION AND HEAVY BODY IMPRESSION MATERIAL (TYPE A) SILICON | DENTAL GENERAL SUPPLIES
16615 | 4215161423900 | BUR CARBIDE RA INVERTED CONE SIZE 1.6 MM #38 ISO 500 - 204 - 010 - 001 - 016 | DENTAL GENERAL SUPPLIES
16616 | 4215161424600 | SEPARATING DISC BLACK 9500 - 900 - 220 | DENTAL GENERAL SUPPLIES
16617 | 4215161424800 | BUR ENDO TUNGSTEN CARBIDE TAPERED SAFE ENDED NON - CUTTING TIP 21 MM | DENTAL GENERAL SUPPLIES
16618 | 4215161424900 | BUR ENDO TUNGSTEN CARBIDE TAPERED SAFE ENDED NON - CUTTING TIP 25 MM | DENTAL GENERAL SUPPLIES
16619 | 4215161425000 | BUR FINISHING STEEL LONG TAPERED ROUND ISO# 310 - 001 - 071 - 204 - 010 | DENTAL GENERAL SUPPLIES
16620 | 4215161425300 | BUR FINISHING STEEL LONG TAPERED ROUND ISO# 310 - 204 - 001 - 071 - 016 | DENTAL GENERAL SUPPLIES
16621 | 4215161200800 | LIP RETRACTOR STANDARD SIZE PLASTIC AUTOCLAVABLE | DENTAL GENERAL SUPPLIES
16622 | 4215161431700 | BUR CARBIDE FG ROUND SIZE 0.8 MM #1 ISO 500 - 314 - 001 - 001 - 008 | DENTAL GENERAL SUPPLIES
16623 | 4215161431900 | BUR TUNGSTEN CARBIDE FG ROUND SHAPE SIZE 1.2 MM #3 ISO 500 - 314 - 001 - 001 - 012 | DENTAL GENERAL SUPPLIES
16624 | 4215161435300 | BUR TUNGSTEN CARBIDE FG FISSURE TAPER CROSSCUT FLAT END #702 ISO 500 - 314 - 168 - 007 - 016 | DENTAL GENERAL SUPPLIES
16625 | 4215161435400 | BUR TUNGSTEN CARBIDE FG FINISHING TAPER ISO# 500 - 314 - 168 - 072 - 010 | DENTAL GENERAL SUPPLIES
16626 | 4215161435500 | BUR TUNGSTEN CARBIDE FG FISSURE TAPER CROSSCUT FLAT END ISO# 500 - 314 - 171 - 007 - 012 | DENTAL GENERAL SUPPLIES
16627 | 4215161435600 | BUR TUNGSTEN CARBIDE FG FISSURE TAPER PLAIN ROUND END #1170 ISO 500 - 314 - 194 - 006 - 010 | DENTAL GENERAL SUPPLIES
16628 | 4215161435700 | BUR: TUNGSTEN CARBIDE FG (FRICTION GRIP) FLAT STRAIGHT FISSURE CROSSCUT (US#556) ISO# 500 - 314 - 107 - 007 - 008 | DENTAL GENERAL SUPPLIES
16629 | 4215161435800 | BUR CARBIDE FG TAPERED ROUND FINE #557 ISO 500 - 314 - 194 - 007 - 010 | DENTAL GENERAL SUPPLIES
16630 | 4215161435900 | BUR CARBIDE FG TAPERED ROUND ULTRA FINE ISO# 500 - 314 - 194 - 007 - 016 | DENTAL GENERAL SUPPLIES
16631 | 4215161436000 | BUR, TUNGSTEN CARBIDE, FG, TAPERED ROUND CROWN CUTTER, ISO# 500 - 314 - 194 - 293 - 016 | DENTAL GENERAL SUPPLIES
16632 | 4215161436100 | BUR CARBIDE FG NON CUTTING SAFE END ISO# 500 - 314 - 219 - 295 - 016 | DENTAL GENERAL SUPPLIES
16633 | 4215161436200 | BUR TUNGSTEN CARBIDE FG PEAR SHAPE #331 ISO 500 - 314 - 232 - 001 - 010 | DENTAL GENERAL SUPPLIES
16634 | 4215161436300 | BUR TUNGSTEN CARBIDE FG PEAR SHAPE #332 ISO 500 - 314 - 232 - 001 - 012 | DENTAL GENERAL SUPPLIES
16635 | 4215161436400 | BUR CARBIDE FG PEAR SHAPE LONG SIZE 0.8 MM #245 ISO 500 - 314 - 233 - 006 - 008 | DENTAL GENERAL SUPPLIES
16636 | 4215161436500 | BUR CARBIDE FG PEAR SHAPE LONG SIZE 1 MM #331L ISO 500 - 314 - 234 - 006 - 010 | DENTAL GENERAL SUPPLIES
16637 | 4215161436600 | BUR CARBIDE FG PEAR SHAPE LONG SIZE 1.4 MM #333L ISO 500 - 314 - 234 - 006 - 014 | DENTAL GENERAL SUPPLIES
16638 | 4215161436700 | BUR CARBIDE FG PEAR SHAPE #329 ISO 500 - 314 - 237 - 001 - 006 | DENTAL GENERAL SUPPLIES
16639 | 4215161436800 | BUR TUNGSTEN CARBIDE FG FINISHING LONG FLAME FINE ISO# 500 - 314 - 249 - 072 - 010 | DENTAL GENERAL SUPPLIES
16640 | 4215161436900 | BUR CARBIDE FG FLAME SHAPE POINTED END FINISHING AMALGAM SIZE 1.4 MM #7104 ISO 500 - 314 - 254 - 072 - 014 | DENTAL GENERAL SUPPLIES
16641 | 4215161437000 | BUR CARBIDE FG FLAME SHAPE FINE #7106 ISO 500 - 314 - 254 - 072 - 018 | DENTAL GENERAL SUPPLIES
16642 | 4215161437100 | BUR TUNGSTEN CARBIDE FG GRENADE FINE ISO# 500 - 314 - 274 - 072 - 014 | DENTAL GENERAL SUPPLIES
16643 | 4215161437200 | BUR TUNGSTEN CARBIDE FG FLAME FISSURE #7408 ISO 500 - 314 - 277 - 042 - 023 | DENTAL GENERAL SUPPLIES
16644 | 4215161437300 | BUR CARBIDE FG EGG FINISHING SIZE 1.3 MM ISO# 500 - 314 - 277 - 072 - 013 | DENTAL GENERAL SUPPLIES
16645 | 4215161437400 | BUR CARBIDE FG TAPER FISSURE ISO# 500 - 314 - 299 - 072 - 018 | DENTAL GENERAL SUPPLIES
16646 | 4215161437500 | BUR CARBIDE FG TAPERED FISSURE FLAT END SIZE 0.6 MM #168 ISO 500 - 314 - 168 - 006 - 006 | DENTAL GENERAL SUPPLIES
16647 | 4215161437600 | BUR CARBIDE FG TAPERED FISSURE FLAT END SIZE 1.2 MM #171 ISO 500 - 314 - 168 - 006 - 012 | DENTAL GENERAL SUPPLIES
16648 | 4215161437700 | BUR CARBIDE FG TAPERED FISSURE FLAT END SIZE 1.6 MM #172 ISO 500 - 314 - 168 - 006 - 016 | DENTAL GENERAL SUPPLIES
16649 | 4215161437800 | BUR TUNGSTEN CARBIDE FG FINISHING SHORT FLAME FINE #7902 ISO 500 - 314 - 496 - 071 - 010 | DENTAL GENERAL SUPPLIES
16650 | 4215161437900 | BUR TUNGSTEN CARBIDE FG FINISHING FLAME FINE #7903 ISO 500 - 314 - 496 - 071 - 012 | DENTAL GENERAL SUPPLIES
16651 | 4215161435200 | BUR TUNGSTEN CARBIDE FG FISSURE TAPER CROSSCUT FLAT END #701 ISO 500 - 314 - 168 - 007 - 012 | DENTAL GENERAL SUPPLIES
16652 | 4215161431800 | BUR CARBIDE FG ROUND SIZE 2 ISO# 500 - 314 - 001 - 001 - 010 | DENTAL GENERAL SUPPLIES
16653 | 4215161435100 | BUR TUNGSTEN CARBIDE FG TAPERED #700 ISO 500 - 314 - 168 - 007 - 010 | DENTAL GENERAL SUPPLIES
16654 | 4215161434900 | BUR TUNGSTEN CARBIDE FG PLAIN FISSURE TAPER #170 ISO 500 - 314 - 168 - 006 - 010 | DENTAL GENERAL SUPPLIES
16655 | 4215161432000 | BUR TUNGSTEN CARBIDE FG ROUND SHAPE #4 ISO 500 - 314 - 001 - 001 - 014 | DENTAL GENERAL SUPPLIES
16656 | 4215161432100 | BUR TUNGSTEN CARBIDE FG ROUND SHAPE #5 ISO 500 - 314 - 001 - 001 - 016 | DENTAL GENERAL SUPPLIES
16657 | 4215161432200 | BUR CARBIDE FG ROUND SHAPE SIZE 2.3 MM #8 ISO 500 - 314 - 001 - 001 - 023 | DENTAL GENERAL SUPPLIES
16658 | 4215161432300 | BUR TUNGSTEN CARBIDE FG ROUND COARSE ISO# 500 - 314 - 001 - 001 - 027 | DENTAL GENERAL SUPPLIES
16659 | 4215161432400 | BUR TUNGSTEN CARBIDE FG ROUND COARSE #6S ISO 500 - 314 - 001 - 003 - 018 | DENTAL GENERAL SUPPLIES
16660 | 4215161432500 | BUR TUNGSTEN CARBIDE FG ROUND COARSE #8S ISO 500 - 314 - 001 - 003 - 023 | DENTAL GENERAL SUPPLIES
16661 | 4215161432600 | BUR TUNGSTEN CARBIDE FG FINISHING ROUND #7003 ISO 500 - 314 - 001 - 071 - 012 | DENTAL GENERAL SUPPLIES
16662 | 4215161432700 | BUR TUNGSTEN CARBIDE FG FINISHING ROUND #7008 ISO 500 - 314 - 001 - 071 - 023 | DENTAL GENERAL SUPPLIES
16663 | 4215161432800 | BUR TUNGSTEN CARBIDE FG INVERTED CONE #33 (US FG #1/2) ISO 500 - 314 - 010 - 001 - 006 | DENTAL GENERAL SUPPLIES
16664 | 4215161432900 | BUR CARBIDE FG INVERTED CONE #34 ISO 500 - 314 - 010 - 001 - 008 | DENTAL GENERAL SUPPLIES
16665 | 4215161433000 | BUR TUNGSTEN CARBIDE FG INVERTED CONE #35 ISO 500 - 314 - 010 - 001 - 010 | DENTAL GENERAL SUPPLIES
16666 | 4215161433100 | BUR TUNGSTEN CARBIDE FG INVERTED CONE #36 ISO 500 - 314 - 010 - 001 - 012 | DENTAL GENERAL SUPPLIES
16667 | 4215161433200 | BUR TUNGSTEN CARBIDE FG INVERTED CONE #38 ISO 500 - 314 - 010 - 001 - 016 | DENTAL GENERAL SUPPLIES
16668 | 4215161433300 | BUR TUNGSTEN CARBIDE FG INVERTED CONE #39 ISO 500 - 314 - 010 - 001 - 018 | DENTAL GENERAL SUPPLIES
16669 | 4215161433400 | BUR TUNGSTEN CARBIDE FG INVERTED CONE #35 ISO 500 - 314 - 010 - 006 - 010 | DENTAL GENERAL SUPPLIES
16670 | 4215161433500 | BUR TUNGSTEN CARBIDE FG SHORT CYLINDER #55 ISO 500 - 314 - 107 - 006 - 008 | DENTAL GENERAL SUPPLIES
16671 | 4215161433600 | BUR CARBIDE FG MULTI FLUTED LARGE FOR ORTHODONTIC USE #56 ISO 500 - 314 - 107 - 006 - 009 | DENTAL GENERAL SUPPLIES
16672 | 4215161433700 | BUR CARBIDE FG CYLINDER FLAT END SIZE 1 MM #57 ISO 500 - 314 - 107 - 006 - 010 | DENTAL GENERAL SUPPLIES
16673 | 4215161433800 | BUR CARBIDE FG CYLINDER FLAT END SIZE 1.2 MM #58 ISO 500 - 314 - 107 - 006 - 012 | DENTAL GENERAL SUPPLIES
16674 | 4215161434000 | BUR TUNGSTEN CARBIDE FG SHORT CYLINDER #558 ISO 500 - 314 - 107 - 007 - 012 | DENTAL GENERAL SUPPLIES
16675 | 4215161434200 | BUR TUNGSTEN CARBIDE FG LONG CYLINDER #57L ISO 500 - 314 - 110 - 006 - 010 | DENTAL GENERAL SUPPLIES
16676 | 4215161434300 | BUR CARBIDE FG CYLINDER ROUND END SIZE 1 MM #1157 ISO 500 - 314 - 137 - 006 - 010 | DENTAL GENERAL SUPPLIES
16677 | 4215161434400 | BUR CARBIDE FG CYLINDER ROUNDED EDGE FINE #1158 ISO 500 - 314 - 137 - 006 - 012 | DENTAL GENERAL SUPPLIES
16678 | 4215161434500 | BUR CARBIDE FG END CUTTING PERIO CROWN LENGTHENING SHORT SIZE 1 MM #957 ISO 500 - 314 - 150 - 001 - 010 | DENTAL GENERAL SUPPLIES
16679 | 4215161434600 | BUR CARBIDE FG END CUTTING #958 ISO 500 - 314 - 150 - 001 - 012 | DENTAL GENERAL SUPPLIES
16680 | 4215161434700 | BUR FINISHING FISSURE CYLINDER FINE FG ISO# 500 - 314 - 158 - 072 - 012 | DENTAL GENERAL SUPPLIES
16681 | 4215161434800 | BUR CARBIDE FG TAPER FISSURE #169 ISO 500 - 314 - 168 - 006 - 008 | DENTAL GENERAL SUPPLIES
16682 | 4215161435000 | BUR TUNGSTEN CARBIDE FG FISSURE TAPER CROSSCUT FLAT END #699 ISO 500 - 314 - 168 - 007 - 009 | DENTAL GENERAL SUPPLIES
16683 | 4215161438000 | BUR CARBIDE FG CYLINDER FISSURE LONG FLAT END SIZE 1 MM #557L ISO 500 - 315 - 110 - 007 - 010 | DENTAL GENERAL SUPPLIES
16684 | 4215161100500 | BRUSH INTERDENTAL REFILLS, MODERATE - 8CT | DENTAL GENERAL SUPPLIES
16685 | 4215161060100 | RESORBABLE COLLAGEN TAPE SIZE ( 2.5 CM X 7.5 CM) THICKNESS 1 MM | DENTAL GENERAL SUPPLIES
16686 | 4215161041000 | PRE-WELDED CONVERTIBLE BAND WITH SINGLE TUBE WITH LINGUAL CLEAT 0.022 SLOT MBT PRESCRIPTION MAXILLARY LEFT SECOND MOLAR SIZE 32 OR EQUIVALENT | DENTAL GENERAL SUPPLIES
16687 | 4215161041100 | PRE-WELDED CONVERTIBLE BAND WITH SINGLE TUBE WITH LINGUAL CLEAT 0.022 SLOT MBT PRESCRIPTION MAXILLARY LEFT SECOND MOLAR SIZE 32+ OR EQUIVALENT | DENTAL GENERAL SUPPLIES
16688 | 4215161041400 | PRE-WELDED CONVERTIBLE BAND WITH SINGLE TUBE WITH LINGUAL CLEAT 0.022 SLOT MBT PRESCRIPTION MAXILLARY LEFT SECOND MOLAR SIZE 34 OR EQUIVALENT | DENTAL GENERAL SUPPLIES
16689 | 4215161041800 | PRE-WELDED CONVERTIBLE BAND WITH SINGLE TUBE WITH LINGUAL CLEAT 0.022 SLOT MBT PRESCRIPTION MAXILLARY LEFT SECOND MOLAR SIZE 36 OR EQUIVALENT | DENTAL GENERAL SUPPLIES
16690 | 4215161042000 | PRE-WELDED CONVERTIBLE BAND WITH SINGLE TUBE WITH LINGUAL CLEAT 0.022 SLOT MBT PRESCRIPTION MAXILLARY LEFT SECOND MOLAR SIZE 37 OR EQUIVALENT | DENTAL GENERAL SUPPLIES
16691 | 4215161042100 | PRE-WELDED CONVERTIBLE BAND WITH DOUBLE TUBE (SINGLE AND AUXILIARY) WITH LINGUAL CLEAT 0.022 SLOT MBT PRESCRIPTION MAXILLARY RIGHT FIRST MOLAR REFILL SIZE 34 OR EQUIVALENT | DENTAL GENERAL SUPPLIES
16692 | 4215161042200 | PRE-WELDED CONVERTIBLE BAND WITH TRIPLE TUBE WITH LINGUAL CLEAT 0.022 SLOT MBT PRESCRIPTION MAXILLARY RIGHT FIRST MOLAR REFILL SIZE 36+ OR EQUIVALENT | DENTAL GENERAL SUPPLIES
16693 | 4215161042300 | STANDARD CONTOURED REGULAR NON ETCHED CONVERTIBLE UPPER RIGHT FIRST MOLAR BANDS PRE WELDED WITH TRIPLE BUCCAL TUBES MBT RX. #0.022 AND LINGUAL CLEAT PERMANENT LASER ID MARKING # 37 OR EQUIVALENT | DENTAL GENERAL SUPPLIES
16694 | 4215161042400 | PRE-WELDED CONVERTIBLE BAND WITH TRIPLE TUBE WITH LINGUAL CLEAT 0.022 SLOT MBT PRESCRIPTION MAXILLARY RIGHT FIRST MOLAR REFILL SIZE 38+ OR EQUIVALENT | DENTAL GENERAL SUPPLIES
16695 | 4215161042500 | PRE-WELDED CONVERTIBLE BAND WITH TRIPLE TUBE WITH LINGUAL CLEAT 0.022 SLOT MBT PRESCRIPTION MAXILLARY RIGHT FIRST MOLAR REFILL SIZE 39 OR EQUIVALENT | DENTAL GENERAL SUPPLIES
16696 | 4215161042600 | PRE-WELDED CONVERTIBLE BAND WITH SINGLE TUBE WITH LINGUAL CLEAT 0.022 SLOT MBT PRESCRIPTION MAXILLARY RIGHT SECOND MOLAR SIZE 31 OR EQUIVALENT | DENTAL GENERAL SUPPLIES
16697 | 4215161042800 | PRE-WELDED CONVERTIBLE BAND WITH SINGLE TUBE WITH LINGUAL CLEAT 0.022 SLOT MBT PRESCRIPTION MAXILLARY RIGHT SECOND MOLAR SIZE 32 OR EQUIVALENT | DENTAL GENERAL SUPPLIES
16698 | 4215161043100 | PRE-WELDED CONVERTIBLE BAND WITH SINGLE TUBE WITH LINGUAL CLEAT 0.022 SLOT MBT PRESCRIPTION MAXILLARY RIGHT SECOND MOLAR SIZE 33+ OR EQUIVALENT | DENTAL GENERAL SUPPLIES
16699 | 4215161043300 | PRE-WELDED CONVERTIBLE BAND WITH SINGLE TUBE WITH LINGUAL CLEAT 0.022 SLOT MBT PRESCRIPTION MAXILLARY RIGHT SECOND MOLAR SIZE 34+ OR EQUIVALENT | DENTAL GENERAL SUPPLIES
16700 | 4215161043400 | PRE-WELDED CONVERTIBLE BAND WITH SINGLE TUBE WITH LINGUAL CLEAT 0.022 SLOT MBT PRESCRIPTION MAXILLARY RIGHT SECOND MOLAR SIZE 35 OR EQUIVALENT | DENTAL GENERAL SUPPLIES
16701 | 4215161043800 | PRE-WELDED CONVERTIBLE BAND WITH SINGLE TUBE WITH LINGUAL CLEAT 0.022 SLOT MBT PRESCRIPTION MAXILLARY RIGHT SECOND MOLAR SIZE 37 OR EQUIVALENT | DENTAL GENERAL SUPPLIES
16702 | 4215161043900 | STRESS TENSION GAUGE 100 - 1000 GM | DENTAL GENERAL SUPPLIES
16703 | 4215161044200 | TORQUING PLIERS (+KEY) SIZE 0.018 | DENTAL GENERAL SUPPLIES
16704 | 4215161044300 | ORTHODONTIC TORQUING PLIER WITH KEY FOR 0.018 ARCHWIRE | DENTAL GENERAL SUPPLIES
16705 | 4215161044400 | TORQUING PLIERS (+KEY) SIZE 0.022 | DENTAL GENERAL SUPPLIES
16706 | 4215161044500 | ORTHODONTIC TORQUING PLIER WITH KEY FOR 0.022 ARCHWIRE | DENTAL GENERAL SUPPLIES
16707 | 4215161044800 | QUADHELIX PREFABRICATED PALATAL WITH ARMS IN LINGUAL SHEETS 0.9/36 MM | DENTAL GENERAL SUPPLIES
16708 | 4215161044900 | QUADHELIX PREFABRICATED PALATAL WITH ARMS IN LINGUAL SHEETS 0.9/38 MM | DENTAL GENERAL SUPPLIES
16709 | 4215161045000 | QUADHELIX PREFABRICATED PALATAL WITH ARMS IN LINGUAL SHEETS 0.9/40 MM | DENTAL GENERAL SUPPLIES
16710 | 4215161045400 | REVERSE CURVE LOWER NITI ARCH WIRE 0.019 X 0.025 INCH ONE EACH (EA) = ONE (1) PACK | DENTAL GENERAL SUPPLIES
16711 | 4215161045500 | REVERSE CURVE LOWER NITI ARCHWIRE 0.018 INCH ONE EACH (EA) = ONE (1) PACK | DENTAL GENERAL SUPPLIES
16712 | 4215161045600 | REVERSE CURVE UPPER NITI ARCH WIRE 0.018 INCH ONE EACH (EA) = ONE (1) PACK | DENTAL GENERAL SUPPLIES
16713 | 4215161040900 | PRE-WELDED CONVERTIBLE BAND WITH SINGLE TUBE WITH LINGUAL CLEAT 0.022 SLOT MBT PRESCRIPTION MAXILLARY LEFT SECOND MOLAR SIZE 31+ OR EQUIVALENT | DENTAL GENERAL SUPPLIES
16714 | 4215161045700 | REVERSE CURVE UPPER NITI ARCH WIRE 0.019 X 0.025 INCH ONE EACH (EA) = ONE (1) PACK | DENTAL GENERAL SUPPLIES
16715 | 4215161040800 | PRE-WELDED CONVERTIBLE BAND WITH SINGLE TUBE WITH LINGUAL CLEAT 0.022 SLOT MBT PRESCRIPTION MAXILLARY LEFT SECOND MOLAR SIZE 31 OR EQUIVALENT | DENTAL GENERAL SUPPLIES
16716 | 4215161040500 | PRE-WELDED CONVERTIBLE BAND WITH TRIPLE TUBE WITH LINGUAL CLEAT 0.022 SLOT MBT PRESCRIPTION MAXILLARY LEFT FIRST MOLAR REFILL SIZE 36+ OR EQUIVALENT | DENTAL GENERAL SUPPLIES
16717 | 4215161037000 | PRE-WELDED CONVERTIBLE BAND WITH SINGLE TUBE WITH LINGUAL CLEAT 0.022 SLOT MBT PRESCRIPTION MANDIBULAR LEFT SECOND MOLAR SIZE 33+ OR EQUIVALENT | DENTAL GENERAL SUPPLIES
16718 | 4215161037100 | STANDARD CONTOURED REGULAR NON ETCHED CONVERTIBLE LOWER LEFT SECOND MOLAR BANDS PRE-WELDED WITH SINGLE BUCCAL TUBE MBT RX. #0.022 AND LINGUAL CLEAT PERMANENT LASER ID MARKING # 34 OR EQUIVALENT | DENTAL GENERAL SUPPLIES
16719 | 4215161037200 | PRE-WELDED CONVERTIBLE BAND WITH SINGLE TUBE WITH LINGUAL CLEAT 0.022 SLOT MBT PRESCRIPTION MANDIBULAR LEFT SECOND MOLAR SIZE 34+ OR EQUIVALENT | DENTAL GENERAL SUPPLIES
16720 | 4215161037300 | PRE-WELDED CONVERTIBLE BAND WITH SINGLE TUBE WITH LINGUAL CLEAT 0.022 SLOT MBT PRESCRIPTION MANDIBULAR LEFT SECOND MOLAR SIZE 35 OR EQUIVALENT | DENTAL GENERAL SUPPLIES
16721 | 4215161037400 | PRE-WELDED CONVERTIBLE BAND WITH DOUBLE TUBE (SINGLE AND AUXILIARY) WITH LINGUAL CLEAT 0.022 SLOT MBT PRESCRIPTION MANDIBULAR RIGHT FIRST MOLAR REFILL SIZE 34 OR EQUIVALENT | DENTAL GENERAL SUPPLIES
16722 | 4215161037500 | PRE-WELDED CONVERTIBLE BAND WITH DOUBLE TUBE (SINGLE AND AUXILIARY) WITH LINGUAL CLEAT 0.022 SLOT MBT PRESCRIPTION MANDIBULAR RIGHT FIRST MOLAR REFILL SIZE 34+ OR EQUIVALENT | DENTAL GENERAL SUPPLIES
16723 | 4215161037600 | PRE-WELDED CONVERTIBLE BAND WITH DOUBLE TUBE (SINGLE AND AUXILIARY) WITH LINGUAL CLEAT 0.022 SLOT MBT PRESCRIPTION MANDIBULAR RIGHT FIRST MOLAR REFILL SIZE 35 OR EQUIVALENT | DENTAL GENERAL SUPPLIES
16724 | 4215161037700 | PRE-WELDED CONVERTIBLE BAND WITH DOUBLE TUBE (SINGLE AND AUXILIARY) WITH LINGUAL CLEAT 0.022 SLOT MBT PRESCRIPTION MANDIBULAR RIGHT FIRST MOLAR REFILL SIZE 35+ OR EQUIVALENT | DENTAL GENERAL SUPPLIES
16725 | 4215161037800 | PRE-WELDED CONVERTIBLE BAND WITH DOUBLE TUBE (SINGLE AND AUXILIARY) WITH LINGUAL CLEAT 0.022 SLOT MBT PRESCRIPTION MANDIBULAR RIGHT FIRST MOLAR REFILL SIZE 36 OR EQUIVALENT | DENTAL GENERAL SUPPLIES
16726 | 4215161038100 | PRE-WELDED CONVERTIBLE BAND WITH DOUBLE TUBE (SINGLE AND AUXILIARY) WITH LINGUAL CLEAT 0.022 SLOT MBT PRESCRIPTION MANDIBULAR RIGHT FIRST MOLAR REFILL SIZE 37+ OR EQUIVALENT | DENTAL GENERAL SUPPLIES
16727 | 4215161038200 | PRE-WELDED CONVERTIBLE BAND WITH DOUBLE TUBE (SINGLE AND AUXILIARY) WITH LINGUAL CLEAT 0.022 SLOT MBT PRESCRIPTION MANDIBULAR RIGHT FIRST MOLAR REFILL SIZE 38 OR EQUIVALENT | DENTAL GENERAL SUPPLIES
16728 | 4215161038300 | PRE-WELDED CONVERTIBLE BAND WITH DOUBLE TUBE (SINGLE AND AUXILIARY) WITH LINGUAL CLEAT 0.022 SLOT MBT PRESCRIPTION MANDIBULAR RIGHT FIRST MOLAR REFILL SIZE 38+ OR EQUIVALENT | DENTAL GENERAL SUPPLIES
16729 | 4215161038400 | PRE-WELDED CONVERTIBLE BAND WITH DOUBLE TUBE (SINGLE AND AUXILIARY) WITH LINGUAL CLEAT 0.022 SLOT MBT PRESCRIPTION MANDIBULAR RIGHT FIRST MOLAR REFILL SIZE 39 OR EQUIVALENT | DENTAL GENERAL SUPPLIES
16730 | 4215161038500 | PRE-WELDED CONVERTIBLE BAND WITH SINGLE TUBE WITH LINGUAL CLEAT 0.022 SLOT MBT PRESCRIPTION MANDIBULAR RIGHT SECOND MOLAR SIZE 31 OR EQUIVALENT | DENTAL GENERAL SUPPLIES
16731 | 4215161038600 | PRE-WELDED CONVERTIBLE BAND WITH SINGLE TUBE WITH LINGUAL CLEAT 0.022 SLOT MBT PRESCRIPTION MANDIBULAR RIGHT SECOND MOLAR SIZE 31+ OR EQUIVALENT | DENTAL GENERAL SUPPLIES
16732 | 4215161038700 | PRE-WELDED CONVERTIBLE BAND WITH SINGLE TUBE WITH LINGUAL CLEAT 0.022 SLOT MBT PRESCRIPTION MANDIBULAR RIGHT SECOND MOLAR SIZE 32 OR EQUIVALENT | DENTAL GENERAL SUPPLIES
16733 | 4215161038800 | PRE-WELDED CONVERTIBLE BAND WITH SINGLE TUBE WITH LINGUAL CLEAT 0.022 SLOT MBT PRESCRIPTION MANDIBULAR RIGHT SECOND MOLAR SIZE 32+ OR EQUIVALENT | DENTAL GENERAL SUPPLIES
16734 | 4215161038900 | PRE-WELDED CONVERTIBLE BAND WITH SINGLE TUBE WITH LINGUAL CLEAT 0.022 SLOT MBT PRESCRIPTION MANDIBULAR RIGHT SECOND MOLAR SIZE 33 OR EQUIVALENT | DENTAL GENERAL SUPPLIES
16735 | 4215161039000 | PRE-WELDED CONVERTIBLE BAND WITH SINGLE TUBE WITH LINGUAL CLEAT 0.022 SLOT MBT PRESCRIPTION MANDIBULAR RIGHT SECOND MOLAR SIZE 33+ OR EQUIVALENT | DENTAL GENERAL SUPPLIES
16736 | 4215161039300 | PRE-WELDED CONVERTIBLE BAND WITH SINGLE TUBE WITH LINGUAL CLEAT 0.022 SLOT MBT PRESCRIPTION MANDIBULAR RIGHT SECOND MOLAR SIZE 35 OR EQUIVALENT | DENTAL GENERAL SUPPLIES
16737 | 4215161039800 | PRE-WELDED CONVERTIBLE BAND WITH TRIPLE TUBE WITH LINGUAL CLEAT 0.022 SLOT MBT PRESCRIPTION MAXILLARY LEFT FIRST MOLAR REFILL SIZE 35 OR EQUIVALENT | DENTAL GENERAL SUPPLIES
16738 | 4215161039900 | PRE-WELDED CONVERTIBLE BAND WITH TRIPLE TUBE WITH LINGUAL CLEAT 0.022 SLOT MBT PRESCRIPTION MAXILLARY LEFT FIRST MOLAR REFILL SIZE 35+ OR EQUIVALENT | DENTAL GENERAL SUPPLIES
16739 | 4215161040000 | PRE-WELDED CONVERTIBLE BAND WITH TRIPLE TUBE WITH LINGUAL CLEAT 0.022 SLOT MBT PRESCRIPTION MAXILLARY LEFT FIRST MOLAR REFILL SIZE 36 OR EQUIVALENT | DENTAL GENERAL SUPPLIES
16740 | 4215161040100 | PRE-WELDED CONVERTIBLE BAND WITH TRIPLE TUBE WITH LINGUAL CLEAT 0.022 SLOT MBT PRESCRIPTION MAXILLARY LEFT FIRST MOLAR REFILL SIZE 37 OR EQUIVALENT | DENTAL GENERAL SUPPLIES
16741 | 4215161040200 | PRE-WELDED CONVERTIBLE BAND WITH TRIPLE TUBE WITH LINGUAL CLEAT 0.022 SLOT MBT PRESCRIPTION MAXILLARY LEFT FIRST MOLAR REFILL SIZE 37+ OR EQUIVALENT | DENTAL GENERAL SUPPLIES
16742 | 4215161040300 | PRE-WELDED CONVERTIBLE BAND WITH TRIPLE TUBE WITH LINGUAL CLEAT 0.022 SLOT MBT PRESCRIPTION MAXILLARY LEFT FIRST MOLAR REFILL SIZE 39 OR EQUIVALENT | DENTAL GENERAL SUPPLIES
16743 | 4215161040400 | PRE-WELDED CONVERTIBLE BAND WITH TRIPLE TUBE WITH LINGUAL CLEAT 0.022 SLOT MBT PRESCRIPTION MAXILLARY LEFT FIRST MOLAR REFILL SIZE 34+ OR EQUIVALENT | DENTAL GENERAL SUPPLIES
16744 | 4215161040700 | PRE-WELDED CONVERTIBLE BAND WITH TRIPLE TUBE WITH LINGUAL CLEAT 0.022 SLOT MBT PRESCRIPTION MAXILLARY LEFT FIRST MOLAR REFILL SIZE 38+ OR EQUIVALENT | DENTAL GENERAL SUPPLIES
16745 | 4215161100000 | BRUSH INTERPROXIMAL W/ HANDLE AND TIP SET | DENTAL GENERAL SUPPLIES
16746 | 4215161045900 | REVERSE PULL FACE MASK WITH ADJUSTABLE FOREHEAD CAP CHIN CAP AND ADJUSTABLE HOOKS TO ENGAGE ELASTIC (DELAIRE TYPE) FOREHEAD AND CHIN PAD ARE LINED FOR PATIENT COMFORT | DENTAL GENERAL SUPPLIES
16747 | 4215161047400 | SELF - CUTTING ORTHODONTIC MINISCREW STERILE INDIVIDUAL PACKED MADE OF TITANIUM ALLOY - SIZE 6 MM WITH DIAMETER RANGE FROM 1.4 - 2 MM | DENTAL GENERAL SUPPLIES
16748 | 4215161053800 | THERMALLY ACTIVE LOWER CUNITI 0.018 ARCHWIRE BROAD SHAPE ONE EACH (EA) = ONE (1) PACK | DENTAL GENERAL SUPPLIES
16749 | 4215161053900 | THERMALLY ACTIVE LOWER CUNITI 0.018 ARCHWIRE OVOID SHAPE ONE EACH (EA) = ONE (1) PACK | DENTAL GENERAL SUPPLIES
16750 | 4215161054000 | THERMALLY ACTIVE UPPER CUNITI 0.014 X 0.025 ARCHWIRE BROAD SHAPE ONE EACH (EA) = ONE (1) PACK | DENTAL GENERAL SUPPLIES
16751 | 4215161054100 | THERMALLY ACTIVE UPPER CUNITI 0.014 X 0.025 ARCHWIRE OVOID SHAPE ONE EACH (EA) = ONE (1) PACK | DENTAL GENERAL SUPPLIES
16752 | 4215161054200 | THERMALLY ACTIVE UPPER CUNITI 0.016 X 0.022 ARCHWIRE BROAD SHAPE ONE EACH (EA) = ONE (1) PACK | DENTAL GENERAL SUPPLIES
16753 | 4215161054300 | THERMALLY ACTIVE UPPER CUNITI 0.016 X 0.022 ARCHWIRE OVOID SHAPE ONE EACH (EA) = ONE (1) PACK | DENTAL GENERAL SUPPLIES
16754 | 4215161054400 | THERMALLY ACTIVE UPPER CUNITI 0.018 X 0.025 ARCHWIRE BROAD SHAPE ONE EACH (EA) = ONE (1) PACK | DENTAL GENERAL SUPPLIES
16755 | 4215161054500 | THERMALLY ACTIVE UPPER CUNITI 0.018 X 0.025 ARCHWIRE OVOID SHAPE ONE EACH (EA) = ONE (1) PACK | DENTAL GENERAL SUPPLIES
16756 | 4215161054600 | THERMALLY ACTIVE UPPER CUNITI 0.019 X 0.025 ARCHWIRE BROAD SHAPE ONE EACH (EA) = ONE (1) PACK | DENTAL GENERAL SUPPLIES
16757 | 4215161054700 | THERMALLY ACTIVE UPPER CUNITI 0.014 ARCHWIRE BROAD SHAPE ONE EACH (EA) = ONE (1) PACK | DENTAL GENERAL SUPPLIES
16758 | 4215161054800 | THERMALLY ACTIVE UPPER CUNITI 0.014 ARCHWIRE OVOID SHAPE ONE EACH (EA) = ONE (1) PACK | DENTAL GENERAL SUPPLIES
16759 | 4215161054900 | THERMALLY ACTIVE UPPER CUNITI 0.016 ARCHWIRE BROAD SHAPE ONE EACH (EA) = ONE (1) PACK | DENTAL GENERAL SUPPLIES
16760 | 4215161055000 | THERMALLY ACTIVE UPPER CUNITI 0.016 ARCHWIRE OVOID SHAPE ONE EACH (EA) = ONE (1) PACK | DENTAL GENERAL SUPPLIES
16761 | 4215161055100 | THERMALLY ACTIVE UPPER CUNITI 0.018 ARCHWIRE BROAD SHAPE ONE EACH (EA) = ONE (1) PACK | DENTAL GENERAL SUPPLIES
16762 | 4215161055200 | THERMALLY ACTIVE UPPER CUNITI 0.018 ARCHWIRE OVOID SHAPE ONE EACH (EA) = ONE (1) PACK | DENTAL GENERAL SUPPLIES
16763 | 4215161055500 | COMPLETE SET FOR MEMBRANE FIXATION TACK SYSTEM | DENTAL GENERAL SUPPLIES
16764 | 4215161058300 | SET OF CARBIDE CROWN LENGTHENING BUR SYSTEM :FG SURGICAL ROUND CARBIDE (3 DIFFERENT SIZE) SURGICAL FLAME CARBIDE FG SURGICAL END CUTTING CARBIDE FG END CUTTING CARBIDE FG SURGICAL ROUND CARBIDE (#US 7004 7006 7008) | DENTAL GENERAL SUPPLIES
16765 | 4215161059100 | COLLAGEN MEMBRANE CROSSLINKED FOR GUIDED BONE REGENERATION BOVINE OR EQUINE ORIGIN 15 X 20 MM ( +/-5 MM) | DENTAL GENERAL SUPPLIES
16766 | 4215161059200 | COLLAGEN MEMBRANE CROSSLINKED FOR GUIDED BONE REGENERATION BOVINE OR EQUINE ORIGIN 20 X 30 MM ( +/-5 MM) | DENTAL GENERAL SUPPLIES
16767 | 4215161059300 | COLLAGEN MEMBRANE CROSSLINKED FOR GUIDED BONE REGENERATION BOVINE OR EQUINE ORIGIN 30 X 40 MM ( +/-5 MM) | DENTAL GENERAL SUPPLIES
16768 | 4215161059400 | COLLAGEN MEMBRANE NON - CROSSLINKED FOR GUIDED BONE REGENERATION BOVINE OR EQUINE ORIGIN 15 X 20 MM ( +/-5 MM) | DENTAL GENERAL SUPPLIES
16769 | 4215161059500 | COLLAGEN MEMBRANE NON - CROSSLINKED FOR GUIDED BONE REGENERATION BOVINE OR EQUINE ORIGIN 20 X 30 MM ( +/-5 MM) | DENTAL GENERAL SUPPLIES
16770 | 4215161059600 | COLLAGEN MEMBRANE NON - CROSSLINKED FOR GUIDED BONE REGENERATION BOVINE OR EQUINE ORIGIN 30 X 40 MM ( +/-5 MM) | DENTAL GENERAL SUPPLIES
16771 | 4215161059700 | PERICARDIUM MEMBRANE FOR GUIDED BONE REGENERATION SIZE 15 X 20 MM ( +/-5 MM) | DENTAL GENERAL SUPPLIES
16772 | 4215161059800 | PERICARDIUM MEMBRANE FOR GUIDED BONE REGENERATION SIZE 20 X 30 MM ( +/-5 MM) | DENTAL GENERAL SUPPLIES
16773 | 4215161059900 | PERICARDIUM MEMBRANE FOR GUIDED BONE REGENERATION SIZE 30 X 40 MM ( +/-5 MM) | DENTAL GENERAL SUPPLIES
16774 | 4215161060000 | RESORBABLE COLLAGEN PLUG FOR WOUND DRESSING SIZE (10X 20 MM) | DENTAL GENERAL SUPPLIES
16775 | 4215161053700 | THERMALLY ACTIVE LOWER CUNITI 0.016 ARCHWIRE OVOID SHAPE ONE EACH (EA) = ONE (1) PACK | DENTAL GENERAL SUPPLIES
16776 | 4215161047000 | SELF - CUTTING ORTHODONTIC MINISCREW STERILE INDIVIDUAL PACKED MADE OF TITANIUM ALLOY - SIZE 10 MM WITH DIAMETER RANGE FROM 1.4 - 2 MM | DENTAL GENERAL SUPPLIES
16777 | 4215161053600 | THERMALLY ACTIVE LOWER CUNITI 0.016 ARCHWIRE BROAD SHAPE ONE EACH (EA) = ONE (1) PACK | DENTAL GENERAL SUPPLIES
16778 | 4215161053400 | THERMALLY ACTIVE LOWER CUNITI 0.014 ARCHWIRE BROAD SHAPE ONE EACH (EA) = ONE (1) PACK | DENTAL GENERAL SUPPLIES
16779 | 4215161048100 | SELF - CUTTING ORTHODONTIC MINISCREW STERILE INDIVIDUAL PACKED BRACKET HEAD MADE OF TITANIUM OR SS ALLOY - SIZE 12 MM WITH DIAMETER RANGE FROM 1.4 - 2 MM | DENTAL GENERAL SUPPLIES
16780 | 4215161049100 | SELF - CUTTING ORTHODONTIC MINISCREW STERILE INDIVIDUAL PACKED MADE OF TITANIUM ALLOY SIZE 8 MM WITH DIAMETER RANGE FROM 1.4 - 2 MM | DENTAL GENERAL SUPPLIES
16781 | 4215161049200 | UPPER NITI SUPER ELASTIC ARCHWIRE 0.012 INCH BROAD SHAPE EACH WIRE IS PACKED SEPARATELY (ARCH COORDINATION) | DENTAL GENERAL SUPPLIES
16782 | 4215161049400 | UPPER NITI SUPER ELASTIC ARCHWIRE 0.014 INCH BROAD SHAPE EACH WIRE IS PACKED SEPARATELY (ARCH COORDINATION) ONE EACH (EA) = ONE (1) PACK | DENTAL GENERAL SUPPLIES
16783 | 4215161049600 | UPPER NITI SUPER ELASTIC ARCHWIRE 0.016 INCH BROAD SHAPE EACH WIRE IS PACKED SEPARATELY (ARCH COORDINATION) ONE EACH (EA) = ONE (1) PACK | DENTAL GENERAL SUPPLIES
16784 | 4215161049800 | UPPER NITI SUPER ELASTIC ARCHWIRE 0.016 INCH X 0.022 INCH BROAD SHAPE EACH WIRE IS PACKED SEPARATELY (ARCH COORDINATION) ONE EACH (EA) = ONE (1) PACK | DENTAL GENERAL SUPPLIES
16785 | 4215161049900 | UPPER NITI SUPER ELASTIC ARCHWIRE 0.017 INCH X 0.025 INCH BROAD SHAPE EACH WIRE IS PACKED SEPARATELY (ARCH COORDINATION) ONE EACH (EA) = ONE (1) PACK | DENTAL GENERAL SUPPLIES
16786 | 4215161050000 | UPPER NITI SUPER ELASTIC ARCHWIRE 0.018 INCH BROAD SHAPE EACH WIRE IS PACKED SEPARATELY (ARCH COORDINATION) ONE EACH (EA) = ONE (1) PACK | DENTAL GENERAL SUPPLIES
16787 | 4215161050100 | UPPER NITI SUPER ELASTIC ARCHWIRE 0.019 INCH X 0.025 INCH BROAD SHAPE EACH WIRE IS PACKED SEPARATELY (ARCH COORDINATION) ONE EACH (EA) = ONE (1) PACK | DENTAL GENERAL SUPPLIES
16788 | 4215161050200 | UPPER STAINLESS STEEL ARCHWIRE 0.014 INCH BROAD SHAPE EACH WIRE IS PACKED SEPARATELY (ARCH COORDINATION) ONE EACH (EA) = ONE (1) PACK | DENTAL GENERAL SUPPLIES
16789 | 4215161050300 | UPPER STAINLESS STEEL ARCHWIRE 0.016 INCH X 0.022 INCH BROAD SHAPE EACH WIRE IS PACKED SEPARATELY (ARCH COORDINATION) ONE EACH (EA) = ONE (1) PACK | DENTAL GENERAL SUPPLIES
16790 | 4215161050400 | UPPER STAINLESS STEEL ARCHWIRE 0.016 INCH BROAD SHAPE EACH WIRE IS PACKED SEPARATELY (ARCH COORDINATION) ONE EACH (EA) = ONE (1) PACK | DENTAL GENERAL SUPPLIES
16791 | 4215161050500 | UPPER STAINLESS STEEL ARCHWIRE 0.017 INCH X 0.025 INCH BROAD SHAPE EACH WIRE IS PACKED SEPARATELY (ARCH COORDINATION) ONE EACH (EA) = ONE (1) PACK | DENTAL GENERAL SUPPLIES
16792 | 4215161050600 | UPPER STAINLESS STEEL ARCHWIRE 0.018 INCH BROAD SHAPE EACH WIRE IS PACKED SEPARATELY (ARCH COORDINATION) ONE EACH (EA) = ONE (1) PACK | DENTAL GENERAL SUPPLIES
16793 | 4215161050800 | UPPER STAINLESS STEEL ARCHWIRE 0.019 INCH X 0.025 INCH BROAD SHAPE EACH WIRE IS PACKED SEPARATELY (ARCH COORDINATION) ONE EACH (EA) = ONE (1) PACK | DENTAL GENERAL SUPPLIES
16794 | 4215161051000 | UPPER STAINLESS STEEL ARCHWIRE 0.021 INCH X 0.025 INCH BROAD SHAPE EACH WIRE IS PACKED SEPARATELY (ARCH COORDINATION) ONE EACH (EA) = ONE (1) PACK | DENTAL GENERAL SUPPLIES
16795 | 4215161051200 | UPPER TMA ARCHWIRE 0.016 X 0.022 INCH BROAD SHAPE EACH WIRE IS PACKED SEPARATELY (ARCH COORDINATION) ONE EACH (EA) = ONE (1) PACK | DENTAL GENERAL SUPPLIES
16796 | 4215161051300 | UPPER TMA ARCHWIRE 0.017 INCH X 0.025 INCH BROAD SHAPE EACH WIRE IS PACKED SEPARATELY (ARCH COORDINATION) ONE EACH (EA) = ONE (1) PACK | DENTAL GENERAL SUPPLIES
16797 | 4215161052500 | TADS NITI POWER CLOSING SPRINGS 12 MM WITH DELTA HEAD | DENTAL GENERAL SUPPLIES
16798 | 4215161052600 | TADS NITI POWER CLOSING SPRINGS 9 MM WITH DELTA HEAD | DENTAL GENERAL SUPPLIES
16799 | 4215161052700 | THERMALLY ACTIVE LOWER CUNITI 0.014 X 0.025 ARCHWIRE BROAD SHAPE ONE EACH (EA) = ONE (1) PACK | DENTAL GENERAL SUPPLIES
16800 | 4215161052800 | THERMALLY ACTIVE LOWER CUNITI 0.014 X 0.025 ARCHWIRE OVOID SHAPE ONE EACH (EA) = ONE (1) PACK | DENTAL GENERAL SUPPLIES
16801 | 4215161052900 | THERMALLY ACTIVE LOWER CUNITI 0.016 X 0.022 ARCHWIRE BROAD SHAPE ONE EACH (EA) = ONE (1) PACK | DENTAL GENERAL SUPPLIES
16802 | 4215161053000 | THERMALLY ACTIVE LOWER CUNITI 0.016 X 0.022 ARCHWIRE OVOID SHAPE ONE EACH (EA) = ONE (1) PACK | DENTAL GENERAL SUPPLIES
16803 | 4215161053100 | THERMALLY ACTIVE LOWER CUNITI 0.018 X 0.025 ARCHWIRE BROAD SHAPE ONE EACH (EA) = ONE (1) PACK | DENTAL GENERAL SUPPLIES
16804 | 4215161053200 | THERMALLY ACTIVE LOWER CUNITI 0.018 X 0.025 ARCHWIRE OVOID SHAPE ONE EACH (EA) = ONE (1) PACK | DENTAL GENERAL SUPPLIES
16805 | 4215161053300 | THERMALLY ACTIVE LOWER CUNITI 0.019 X 0.025 ARCHWIRE BROAD SHAPE ONE EACH (EA) = ONE (1) PACK | DENTAL GENERAL SUPPLIES
16806 | 4215161053500 | THERMALLY ACTIVE LOWER CUNITI 0.014 ARCHWIRE OVOID SHAPE ONE EACH (EA) = ONE (1) PACK | DENTAL GENERAL SUPPLIES
16807 | 4215161438100 | BUR CARBIDE FG END CUTTING PERIO CROWN LENGTHENING LONG SIZE 1 MM #957 ISO 500 - 315 - 150 - 001 - 010 | DENTAL GENERAL SUPPLIES
16808 | 4215161430700 | BUR CARBIDE RA INVERTED CONE SIZE 2.3 MM #41 ISO 500 - 204 - 010 - 001 - 023 | DENTAL GENERAL SUPPLIES
16809 | 4215161475100 | BUR SURGICAL AND ENDODONTIC LENGTH CARBIDE RIGHT ANGLE BUR SURGICAL LENGTH 4 DIAMETER 1.4 MM | DENTAL GENERAL SUPPLIES
16810 | 4215161456300 | BUR DIAMOND FG CYLINDER SHORT FLAT END MEDIUM COARSE SIZE 1.2 MM #835 ISO 806 - 314 - 107 - 524 - 012 | DENTAL GENERAL SUPPLIES
16811 | 4215161456400 | BUR DIAMOND FG ROUND EDGE WHEEL MEDIUM COARSE SIZE 5.5 MM #909 ISO 806 - 314 - 068 - 524 - 055 | DENTAL GENERAL SUPPLIES
16812 | 4215161456500 | BUR DIAMOND FG ROUND EDGE WHEEL MEDIUM COARSE SIZE 4.0 MM #909 ISO 806 - 314 - 068 - 524 - 040 | DENTAL GENERAL SUPPLIES
16813 | 4215161456600 | BUR DIAMOND FG BARREL (DOUBLE CONE) MEDIUM COARSE SIZE 3.1 MM #811 ISO 806 - 314 - 038 - 524 - 031 | DENTAL GENERAL SUPPLIES
16814 | 4215161456700 | BUR DIAMOND FG ROUND MEDIUM COARSE SIZE 2.3 MM #801 ISO 806 - 314 - 001 - 524 - 023 | DENTAL GENERAL SUPPLIES
16815 | 4215161456800 | BUR DIAMOND FG ROUND MEDIUM COARSE SIZE 1.4 MM | DENTAL GENERAL SUPPLIES
16816 | 4215161456900 | BUR DIAMOND FG TAPERED ROUND END SHORT SHANK SIZE 2.3 MM #855 ISO 806 - 313 - 197 - 534 - 023 | DENTAL GENERAL SUPPLIES
16817 | 4215161457000 | BUR, DIAMOND, FG, CYLINDER, FLAT END, SHORT 2 MM, MEDIUM COARSE, SIZE 0.9 MM, ISO# 805 - 314 - 232 - 524 - 009 | DENTAL GENERAL SUPPLIES
16818 | 4215161457100 | BUR CARBIDE RA STRAIGHT FISSURE SIZE 1.2 MM #58 ISO 500 - 204 - 107 - 006 - 012 | DENTAL GENERAL SUPPLIES
16819 | 4215161457200 | BUR CARBIDE RA INVERTED CONE SIZE 1.8 MM #39 ISO 500 - 204 - 010 - 001 - 018 | DENTAL GENERAL SUPPLIES
16820 | 4215161457300 | BUR TUNGSTEN CARBIDE RA ROUND SHAPE SIZE 2.3 MM #8 ISO 500 - 204 - 001 - 001 - 023 | DENTAL GENERAL SUPPLIES
16821 | 4215161457400 | BUR TUNGSTEN CARBIDE RA ROUND SHAPE SIZE 1.4 MM #4 ISO 500 - 204 - 001 - 001 - 014 | DENTAL GENERAL SUPPLIES
16822 | 4215161456200 | BUR DIAMOND FG CYLINDER SHORT FLAT END MEDIUM COARSE SIZE 1.6 MM #835 ISO 806 - 314 - 107 - 524 - 016 | DENTAL GENERAL SUPPLIES
16823 | 4215161457500 | BUR TUNGSTEN CARBIDE RA ROUND SHAPE SIZE 1 MM #2 ISO 500 - 204 - 001 - 001 - 010 | DENTAL GENERAL SUPPLIES
16824 | 4215161459100 | BUR DIAMOND FG ISO# 806 - 314 - 175 - 514 - 012 | DENTAL GENERAL SUPPLIES
16825 | 4215161459200 | BUR DIAMOND HP INVERTED CONE ISO 806 - 104 - 014 - 524 - 023 | DENTAL GENERAL SUPPLIES
16826 | 4215161459300 | BUR TUNSTEN CARBIDE FG SURGICAL LONG CROSSCUT TAPERED FISSURE #701L ISO 500 - 316 - 171 - 007 - 012 | DENTAL GENERAL SUPPLIES
16827 | 4215161460600 | BUR SURGICAL AND ENDODONTIC LENGTH CARBIDE FRICTION GRIP BUR SURGICAL LENGTH #8 DIAMETER =2.3 MM LWH=1.6 MM | DENTAL GENERAL SUPPLIES
16828 | 4215161463400 | BUR SURGICAL CARBIDE HP LONG NECK FISSURE ISO NO: 500 104 415 007-016 | DENTAL GENERAL SUPPLIES
16829 | 4215161463500 | BUR SURGICAL CARBIDE HP LONG NECK ROUND ISO NO: 500 104 697 001-023 | DENTAL GENERAL SUPPLIES
16830 | 4215161463700 | BUR ROUND OPERATIVE RIGHT ANGLE #8 DIAMETER 2.3 MM LWH 1.7 MM | DENTAL GENERAL SUPPLIES
16831 | 4215161474200 | BUR ROUND OPERATIVE FRICTION GRIP #6 DIAMETER 1.8 MM LWH 1.3 MM | DENTAL GENERAL SUPPLIES
16832 | 4215161474300 | BUR ROUND OPERATIVE FRICTION GRIP#4 DIAMETER 1.4 MM LWH0.9 MM | DENTAL GENERAL SUPPLIES
16833 | 4215161474400 | BUR ROUND OPERATIVE RIGHT ANGLE #5 DIAMETER 1.6 MM LWH 1.1 MM | DENTAL GENERAL SUPPLIES
16834 | 4215161474500 | BUR SURGICAL AND ENDODONTIC LENGTH CARBIDE FRICTION GRIP BUR SURGICAL LENGTH 6 DIAMETER 1.8 MM LWH1.3 MM | DENTAL GENERAL SUPPLIES
16835 | 4215161474600 | BUR EXTRA LONG TAPER TRIMMING AND FINISHING FRICTION GRIP #7664 DIAMETER 1.5 MM LWH 6.8 MM | DENTAL GENERAL SUPPLIES
16836 | 4215161459000 | DISC: DIAMOND CUTTING, FLEXIBLE, FINE, ISO# 806-104-380-514-220 | DENTAL GENERAL SUPPLIES
16837 | 4215161456100 | BUR DIAMOND FG CYLINDER LONG FLAT END MEDIUM COARSE SIZE 1.2 MM #837L ISO# 806 - 314 - 111 - 524 - 012 | DENTAL GENERAL SUPPLIES
16838 | 4215161456000 | BUR DIAMOND FG CYLINDER ROUND END MEDIUM COARSE SIZE 1.4 MM #881 ISO 806 - 314 - 141 - 524 - 014 | DENTAL GENERAL SUPPLIES
16839 | 4215161455900 | BUR DIAMOND FG TAPERED (NEEDLE) THIN MEDIUM COARSE SIZE 1.4 MM ISO# 806 - 314 - 165 - 524 - 014 | DENTAL GENERAL SUPPLIES
16840 | 4215161451900 | BUR SINTERED DIAMOND COARSE ISO# 807 - 104 - 198 - 534 - 033 | DENTAL GENERAL SUPPLIES
16841 | 4215161452000 | BUR SINTERED DIAMOND TAPERED ROUND MICROFINE ISO# 807 - 104 - 200 - 524 - 050 | DENTAL GENERAL SUPPLIES
16842 | 4215161452100 | BUR SINTERED DIAMOND MICROFINE ISO# 807 - 104 - 249 - 513 - 016 | DENTAL GENERAL SUPPLIES
16843 | 4215161452200 | BUR DIAMOND FG TAPERED CHAMFER ROUND WITH GUIDE PIN # 8856 P - 018 | DENTAL GENERAL SUPPLIES
16844 | 4215161452800 | DISC, CUTTING METAL, SIZE 22 X 0.3 MM, FLEXURAL STRENGTH 2.5 N | DENTAL GENERAL SUPPLIES
16845 | 4215161452900 | DIS, SEPARATING PORCELAIN, SIZE 22 X 0.38 MM, STRENGTH 4.5 N | DENTAL GENERAL SUPPLIES
16846 | 4215161453000 | BUR, SINTERED DIAMOND SET | DENTAL GENERAL SUPPLIES
16847 | 4215161453100 | BUR: TUNGSTEN CARBIDE ASSORTED SHAPE AND SIZE SET FOR AESTHETIC COSMETIC TOOTH TREATMENT | DENTAL GENERAL SUPPLIES
16848 | 4215161453300 | BUR CARBIDE RA COARSE 12 FLUTED FOR REMOVAL OF ADHESIVE RESIDUE | DENTAL GENERAL SUPPLIES
16849 | 4215161453400 | BUR, CARBIDE, RA, FINE 12 FLUTED, FOR REMOVAL OF ADHESIVE RESIDUE | DENTAL GENERAL SUPPLIES
16850 | 4215161453500 | BUR ORTHODONTIC FINISHING/POLISHING/HIGH LUSTRE KIT | DENTAL GENERAL SUPPLIES
16851 | 4215161453600 | BUR POLISHER SILICONE BROWN HP ISO 658 - 104 - 292 - 513 - 045 | DENTAL GENERAL SUPPLIES
16852 | 4215161453700 | BUR DIAMOND FG ENDO ACCESS TAPERED ROUND END COARSE SIZE LARGE 21 MM | DENTAL GENERAL SUPPLIES
16853 | 4215161454300 | BUR, DIAMOND, INTERPROXIMAL, FINE GRIT, LONG, 0.39 MM | DENTAL GENERAL SUPPLIES
16854 | 4215161454500 | BUR CARBIDE FG COARSE 18 FLUTED FOR REMOVAL OF ADHESIVE RESIDUE | DENTAL GENERAL SUPPLIES
16855 | 4215161454600 | BUR CARBIDE FG COARSE 12 FLUTED FOOTBALL SHAPE FOR REMOVAL OF ADHESIVE RESIDUE | DENTAL GENERAL SUPPLIES
16856 | 4215161454800 | BUR DIAMOND FG AMERICAN FOOTBALL MEDIUM COARSE SIZE 1.8 MM ISO# 806 - 314 - 257 - 524 - 018 | DENTAL GENERAL SUPPLIES
16857 | 4215161454900 | BUR DIAMOND FG FLAME MEDIUM COARSE SIZE 1.6 MM ISO# 806 - 314 - 249 - 524 - 016 | DENTAL GENERAL SUPPLIES
16858 | 4215161455000 | BUR DIAMOND FG FLAME MEDIUM COARSE SIZE 1.4 MM ISO# 806 - 314 - 249 - 524 - 014 | DENTAL GENERAL SUPPLIES
16859 | 4215161455100 | BUR DIAMOND FG FLAME SUPER FINE SIZE 1.6 MM ISO# 806 - 314 - 249 - 504 - 016 | DENTAL GENERAL SUPPLIES
16860 | 4215161455200 | BUR DIAMOND FG TAPERED ROUND END MEDIUM COARSE SIZE 2.3 MM ISO# 806 - 314 - 199 - 524 - 023 | DENTAL GENERAL SUPPLIES
16861 | 4215161455300 | BUR DIAMOND FG TAPERED ROUND END MEDIUM COARSE SIZE 1.6 MM ISO# 806 - 314 - 199 - 524 - 016 | DENTAL GENERAL SUPPLIES
16862 | 4215161455400 | BUR DIAMOND FG TAPERED ROUND END MEDIUM COARSE SIZE 1.6 MM ISO# 806 - 314 - 198 - 524 - 016 | DENTAL GENERAL SUPPLIES
16863 | 4215161455500 | BUR DIAMOND FG TAPERED ROUND END MEDIUM COARSE SIZE 1.4 MM ISO# 806 - 314 - 198 - 524 - 014 | DENTAL GENERAL SUPPLIES
16864 | 4215161455600 | BUR DIAMOND FG TAPERED ROUND END MEDIUM COARSE SIZE 1.0 MM ISO# 806 - 314 - 198 - 524 - 010 | DENTAL GENERAL SUPPLIES
16865 | 4215161455700 | BUR DIAMOND FG TAPERED FLAT END LONG COARSE SIZE 1.8 MM ISO# 806 - 314 - 173 - 534 - 018 | DENTAL GENERAL SUPPLIES
16866 | 4215161455800 | BUR DIAMOND FG TAPERED FLAT END MEDIUM COARSE SIZE 2.3 MM ISO# 806 - 314 - 173 - 524 - 023 | DENTAL GENERAL SUPPLIES
16867 | 4215161474700 | BUR ROUND OPERATIVE FRICTION GRIP #2 DIAMETER 1 MM LWH0.7 MM | DENTAL GENERAL SUPPLIES
16868 | 4215161451800 | BUR SINTERED DIAMOND TAPERED ROUND MICROFINE ISO# 807 - 104 - 198 - 524 - 029 | DENTAL GENERAL SUPPLIES
16869 | 4215161474800 | BUR ROUND OPERATIVE RIGHT ANGLE # 4 DIAMETER 1.4 MM LWH0.9 MM | DENTAL GENERAL SUPPLIES
16870 | 4215161475000 | BUR SURGICAL AND ENDODONTIC LENGTH, CARBIDE, RIGHT ANGLE BUR SURGICAL LENGTH 2 DIAMETER 1.2 MM | DENTAL GENERAL SUPPLIES
16871 | 4215161702300 | GATES GLIDDEN DRILLS STAINLESS STEEL RA LENGTH 28 MM SIZE ASSORTED 1 - 6 6/BOX ONE EACH (EA) = ONE (1) PACK | DENTAL GENERAL SUPPLIES
16872 | 4215161702400 | GATES GLIDDEN DRILLS STAINLESS STEEL RA LENGTH 32 MM SIZE 3 6/BOX ONE EACH (EA) = ONE (1) PACK | DENTAL GENERAL SUPPLIES
16873 | 4215161702500 | GATES GLIDDEN DRILLS STAINLESS STEEL RA LENGTH 32 MM SIZE 5 6/BOX ONE EACH (EA) = ONE (1) PACK | DENTAL GENERAL SUPPLIES
16874 | 4215161702600 | GATES GLIDDEN DRILLS STAINLESS STEEL RA LENGTH 32 MM SIZE 6 6/BOX ONE EACH (EA) = ONE (1) PACK | DENTAL GENERAL SUPPLIES
16875 | 4215161703300 | GATES GLIDDEN DRILLS STAINLESS STEEL RA LENGTH 32 MM SIZE 2 6/BOX ONE EACH (EA) = ONE (1) PACK | DENTAL GENERAL SUPPLIES
16876 | 4215161703400 | GATES GLIDDEN DRILLS, STAINLESS STEEL, RA, LENGTH 32MM, SIZE ASSORTED 1 -6, 6/BOX | DENTAL GENERAL SUPPLIES
16877 | 4215161703500 | GATES GLIDDEN DRILLS STAINLESS STEEL RA LENGTH 32 MM SIZE 4 6/BOX ONE EACH (EA) = ONE (1) PACK | DENTAL GENERAL SUPPLIES
16878 | 4215161703600 | GATES GLIDDEN DRILLS STAINLESS STEEL RA LENGTH 32 MM SIZE 1 6/BOX ONE EACH (EA) = ONE (1) PACK | DENTAL GENERAL SUPPLIES
16879 | 4215161703700 | POST SYSTEM KIT PASSIVE PARALLEL SIDE FOR CASTING TECHNIQUE INCLUDE POST DRILLS UNIVERSAL HAND DRIVER . POST ASSORTED SIZES IMPRESSION POSTS TEMPORARY POSTS BURN - OUT POSTS | DENTAL GENERAL SUPPLIES
16880 | 4215161706200 | PILOT DRILL, FOR MEMBRANE FIXATION TACKS, ASSORTED SIZE | DENTAL GENERAL SUPPLIES
16881 | 4215161900500 | SPOON EXCAVATOR STAINLESS STEEL ROUND DOUBLE ENDED TIP DIAMETER (1.5MM) | DENTAL GENERAL SUPPLIES
16882 | 4215161900800 | DISCOID CLEOID EXCAVATOR, STAINLESS STEEL, ROUND DOUBLE ENDED, TIP DIAMETER (1.5MM) | DENTAL GENERAL SUPPLIES
16883 | 4215161702200 | GATES GLIDDEN DRILLS STAINLESS STEEL RA LENGTH 28 MM SIZE 6 6/BOX ONE EACH (EA) = ONE (1) PACK | DENTAL GENERAL SUPPLIES
16884 | 4215161900900 | DISCOID CLEOID EXCAVATOR, STAINLESS STEEL, ROUND DOUBLE ENDED, TIP DIAMETER (1.2MM) | DENTAL GENERAL SUPPLIES
16885 | 4215161901100 | ENDODONTIC SPOON EXCAVATOR STAINLESS STEEL DOUBLE ENDED APPROXIMATE SIZE 31L | DENTAL GENERAL SUPPLIES
16886 | 4215161901200 | SPOON EXCAVATOR STAINLESS STEEL ROUND DOUBLE ENDED TIP DIAMETER (1.8MM) | DENTAL GENERAL SUPPLIES
16887 | 4215161901300 | INSTRUMENT DENTAL EXCAVATOR 17W HEAVY #6 SATIN STEEL HANDLE | DENTAL GENERAL SUPPLIES
16888 | 4215161901400 | ENDODONTIC SPOON EXCAVATOR SIZE SMALL LONG SHANK DOUBLE ENDED STAINLESS STEEL | DENTAL GENERAL SUPPLIES
16889 | 4215161901500 | ENDODONTIC SPOON EXCAVATOR SIZE MEDIUM LONG SHANK DOUBLE ENDED STAINLESS STEEL | DENTAL GENERAL SUPPLIES
16890 | 4215161901600 | ENDODONTIC SPOON EXCAVATOR SIZE LARGE LONG SHANK DOUBLE ENDED STAINLESS STEEL | DENTAL GENERAL SUPPLIES
16891 | 4215162003900 | NICKEL TITANIUM ROTARY FILE CONVEX TRIANGLE CROSS - SECTION AND SYMMETRIC ROTATION PROGRESSIVELY CHANGING HELICAL ANGLE AND PITCH VARIABLE TIP DIAMETERS MODIFIED GUIDING TIP NO RADIAL LANDS MORE EFFICIENT CUTTING ANGLE SHORT HANDLES. SIZE ASSORTED ( SX S1 S 2 F 1 F 2 F 3) LENGTH 25 MM | DENTAL GENERAL SUPPLIES
16892 | 4215162016300 | NICKEL TITANIUM ROTARY FILE CONVEX TRIANGLE CROSS - SECTION AND SYMMETRIC ROTATION PROGRESSIVELY CHANGING HELICAL ANGLE AND PITCH VARIABLE TIP DIAMETERS MODIFIED GUIDING TIP NO RADIAL LANDS MORE EFFICIENT CUTTING ANGLE SHORT HANDLES. SIZE ASSORTED (SX S1 S 2 F 1 F 2 F 3) LENGTH 21 MM | DENTAL GENERAL SUPPLIES
16893 | 4215162018200 | NICKEL TITANIUM ROTARY FILE CONVEX TRIANGLE CROSS - SECTION AND SYMMETRIC ROTATION PROGRESSIVELY CHANGING HELICAL ANGLE AND PITCH VARIABLE TIP DIAMETERS MODIFIED GUIDING TIP NO RADIAL LANDS MORE EFFICIENT CUTTING ANGLE SHORT HANDLES. SIZE F4 LENGTH 25 MM | DENTAL GENERAL SUPPLIES
16894 | 4215162018600 | H - FILE STAINLESS STEEL PRE - INSERTED SILICONE STOPS LENGTH 21 MM SIZE 15 6/BOX ONE EACH (EA) = ONE (1) PACK | DENTAL GENERAL SUPPLIES
16895 | 4215162018800 | PERIO SUGARMAN FILE 1S/2S MESIAL/DISTAL DOUBLE ENDED CURVED STAINLESS STEEL | DENTAL GENERAL SUPPLIES
16896 | 4215162038300 | C - FILE STAINLESS STEEL PRE - INSERTED SILICONE STOPS LENGTH 21 MM SIZE 06 6/BOX ONE EACH (EA) = ONE (1) PACK | DENTAL GENERAL SUPPLIES
16897 | 4215161901000 | DISCOID CLEOID EXCAVATOR, STAINLESS STEEL, ROUND DOUBLE ENDED, TIP DIAMETER (1.8MM) | DENTAL GENERAL SUPPLIES
16898 | 4215161702100 | GATES GLIDDEN DRILLS STAINLESS STEEL RA LENGTH 28 MM SIZE 5 6/BOX ONE EACH (EA) = ONE (1) PACK | DENTAL GENERAL SUPPLIES
16899 | 4215161702000 | GATES GLIDDEN DRILLS STAINLESS STEEL RA LENGTH 28 MM SIZE 4 6/BOX ONE EACH (EA) = ONE (1) PACK | DENTAL GENERAL SUPPLIES
16900 | 4215161701900 | GATES GLIDDEN DRILLS STAINLESS STEEL RA LENGTH 28 MM SIZE 3 6/BOX ONE EACH (EA) = ONE (1) PACK | DENTAL GENERAL SUPPLIES
16901 | 4215161438200 | BUR CARBIDE FG LONG SHANK ROUND SIZE 3 ISO# 500 - 316 - 001 - 001 - 012 | DENTAL GENERAL SUPPLIES
16902 | 4215161475200 | BUR CARBIDE RA ROUND SURGICAL AND ENDODONTIC LENGTH #6 ISO 500 - 205 - 001 - 003 - 018 | DENTAL GENERAL SUPPLIES
16903 | 4215161475300 | BUR SURGICAL AND ENDODONTIC LENGTH CARBIDE RIGHT ANGLE BUR SURGICAL LENGTH 8 DIAMETER 2.3 MM | DENTAL GENERAL SUPPLIES
16904 | 4215161475800 | EXPLORER DENTAL # 23 REUSABLE | DENTAL GENERAL SUPPLIES
16905 | 4215161476200 | PRE-WELDED TWIN BRACKET WITH LINGUAL CLEAT 0.022 SLOT MBT PRESCRIPTION MAXILLARY BICUSPID PROFESSIONAL KIT INCLUDING 300 BANDS I = N FOUR TRAYS WITH LID COVER (150 PER SIDE) SIZE FROM 1-14 OR EQUIVALENT | DENTAL GENERAL SUPPLIES
16906 | 4215161476300 | PRE-WELDED TWIN BRACKET WITH LINGUAL CLEAT 0.018 SLOT ROTH PRESCRIPTION MAXILLARY BICUSPID PROFESSIONAL KIT INCLUDING 300 BANDS IN FOUR TRAYS WITH LID COVER (150 PER SIDE) SIZE FROM 1-14 OR EQUIVALENT | DENTAL GENERAL SUPPLIES
16907 | 4215161476400 | DYNAMIC MIXING TIP FOR AUTOMIX MACHINE PENTA OR EQUIVALENT | DENTAL GENERAL SUPPLIES
16908 | 4215161476700 | INSTRUMENT DENTAL PLUGGER (CONDENSER) HOLLENBACK DOUBLE END #6 SATIN STEEL HANDLE | DENTAL GENRAL SUPPLIES
16909 | 4215161476900 | BUR STRAIGHT FLAT END CROSSCUT FISSURE OPERATIVE FRICTION GRIP #557L DIAMETER 1 MM LWH5 MM | DENTAL GENERAL SUPPLIES
16910 | 4215161477000 | PEAR SHAPE OPERATIVE FRICTION GRIP 331L DIAMETER 1 MM LWH3.8 MM | DENTAL GENERAL SUPPLIES
16911 | 4215161477400 | BULLET TRIMMING AND FINISHING FRICTION GRIP (FG) BUR # 9803 DIAMETER 1.2 MM LWH( 3 -3.8) MM | DENTAL GENERAL SUPPLIES
16912 | 4215161477800 | EGG TRIMMING AND FINISHING FRICTION GRIP (FG) BUR # 7404 DIAMETER 1.4 MM LWH 2.7 MM | DENTAL GENERAL SUPPLIES
16913 | 4215161478000 | FRICTION GRIP (FG) TRANSMETAL BUR CROSSCUT SHAPE CUTTING SURFACE LENGTH 5 MM TOTAL LENGTH 19 MM | DENTAL GENERAL SUPPLIES
16914 | 4215161478200 | NEEDLE TRIMMING AND FINISHING FRICTION GRIP (FG) BUR # 9903 DIAMETER 1.3 MM LWH 3.8 MM | DENTAL GENERAL SUPPLIES
16915 | 4215161478300 | NEEDLE TRIMMING AND FINISHING FRICTION GRIP (FG) BUR #7901 DIAMETER 0.9 MM LWH 3.8 MM | DENTAL GENERAL SUPPLIES
16916 | 4215161478400 | BUR CARBIDE FG ROUND #1/2 ISO 500 - 314 - 001 - 001 - 006 | DENTAL GENERAL SUPPLIES
16917 | 4215161478500 | BUR CARBIDE FG ROUND #1/4 ISO 500 - 314 - 001 - 001 - 005 | DENTAL GENERAL SUPPLIES
16918 | 4215161478600 | BUR CARBIDE RA ROUND #6 ISO 500 - 204 - 001 - 001 - 018 | DENTAL GENERAL SUPPLIES
16919 | 4215161478700 | BUR CARBIDE AND ENDODONTIC LENGTH CARBIDE FRICTION GRIP (FG) BUR CARBIDE LENGTH 2 DIAMETER 1 MM LWH 0.7 MM | DENTAL GENERAL SUPPLIES
16920 | 4215161479000 | BUR: ENDO TUNGSTEN CARBIDE TAPERED, SAFE ENDED, NON-CUTTING TIP, 23MM, EACH | DENTAL GENERAL SUPPLIES
16921 | 4215161492200 | DIAMOND PERIODONTAL CROWN LENGTHENING BUR KIT ALUMINUM BUR BLOCK SUPER COARSE ROUND DIAMOND (2 DIFFERENT SIZES) COARSE NEEDLE DIAMOND MEDIUM WHEEL DIAMOND MEDIUM BARREL DIAMOND COARSE FOOTBALL DIAMOND MEDIUM END-CUTTING DIAMOND (3 DIFFERENT SIZES) FG SURG SUPER COARSE ROUND DIAMOND (2 DIFFERENT SIZES)FG ROUND CARBIDE (2 DIFFERENT SIZES)FG SURGICAL ROUND CARBIDE ( 2 DIFFERENT SIZES) | DENTAL GENERAL SUPPLIES
16922 | 4215161492300 | BUR, DIAMOND, FG, FINE ACORN SHAPE, HEAD SIZE (2.7- 2.9- 3.1 MM) PACKED IN SET | DENTAL GENERAL SUPPLIES
16923 | 4215161492500 | MANDREL FOR FINISHING AND POLISHING ROUND DISC RA POP ON ROUND HEAD | DENTAL GENERAL SUPPLIES
16924 | 4215161492600 | DEGRANULATION BURS KIT FOR EFFICIENT TISSUE REMOVAL | DENTAL GENERAL SUPPLIES
16925 | 4215161600000 | TENSION AND COMPRESSION GAUGE FROM 50 - 500 G OR EQUIVALENT | DENTAL GENERAL SUPPLIES
16926 | 4215161701700 | GATES GLIDDEN DRILLS STAINLESS STEEL RA LENGTH 28 MM SIZE 1 6/BOX ONE EACH (EA) = ONE (1) PACK | DENTAL GENERAL SUPPLIES
16927 | 4215161701800 | GATES GLIDDEN DRILLS STAINLESS STEEL RA LENGTH 28 MM SIZE 2 6/BOX ONE EACH (EA) = ONE (1) PACK | DENTAL GENERAL SUPPLIES
16928 | 4215161474900 | BUR SURGICAL AND ENDODONTIC LENGTH CARBIDE FRICTION GRIP BUR SURGICAL LENGTH 4 DIAMETER 1.4 MM LWH0.8 MM | DENTAL GENERAL SUPPLIES
16929 | 4215161451700 | BUR TUNGSTEN CARBIDE FG ROUND COARSE EXTRA LONG ISO# 500 - 316 - 001 - 001 - 023 | DENTAL GENERAL SUPPLIES
16930 | 4215150343200 | ZIRCONIA CROWN REFILL FOR UPPER LEFT PRIMARY SECOND MOLAR SIZE 2 OR EQUIVALENT | DENTAL GENERAL SUPPLIES
16931 | 4215161451500 | BUR DIAMOND FG TAPERED FINE ISO# 806 - 314 - 585 - 524 - 023 | DENTAL GENERAL SUPPLIES
16932 | 4215161443500 | DISC SEPARATOR PORCELAIN/DIAMOND SUPER FLEX DOUBLE SIDED 0.1 MM THICK WITH 3 MM COATING ISO# 806 - 104 - 355 - 514 - 220 | DENTAL GENERAL SUPPLIES
16933 | 4215161443600 | DISC DIAMOND FLEXIBLE LASERFLEX FINE ISO# 806 - 104 - 380 - 514 - 190 | DENTAL GENERAL SUPPLIES
16934 | 4215161443700 | DISC PLASTER MINI FINE RED RING ISO# 806 - 104 - 380 - 514 - 320 | DENTAL GENERAL SUPPLIES
16935 | 4215161443800 | BUR DIAMOND FG TAPERED TORPEDO COARSE ISO# 806 - 173 - 534 - 314 - 021 | DENTAL GENERAL SUPPLIES
16936 | 4215161443900 | BUR DIAMOND FG STRAIGHT FISSURE FLAT END SHORT SHANK #835 ISO 806 - 313 - 107 - 524 - 012 | DENTAL GENERAL SUPPLIES
16937 | 4215161444000 | BUR DIAMOND FG ROUND FINISHING EXTRA FINE #801 EF ISO 806 - 314 - 001 - 504 - 018 | DENTAL GENERAL SUPPLIES
16938 | 4215161444100 | BUR DIAMOND FG ROUND FINE #801F ISO 806 - 314 - 001 - 514 - 018 | DENTAL GENERAL SUPPLIES
16939 | 4215161444200 | BUR DIAMOND FG ROUND MEDIUM COARSE SIZE 0.9 MM #801 ISO 806 - 314 - 001 - 524 - 009 | DENTAL GENERAL SUPPLIES
16940 | 4215161444300 | BUR DIAMOND FG ROUND #801 ISO 806 - 314 - 001 - 524 - 016 | DENTAL GENERAL SUPPLIES
16941 | 4215161444400 | BUR DIAMOND FG ROUND #ISO 806 - 314 - 001 - 524 - 018 | DENTAL GENERAL SUPPLIES
16942 | 4215161444500 | BUR DIAMOND FG ROUND COARSE #801 ISO 806 - 314 - 001 - 534 - 018 | DENTAL GENERAL SUPPLIES
16943 | 4215161444600 | BUR DIAMOND FG ROUND SUPER COARSE #801 ISO 806 - 314 - 001 - 544 - 023 | DENTAL GENERAL SUPPLIES
16944 | 4215161444700 | BUR DIAMOND FG INVERTED CONE MEDIUM COARSE SIZE 1.0 MM #805 ISO 806 - 314 - 010 - 524 - 010 | DENTAL GENERAL SUPPLIES
16945 | 4215161444900 | BUR DIAMOND FG INVERTED CONE MEDIUM COARSE SIZE 1.8 MM #805 ISO 806 - 314 - 010 - 524 - 018 | DENTAL GENERAL SUPPLIES
16946 | 4215161445000 | BUR DIAMOND FG DOUBLE CONE FINE - MEDIUM #811 ISO 806 - 314 - 038 - 524 - 033 | DENTAL GENERAL SUPPLIES
16947 | 4215161445100 | BUR DIAMOND FG DOUBLE CONE FINE - MEDIUM #811L ISO 806 - 314 - 039 - 524 - 037 | DENTAL GENERAL SUPPLIES
16948 | 4215161445200 | BUR DIAMOND FG WHEEL SHAPED #815 ISO 806 - 314 - 040 - 524 - 016 | DENTAL GENERAL SUPPLIES
16949 | 4215161445300 | BUR DIAMOND FG CYLINDER SHORT FLAT END MEDIUM COARSE SIZE 0.8 MM #835 ISO 806 - 314 - 107 - 524 - 008 | DENTAL GENERAL SUPPLIES
16950 | 4215161445400 | BUR DIAMOND FG CYLINDER FINE MEDIUM #835 ISO 806 - 314 - 107 - 524 - 010 | DENTAL GENERAL SUPPLIES
16951 | 4215161445500 | BUR DIAMOND FG STRAIGHT FISSURE #835 ISO 806 - 314 - 107 - 524 - 014 | DENTAL GENERAL SUPPLIES
16952 | 4215161445600 | BUR DIAMOND FG SHORT STRAIGHT FISSURE FLAT END #837 ISO 806 - 314 - 110 - 524 - 014 | DENTAL GENERAL SUPPLIES
16953 | 4215161445700 | BUR DIAMOND FG LONG CYLINDER SUPER COARSE #837 ISO 806 - 314 - 111 - 544 - 014 | DENTAL GENERAL SUPPLIES
16954 | 4215161445800 | BUR DIAMOND FG CYLINDER POINTED COARSE #886 ISO 806 - 314 - 131 - 534 - 016 | DENTAL GENERAL SUPPLIES