16955 | 4215161445900 | BUR DIAMOND FG CYLINDER ROUND FINE MEDIUM #838 ISO 806 - 314 - 137 - 524 - 012 | DENTAL GENERAL SUPPLIES
16956 | 4215161446000 | BUR DIAMOND FG CYLINDER ROUND FINE - MEDIUM ISO# 806 - 314 - 140 - 524 - 014 | DENTAL GENERAL SUPPLIES
16957 | 4215161446100 | BUR DIAMOND FG CYLINDER ROUND END MEDIUM COARSE SIZE 1.2 MM #881 ISO 806 - 314 - 141 - 524 - 012 | DENTAL GENERAL SUPPLIES
16958 | 4215161446200 | BUR DIAMOND FG LONG CYLINDER #837KR ISO 806 - 314 - 158 - 524 - 010 | DENTAL GENERAL SUPPLIES
16959 | 4215161443400 | DISC DIAMOND SEPAFLEX FINE RED RING ISO# 806 - 104 - 350 - 514 - 220 | DENTAL GENERAL SUPPLIES
16960 | 4215161446300 | BUR DIAMOND FG LONG CYLINDER #837KR ISO 806 - 314 - 158 - 524 - 012 | DENTAL GENERAL SUPPLIES
16961 | 4215161443200 | BUR DIAMOND HP POINTED LONG ISO 806 - 104 - 166 - 524 - 018 | DENTAL GENERAL SUPPLIES
16962 | 4215161443000 | BUR DIAMOND HP WHEEL HALF CIRCLE RIM FINE MEDIUM ISO 806 - 104 - 068 - 524 - 055 | DENTAL GENERAL SUPPLIES
16963 | 4215161438300 | BUR CARBIDE FG LONG SHANK ROUND SIZE 4 ISO# 500 - 316 - 001 - 001 - 014 | DENTAL GENERAL SUPPLIES
16964 | 4215161438400 | BUR, TUNGSTEN CARBIDE, FG, TAPER FISSURE, CROSS CUT LONG HEAD LONG SHANK (US#702 L), ISO# 500 - 316 - 107 - 007 | DENTAL GENERAL SUPPLIES
16965 | 4215161438500 | BUR POLISHER MOUNTED BULLET RUBBER BROWN HP ISO 658-104-292-513-050 | DENTAL GENERAL SUPPLIES
16966 | 4215161439400 | BUR STONE FG ROUND ARKANSAS SIZE 3 MM ISO# 635 - 314 - 001 - 505 - 030 | DENTAL GENERAL SUPPLIES
16967 | 4215161439600 | BUR, POLISHER MOUNTED BULLET RUBBER BROWN, ISO# 653 - 104 - 292 - 513 - 045 | DENTAL GENERAL SUPPLIES
16968 | 4215161439700 | BUR POLISHER MOUNTED FLAT WHEEL RUBBER BROWN ISO# 653 - 104 - 372 - 513 - 150 | DENTAL GENERAL SUPPLIES
16969 | 4215161439800 | BUR POLISHER COMPOFIX SUPER FINE ISO# 653 - 104 - 541 - 502 - 070 | DENTAL GENERAL SUPPLIES
16970 | 4215161439900 | BUR POLISHER SUPER COARSE B/R ISO# 653 - 104 - 543 - 242 - 210 | DENTAL GENERAL SUPPLIES
16971 | 4215161440000 | BUR POLISHER SUPER FINE Y/R ISO# 653 - 104 - 543 - 492 - 180 | DENTAL GENERAL SUPPLIES
16972 | 4215161440100 | BUR POLISHER SUPER FINE Y/R ISO# 653 - 104 - 543 - 492 - 210 | DENTAL GENERAL SUPPLIES
16973 | 4215161440200 | BUR POLISHER FINE RED RING ISO# 653 - 104 - 543 - 502 - 180 | DENTAL GENERAL SUPPLIES
16974 | 4215161440300 | BUR POLISHER COARSE G/RING ISO# 653 - 104 - 543 - 522 - 180 | DENTAL GENERAL SUPPLIES
16975 | 4215161440400 | BUR POLISHER COARSE G/RING ISO# 653 - 104 - 543 - 522 - 210 | DENTAL GENERAL SUPPLIES
16976 | 4215161440500 | BUR POLISHER SUPER COARSE B/R ISO# 653 - 104 - 543 - 542 - 180 | DENTAL GENERAL SUPPLIES
16977 | 4215161440600 | BUR, POLISHER SILICON, BROWN, FRICTION GRIP, ISO# 653 - 204 - 243 - 513 - 045 | DENTAL GENERAL SUPPLIES
16978 | 4215161440700 | BUR POLISHER WHEEL HEATLESS COARSE GRIT DIAMOND FOR GRINDING PORCELAIN ISO# 654 - 900 - 372 - 531 - 190 | DENTAL GENERAL SUPPLIES
16979 | 4215161441500 | BUR, POLISHER, MOUNTED LENTICULAR, RUBBER, GREEN, ISO# 658 - 104 - 303 - 503 - 150 | DENTAL GENERAL SUPPLIES
16980 | 4215161441600 | BUR, POLISHER, MOUNTED FLAT WHEEL, RUBBER, BROWN, ISO# 658 - 104 - 373 - 513 - 145 | DENTAL GENERAL SUPPLIES
16981 | 4215161441700 | BUR COMPOSITE POLISHER FLAME SHAPE RA ISO# 658 - 204 - 243 - 503 - 030 | DENTAL GENERAL SUPPLIES
16982 | 4215161441800 | BUR COMPOSITE POLISHER LENS SHAPE RA ISO# 658 - 204 - 303 - 513 - 100 | DENTAL GENERAL SUPPLIES
16983 | 4215161441900 | BUR, POLISHER, WHEEL RUBBER, BROWN, PRE - POLISHER, ISO# 658 - 900 - 303 - 515 - 170 | DENTAL GENERAL SUPPLIES
16984 | 4215161451600 | BUR CARBIDE FG TAPER FISSURE LONG ISO# 806 - 315 - 551 - 534 - 014 | DENTAL GENERAL SUPPLIES
16985 | 4215161442300 | BUR POLISHER WHEEL MIRROR FINISH WITH DIAMOND IMPREGNATION RUBBER GREEN ISO# 802 - 104 - 303 - 514 - 110 | DENTAL GENERAL SUPPLIES
16986 | 4215161442400 | BUR POLISHER WHEEL MIRROR FINISH WITH DIAMOND IMPREGNATION RUBBER GREEN ISO# 802 - 104 - 303 - 514 - 150 | DENTAL GENERAL SUPPLIES
16987 | 4215161442500 | BUR POLISHER WHEEL HEATLESS COARSE GRIT DIAMOND FOR GRINDING PORCELAIN ISO# 802 - 104 - 303 - 533 - 205 | DENTAL GENERAL SUPPLIES
16988 | 4215161442600 | DIS DIAMOND FLEXIBLE FOIL SUPERFINE ISO# 803 - 104 - 345 - 502 - 200 | DENTAL GENERAL SUPPLIES
16989 | 4215161442700 | BUR DIAMOND FG CYLINDER POINTED FINE - MEDIUM ISO 806 - 314 - 130 - 524 - 012 | DENTAL GENERAL SUPPLIES
16990 | 4215161443100 | BUR DIAMOND HP ROUND MEDIUM ISO 806 - 104 - 140 - 524 - 014 | DENTAL GENERAL SUPPLIES
16991 | 4215161446400 | BUR DIAMOND FG POINTED FINE #956 ISO 806 - 314 - 159 - 514 - 010 | DENTAL GENERAL SUPPLIES
16992 | 4215161442200 | DISC SEPARATING DIAMOND ISO 806 - 104 - 365 - 514 - 220 | DENTAL GENERAL SUPPLIES
16993 | 4215161449400 | BUR DIAMOND FG FLAME SUPER COARSE ISO# 806 - 314 - 249 - 544 - 012 | DENTAL GENERAL SUPPLIES
16994 | 4215161450300 | BUR DIAMOND FG TAPERED TORPEDO ROUND END MEDIUM COARSE SIZE 1.8 MM ISO# 806 - 314 - 298 - 524 - 018 | DENTAL GENERAL SUPPLIES
16995 | 4215161450900 | BUR DIAMOND TAPERED ISO# 806 - 314 - 545 - 524 - 018 | DENTAL GENERAL SUPPLIES
16996 | 4215161451000 | BUR DIAMOND FG TAPERED FINE ISO# 806 - 314 - 546 - 504 - 023 | DENTAL GENERAL SUPPLIES
16997 | 4215161450200 | BUR DIAMOND FG TAPERED TORPEDO ROUND END MEDIUM COARSE SIZE 1.2 MM ISO# 806 - 314 - 298 - 524 - 012 | DENTAL GENERAL SUPPLIES
16998 | 4215161451100 | BUR DIAMOND FG TAPERED FINE ISO# 806 - 314 - 546 - 514 - 023 | DENTAL GENERAL SUPPLIES
16999 | 4215161449800 | BUR DIAMOND FG TAPERED FISSURE POINTED ISO# 806 - 314 - 167 - 514 - 010 | DENTAL GENERAL SUPPLIES
17000 | 4215161449900 | BUR DIAMOND FG PEAR MEDIUM COARSE SIZE 1.2 MM ISO# 806 - 314 - 288 - 524 - 012 | DENTAL GENERAL SUPPLIES
17001 | 4215161448100 | BUR DIAMOND FG STRAIGHT FISSURE CHAMFER ISO# 806 - 314 - 198 - 534 - 016 | DENTAL GENERAL SUPPLIES
17002 | 4215161448200 | BUR DIAMOND FG TAPERED ROUND COARSE ISO# 806 - 314 - 198 - 534 - 018 | DENTAL GENERAL SUPPLIES
17003 | 4215161448300 | BUR DIAMOND FG TAPERED ROUND SUPER COARSE ISO# 806 - 314 - 198 - 544 - 016 | DENTAL GENERAL SUPPLIES
17004 | 4215161448400 | BUR DIAMOND FG TAPERED ROUND END MEDIUM COARSE SIZE 1.2 MM ISO# 806 - 314 - 199 - 524 - 012 | DENTAL GENERAL SUPPLIES
17005 | 4215161448500 | BUR DIAMOND FG TAPERED ROUND END MEDIUM COARSE SIZE 1.4 MM ISO# 806 - 314 - 199 - 524 - 014 | DENTAL GENERAL SUPPLIES
17006 | 4215161448600 | BUR DIAMOND FG TAPERED ROUND COARSE ISO# 806 - 314 - 199 - 534 - 012 | DENTAL GENERAL SUPPLIES
17007 | 4215161451200 | BUR DIAMOND FG DEPTH MARKING ISO# 806 - 314 - 552 - 524 - 021 | DENTAL GENERAL SUPPLIES
17008 | 4215161451300 | BUR DIAMOND FG TAPERED FINE ISO# 806 - 314 - 585 - 514 - 020 | DENTAL GENERAL SUPPLIES
17009 | 4215161448700 | BUR DIAMOND FG TAPERED ELLIPSE COARSE ISO# 806 - 314 - 199 - 534 - 016 | DENTAL GENERAL SUPPLIES
17010 | 4215161451400 | BUR DIAMOND FG TAPERED FINE ISO# 806 - 314 - 585 - 514 - 024 | DENTAL GENERAL SUPPLIES
17011 | 4215161450100 | BUR DIAMOND FG TORPEDO COARSE ISO# 806 - 314 - 289 - 534 - 014 | DENTAL GENERAL SUPPLIES
17012 | 4215161449500 | BUR DIAMOND FG EGG SHAPE MEDIUM ISO# 806 - 314 - 257 - 524 - 023 | DENTAL GENERAL SUPPLIES
17013 | 4215161448800 | BUR TUNGSTEN CARBIDE INVERTED CONE FG LARGE ISO# 806 - 314 - 225 - 524 - 018 | DENTAL GENERAL SUPPLIES
17014 | 4215161449300 | BUR DIAMOND FG FLAME MEDIUM COARSE SIZE 1.2 MM ISO# 806 - 314 - 249 - 524 - 012 | DENTAL GENERAL SUPPLIES
17015 | 4215161449200 | BUR DIAMOND FG FLAME MEDIUM COARSE SIZE 1.0 MM ISO# 806 - 314 - 249 - 524 - 010 | DENTAL GENERAL SUPPLIES
17016 | 4215161448900 | BUR DIAMOND FG PEAR FINE - MEDIUM ISO# 806 - 314 - 232 - 524 - 008 | DENTAL GENERAL SUPPLIES
17017 | 4215161449000 | BUR DIAMOND FG FLAME SHAPE FINE GRIT ISO# 806 - 314 - 245 - 514 - 012 | DENTAL GENERAL SUPPLIES
17018 | 4215161448000 | BUR DIAMOND FG TAPER CUTTING LENGTH 8MM ROUND END ISO# 806 - 314 - 198 - 524 - 025 | DENTAL GENERAL SUPPLIES
17019 | 4215161450400 | BUR DIAMOND FG TORPEDO COARSE ISO# 806 - 314 - 298 - 534 - 021 | DENTAL GENERAL SUPPLIES
17020 | 4215161450800 | BUR DIAMOND TAPERED ISO# 806 - 314 - 545 - 524 - 016 | DENTAL GENERAL SUPPLIES
17021 | 4215161449700 | BUR DIAMOND FG FOOTBALL SHAPE ISO# 806 - 314 - 277 - 524 - 014 | DENTAL GENERAL SUPPLIES
17022 | 4215161449600 | BUR DIAMOND FG EGG SHAPE EXTRA FINE ISO# 806 - 314 - 277 - 504 - 023 | DENTAL GENERAL SUPPLIES
17023 | 4215161446500 | BUR DIAMOND FG TAPERED CUTTING EDGE 6MM POINTED END FINE ISO# 806 - 314 - 164 - 514 - 012 | DENTAL GENERAL SUPPLIES
17024 | 4215161450600 | BUR, DIAMOND, FG, TORPEDO, FINE - MEDIUM, ISO# 806 - 314 - 534 - 524 - 009 | DENTAL GENERAL SUPPLIES
17025 | 4215161446600 | BUR DIAMOND FG SHORT POINTED FINE - MEDIUM ISO# 806 - 314 - 164 - 524 - 012 | DENTAL GENERAL SUPPLIES
17026 | 4215161446700 | BUR DIAMOND FG SHORT POINTED COARSE ISO# 806 - 314 - 164 - 534 - 012 | DENTAL GENERAL SUPPLIES
17027 | 4215161446800 | BUR DIAMOND FG POINTED ISO# 806 - 314 - 165 - 524 - 010 | DENTAL GENERAL SUPPLIES
17028 | 4215161446900 | BUR DIAMOND FG POINTED COARSE ISO# 806 - 314 - 165 - 534 - 014 | DENTAL GENERAL SUPPLIES
17029 | 4215161447000 | BUR DIAMOND FG TAPERED FISSURE ISO# 806 - 314 - 166 - 534 - 018 | DENTAL GENERAL SUPPLIES
17030 | 4215161450500 | BUR DIAMOND FG TAPERED FISSURE LONG ISO# 806 - 314 - 496 - 524 - 012 | DENTAL GENERAL SUPPLIES
17031 | 4215161447200 | BUR DIAMOND FG LONG POINTED FINE MEDIUM #859L ISO 806 - 314 - 167 - 524 - 010 | DENTAL GENERAL SUPPLIES
17032 | 4215161447100 | BUR DIAMOND FG TAPERED EXTRA FINE COARSE SIZE 1.4 MM #859L ISO 806 - 314 - 167 - 504 - 014 | DENTAL GENERAL SUPPLIES
17033 | 4215161447300 | BUR DIAMOND FG TAPERED FLAT END #845 ISO 806 - 314 - 168 - 524 - 012 | DENTAL GENERAL SUPPLIES
17034 | 4215161450700 | BUR DIAMOND FG TAPERED FINE ISO# 806 - 314 - 544 - 524 - 025 | DENTAL GENERAL SUPPLIES
17035 | 4215161447900 | BUR DIAMOND FG TAPERED ROUND FINE - MEDIUM ISO# 806 - 314 - 198 - 524 - 018 | DENTAL GENERAL SUPPLIES
17036 | 4215161447800 | BUR DIAMOND FG TAPERED ROUND ISO# 806 - 314 - 198 - 524 - 012 | DENTAL GENERAL SUPPLIES
17037 | 4215161447700 | BUR DIAMOND FG TAPERED ROUND EXTRA FINE ISO# 806 - 314 - 198 - 504 - 016 | DENTAL GENERAL SUPPLIES
17038 | 4215161449100 | BUR DIAMOND FG FLAME FINE - MEDIUM ISO# 806 - 314 - 245 - 524 - 014 | DENTAL GENERAL SUPPLIES
17039 | 4215161447500 | BUR DIAMOND FG TAPERED FLAT END #848 ISO# 806 - 314 - 173 - 524 - 016 | DENTAL GENERAL SUPPLIES
17040 | 4215161447400 | BUR DIAMOND FG TAPERED FINE - MEDIUM ISO# 806 - 314 - 168 - 524 - 014 | DENTAL GENERAL SUPPLIES
17041 | 4215161447600 | BUR DIAMOND FG SHORT TAPERED ROUND ISO# 806 - 314 - 197 - 534 - 025 | DENTAL GENERAL SUPPLIES
17042 | 4227201104600 | SET, SPILL PACK BODY FLUID (URINE AND VOMIT), NON-STERILE APRON, NON POWDERED LATEX OR VINYL GLOVES,FACK SHIELD, DISINFECTANT SURFACE WIPES , (SINGLE-USE), SCOOP AND SCRAPER, PAPER TOWELS, WASTE BAG (NOT LESS THAN 80 MICRON THICKNESS, EASY TO FOLLOW ILLUSTRATED INSTRUCTIONS ON PACK, ALL CONTENT ARE ENCLOSED IN PLASTIC BAG, SECURED, SINGLE -USE, , DISPOSABLE, NOTE: MSDS SHOULD BE PROVIDED IN SOFT COPY | DISINFECTANTS SUPPLIES
17043 | 4713180000600 | HYDROCHLORIC ACID, CONCENTRATION, 65%, 2-5 L, NOTE: MSDS SHOULD BE PROVIDED IN SOFT COPY | DISINFECTANTS SUPPLIES
17044 | 4618200901600 | KIT QUALITATIVE FIT TESTING FOR N95 RESPIRATORS FIT TEST KIT TO ASSESS THE FACE TO RESPIRATORY SEAL OF ANY PARTICULATE RESPIRATORY OR GAS/ VAPOR RESPIRATORY WITH A PARTICULATE PREFILTER. EACH KIT HAS TO HAVE: USUAL MANUAL (LAMINATED ENGLISH/ARABIC INSTRUCTION BOOKLET AND/OR ILLUSTRATIVE RECORDED VIDEO) ONE HOOD ONE COLLAR ASSEMBLY OR CLEAR STAND-ALONE CYLINDER HOOD SENSITIVITY NEBULIZER (LABELED BY COLOR AND/OR LETTERS) FIT TEST NEBULIZER (LABELED BY COLOR AND/OR LETTERS) TWO SETS REPLACEMENT NEBULIZER INSERTS SENSITIVITY SOLUTION 50 ML OR MORE FIT TEST SOLUTION 50 ML OR MORE REUSABLE 5% OF THE DELIVERED KITS WILL BE BITTER SOLUTION AND THE REST 95% WILL BE SURGERY SOLUTION (IN CASE WILL PREPARE THE SURGERY SOLUTION IN THE LOCAL MARKET SO WE WILL HAVE 100% OF THE KITS FROM THE BITTER SOLUTION TYPE) | DISINFECTANTS SUPPLIES
17045 | 4110292726400 | ATP ( ADENOSINE TRIPHOSPHATE)SWAB SYSTEM IS USED TO TEST FOR THE PRESENCE OF ATP ON A SURFACE OR WITHIN A SOLUTION, AND AS SUCH IS USED TO MEASURE THE CLEANLINESS LEVELS OF A FACILITY.WITH COMPATIBLE ATP MACHINE DETECTS EXTREMELY LOW LEVELS OF ATP WITHEN SECONDS FREE OF CHARGE PROVIDED . | DISINFECTANTS SUPPLIES
17046 | 4618200700800 | POWERED AIR PURIFYING RESPIRATOR( PAPR) WITH HIGH CAPACITY BATTERY, BLOWER, CHARGER, CONNECTING TUBES, BELT, HIGH EFFICIENCY PARTICULATE FILTER AND HOOD, MUST BE IN COMPLIANCE WITH OSHA RESPIRATORY PROTECTION STANDARDS 29 CFR AND 1910.134 , PACKAGING CONTAINS ALL THE COMPONENTS. THE SUPPLIER COMMIT TO PROVIDE SPARE PARTS WHEN NEEDED. | DISINFECTANTS SUPPLIES
17047 | 4618200700700 | RESPIRATOR FILTER/CARTRIDGE, PARTICULATES, HEPA FILTER, FOR POWERED AIR-PURIFYING RESPIRATOR (PAPR) | DISINFECTANTS SUPPLIES
17048 | 4213170122000 | BROAD -SPECTRUM CLEANER AND CONCENTRATED DISINFACTANT WITH HIGH EFFICACY AND SHORT CONTACT TIME.BASED ON ACCELARATED HYDROGEN PEROXIDE FORMULATION(AHP),CAN BE USED ON HARD ,NONPOUROUS SURFACE . SMARDOSE CONCENTRATIONS BETWEEN 2-4% V/V DEPENDING ON THE TYPE AND DEGREE OF SOILING WITH 2 SITTING :16ML AND 55ML PER PUS .BACTERICIDAL,VIRUCIDAL,YEASTICIDAL -DISINFECT IN AS LITTLE AS 30 SEC-ACTIVE BREACK DOEN INTO WATER AND OXYGIENE ,NO ODOR., NOTE: MSDS SHOULD BE PROVIDED IN SOFT COPY | DISINFECTANTS SUPPLIES
17049 | 4111613457400 | SENSITIVITY SOLUTION FOR N95 RESPIRATOR MASK TESTING FT-31 USES A TEST SOLUTION OF DENATONIUM BENZOATE TO PRODUCE A VERY BITTER TASTE ,BOTTLE 55ML | DISINFECTANTS SUPPLIES
17050 | 4228160405300 | A READY-TO-USE, SINGLE-WIPE DISINFECTANT BASED ON ACCELARATED HYDROGEN PEROXIDE FORMULATION(AHP). FORMULATED FOR BROAD-SPECTRUM EFFICACY AGAINST BACTERIA, FUNGI, AND VIRUSES (INCLUDING ENVELOPED AND NON-ENVELOPED TYPES). FREE OF ALDEHYDES AND PHENOLS, IT BIODEGRADES INTO WATER AND OXYGEN, ENSURING MINIMAL ENVIRONMENTAL IMPACT. EFFECTIVE IN SHORT CONTACT TIMES (AS LITTLE AS 30 SECONDS, DEPENDING ON LOCAL REQUIREMENTS), IT IS SUITABLE FOR A WIDE RANGE OF NONPOROUS SURFACES IN HEALTHCARE, DENTAL, AND GENERAL INSTITUTIONAL SETTINGS. THE WIPES ARE PREMOISTENED FOR CONVENIENCE, REQUIRE NO DILUTION, AND LEAVE MINIMAL RESIDUE. SAFE HANDLING UNDER NORMAL USE CONDITIONS, NOT CLASSIFIED AS HAZARDOUS, AND PACKAGED IN RESEALABLE CONTAINERS TO MAINTAIN WIPE SATURATION. NOTE: MSDS SHOULD BE PROVIDED IN SOFT COPY | DISINFECTANTS SUPPLIES
17051 | 4618200700000 | HOOD:FULL-FACE RESPIRATOR BODY, POWERED AIR-PURIFYING RESPIRATOR (PAPR) SUSPENSION HOOD, COMPLETELY COVERS THE HEAD AND NECK, COVER PORTIONS OF THE SHOULDERS WITH COLLAR, MUST BE IN COMPLIANCE WITH OSHA RESPIRATORY PROTECTION STANDARD 29 CFR 1910.134 | DISINFECTANTS SUPPLIES
17052 | 4111620501100 | KIT SPILL CHEMO SAFETY FOR CYTOTOXICS DRUGS CONTAINS: 2 PAIR OF CHEMO GLOVES 1 CHEMO GOWN SAFETY GOGGLES 1 FACE MASK CHEMO WASTE BAG 1 PAIR OF SHOE COVER (WATER RESISTANT) CHEMO ABSORBENT PADS 1 SCOOP WITH DETACHABLE SCRAPER 1 CHEMO SPILL WARNING SIGN TIE WRAP FOR SINGLE TIME USE | DISINFECTANTS SUPPLIES
17053 | 4228160301000 | HIGH-LEVEL OXIDIZING AGENT AND SPORICIDAL DISINFECTANT CHLORINE DIOXIDE FOAM EFFECTIVE IN 30 SECONDS CONTACT TIME FOR THE DISINFECTION OF INTRA-CAVITY ULTRASOUND PROBES. CONCENTRATION 175-225PPM, 250ML BOTTLE | DISINFECTANTS SUPPLIES
17054 | 4228160300400 | DISINFECTANT, TD-5 GLUTARALDEHYDE, USED FOR TD-100 DISINFECTOR FOR TEE ULTRA PROBES, APPROXIMATELY 500 ML, NOTE: MSDS SHOULD BE PROVIDED IN SOFT COPY | DISINFECTANTS SUPPLIES
17055 | 4228160405400 | READY-TO-USE FOAM DISINFECTANT BASED ON ACCELARATED HYDROGEN PEROXIDE FORMULATION(AHP). FORMULATED FOR BROAD-SPECTRUM EFFICACY AGAINST BACTERIA, FUNGI, AND VIRUSES ON A RANGE OF HARD SURFACES AND CERTAIN SOFT FURNISHINGS. FREE OF ALDEHYDES AND PHENOLS, IT BIODEGRADES INTO WATER AND OXYGEN FOR MINIMAL ENVIRONMENTAL IMPACT. DELIVERS RAPID ACTION ON HIGH-RISK AREAS, OFTEN ACHIEVING EFFECTIVE DISINFECTION IN SHORT CONTACT TIMES. EASY TO APPLY WITH A TRIGGER-FOAM FORMAT THAT CLINGS TO SURFACES, REDUCING RUN-OFF AND ENSURING THOROUGH COVERAGE. MILD IN ODOR AND NOT CLASSIFIED AS HAZARDOUS UNDER NORMAL USAGE CONDITIONS, IT IS A USER-FRIENDLY OPTION FOR ROUTINE CLEANING AND INFECTION PREVENTION. NOTE: MSDS SHOULD BE PROVIDED IN SOFT COPY | DISINFECTANTS SUPPLIES
17056 | 4618200700100 | POWERED AIR - PURIFYING RESPIRATORY (PAPR) HIGH EFFICIENCY PARTICULATE FILTER FOR FILTRATING THE CONTAMINATED AIR WITH INDICATOR FOR THE FILTER EFFICACY (INDICATING THE NEED FOR FILTER CHANGING) THE PAPR COMPONENTS HAVE SMOOTH OUTER SURFACES TO FACILITATE FAST WIPE DOWNS FOR EASIER CLEANING. (FOR REUSABLE COMPONENTS) BATTERY LIFE AT LEAST 5 HOURS WORKING CONTINUOUSLY (MORE IS BETTER) BATTERY INDICATOR (CHARGING INDICATOR) PACKAGING CONTAIN ALL COMPONENTS (FILTER BLOWER CONNECTING TUBES FILTER HOLDER FILTER BELT HOOD AND CHARGER) (DISPOSABLE HOODS BATTERY FILTER AND SPARE PARTS WHEN NEEDED) | DISINFECTANTS SUPPLIES
17057 | 4228160404500 | SPORICIDAL DRY WIPES, PRODUCE 0.3% PERACETIC ACID AND HYDROGEN PEROXIDE AS ACTIVE INGREDIENT BY ADDITION OF TAP WATER, WIDE ANTI-MICROBIAL EFFECT INCLUDING NON-ENVELOPED VIRUSES, CANDIDA AURIS, MYCOBACTERIUM AND BACTERIAL ENDOSPORES INCLUDING CLOSTRIDIUM DIFFICILE, SIZE NOT LESS THAN 20CM X 20CM, PACK 25-50 WIPES, NOTE: MSDS SHOULD BE PROVIDED IN SOFT COPY | DISINFECTANTS SUPPLIES
17058 | 4924170400200 | CHEMICAL STRIP TEST INDICATOR FOR WATER QUALITY PH, HARDNESS, FREE CHLORINE, CHLORAMIN,TDS, CHOLOR OF INDICATOR IS DIRECTLY COMPARED TO COLOR BLOCKED ON BOTTLE LABEL | DISINFECTANTS SUPPLIES
17059 | 4228170001400 | HIGH-LEVEL OXIDIZING AGENT AND SPORICIDAL DISINFECTANT CHLORINE DIOXIDE FOR OPHTHALMIC REUSABLE MEDICAL DEVICES SPECIALY FOR SENSITIVE LENSES .CONTACT TIME LESS THAN 30 SECONDS , 125ML BASE SOLUTION (CITRIC ACID)+ 125ML ACTIVATOR SOLUTION (SODIUM CHLORITE)MIXED UPON PRESSING THE FOAM PUMP | DISINFECTANTS SUPPLIES
17060 | 4228152110700 | DRY WIPE, ACTIVATE WHEN INGREDIENT BY OXIDIZING AGENT AND SPORICIDAL DISINFECTANT CHLORINE DIOXIDE, NON WOVEN , NON-LINTING, LOW ABDORBING , MAIN FIELD OF APPLICATION IS FOR THE DISINFECTION MEDICAL EQUIPMENT AND ULTRASUND PROBS , SIZE 20CM X 20CM (+-2CM) PACK OF 180 - 200 DISPOSABLE | DISINFECTANTS SUPPLIES
17061 | 4111610501300 | ALCOHOL ETHYL 99.5%, CHROMATOGRAPHY HPLC, IN DARK CONTAINER 1 LITER, NOTE: MSDS SHOULD BE PROVIDED IN SOFT COPY | DISINFECTANTS SUPPLIES
17062 | 4229540701300 | N95 MASK REGULAR / LARGE SIZE / MOLDED SHAPE (POSITIVE FACIAL LOCK) , CONTAINS NO COMPONENTS MADE FROM NATURAL RUBBER LATEX. DESIGNED TO BE FLUID RESISTANT TO SPLASH AND SPATTER OF BLOOD AND OTHER INFECTIOUS MATERIALS, INTENDED TO REDUCE WEARER EXPOSURE TO AIRBORNE PARTICLES PROVIDES 95% FILTRATION EFFICIENCY OF AT LEAST 0.3 MICRON PARTICLES IN A SIZE , CLEARED AS A SURGICAL MASK.FILTER MATERIAL-POLYPROPYLENE , DIMENSION LENGTH (14 CM), WIDTH (16.5 CM)+-2CM, INNER DIMENSION LENGTH (11.5 CM), WIDTH (12.5 CM), PFL (POSITIVE FACIAL LOCK), ONLY FOR MEDICAL USES, DISPOSABLE. | DISINFECTANTS SUPPLIES
17063 | 4229540701400 | N95 MASK MEDIUM / SMALL SIZE / MOLDED SHAPE (POSITIVE FACIAL LOCK) , CONTAINS NO COMPONENTS MADE FROM NATURAL RUBBER LATEX. DESIGNED TO BE FLUID RESISTANT TO SPLASH AND SPATTER OF BLOOD AND OTHER INFECTIOUS MATERIALS, INTENDED TO REDUCE WEARER EXPOSURE TO AIRBORNE PARTICLES PROVIDES 95% FILTRATION EFFICIENCY OF AT LEAST 0.3 MICRON PARTICLES IN A SIZE , CLEARED AS A SURGICAL MASK.FILTER MATERIAL-POLYPROPYLENE , DIMENSION LENGTH (14 CM)+-2CM, WIDTH (16.5 CM)+-2CM, INNER DIMENSION LENGTH (11.5 CM), WIDTH (12.5 CM), PFL (POSITIVE FACIAL LOCK), ONLY FOR MEDICAL USES, DISPOSABLE. | DISINFECTANTS SUPPLIES
17064 | 4228160300300 | DISINFECTANT, TD-5 GLUTARALDEHYDE, USED FOR TD-100 DISINFECTOR FOR TEE ULTRA PROBES, APPROXIMATELY 1 LITTER, NOTE: MSDS SHOULD BE PROVIDED IN SOFT COPY | DISINFECTANTS SUPPLIES
17065 | 4229551200800 | CAROTID BYPASS SHUNT SOFT AND FLEXIBLE T SHAPED TAPERED 14 TO 8 FRENCH | CARDIOVASCULAR SURGERY SUPPLIES SUPPLEMENTARY
17066 | 4229190100200 | POSITIONER, HEART APEX, FOR MINIMAL INVASIVE CORONARY SURGERY | CARDIOVASCULAR SURGERY SUPPLIES SUPPLEMENTARY
17067 | 4229530207300 | VENOUS FEMORAL CANNULA WIRE REINFORCED CONNECTOR 1/4 INCH 10-22CM LONG NON VENTED MULTI BEVELED TIPS SIZE 8-14 FR ACCORDING CENTER REQUEST INTRODUCER WITH DEPTH MARKING DISPOSABLE STERILE | CARDIOVASCULAR SURGERY SUPPLIES SUPPLEMENTARY
17068 | 4229530000100 | CO2 DIFFUSER, TO PREVENT AIR EMBOLISM DURING OPEN HEART SURGERY, DISPOSABLE, ASSORTED SIZES AS PER HOSPITAL REQUEST | CARDIOVASCULAR SURGERY SUPPLIES SUPPLEMENTARY
17069 | 4220341099300 | ENDOVASCULAR AORTIC/ILIAC EXTENSION NITINO EPTFE SELF EXPANDABLE ASSORTED SIZES AS PER HOSPITAL REQUEST | CARDIOVASCULAR SURGERY SUPPLIES SUPPLEMENTARY
17070 | 4220341102500 | VASCULAR GRAFT PTFE CUFFED DIAMETER 4 - 7 MM ASSORTED LENGTHS AS PER HOSPITAL REQUEST | CARDIOVASCULAR SURGERY SUPPLIES SUPPLEMENTARY
17071 | 4220341046400 | CORONARY SHUNT TRANSPARENT ALLOWS BLOOD FLOW WITHIN THE SHUNT ASSORTED SIZED AS PER HOSPITAL REQUEST | CARDIOVASCULAR SURGERY SUPPLIES SUPPLEMENTARY
17072 | 4229474400200 | SIZER, LARGE, USED TO PERFORM AN AORTIC VALVE NEOCUSPIDIZATION REQUIRED FOR ALL AORTIC VALVE DISEASES, INCLUDING AORTIC STENOSIS AND AORTIC INSUFFICIENCY (WITH OR WITHOUT INFECTIVE ENDOCARDITIS), DISPOSABLE, STERILE | CARDIOVASCULAR SURGERY SUPPLIES SUPPLEMENTARY
17073 | 4220344718000 | PATCH, DERIVED FROM EQUINE PERICARDIAL, SIZE 4 X 8 CM, STERILE | CARDIOVASCULAR SURGERY SUPPLIES SUPPLEMENTARY
17074 | 4220341080300 | PERIPHERAL ARTERIAL CANNULA WITH HEMOSTATIC VALVE USED IN CARDIOPULMONARY BYPASS SURGERIES ASSORTED SIZES AS PER HOSPITAL REQUEST | CARDIOVASCULAR SURGERY SUPPLIES SUPPLEMENTARY
17075 | 4220341078100 | RETROGRADE CORONARY SINUS CARDIOPLEGIA CANNULA FOR PEDIATRIC PRESSURE MONITORING LUMEN INSERTION STYLET SELF INFLATING/ MANUAL INFLATED WITH STYLET SOLID OR GUIDE WIRED ASSORTED SIZES ACCORDING HOSPITAL REQUEST | CARDIOVASCULAR SURGERY SUPPLIES SUPPLEMENTARY
17076 | 4220341078000 | AORTIC ROOT CANNULA LONG FOR MINIMAL INVASIVE PROCEDURES ANTEGRADE ASSORTED SIZES AS PER HOSPITAL REQUEST | CARDIOVASCULAR SURGERY SUPPLIES SUPPLEMENTARY
17077 | 4220341073300 | VENOUS CANNULA MALLEABLE SINGLE STAGE STRAIGHT WIRED REINFORCED ASSORTED SIZES ACCORDING TO HOSPITAL REQUEST | CARDIOVASCULAR SURGERY SUPPLIES SUPPLEMENTARY
17078 | 4220341031100 | ENDOVASCULAR CONTRALATERAL ILIAC ARTERY EXTENSION NITINOL EPTFE SELF EXPANDABLE ASSORTED SIZES AS PER HOSPITAL REQUEST | CARDIOVASCULAR SURGERY SUPPLIES SUPPLEMENTARY
17079 | 4220341033200 | VASCULAR TAPE PTFE BRAIDED SIZE 2-4 MM X 60 CM (+/- 5 CM) STERILE | CARDIOVASCULAR SURGERY SUPPLIES SUPPLEMENTARY
17080 | 4220341072700 | AORTIC ROOT CANNULA SHORT RADIOPAQUE TIP ASSORTED SIZES AS PER HOSPITAL REQUEST | CARDIOVASCULAR SURGERY SUPPLIES SUPPLEMENTARY
17081 | 4229474400000 | SIZER SYSTEM COMMON KIT, USED TO PERFORM AN AORTIC VALVE NEOCUSPIDIZATION REQUIRED FOR ALL AORTIC VALVE DISEASES, INCLUDING AORTIC STENOSIS AND AORTIC INSUFFICIENCY (WITH OR WITHOUT INFECTIVE ENDOCARDITIS), DISPOSABLE, STERILE | CARDIOVASCULAR SURGERY SUPPLIES SUPPLEMENTARY
17082 | 4220341045200 | ORGANIZER FOR PERFUSION TUBES DISPOSABLE STERILE ASSORTED SIZES AS PER HOSPITAL REQUEST | CARDIOVASCULAR SURGERY SUPPLIES SUPPLEMENTARY
17083 | 4229474400100 | SIZER, SMALL, USED TO PERFORM AN AORTIC VALVE NEOCUSPIDIZATION REQUIRED FOR ALL AORTIC VALVE DISEASES, INCLUDING AORTIC STENOSIS AND AORTIC INSUFFICIENCY (WITH OR WITHOUT INFECTIVE ENDOCARDITIS), DISPOSABLE, STERILE | CARDIOVASCULAR SURGERY SUPPLIES SUPPLEMENTARY
17084 | 4229470701300 | PERFUSION SET, FOR ADULTS, COATED, DISPOSABLE, STERILE, WITH OXYGENATOR, TUBING SET CUSTOM DESIGN, WITH ARTERIAL FILTER, HEMOFILTER AND MUF (DESIGN MUST BE APPLICABLE IN EVERY CENTER). - BLOOD CARDIOPLEGIA DELIVERY SET, DELIVERY RATE 4:1, INTEGRATED COOLING /HEATING COIL, WITH TEMP. PROP, PRESSURE DOME, WITH CARDIOPLEGIA DELIVER SET 4-1, PRIMING VOLUME LESS THAN 50 M (ENOUGH HOLDERS AND TEMP. PROPS MUST BE PROVIDED FREE OF CHARGE) | CARDIOVASCULAR SURGERY SUPPLIES SUPPLEMENTARY
17085 | 4231201400000 | SEAL SYSTEM, PROXIMAL ANASTOMOTIC DEVICE, FOR CORONARY ARTERY BYPASS PROCEDURES, DISPOSABLE, STERILE | CARDIOVASCULAR SURGERY SUPPLIES SUPPLEMENTARY
17086 | 4229473300300 | CORONARY SUCTION TUBE, SOFT TIP, COMFORTABLE HAND GRIP, VACUUM CONTROL, TIPS CAN BE SHAPED TO SURGEON PREFERENCE, 6 FR, ASSORTED LENGTHS, DISPOSABLE, STERILE | CARDIOVASCULAR SURGERY SUPPLIES SUPPLEMENTARY
17087 | 4229554402300 | PATCH, DERIVED FROM EQUINE PERICARDIAL, SIZE 5 X 10 CM, STERILE | CARDIOVASCULAR SURGERY SUPPLIES SUPPLEMENTARY
17088 | 4229600600200 | PATCH, CARDIOVASCULAR, SYNTHETIC HIGH STRENGTH MATERIAL, SIZE 3 X 3 CM (+/- 0.5 CM), THICKNESS 0.4 - 0.5 MM, STERILE | CARDIOVASCULAR SURGERY SUPPLIES SUPPLEMENTARY
17089 | 4229600600300 | PATCH, CARDIOVASCULAR, EPTFE, THICKNESS 0.6 MM, SIZE 2.5 X 15 CM (+/- 0.5 CM), STERILE | CARDIOVASCULAR SURGERY SUPPLIES SUPPLEMENTARY
17090 | 4231201500100 | SEALANT, WITH SILICON SHEET, FULLY SYNTHETIC, ELASTIC, SUPPORTS AORTIC ANASTOMOSIS, 2 - 3 GRAMS | CARDIOVASCULAR SURGERY SUPPLIES SUPPLEMENTARY
17091 | 4229440000300 | AORTIC CLAMP, FLEXIBLE, USED WITH SINGLE USE ATRAUMATIC INSERTS, REUSABLE, ASSORTED LENGTHS AS PER HOSPITAL REQUEST | CARDIOVASCULAR SURGERY SUPPLIES SUPPLEMENTARY
17092 | 4229600607400 | PATCH, CARDIOVASCULAR, EPTFE, THICKNESS 0.6 MM, SIZE 2.5 X 4 CM (+/- 0.5 CM), STERILE | CARDIOVASCULAR SURGERY SUPPLIES SUPPLEMENTARY
17093 | 4229290007900 | SUTURE HOLDER INSERTS, USED FOR PERICARDIAL SUSPENSION, DISPOSABLE, STERILE, IT SHOULD BE COMPATIBLE WITH HOSPITAL STERNAL RETRACTOR | CARDIOVASCULAR SURGERY SUPPLIES SUPPLEMENTARY
17094 | 4229600646400 | PATCH, CARDIOVASCULAR, EPTFE, THICKNESS 0.4 MM, SIZE 2 X 14 CM (+/- 0.5 CM), STERILE | CARDIOVASCULAR SURGERY SUPPLIES SUPPLEMENTARY
17095 | 4220344705000 | VENOUS DRAINAGE CANNULA AND CIRCUIT, INTENDED FOR THE REMOVAL OF FRESH, SOFT THROMBI OR EMBOLI | CARDIOVASCULAR SURGERY SUPPLIES SUPPLEMENTARY
17096 | 4229440000400 | ILIAC BRANCH EXCLUSION ENDOPROSTHESIS COMPLETE SYSTEM, EPTFE, ASSORTED SIZES AS PER HOSPITAL REQUEST | CARDIOVASCULAR SURGERY SUPPLIES SUPPLEMENTARY
17097 | 4229440000500 | INSERTS, FOR FLEXIBLE AORTIC CLAMP, DISPOSABLE, ASSORTED SIZES AS PER HOSPITAL REQUEST | CARDIOVASCULAR SURGERY SUPPLIES SUPPLEMENTARY
17098 | 4229470300500 | ERGONOMIC RIGID HAND HELD INTRA CARDIAC SUCKER, ANGLED, ASSORTED AS PER HOSPITAL REQUEST, DISPOSABLE, STERILE | CARDIOVASCULAR SURGERY SUPPLIES SUPPLEMENTARY
17099 | 4229440000600 | INTERNAL ILIAC COMPONENT, EPTFE, DESIGNED FOR IBE WITH CROSS OVER DEPLOYMENT SYSTEM, GRAFT STENT DISTAL TO CATHETER TO SEAL WITH INTERNAL ILIAC GATE AND PROXIMAL TREATMENT, ASSORTED SIZES AS PER HOSPITAL REQUEST | CARDIOVASCULAR SURGERY SUPPLIES SUPPLEMENTARY
17100 | 4229440000700 | PROBE, FLOW METER, MEASURES BLOOD VOLUME FLOW POST CABG SURGERY, ASSORTED SIZES AS PER HOSPITAL REQUEST, IT SHOULD BE COMPATIBLE WITH HOSPITAL MACHINE | CARDIOVASCULAR SURGERY SUPPLIES SUPPLEMENTARY
17101 | 4229440100300 | EXTENSION CABLE, TO BE USED WITH ENDOSCOPIC VESSEL HARVESTING SYSTEM, IT SHOULD BE COMPATIBLE WITH THE HOSPITAL MACHINE | CARDIOVASCULAR SURGERY SUPPLIES SUPPLEMENTARY
17102 | 4229600646700 | STENT GRAFT SYSTEM, FOR AORTOILIAC OCCLUSIVE DISEASE, NITINOL COATED, D-SHAPE DESIGN, ASSORTED SIZES AS PER HOSPITAL REQUEST | CARDIOVASCULAR SURGERY SUPPLIES SUPPLEMENTARY
17103 | 4229440100200 | ADAPTER CABLE, TO BE USED WITH ENDOSCOPIC VESSEL HARVESTING SYSTEM, IT SHOULD BE COMPATIBLE WITH THE HOSPITAL MACHINE | CARDIOVASCULAR SURGERY SUPPLIES SUPPLEMENTARY
17104 | 4223180801000 | FEEDING BOTTLE FOR CLEFT LIP AND PALATE BABIES SQUEEZABLE ONE – WAY DESIGN WITH DIFFERENT FLOW 80 ML OR LARGER. | ENT SUPPLIES
17105 | 4229162718900 | BURR, TAPERED DIAMOND 4MM, CURVED HIGH SPEED, FOR RHINOLOGY | ENT SUPPLIES
17106 | 4229553423600 | PROSTHESIS, PARTIAL OSSICULAR REPLACEMENT, HYDROXYAPATITE HEAD, ADJUSTABLE LENGTH OR TRIMMABLE SHAFT (READY MADE AS SINGLE UNIT) OR EQUIVALENT | ENT SUPPLIES
17107 | 4229553436700 | IMPLANT, DRUG ELUTING STEROID ABSORBABLE, ASSORTED SIZES | ENT SUPPLIES
17108 | 4229553502800 | INJECTABLE IMPLANT HYALURONIC ACID FOR VOCAL CORD MEDIALIZATION | ENT SUPPLIES
17109 | 4229590900000 | KEEL, MONTGOMERY LARYNGEAL, ASSORTED SIZES | EAR, NOSE & THROAT SUPPLIES (ENT)
17110 | 4229590900200 | STENT, MONTGOMERY LARYNGEAL, ASSORTED SIZES | EAR, NOSE & THROAT SUPPLIES (ENT)
17111 | 4229590900300 | STENT, RUTTER SUPRA STOMAL, ASSORTED SIZES | ENT SUPPLIES
17112 | 4229171306800 | PUNCH HOSEMANN SPHENOID STRAIGHT HEAD DIAMETER 3.5 MM SHEATH DIAMETER 2.5 MM IRRIGATION CHANNEL WITH LUER-LOCK WORKING LENGTH 13 CM | ENT SUPPLIES
17113 | 4229162718800 | BUR, OTO-FLEX, CRURA SAW, 0.75MM | ENT SUPPLIES
17114 | 4223180700400 | NIPPLE Y-CUT DESIGNED TO FIT ALL BOTTLES CAN FIT ANY READY TO USE BOTTLES | ENT SUPPLIES
17115 | 4229171306500 | PUNCH CASTELNUOVO SPHENOID RIGID 30 DEGREE UPTURNED NOT THROUGH-CUTTING UPBITING FORWARD CUTTING FIXED JAW EXTRA FLAT SIZE 2 X 2 MM WORKING LENGTH 11 CM | ENT SUPPLIES
17116 | 4229553421300 | PISTON PLATINUM/FLUOROPLASTIC STAPES PROSTHESIS 0.4 MM SIZE 6 MM OR EQUIVALENT | ENT SUPPLIES
17117 | 4229680707800 | MICRO-FLAP LARYNGEAL INSTRUMENT FOR MICRO-FLAP ELEVATION. LENGTH 25CM. SPATULA CURVED. | ENT SUPPLIES
17118 | 4229553419300 | PISTON, NITINOL/FLUOROPLASTIC STAPES PROSTHESIS, 0.4 DIAMETER CAN BE CRIMPED BY HEAT, SIZE 4.75 OR EQUIVALENT | ENT SUPPLIES
17119 | 4221190500500 | CUP FOR FENESTRATED TRACHEOSTOMY TUBE UNIVERSAL SIZE | ENT SUPPLIES
17120 | 4221190000400 | BAGS MINI MESH FOR CHEWING TRAINING BPA FREE | ENT SUPPLIES
17121 | 4218242600800 | HEADPHONES TRANSDUCER DD45S COMPATIBLE WITH EVOKED POTENTIALS SYSTEM (ABR) OR EQUIVALENT INCLUDING CALIBRATION HEADBAND MODEL LENGTH PLUG TYPE AS REQUESTED BY END USER | ENT SUPPLIES
17122 | 4221171601300 | DEHUMIDIFIER BOX / CONTAINER FOR HEARING AID RELATED TO MOISTURE ABSORBER CAPSULE | ENT SUPPLIES
17123 | 4221171105200 | SPEAKING VALVE ADAPTOR FOR VENTILATOR DEPENDENT PATIENTS | ENT SUPPLIES
17124 | 4221171100000 | CAPSULE FLEXIBLE INSERTION PIN 16FR | ENT SUPPLIES
17125 | 4231240202500 | SPLINT EXTERNAL THERMA SPLINT ASSORTED SIZES | EAR, NOSE & THROAT SUPPLIES (ENT)
17126 | 4231240202600 | SPLINT EXTERNAL NASAL ASSORTED SIZES | EAR, NOSE & THROAT SUPPLIES (ENT)
17127 | 4229553001200 | TUBE VENTILATION SHEPARD WITHOUT WIRE FLUOROPLASTIC ASSORTED SIZES | EAR, NOSE & THROAT SUPPLIES (ENT)
17128 | 4229553411500 | PROSTHESIS, PARTIAL OSSICULAR REPLACEMENT, TITANIUM, ADJUSTABLE LENGTH WITH MALLEUS NOTCH WITH DISPOSABLE SIZER (READY MADE AS SINGLE UNIT) OR EQUIVALENT | ENT SUPPLIES
17129 | 4229680708100 | MICRO-FLAP LARYNGEAL INSTRUMENT FOR MICRO-FLAP ELEVATION. LENGTH 25CM. SPEAR KNIFE. | ENT SUPPLIES
17130 | 4229553413600 | PROSTHESIS, PARTIAL OSSICULAR REPLACEMENT, TITANIUM, WITH FLEXIBLE NECK ADJUSTABLE LENGTH WITH DISPOSABLE SIZER (READY MADE AS SINGLE UNIT) OR EQUIVALENT | ENT SUPPLIES
17131 | 4229553414400 | PROSTHESIS, PARTIAL OSSICULAR REPLACEMENT, HYDROXYAPATITE HEAD/ TITANIUM SHAFT, SIZE 2 MM (READY MADE AS SINGLE UNIT) OR EQUIVALENT | ENT SUPPLIES
17132 | 4229553418000 | PISTON, FLUOROPLASTIC STAPES PROSTHESIS, 0.4 DIAMETER, TRIMMABLE SIZE 6 OR ABOVE OR EQUIVALENT | ENT SUPPLIES
17133 | 4229553418100 | PISTON, FLUOROPLASTIC STAPES PROSTHESIS, 0.6 DIAMETER, SIZE 4.25 OR EQUIVALENT | ENT SUPPLIES
17134 | 4229553418300 | PISTON, FLUOROPLASTIC STAPES PROSTHESIS, 0.6 DIAMETER, SIZE 4.75 OR EQUIVALENT | ENT SUPPLIES
17135 | 4229553418900 | PISTON, NITINOL/FLUOROPLASTIC STAPES PROSTHESIS, 0.4 DIAMETER CAN BE CRIMPED BY HEAT, SIZE 3.75 OR EQUIVALENT | ENT SUPPLIES
17136 | 4229553419100 | PISTON, NITINOL/FLUOROPLASTIC STAPES PROSTHESIS, 0.4 DIAMETER CAN BE CRIMPED BY HEAT, SIZE 4.25 OR EQUIVALENT | ENT SUPPLIES
17137 | 4229553419200 | PISTON, NITINOL/FLUOROPLASTIC STAPES PROSTHESIS, 0.4 DIAMETER CAN BE CRIMPED BY HEAT, SIZE 4.5 OR EQUIVALENT | ENT SUPPLIES
17138 | 4229680707300 | MICRO-FLAP LARYNGEAL INSTRUMENT FOR MICRO-FLAP ELEVATION. LENGTH 25CM. BALL DISSECTOR STRAIGHT. | ENT SUPPLIES
17139 | 4231151205600 | SKIN BARRIER TO HUMIDIFY AND PROTECT TRACHEOSOPGHEGEAL PUNCTURE | EAR, NOSE & THROAT SUPPLIES (ENT)
17140 | 4227193800200 | SPEAKING VALVE ADJUSTABLE PHON WITH OXYGEN SUPPLY PORT | ENT SUPPLIES
17141 | 4229180245500 | FORCEPS, BACKBITING ROTATABLE, PEDIA | ENT SUPPLIES
17142 | 4227190415300 | KIT, PERCUTANEOUS TRACHEOSTOMY, ADULT, CUFFED, FENESTRATED ID-IC 9.0 MM | ENT SUPPLIES
17143 | 4227190415400 | TRACHEOSTOMY TUBE, ADULT, CUFFED, UNFENESTRATED ID-IC 7.0 MM, WITH REUSABLE INNER CANNULA, EXTENDED LENGTH, STERILE | ENT SUPPLIES
17144 | 4227190415500 | TRACHEOSTOMY TUBE, ADULT, CUFFED, UNFENESTRATED ID-IC 8.0 MM, WITH REUSABLE INNER CANNULA, EXTENDED LENGTH, STERILE | ENT SUPPLIES
17145 | 4229161307700 | BLADE, SERRATED NASAL BLADE 2.9 MM, OR EQUIVALENT | ENT SUPPLIES
17146 | 4227190415600 | TRACHEOSTOMY TUBE, ADULT, CUFFED, FENESTRATED ID-IC 7.0 MM, WITH 2 REUSABLE INNER CANNULA (1 PLAIN AND 1 FENESTRATED), EXTENDED LENGTH, STERILE | ENT SUPPLIES
17147 | 4227190415700 | TRACHEOSTOMY TUBE, ADULT, CUFFED, FENESTRATED ID-IC 8.0 MM, WITH 2 REUSABLE INNER CANNULA (1 PLAIN AND 1 FENESTRATED), EXTENDED LENGTH, STERILE | ENT SUPPLIES
17148 | 4227190415800 | TRACHEOSTOMY TUBE, ADULT, CUFFED, FENESTRATED ID-IC 9.0 MM, WITH 2 REUSABLE INNER CANNULA (1 PLAIN AND 1 FENESTRATED), EXTENDED LENGTH, STERILE | ENT SUPPLIES
17149 | 4227190415900 | TRACHEOSTOMY TUBE, ADULT, CUFFED, FENESTRATED ID-IC 10.0 MM, WITH 2 REUSABLE INNER CANNULA (1 PLAIN AND 1 FENESTRATED), EXTENDED LENGTH, STERILE | ENT SUPPLIES
17150 | 4227190416000 | TRACHEOSTOMY TUBE, ADULT, CUFFLESS, UNFENESTRATED WITH REUSABLE INNER CANNULA, ID-IC 8.0 MM, EXTENDED LENGTH, STERILE | ENT SUPPLIES
17151 | 4227190416100 | TRACHEOSTOMY TUBE, ADULT, CUFFLESS, UNFENESTRATED WITH REUSABLE INNER CANNULA, ID-IC 7.0 MM, EXTENDED LENGTH, STERILE | ENT SUPPLIES
17152 | 4227190416200 | TRACHEOSTOMY TUBE, ADULT, CUFFLESS, UNFENESTRATED WITH REUSABLE INNER CANNULA, ID-IC 9.0 MM, EXTENDED LENGTH, STERILE | ENT SUPPLIES
17153 | 4227191501100 | TRACHEOSTOMY TUBE, ADULT, CUFFLESS, FENESTRATED ID-IC 4.0MM, OD 7.2 MM, TOTAL LENGTH 56 MM, WITH 2 REUSABLE INNER CANNULA (1 PLAIN AND 1 FENESTRATED), STERILE | ENT SUPPLIES
17154 | 4229680707000 | MICRO-FLAP LARYNGEAL INSTRUMENT FOR MICRO-FLAP ELEVATION. LENGTH 25CM. BALL DISSECTOR LONG RIGHT ANGLE | ENT SUPPLIES
17155 | 4227191503700 | TRACHEOSTOMY TUBE, CUFFED, PEDIATRIC, STERILE, ID 4.0MM, OD ( 5.6 - 6 MM ), TOTAL LENGTH ( 41 - 46 MM ), STERILE | ENT SUPPLIES
17156 | 4227190415200 | TRACHEOSTOMY TUBE, EXTRA LONG, NON-ADJUSTABLE, CUFFLESS, PEDIATRIC, STERILE, ID 6.5 MM, OD ( 8.8 - 9.2 MM ), TOTAL LENGTH ( 55 - 57 MM ), STERILE | ENT SUPPLIES
17157 | 4227191503800 | TRACHEOSTOMY TUBE, CUFFED, PEDIATRIC, STERILE, ID 4.5MM, OD ( 6.3 - 6.7 MM ), TOTAL LENGTH ( 42 -50 MM), STERILE | ENT SUPPLIES
17158 | 4227191520800 | TRACHEOSTOMY TUBE ADULT CUFFED UNFENESTRATED ID 7.0 MM EXTENDED DISTAL LENGTH WITH DISPOSABLE INNER CANNULA STERILE | ENT SUPPLIES
17159 | 4227191521000 | TRACHEOSTOMY TUBE, ADULT, CUFFED, UNFENESTRATED, ID 8.0 MM, EXTENDED DISTAL LENGTH, WITH DISPOSABLE INNER CANNULA, STERILE | ENT SUPPLIES
17160 | 4227191521200 | TRACHEOSTOMY TUBE, CUFFED, EXTENDED PROXIMAL LENGTH, ID 5.0 MM, WITH DISPOSABLE INNER CANNULA, STERILE | ENT SUPPLIES
17161 | 4227191522600 | TRACHEOSTOMY TUBE PEDIATRIC EXTRA LONG WITH ADJUSTABLE NECK FLANGE UNCUFFED STERILE ID 5.5 MM STERILE | ENT SUPPLIES
17162 | 4227191524000 | TRACHEOSTOMY TUBE PEDIATRIC EXTRA LONG WITH ADJUSTABLE NECK FLANGE UNCUFFED STERILE ID 3.0MM | EAR, NOSE & THROAT SUPPLIES (ENT)
17163 | 4227191524100 | TRACHEOSTOMY TUBE PEDIATRIC EXTRA LONG WITH ADJUSTABLE NECK FLANGE UNCUFFED STERILE ID 3.5MM | EAR, NOSE & THROAT SUPPLIES (ENT)
17164 | 4227191524200 | TRACHEOSTOMY TUBE PEDIATRIC EXTRA LONG WITH ADJUSTABLE NECK FLANGE UNCUFFED STERILE ID 4.0MM | EAR, NOSE & THROAT SUPPLIES (ENT)
17165 | 4227191524300 | TRACHEOSTOMY TUBE PEDIATRIC EXTRA LONG WITH ADJUSTABLE NECK FLANGE UNCUFFED STERILE ID 4.5MM | EAR, NOSE & THROAT SUPPLIES (ENT)
17166 | 4227191524400 | TRACHEOSTOMY TUBE PEDIATRIC EXTRA LONG WITH ADJUSTABLE NECK FLANGE UNCUFFED STERILE ID 5.0MM | EAR, NOSE & THROAT SUPPLIES (ENT)
17167 | 4227191536800 | KIT, PERCUTANEOUS TRACHEOSTOMY, ADULT, CUFFED, UNFENESTRATED ID-IC 8MM | ENT SUPPLIES
17168 | 4229680706500 | FORCEPS, ALLIGATOR LARYNGEAL, ROSEN MICRO-CURVED MINI FLAP RETRACTOR RIGHT WITH DIAMOND DUST, LENGTH 22CM | ENT SUPPLIES
17169 | 4229270205200 | ELEVATOR FISCH ANTERIOR FOOTPLATE TIP ANGLED DOWNWARDS 90 DEGREE 0.2 MM LENGTH 16 CM | ENT SUPPLIES
17170 | 4227193200300 | SHOWER GUARD, INCLUDES HOUSING AND TAPE DISCS FOR TOTAL LARYNGECTOMY STOMA CARE | EAR, NOSE & THROAT SUPPLIES (ENT)
17171 | 4227193200800 | DEVICE HEAT MOISTURE EXCHANGER WITH A HIGHLY EFFECTIVE ELECTROSTATIC FILTER FOR LARYNGEAL/TRACHEAL STOMA (FOR TOTAL LARYNGECTOMY PATIENTS) ALLOWING VOICING WITH FINGER OCCLUSION VOICING PROTECTS AGAINST AIRBORNE PARTICLES INCLUDING VIRUSES AND BACTERIA OR EQUIVALENT | ENT SUPPLIES
17172 | 4227191503900 | TRACHEOSTOMY TUBE, CUFFED, PEDIATRIC, STERILE, ID 5.0MM, OD ( 7 - 7.3 MM), TOTAL LENGTH ( 44 - 53 MM ), STERILE | ENT SUPPLIES
17173 | 4229180245400 | FORCEPS BACKBITING ROTATABLE ADULT | ENT SUPPLIES
17174 | 4227190415100 | TRACHEOSTOMY TUBE, EXTRA LONG, NON-ADJUSTABLE, CUFFLESS, PEDIATRIC, STERILE, ID 6.0 MM, OD ( 8.4 - 8.6 MM ), TOTAL LENGTH ( 53 - 55 MM ), STERILE | ENT SUPPLIES
17175 | 4229680118500 | SPECULUM HARTMANN EAR STANDARD MODEL ASSORTED SIZES | EAR, NOSE & THROAT SUPPLIES (ENT)
17176 | 4229230200300 | CRIMPER, TO CRIMP STAPES PROSTHESIS | ENT SUPPLIES
17177 | 4229631800000 | ESOPHAGOSCOPE, RIGID ADULT ASSORTED LENGTHS AND SIZES | ENT SUPPLIES
17178 | 4229490821400 | FORCEPS, MINIATURE NASAL, WITH EXTRA FINE FLAT JAWS, THROUGH-CUTTING, TISSUE-SPARING, STRAIGHT SHEATH, STRAIGHT JAWS, WIDTH OF CUT 1.5 MM, WITH CLEANING CONNECTOR, WORKING LENGTH 13 CM | EAR, NOSE & THROAT SUPPLIES (ENT)
17179 | 4229490821300 | FORCEPS, MINIATURE NASAL, WITH EXTRA FINE FLAT JAWS, THROUGH-CUTTING, TISSUE-SPARING, STRAIGHT SHEATH, JAWS UPTURNED 45 DEGREE, WIDTH OF CUT 1.5 MM, WITH CLEANING CONNECTOR, WORKING LENGTH 13 CM | EAR, NOSE & THROAT SUPPLIES (ENT)
17180 | 4229490820800 | FORCEPS, HEUWIESER ANTRUM GRASPING, JAWS CURVED DOWNWARDS, FIXED JAW CURVED 115 DEGREE WITH CLEANING CONNECTOR, WORKING LENGTH 10 CM | ENT SUPPLIES
17181 | 4229490820700 | FORCEPS, HEUWIESER ANTRUM GRASPING FORCEPS, JAWS CURVED DOWNWARDS, FIXED JAW CURVED 90 DEGREE WITH CLEANING CONNECTOR, WORKING LENGTH 10 CM | EAR, NOSE & THROAT SUPPLIES (ENT)
17182 | 4229490820600 | FORCEPS, GRÜNWALD-HENKE NASAL, STRAIGHT, THROUGH-CUTTING, TISSUE-SPARING, BLAKESLEY SHAPE, ASSORTED SIZES WITH CLEANING CONNECTOR, WORKING LENGTH 13 CM | EAR, NOSE & THROAT SUPPLIES (ENT)
17183 | 4229490820500 | FORCEPS, FRONTAL SINUS, THROUGH-CUTTING, WITH EXTRA FINE FLAT JAWS, TISSUE SPARING, 60 DEGREE UPTURNED, 1.5 MM WIDTH OF CUT, LEFT SIDE OPENING, WITH CLEANING CONNECTOR, 13 CM LENGTH | ENT SUPPLIES
17184 | 4229490820400 | FORCEPS, FRONTAL SINUS, THROUGH-CUTTING, WITH EXTRA FINE FLAT JAWS, TISSUE SPARING, 60 DEGREE UPTURNED, 1.5 MM WIDTH OF CUT, BACKWARD OPENING, WITH CLEANING CONNECTOR, 13 CM LENGTH | ENT SUPPLIES
17185 | 4229490820000 | FORCEPS, CASTELNUOVO MINIATURE NASAL, WITH EXTRA FINE FLAT JAWS, THROUGH-CUTTING, TISSUE-SPARING, 65 DEGREE UPTURNED, RIGHT SIDE OPENING, WIDTH OF CUT 1.5 MM, WITH CLEANING CONNECTOR, WORKING LENGTH 13 CM | ENT SUPPLIES
17186 | 4229490819900 | FORCEPS, CASTELNUOVO MINIATURE NASAL, WITH EXTRA FINE FLAT JAWS, THROUGH-CUTTING, TISSUE-SPARING, 65 DEGREE UPTURNED, LEFT SIDE OPENING, WIDTH OF CUT 1.5 MM, WITH CLEANING CONNECTOR, WORKING LENGTH 13 CM | ENT SUPPLIES
17187 | 4229490819800 | FORCEPS, CASTELNUOVO MINIATURE NASAL, WITH EXTRA FINE FLAT JAWS, THROUGH-CUTTING, TISSUE-SPARING, 65 DEGREE UPTURNED, BACKWARD OPENING, WIDTH OF CUT 1.5 MM, WITH CLEANING CONNECTOR, WORKING LENGTH 13 CM | ENT SUPPLIES
17188 | 4229490819500 | FORCEPS, BLAKESLEY ETHMOID, STRAIGHT, WITH CLEANING CONNECTOR, ASSORTED SIZES, ANGLES, AND LENGTHS | ENT SUPPLIES
17189 | 4229490819400 | FORCEPS GRÜNWALD-HENKE NASAL 45 DEGREE UPTURNED THROUGH-CUTTING TISSUE-SPARING BLAKESLEY SHAPE SIZE 0 WIDTH 2 - 3 MM WITH CLEANING CONNECTOR WORKING LENGTH 13 CM | ENT SUPPLIES
17190 | 4227190415000 | TRACHEOSTOMY TUBE, EXTRA LONG, NON-ADJUSTABLE, CUFFLESS, PEDIATRIC, STERILE, ID 5.5MM, OD ( 7.8 - 8.0 MM ), TOTAL LENGTH ( 51 - 53 MM ), STERILE | ENT SUPPLIES
17191 | 4229632302500 | LARYNGOSCOPE ANTERIOR COMMISSURE TRIANGULAR SPATULA SHAPED ASSORTED SIZES | ENT SUPPLIES
17192 | 4227190407400 | TRACHEOSTOMY TUBE PEDIATRIC EXTRA LONG WITH ADJUSTABLE NECK FLANGE UNCUFFED STERILE ID 2.5 MM STERILE | ENT SUPPLIES
17193 | 4227190407500 | TRACHEOSTOMY TUBE EXTRA LONG NON-ADJUSTABLE CUFFED PEDIATRIC STERILE ID 5.0MM OD ( 7.2 - 7.5 MM ) TOTAL LENGTH ( 49 - 51 MM ) STERILE | ENT SUPPLIES
17194 | 4227190407600 | TRACHEOSTOMY TUBE EXTRA LONG NON-ADJUSTABLE CUFFED PEDIATRIC STERILE ID 5.5MM OD ( 7.8 - 8.0 MM ) TOTAL LENGTH ( 51 - 53 MM ) STERILE | ENT SUPPLIES
17195 | 4227190407700 | TRACHEOSTOMY TUBE EXTRA LONG NON-ADJUSTABLE CUFFED PEDIATRIC STERILE ID 6.0MM OD ( 8.4 - 8.6 MM ) TOTAL LENGTH ( 53 - 55 MM ) STERILE | ENT SUPPLIES
17196 | 4227190408200 | TRACHEOSTOMY TUBE ADULT CUFFED UNFENESTRATED ID-IC 6.5MM OD ( 10.8 - 11.3 MM ) TOTAL LENGTH ( 73 - 74 MM ) WITH REUSABLE INNER CANNULA STERILE | ENT SUPPLIES
17197 | 4227190409600 | TRACHEOSTOMY TUBE ADULT CUFFLESS UNFENESTRATED ID-IC 5.5 MM OD 9.4 MM TOTAL LENGTH 62 MM WITH REUSABLE INNER CANNULA STERILE | ENT SUPPLIES
17198 | 4227190409700 | TRACHEOSTOMY TUBE EXTRA LONG NON-ADJUSTABLE CUFFED PEDIATRIC STERILE ID 6.5MM OD ( 8.8 - 9.2 MM ) TOTAL LENGTH ( 55 - 57 MM ) STERILE | ENT SUPPLIES
17199 | 4227190410600 | TRACHEOSTOMY TUBE ADULT CUFFLESS FENESTRATED ID-IC 6.5MM (+/-0.2) OD ( 10.8 - 11.3 MM ) TOTAL LENGTH ( 73 - 74 MM ) WITH 2 REUSABLE INNER CANNULA (1 PLAIN AND 1 FENESTRATED) STERILE | ENT SUPPLIES
17200 | 4227190411700 | TRACHEOSTOMY TUBE ADULT CUFFED UNFENESTRATED ID-IC 4MM WITH SUBGLOTTIC SUCTION | ENT SUPPLIES
17201 | 4227190413100 | TRACHEOSTOMY TUBE ADULT CUFFLESS FENESTRATED ID-IC 7.0 MM WITH 2 REUSABLE INNER CANNULA EXTENDED LENGTH (1 PLAIN AND 1 FENESTRATED) STERILE | ENT SUPPLIES
17202 | 4227190414700 | TRACHEOSTOMY TUBE, CUFFED, EXTENDED DISTAL LENGTH, ID 5.0 MM, WITH DISPOSABLE INNER CANNULA, STERILE | ENT SUPPLIES
17203 | 4227190414800 | TRACHEOSTOMY TUBE, ADULT, CUFFED, UNFENESTRATED, ID 6.0 MM, EXTENDED DISTAL LENGTH, WITH DISPOSABLE INNER CANNULA, STERILE | ENT SUPPLIES
17204 | 4227190414900 | TRACHEOSTOMY TUBE, EXTRA LONG, NON-ADJUSTABLE, CUFFLESS, PEDIATRIC, STERILE, ID 5.0MM, OD ( 7.2 - 7.5 MM ), TOTAL LENGTH ( 49 - 51 MM ), STERILE | ENT SUPPLIES
17205 | 4229161308100 | BLADE, SERRATED NASAL BLADE 4MM, OR EQUIVALENT | ENT SUPPLIES
17206 | 4227190404200 | TRACHEOSTOMY TUBE ADULT CUFFLESS FENESTRATED ID-IC 9MM WITH 2 REUSABLE INNER CANNULA EXTENDED LENGTH (1 PLAIN AND 1 FENESTRATED) STERILE | ENT SUPPLIES
17207 | 4229350302700 | MAGNIFIER LENS FOR LIGHTED CURETTES - COMPATIBLE WITH END USER CURETTES FOR CERUMEN MANAGEMENT | ENT SUPPLIES
17208 | 4010151200000 | TUBE VENTILATION T-TUBE ANTIMICROBIAL MATERIAL SILICONE ASSORTED TYPES AND SIZES | EAR, NOSE & THROAT SUPPLIES (ENT)
17209 | 4214352800600 | CANNULA, EICKEN ANTRUM, LUER-LOCK, LONG CURVED, MALLEABLE, SERRATED GRIP PLATE, OUTER DIAMETER 2.5 MM, LENGTH 12.5 CM | EAR, NOSE & THROAT SUPPLIES (ENT)
17210 | 4214350000600 | PATCH TYMPANIC MEMBRANE PATCH DISC | ENT SUPPLIES
17211 | 4214350002400 | FORCEPS, GRASPING, DOUBLE ACTION JAWS, FLEXIBLE, FOR SIALENDOSCOPE, ASSORTED DIAMETERS | EAR, NOSE & THROAT SUPPLIES (ENT)
17212 | 4214350002500 | GUIDE WIRE, FOR SIALENDOSCOPE, ASSORTED DIAMETERS | EAR, NOSE & THROAT SUPPLIES (ENT)
17213 | 4214351300500 | HOLDER, MASING NEEDLE, EAR FORCEPS SHAPE, INTRANASAL, SMOOTH JAWS, WORKING LENGTH 8 CM | ENT SUPPLIES
17214 | 4214351900000 | EAR HEAD BANDAGE, ASSORTED SIZES, STERILE | EAR, NOSE & THROAT SUPPLIES (ENT)
17215 | 4214352100500 | EAR HOOK, CURVED BACKWARDS, WORKING LENGTH 5.5 CM, TOTAL LENGTH 16 CM | ENT SUPPLIES
17216 | 4214352600000 | MIRROR, LARYNGECTOMY LIGHTED EXTRA-LARGE 9 INCHES DIAMETER, HIGH POWERED MAGNIFYING, LIGHTED RING FOR EVENLY ILLUMINATED REFLECTION . | ENT SUPPLIES
17217 | 4214353300500 | TUBE ANGLED MICRO SUCTION FOR OTOLOGY SURGERIES ASSORTED DIAMETERS | EAR, NOSE & THROAT SUPPLIES (ENT)
17218 | 4214353301100 | LARYNGEAL MICRO-SUCTION, LENGTH OF 22CM, SIZE 3FR | ENT SUPPLIES
17219 | 4214350000500 | PATCH, PRECUT SPHERICAL DISCS, HYALURONIC ACID FOR TYMPANOPLASTY | ENT SUPPLIES
17220 | 4214353301600 | SUCTION TUBE, RIGID 3 MM, 35 CM, OR EQUIVALENT | ENT SUPPLIES
17221 | 4214353302600 | SUCTION FISCH SUCTION IRRIGATOR ASSORTED SIZES | ENT SUPPLIES
17222 | 4214353302700 | SUCTION, FRANK-PASQUINI TUBE, ANGULAR, TIP CURVED DOWNWARDS, BALL END, WITH GRIP PLATE AND CUT-OFF HOLE, LUER, DIAMETER 3 MM, WORKING LENGTH 13 CM | ENT SUPPLIES
17223 | 4214353302800 | SUCTION FRANK-PASQUINI TUBE ANGULAR TIP CURVED UPWARDS BALL END WITH GRIP PLATE AND CUT-OFF HOLE LUER DIAMETER 2.4 MM WORKING LENGTH 13 CM | ENT SUPPLIES
17224 | 4214400000300 | HEARING AID BEHIND-THE-EAR 16 FITTING CHANNEL OR MORE FOR SEVERE TO PROFOUND HEARING LOSS TINNITUS OPTION SUPPORTS WIRELESS DIRECT CONNECTIVITY TO SMART DEVICES MAXIMUM GAIN/OUTPUT OF 82/143 DB SPL IN EAR SIMULATOR OR HIGHER AND FREQUENCY RANGE OF 100-6400 HZ OR HIGHER BATTERY SIZE 13 OR RECHARGEABLE TO BE ORDERED BASED ON END USER REQUEST/NEED. | ENT SUPPLIES
17225 | 4214400100500 | ACCESSORY, BONE ANCHORED HEARING AID, DRILL GUIDE, OTOLOGIC, 3 + 4 MM, CONICAL, REMOVABLE SPACER, DRILL DIFFERENT DEPTHS, FOR BAHA ATTRACT SYSTEM SURGERY, COCHLEAR | ENT SUPPLIES
17226 | 4215161406500 | BUR, OTOLOGY SKEETER OR EQUIVALENT, 2.3MM RED/ WHITE | ENT SUPPLIES
17227 | 4215161413900 | TUBE, LASER SHIELD ENDOTRACHEAL ID 7MM | ENT SUPPLIES
17228 | 4214353301200 | LARYNGEAL MICRO-SUCTION, LENGTH OF 22CM, SIZE 5FR | ENT SUPPLIES
17229 | 4229290433000 | SUTURE, POLYESTER, COATED SILICON OR POLYBUTILATE, MULTIFILAMENT, NON-ABSORBABLE, SIZE 5/0, 10 MM, 1/2 CIRCLE, ROUND BODY DOUBLE ARM, 70-75 CM, STERILE | GENERAL CONSUMABLES FOR: SURGICAL SUTURES, LAPRASCOPIC AND ROBOTIC SURGEONS SUPPLEMENTARY
17230 | 4229290432900 | SUTURE, POLYESTER, MULTIFILAMENT, NON-ABSORBABLE, SIZE 2/0, 25-26 MM, 1/2 CIRCLE, TAPER CUT DOUBLE ARM NEEDLE, 10 X 90-95 CM, 5 GREEN OR BLUE, 5 WHITE, STERILE | GENERAL CONSUMABLES FOR: SURGICAL SUTURES, LAPRASCOPIC AND ROBOTIC SURGEONS SUPPLEMENTARY
17231 | 4229290432800 | SUTURE, POLYESTER, MULTIFILAMENT, NON-ABSORBABLE, SIZE 2/0, 19-20 MM, 1/2 CIRCLE, TAPER POINT NEEDLE, WITH 3 X 7 MM FIRM PLEDGET, 70-75 CM, WHITE, STERILE | GENERAL CONSUMABLES FOR: SURGICAL SUTURES, LAPRASCOPIC AND ROBOTIC SURGEONS SUPPLEMENTARY
17232 | 4229290432600 | SUTURE, KNOTLESS, SPIRAL, BIDIRECTIONAL, POLYDIOXANONE, MONOFILAMENT, ABSORBABLE, SIZE 1, 48 MM ( +/- 1 MM ), 1/2 CIRCLE, ROUND BODY DOUBLE ARM NEEDLE, 36 X 36 CM ( +/- 2 CM ), STERILE | GENERAL CONSUMABLES FOR: SURGICAL SUTURES, LAPRASCOPIC AND ROBOTIC SURGEONS SUPPLEMENTARY
17233 | 4229290432000 | SUTURE, KNOTLESS, SPIRAL, BIDIRECTIONAL, POLIGLECAPRONE 25, ANTIBACTERIAL (COATED TRICLOSAN), MONOFILAMENT, ABSORBABLE, SIZE 3/0, 25-26 MM, 3/8 CIRCLE, REVERSE CUTTING DOUBLE ARM NEEDLE, 30 CM, UNDYED, STERILE | GENERAL CONSUMABLES FOR: SURGICAL SUTURES, LAPRASCOPIC AND ROBOTIC SURGEONS SUPPLEMENTARY
17234 | 4229290432200 | SUTURE, POLYAMIDE, MONOFILAMENT, NON-ABSORBABLE, SIZE 9/0, 5.5 MM, 1/2 CIRCLE, SPATULATED DOUBLE ARM NEEDLE, 30-35 CM, BLACK, STERILE | GENERAL CONSUMABLES FOR: SURGICAL SUTURES, LAPRASCOPIC AND ROBOTIC SURGEONS SUPPLEMENTARY
17235 | 4229290432100 | SUTURE, POLYAMIDE, MONOFILAMENT, NON-ABSORBABLE, SIZE 0, 40 MM ( +/- 1 MM ), 1/2 CIRCLE, REVERSE CUTTING NEEDLE, 100 CM, BLACK, STERILE | GENERAL CONSUMABLES FOR: SURGICAL SUTURES, LAPRASCOPIC AND ROBOTIC SURGEONS SUPPLEMENTARY
17236 | 4229290433100 | SUTURE, POLYESTER, COATED SILICON OR POLYBUTILATE, MULTIFILAMENT, NON-ABSORBABLE, SIZE 2/0, 15-16 MM, 1/2 CIRCLE, TAPER POINT DOUBLE ARM NEEDLE, WITH 3 X 3 MM FIRM PLEDGET, 8-10 X 30-35 CM, 4 GREEN OR BLUE, 4 WHITE, STERILE | GENERAL CONSUMABLES FOR: SURGICAL SUTURES, LAPRASCOPIC AND ROBOTIC SURGEONS SUPPLEMENTARY
17237 | 4229290431900 | SUTURE, KNOTLESS, SPIRAL, BIDIRECTIONAL, POLIGLECAPRONE 25, ANTIBACTERIAL (COATED TRICLOSAN), MONOFILAMENT, ABSORBABLE, SIZE 3/0, 19-20 MM, 3/8 CIRCLE, REVERSE CUTTING DOUBLE ARM NEEDLE, 14 CM, UNDYED, STERILE | GENERAL CONSUMABLES FOR: SURGICAL SUTURES, LAPRASCOPIC AND ROBOTIC SURGEONS SUPPLEMENTARY
17238 | 4229290432500 | SUTURE, KNOTLESS, SPIRAL, BIDIRECTIONAL, POLYDIOXANONE, ANTIBACTERIAL (COATED TRICLOSAN), MONOFILAMENT, ABSORBABLE, SIZE 0, 36 MM ( +/- 1 MM ), 1/2 CIRCLE, ROUND BODY DOUBLE ARM NEEDLE, 13 X 13 CM ( +/- 2 CM ), DYED, STERILE | GENERAL CONSUMABLES FOR: SURGICAL SUTURES, LAPRASCOPIC AND ROBOTIC SURGEONS SUPPLEMENTARY
17239 | 4229290433200 | SUTURE, POLYGLACTIN 910, MULTIFILAMENT, ABSORBABLE, SIZE 4/0,NEEDLE FREE, 150 CM ( -/+ 20 CM ), VIOLET, STERILE | GENERAL CONSUMABLES FOR: SURGICAL SUTURES, LAPRASCOPIC AND ROBOTIC SURGEONS SUPPLEMENTARY
17240 | 4229290434100 | SUTURE, POLYPROPYLENE, MONOFILAMENT, NON-ABSORBABLE, SIZE 4/0, 25-26 MM, 1/2 CIRCLE, ROUND BODY DOUBLE ARM NEEDLE, WITH PTFE PLEDGET 7 X 3, 70-75 CM, BLUE, STERILE | GENERAL CONSUMABLES FOR: SURGICAL SUTURES, LAPRASCOPIC AND ROBOTIC SURGEONS SUPPLEMENTARY
17241 | 4229290433400 | SUTURE, POLYGLACTIN 910, MULTIFILAMENT, ABSORBABLE, SIZE 4/0, 21-22 MM, 1/2 CIRCLE, TAPER POINT NEEDLE, 70-75 CM, VIOLET, STERILE | GENERAL CONSUMABLES FOR: SURGICAL SUTURES, LAPRASCOPIC AND ROBOTIC SURGEONS SUPPLEMENTARY
17242 | 4229290433800 | SUTURE, POLYGLACTIN 910, MULTIFILAMENT, ABSORBABLE, SIZE 6/0, 11-12 MM, 3/8 CIRCLE, SPATULATED DOUBLE ARM NEEDLE, 40-45 CM, UNDYED, STERILE | GENERAL CONSUMABLES FOR: SURGICAL SUTURES, LAPRASCOPIC AND ROBOTIC SURGEONS SUPPLEMENTARY
17243 | 4229290434200 | SUTURE, POLYPROPYLENE, MONOFILAMENT, NON-ABSORBABLE, SIZE 4/0, 25-26 MM, 1/2 CIRCLE, ROUND BODY NEEDLE, WITH PTFE PLEDGET 7 X 3, 90-95 CM, BLUE, STERILE | GENERAL CONSUMABLES FOR: SURGICAL SUTURES, LAPRASCOPIC AND ROBOTIC SURGEONS SUPPLEMENTARY
17244 | 4229290434400 | SUTURE, POLYPROPYLENE, MONOFILAMENT, NON-ABSORBABLE, SIZE 2/0, 36 MM ( +/- 1 MM ), 1/2 CIRCLE, TAPER POINT DOUBLE ARM NEEDLE, 90-95 CM, BLUE, STERILE | GENERAL CONSUMABLES FOR: SURGICAL SUTURES, LAPRASCOPIC AND ROBOTIC SURGEONS SUPPLEMENTARY
17245 | 4229290434500 | SUTURE, POLYPROPYLENE, MONOFILAMENT, NON-ABSORBABLE, SIZE 3/0, 19-20 MM, 3/8 CIRCLE, CUTTING NEEDLE, 40-45 CM, STERILE | GENERAL CONSUMABLES FOR: SURGICAL SUTURES, LAPRASCOPIC AND ROBOTIC SURGEONS SUPPLEMENTARY
17246 | 4229290434600 | SUTURE, POLYPROPYLENE, MONOFILAMENT, NON-ABSORBABLE, SIZE 3/0, 21-22 MM, 1/2 CIRCLE, TAPER POINT DOUBLE ARM NEEDLE, 70-75 CM, BLUE, STERILE | GENERAL CONSUMABLES FOR: SURGICAL SUTURES, LAPRASCOPIC AND ROBOTIC SURGEONS SUPPLEMENTARY
17247 | 4229290434700 | SUTURE, POLYPROPYLENE, MONOFILAMENT, NON-ABSORBABLE, SIZE 3/0, 30 MM ( +/- 1 MM ), 1/2 CIRCLE, ROUND BODY DOUBLE ARM NEEDLE, 90-95 CM, BLUE, STERILE | GENERAL CONSUMABLES FOR: SURGICAL SUTURES, LAPRASCOPIC AND ROBOTIC SURGEONS SUPPLEMENTARY
17248 | 4229290431800 | SUTURE, KNOTLESS, SPIRAL, BIDIRECTIONAL, POLIGLECAPRONE 25, ANTIBACTERIAL (COATED TRICLOSAN), MONOFILAMENT, ABSORBABLE, SIZE 2/0, 25-26 MM, 1/2 CIRCLE, REVERSE CUTTING DOUBLE ARM NEEDLE, 14 CM, UNDYED, STERILE | GENERAL CONSUMABLES FOR: SURGICAL SUTURES, LAPRASCOPIC AND ROBOTIC SURGEONS SUPPLEMENTARY
17249 | 4229290434900 | SUTURE, POLYPROPYLENE, MONOFILAMENT, NON-ABSORBABLE, SIZE 4/0, 15-16 MM, 3/8 CIRCLE, PRIME CUTTING NEEDLE, 40-45 CM, BLUE, STERILE | GENERAL CONSUMABLES FOR: SURGICAL SUTURES, LAPRASCOPIC AND ROBOTIC SURGEONS SUPPLEMENTARY
17250 | 4229290434800 | SUTURE, POLYPROPYLENE, MONOFILAMENT, NON-ABSORBABLE, SIZE 4/0, 13-14 MM, 1/2 CIRCLE, TAPER POINT DOUBLE ARM NEEDLE, 60-65 CM, BLUE, STERILE | GENERAL CONSUMABLES FOR: SURGICAL SUTURES, LAPRASCOPIC AND ROBOTIC SURGEONS SUPPLEMENTARY
17251 | 4229290433300 | SUTURE, POLYGLACTIN 910, MULTIFILAMENT, RAPID ABSORPTION, SIZE 4/0, 17-18 MM, 1/2 CIRCLE, ROUND BODY NEEDLE, 70-75 CM, UNDYED, STERILE | GENERAL CONSUMABLES FOR: SURGICAL SUTURES, LAPRASCOPIC AND ROBOTIC SURGEONS SUPPLEMENTARY
17252 | 4229290431600 | STAPLER, OPEN SURGERY LINEAR STAPLER, SIZE 55 MM, SELECTABLE STAPLE HEIGHT WITH 3D STAPLES TECHNOLOGY, RELOADABLE, DISPOSABLE, STERILE | GENERAL CONSUMABLES FOR: SURGICAL SUTURES, LAPRASCOPIC AND ROBOTIC SURGEONS SUPPLEMENTARY
17253 | 4231220312400 | SUTURE, POLYPROPYLENE, MONOFILAMENT, NON-ABSORBABLE, SIZE 1, 90 MM ( +/- 2 MM ), 3/8 CIRCLE, CUTTING NEEDLE, 45-50 CM, WITH 40 MM RETENTION TUBE, BLUE, STERILE | GENERAL CONSUMABLES FOR: SURGICAL SUTURES, LAPRASCOPIC AND ROBOTIC SURGEONS SUPPLEMENTARY
17254 | 4229290431400 | LOADING UNIT, RETICULATING, WITH CURVED TIP, 45 / 2.5 MM, WHITE, INTEGRATED KNIFE, DISPOSABLE, STERILE | GENERAL CONSUMABLES FOR: SURGICAL SUTURES, LAPRASCOPIC AND ROBOTIC SURGEONS SUPPLEMENTARY
17255 | 4210000024600 | FLUID MANAGEMENT SYSTEM, VACUUM TUBE SET | GENERAL CONSUMABLES FOR: SURGICAL SUTURES, LAPRASCOPIC AND ROBOTIC SURGEONS SUPPLEMENTARY
17256 | 4214253606700 | TROCAR, FOR THORACIC, 20 MM, FLEXIBLE SLEEVE, DISPOSABLE, STERILE | GENERAL CONSUMABLES FOR: SURGICAL SUTURES, LAPRASCOPIC AND ROBOTIC SURGEONS SUPPLEMENTARY
17257 | 4229290003000 | SUTURE, POLYGLACTIN 910, ANTIBACTERIAL (COATED TRICLOSAN), MULTIFILAMENT, ABSORBABLE, SIZE 1, 30 MM ( +/- 1 MM ), 1/2 CIRCLE, ROUND BODY NEEDLE, 70-75 CM, VIOLET, STERILE | GENERAL CONSUMABLES FOR: SURGICAL SUTURES, LAPRASCOPIC AND ROBOTIC SURGEONS SUPPLEMENTARY
17258 | 4229290003100 | SUTURE, POLYGLACTIN 910, ANTIBACTERIAL (COATED TRICLOSAN), MULTIFILAMENT, ABSORBABLE, SIZE 1, 35 MM ( +/- 1 MM ), 1/2 CIRCLE, TAPER CUT HEAVY NEEDLE, 70-75 CM, VIOLET, STERILE | GENERAL CONSUMABLES FOR: SURGICAL SUTURES, LAPRASCOPIC AND ROBOTIC SURGEONS SUPPLEMENTARY
17259 | 4229290003200 | SUTURE, POLYGLACTIN 910, ANTIBACTERIAL (COATED TRICLOSAN), MULTIFILAMENT, ABSORBABLE, SIZE 1, 45 MM ( +/- 1 MM ), 1/2 CIRCLE, ROUND BODY NEEDLE, 70-75 CM, VIOLET, STERILE | GENERAL CONSUMABLES FOR: SURGICAL SUTURES, LAPRASCOPIC AND ROBOTIC SURGEONS SUPPLEMENTARY
17260 | 4229290003700 | SUTURE, POLYGLACTIN 910, ANTIBACTERIAL (COATED TRICLOSAN), MULTIFILAMENT, ABSORBABLE, SIZE 3/0, 21-22 MM, 1/2 CIRCLE, ROUND BODY NEEDLE, 70-75 CM, VIOLET, STERILE | GENERAL CONSUMABLES FOR: SURGICAL SUTURES, LAPRASCOPIC AND ROBOTIC SURGEONS SUPPLEMENTARY
17261 | 4229290003900 | SUTURE, POLYGLACTIN 910, ANTIBACTERIAL (COATED TRICLOSAN), MULTIFILAMENT, ABSORBABLE, SIZE 4/0, 21-22 MM, 1/2 CIRCLE, REVERSE CUTTING NEEDLE, 70-75 CM, VIOLET, STERILE | GENERAL CONSUMABLES FOR: SURGICAL SUTURES, LAPRASCOPIC AND ROBOTIC SURGEONS SUPPLEMENTARY
17262 | 4229290007100 | SUTURE, POLYGLACTIN 910, MULTIFILAMENT, ABSORBABLE, SIZE 0, NEEDLE FREE, 6 X 45-50 CM, VIOLET, STERILE | GENERAL CONSUMABLES FOR: SURGICAL SUTURES, LAPRASCOPIC AND ROBOTIC SURGEONS SUPPLEMENTARY
17263 | 4231221101500 | SUTURE, KNOTLESS, SPIRAL, BIDIRECTIONAL, POLIGLECAPRONE 25, MONOFILAMENT, ABSORBABLE, SIZE 0, 36 MM ( +/- 1 MM ), 1/2 CIRCLE, ROUND BODY DOUBLE ARM NEEDLE, 14 X 14 CM ( +/- 2 CM ), STERILE | GENERAL CONSUMABLES FOR: SURGICAL SUTURES, LAPRASCOPIC AND ROBOTIC SURGEONS SUPPLEMENTARY
17264 | 4231221101400 | SUTURE, KNOTLESS, SPIRAL, UNIDIRECTIONAL, WITH FLEXIBLE LOOP, POLIGLECAPRONE 25, ANTIBACTERIAL (COATED TRICLOSAN), MONOFILAMENT, ABSORBABLE, SIZE 2/0, 25-26 MM, 1/2 CIRCLE, ROUND 30 CM, UNDYED, STERILE | GENERAL CONSUMABLES FOR: SURGICAL SUTURES, LAPRASCOPIC AND ROBOTIC SURGEONS SUPPLEMENTARY
17265 | 4231221100800 | SUTURE, POLYPROPYLENE, MONOFILAMENT, NON-ABSORBABLE, SIZE 5/0, 13-14 MM, 1/2 CIRCLE, ROUND BODY DOUBLE ARM NEEDLE, WITH PTFE PLEDGET 6 X 3, 70-75 CM, BLUE, STERILE (1 EACH = 1 DOZEN) | GENERAL CONSUMABLES FOR: SURGICAL SUTURES, LAPRASCOPIC AND ROBOTIC SURGEONS SUPPLEMENTARY
17266 | 4231220701200 | SUTURE, PTFE, MONOFILAMENT, NON-ABSORBABLE, SIZE 6/0, 13-14 MM, 1/2 CIRCLE, TAPER POINT DOUBLE ARM NEEDLE, 75-80 CM, WHITE, STERILE | GENERAL CONSUMABLES FOR: SURGICAL SUTURES, LAPRASCOPIC AND ROBOTIC SURGEONS SUPPLEMENTARY
17267 | 4231220700800 | FLUID MANAGEMENT SYSTEM, INFLOW TUBE SET | GENERAL CONSUMABLES FOR: SURGICAL SUTURES, LAPRASCOPIC AND ROBOTIC SURGEONS SUPPLEMENTARY
17268 | 4229290401400 | SUTURE, KNOTLESS, SPIRAL, UNIDIRECTIONAL, WITH FLEXIBLE LOOP, POLIGLECAPRONE 25, ANTIBACTERIAL (COATED TRICLOSAN), MONOFILAMENT, ABSORBABLE, SIZE 4/0, 16-17 MM, 1/2 CIRCLE, TAPER POINT NEEDLE, 30 CM, UNDYED, STERILE | GENERAL CONSUMABLES FOR: SURGICAL SUTURES, LAPRASCOPIC AND ROBOTIC SURGEONS SUPPLEMENTARY
17269 | 4231220317000 | SUTURE, PTFE, MONOFILAMENT, NON-ABSORBABLE, SIZE 5/0, 11-12 MM, 3/8 CIRCLE, TAPER POINT DOUBLE ARM NEEDLE, 60-65 CM, WHITE, STERILE | GENERAL CONSUMABLES FOR: SURGICAL SUTURES, LAPRASCOPIC AND ROBOTIC SURGEONS SUPPLEMENTARY
17270 | 4229290435000 | SUTURE, POLYPROPYLENE, MONOFILAMENT, NON-ABSORBABLE, SIZE 4/0, 19-20 MM, 1/2 CIRCLE, ROUND BODY DOUBLE ARM NEEDLE, 90-95 CM, BLUE, STERILE | GENERAL CONSUMABLES FOR: SURGICAL SUTURES, LAPRASCOPIC AND ROBOTIC SURGEONS SUPPLEMENTARY
17271 | 4231220311000 | SUTURE, POLYAMIDE, MONOFILAMENT, NON-ABSORBABLE, SIZE 9/0, 6 MM, 3/8 CIRCLE, ROUND BODY NEEDLE, 10-15 CM, STERILE | GENERAL CONSUMABLES FOR: SURGICAL SUTURES, LAPRASCOPIC AND ROBOTIC SURGEONS SUPPLEMENTARY
17272 | 4231220307900 | SUTURE, POLYDIOXANONE, MONOFILAMENT, ABSORBABLE, SIZE 1, 40 MM ( +/- 1 MM), 1/2 CIRCLE, TAPER POINT NEEDLE, 90-95 CM, VIOLET, STERILE | GENERAL CONSUMABLES FOR: SURGICAL SUTURES, LAPRASCOPIC AND ROBOTIC SURGEONS SUPPLEMENTARY
17273 | 4229290406100 | SUTURE, POLYGLACTIN 910, MULTIFILAMENT, ABSORBABLE, SIZE 3/0, NEEDLE FREE, 150 CM ( -/+ 20 CM ), VIOLET, STERILE | GENERAL CONSUMABLES FOR: SURGICAL SUTURES, LAPRASCOPIC AND ROBOTIC SURGEONS SUPPLEMENTARY
17274 | 4229290408400 | SUTURE, POLYGLACTIN 910, MULTIFILAMENT, ABSORBABLE, SIZE 2, 25-26 MM, 5/8 CIRCLE, TAPER CUT HEAVY NEEDLE, 70-75 CM, VIOLET, STERILE | GENERAL CONSUMABLES FOR: SURGICAL SUTURES, LAPRASCOPIC AND ROBOTIC SURGEONS SUPPLEMENTARY
17275 | 4229290423400 | SUTURE, POLYGLYTONE, MONOFILAMENT, ABSORBABLE, SIZE 2/0, 25-26 MM, 3/8 CIRCLE, REVERSE CUTTING NEEDLE, 70-75 CM, UNDYED, STERILE | GENERAL CONSUMABLES FOR: SURGICAL SUTURES, LAPRASCOPIC AND ROBOTIC SURGEONS SUPPLEMENTARY
17276 | 4229290431200 | LOADING UNIT, RETICULATING, WITH CURVED TIP, 30 / 2.0 MM, GREY, INTEGRATED KNIFE, DISPOSABLE, STERILE | GENERAL CONSUMABLES FOR: SURGICAL SUTURES, LAPRASCOPIC AND ROBOTIC SURGEONS SUPPLEMENTARY
17277 | 4229290431300 | LOADING UNIT, RETICULATING, WITH CURVED TIP, 30 / 2.5 MM, WHITE, INTEGRATED KNIFE, DISPOSABLE, STERILE | GENERAL CONSUMABLES FOR: SURGICAL SUTURES, LAPRASCOPIC AND ROBOTIC SURGEONS SUPPLEMENTARY
17278 | 4229290431500 | LOADING UNIT, OPEN SURGERY LINEAR STAPLER, SIZE 55 MM, SELECTABLE STAPLE HEIGHT WITH 3D STAPLES TECHNOLOGY, DISPOSABLE, STERILE | GENERAL CONSUMABLES FOR: SURGICAL SUTURES, LAPRASCOPIC AND ROBOTIC SURGEONS SUPPLEMENTARY
17279 | 4229290435100 | SUTURE, POLYPROPYLENE, MONOFILAMENT, NON-ABSORBABLE, SIZE 4/0, 21-22 MM, 3/8 CIRCLE, TAPER POINT DOUBLE ARM NEEDLE, 70-75 CM, BLUE, STERILE | GENERAL CONSUMABLES FOR: SURGICAL SUTURES, LAPRASCOPIC AND ROBOTIC SURGEONS SUPPLEMENTARY
17280 | 4229290435200 | SUTURE, POLYPROPYLENE, MONOFILAMENT, NON-ABSORBABLE, SIZE 5/0, 11-12 MM, 1/2 CIRCLE, TAPERCUT DOUBLE ARM NEEDLE, 60-65 CM, BLUE, STERILE | GENERAL CONSUMABLES FOR: SURGICAL SUTURES, LAPRASCOPIC AND ROBOTIC SURGEONS SUPPLEMENTARY
17281 | 4229290435300 | SUTURE, POLYPROPYLENE, MONOFILAMENT, NON-ABSORBABLE, SIZE 5/0, 13-14 MM, 3/8 CIRCLE, TAPER POINT DOUBLE ARM NEEDLE, 70-75 CM, BLUE, STERILE | GENERAL CONSUMABLES FOR: SURGICAL SUTURES, LAPRASCOPIC AND ROBOTIC SURGEONS SUPPLEMENTARY
17282 | 4231220002400 | SUTURE, SILK, MULTIFILAMENT, NON-ABSORBABLE, SIZE 3/0, 25-26 MM, 3/8 CIRCLE, REVERSE CUTTING NEEDLE, 40-45 CM, BLACK, STERILE | GENERAL CONSUMABLES FOR: SURGICAL SUTURES, LAPRASCOPIC AND ROBOTIC SURGEONS SUPPLEMENTARY
17283 | 4231220033300 | SUTURE, POLYPROPYLENE, MONOFILAMENT, NON-ABSORBABLE, SIZE 7/0, 9.3 MM, 3/8 CIRCLE, TAPER POINT DOUBLE ARM NEEDLE, 60-65 CM, BLUE, STERILE (1 EACH = 1 DOZEN) | GENERAL CONSUMABLES FOR: SURGICAL SUTURES, LAPRASCOPIC AND ROBOTIC SURGEONS SUPPLEMENTARY
17284 | 4231220034400 | SUTURE, POLYPROPYLENE, MONOFILAMENT, NON-ABSORBABLE, SIZE 6/0, 10 MM, 1/2 CIRCLE, TAPER POINT DOUBLE NEEDLE, 60-65 CM, BLUE, STERILE (1 EACH = 1 DOZEN) | GENERAL CONSUMABLES FOR: SURGICAL SUTURES, LAPRASCOPIC AND ROBOTIC SURGEONS SUPPLEMENTARY
17285 | 4231220038000 | SUTURE, POLYPROPYLENE, MONOFILAMENT, NON-ABSORBABLE, SIZE 4/0, 17-18 MM, 3/8 CIRCLE, TAPER POINT DOUBLE ARM NEEDLE, 90-95 CM, STERILE (1 EACH = 1 DOZEN) | GENERAL CONSUMABLES FOR: SURGICAL SUTURES, LAPRASCOPIC AND ROBOTIC SURGEONS SUPPLEMENTARY
17286 | 4231220107800 | SUTURE, POLYGLACTIN 910, MULTIFILAMENT, ABSORBABLE, SIZE 5/0, 15-16 MM, 3/8 CIRCLE, CUTTING NEEDLE, 70-75 CM, STERILE | GENERAL CONSUMABLES FOR: SURGICAL SUTURES, LAPRASCOPIC AND ROBOTIC SURGEONS SUPPLEMENTARY
17287 | 4231220109000 | SUTURE, POLYGLACTIN 910, MULTIFILAMENT, ABSORBABLE, SIZE 2, 45 MM ( +/- 1 MM ), 1/2 CIRCLE, TAPER CUT NEEDLE, 70-75 CM, VIOLET, STERILE | GENERAL CONSUMABLES FOR: SURGICAL SUTURES, LAPRASCOPIC AND ROBOTIC SURGEONS SUPPLEMENTARY
17288 | 4231220002300 | SUTURE, POLYPROPYLENE, MONOFILAMENT, NON-ABSORBABLE, SIZE 2/0, 17-18 MM, 1/2 CIRCLE, REVERSE CUTTING DOUBLE ARM NEEDLE, 90-95 CM, BLUE, STERILE | GENERAL CONSUMABLES FOR: SURGICAL SUTURES, LAPRASCOPIC AND ROBOTIC SURGEONS SUPPLEMENTARY
17289 | 4231220112000 | SUTURE, POLYGLACTIN 910, MULTIFILAMENT, RAPID ABSORPTION, SIZE 3/0, 19-20 MM, 1/2 CIRCLE, ROUND BODY NEEDLE, 70-75 CM, UNDYED, STERILE | GENERAL CONSUMABLES FOR: SURGICAL SUTURES, LAPRASCOPIC AND ROBOTIC SURGEONS SUPPLEMENTARY
17290 | 4231220123100 | SUTURE, POLIGLECAPRONE 25, ANTIBACTERIAL (COATED TRICLOSAN), MONOFILAMENT, ABSORBABLE, SIZE 4/0, 60 MM ( +/- 2 MM ), STRAIGHT, REVERSE CUTTING NEEDLE, 70-75 CM, UNDYED, STERILE (1 EACH = 1 DOZEN) | GENERAL CONSUMABLES FOR: SURGICAL SUTURES, LAPRASCOPIC AND ROBOTIC SURGEONS SUPPLEMENTARY
17291 | 4231220125400 | SUTURE, POLYDIOXANONE, MONOFILAMENT, ABSORBABLE, SIZE 6/0, 13-14 MM , 3/8 CIRCLE, TAPER POINT NEEDLE, 60-65 CM, STERILE (1 EACH = 1 DOZEN) | GENERAL CONSUMABLES FOR: SURGICAL SUTURES, LAPRASCOPIC AND ROBOTIC SURGEONS SUPPLEMENTARY
17292 | 4231220137300 | SUTURE, SILK, MULTIFILAMENT, NON-ABSORBABLE, SIZE 8/0, 7 MM, 3/8 CIRCLE, SPATULATED DOUBLE ARM NEEDLE, 40-45 CM, BLACK, STERILE | GENERAL CONSUMABLES FOR: SURGICAL SUTURES, LAPRASCOPIC AND ROBOTIC SURGEONS SUPPLEMENTARY
17293 | 4231220140000 | SUTURE, POLYESTER, MULTIFILAMENT, NON-ABSORBABLE, SIZE 3/0, 15-16 MM, 1/2 CIRCLE, ROUND BODY NEEDLE, 70-75 CM, DYED, STERILE (1 EACH = 1 DOZEN) | GENERAL CONSUMABLES FOR: SURGICAL SUTURES, LAPRASCOPIC AND ROBOTIC SURGEONS SUPPLEMENTARY
17294 | 4231220140900 | SUTURE, POLYPROPYLENE, MONOFILAMENT, NON-ABSORBABLE, SIZE 8/0, 8 MM, 3/8 CIRCLE, TUNGSTEN-RHENIUM ALLOY, TAPER POINT DOUBLE ARM NEEDLE, 60-65 CM, BLUE, STERILE | GENERAL CONSUMABLES FOR: SURGICAL SUTURES, LAPRASCOPIC AND ROBOTIC SURGEONS SUPPLEMENTARY
17295 | 4231220148400 | SUTURE, POLIGLECAPRONE 25, MONOFILAMENT, ABSORBABLE, SIZE 5/0, 13-14 MM, 3/8 CIRCLE, PRIME REVERSE CUTTING, 40-45 CM, UNDYED, STERILE (1 EACH = 1 DOZEN) | GENERAL CONSUMABLES FOR: SURGICAL SUTURES, LAPRASCOPIC AND ROBOTIC SURGEONS SUPPLEMENTARY
17296 | 4231220112600 | SUTURE, POLYPROPYLENE, MONOFILAMENT, NON-ABSORBABLE, SIZE 3/0, 19-20 MM, 3/8 CIRCLE, REVERSE CUTTING NEEDLE, 70-75 CM, UNDYED, STERILE | GENERAL CONSUMABLES FOR: SURGICAL SUTURES, LAPRASCOPIC AND ROBOTIC SURGEONS SUPPLEMENTARY
17297 | 4231220158700 | SUTURE, POLYGLACTIN 910, MULTIFILAMENT, ABSORBABLE, SIZE 3/0, 25-26 MM, 3/8 CIRCLE, REVERSE CUTTING NEEDLE, 70-75 CM, UNDYED, STERILE (1 EACH = 1 DOZEN) | GENERAL CONSUMABLES FOR: SURGICAL SUTURES, LAPRASCOPIC AND ROBOTIC SURGEONS SUPPLEMENTARY
17298 | 4231220002200 | SUTURE, POLYGLACTIN 910, MULTIFILAMENT, ABSORBABLE, SIZE 6/0, 6.5 MM, 1/2 CIRCLE, SPATULATED DOUBLE ARM NEEDLE, 40-45 CM, VIOLET, STERILE | GENERAL CONSUMABLES FOR: SURGICAL SUTURES, LAPRASCOPIC AND ROBOTIC SURGEONS SUPPLEMENTARY
17299 | 4231220001900 | SUTURE, POLYGLACTIN 910, ANTIBACTERIAL (COATED TRICLOSAN), MULTIFILAMENT, ABSORBABLE, SIZE 4/0, 19-20 MM, 3/8 CIRCLE, REVERSE CUTTING NEEDLE, 70- 75 CM, UNDYED, STERILE | GENERAL CONSUMABLES FOR: SURGICAL SUTURES, LAPRASCOPIC AND ROBOTIC SURGEONS SUPPLEMENTARY
17300 | 4231220000200 | INSTRUMENT, ELECTROSURGICAL, FOR LAPAROSCOPIC, SEALER /DIVIDED AND GRASPER, PERMANENTLY FUSES TISSUE BUNDLES AND VESSELS, 5 MM DIAMETER, WITH INTEGRATED KNIFE CURVED JAW, LENGTH 42-45 CM, DISPOSABLE, STERILE | GENERAL CONSUMABLES FOR: SURGICAL SUTURES, LAPRASCOPIC AND ROBOTIC SURGEONS SUPPLEMENTARY
17301 | 4231220000300 | LOADING UNIT, RETICULATING, WITH CURVED TIP, AND TRI-STAPLER TECHNOLOGY, 30 / 2-2.5-3 MM, TAN, INTEGRATED KNIFE, DISPOSABLE, STERILE | GENERAL CONSUMABLES FOR: SURGICAL SUTURES, LAPRASCOPIC AND ROBOTIC SURGEONS SUPPLEMENTARY
17302 | 4231220000400 | SUTURE, POLIGLECAPRONE 25, MONOFILAMENT, ABSORBABLE, SIZE 6/0, 11-12 MM, 3/8 CIRCLE, REVERSE CUTTING NEEDLE, 40-45 CM, UNDYED, STERILE | GENERAL CONSUMABLES FOR: SURGICAL SUTURES, LAPRASCOPIC AND ROBOTIC SURGEONS SUPPLEMENTARY
17303 | 4231220000500 | SUTURE, POLYAMIDE, MONOFILAMENT, NON-ABSORBABLE, SIZE 3/0, 19-20 MM, 3/8 CIRCLE, PRIME REVERSE CUTTING NEEDLE, 45-50 CM, STERILE | GENERAL CONSUMABLES FOR: SURGICAL SUTURES, LAPRASCOPIC AND ROBOTIC SURGEONS SUPPLEMENTARY
17304 | 4231220000600 | SUTURE, POLYAMIDE, MONOFILAMENT, NON-ABSORBABLE, SIZE 3/0, 30 MM ( +/- 1 MM ), 3/8 CIRCLE, REVERSE CUTTING NEEDLE, 70-75 CM, BLUE, STERILE | GENERAL CONSUMABLES FOR: SURGICAL SUTURES, LAPRASCOPIC AND ROBOTIC SURGEONS SUPPLEMENTARY
17305 | 4231220000700 | SUTURE, POLYAMIDE, MONOFILAMENT, NON-ABSORBABLE, SIZE 5/0, 15-16 MM, 3/8 CIRCLE, CUTTING PRIME NEEDLE, 45-50 CM, STERILE | GENERAL CONSUMABLES FOR: SURGICAL SUTURES, LAPRASCOPIC AND ROBOTIC SURGEONS SUPPLEMENTARY
17306 | 4231220002000 | SUTURE, POLYGLACTIN 910, MULTIFILAMENT, ABSORBABLE, SIZE 5/0, 15-16 MM, 3/8 CIRCLE, REVERSE CUTTING NEEDLE, 70-75 CM, STERILE | GENERAL CONSUMABLES FOR: SURGICAL SUTURES, LAPRASCOPIC AND ROBOTIC SURGEONS SUPPLEMENTARY
17307 | 4231220000800 | SUTURE, POLYAMIDE, MONOFILAMENT, NON-ABSORBABLE, SIZE 6/0, 8 MM, 1/4 CIRCLE, PRIME REVERSE CUTTING NEEDLE, 40-45 CM, STERILE | GENERAL CONSUMABLES FOR: SURGICAL SUTURES, LAPRASCOPIC AND ROBOTIC SURGEONS SUPPLEMENTARY
17308 | 4231220001000 | SUTURE, POLYDIOXANONE, MONOFILAMENT, ABSORBABLE, SIZE 2/0, 25-26 MM, 1/2 CIRCLE, TAPER POINT NEEDLE, 70-75 CM, STERILE | GENERAL CONSUMABLES FOR: SURGICAL SUTURES, LAPRASCOPIC AND ROBOTIC SURGEONS SUPPLEMENTARY
17309 | 4231220001200 | SUTURE, POLYDIOXANONE, MONOFILAMENT, ABSORBABLE, SIZE 4/0, 19-20 MM, 3/8 CIRCLE, PRIME REVERSE CUTTING NEEDLE, 40-45 CM, STERILE | GENERAL CONSUMABLES FOR: SURGICAL SUTURES, LAPRASCOPIC AND ROBOTIC SURGEONS SUPPLEMENTARY
17310 | 4231220001300 | SUTURE, POLYESTER, MULTIFILAMENT, NON-ABSORBABLE, SIZE 2, 45 MM ( +/- 1 MM ), 1/2 CIRCLE, TAPER CUT NEEDLE, 4 X 70-75 CM, GREEN, STERILE | GENERAL CONSUMABLES FOR: SURGICAL SUTURES, LAPRASCOPIC AND ROBOTIC SURGEONS SUPPLEMENTARY
17311 | 4231220001500 | SUTURE, POLYGLACTIN 910, ANTIBACTERIAL (COATED TRICLOSAN), MULTIFILAMENT, ABSORBABLE, SIZE 2/0, 25-26 MM, 1/2 CIRCLE, TAPER POINT NEEDLE, 70-75 CM, VIOLET, STERILE | GENERAL CONSUMABLES FOR: SURGICAL SUTURES, LAPRASCOPIC AND ROBOTIC SURGEONS SUPPLEMENTARY
17312 | 4231220001600 | SUTURE, POLYGLACTIN 910, ANTIBACTERIAL (COATED TRICLOSAN), MULTIFILAMENT, ABSORBABLE, SIZE 3/0, 15-16 MM, 3/8 CIRCLE, REVERSE CUTTING NEEDLE, 70-75 CM, VIOLET, STERILE | GENERAL CONSUMABLES FOR: SURGICAL SUTURES, LAPRASCOPIC AND ROBOTIC SURGEONS SUPPLEMENTARY
17313 | 4231220001800 | SUTURE, POLYGLACTIN 910, ANTIBACTERIAL (COATED TRICLOSAN), MULTIFILAMENT, ABSORBABLE, SIZE 3/0, 23-24 MM, 3/8 CIRCLE, CUTTING NEEDLE, 70-75 CM, UNDYED, STERILE | GENERAL CONSUMABLES FOR: SURGICAL SUTURES, LAPRASCOPIC AND ROBOTIC SURGEONS SUPPLEMENTARY
17314 | 4231220000900 | SUTURE, POLYDIOXANONE, MONOFILAMENT, ABSORBABLE, LOOP, SIZE 0, 40 MM ( +/- 1 MM ), 1/2 CIRCLE, TAPER POINT NEEDLE, 150-170 CM , VIOLET, STERILE | GENERAL CONSUMABLES FOR: SURGICAL SUTURES, LAPRASCOPIC AND ROBOTIC SURGEONS SUPPLEMENTARY
17315 | 4231220169200 | SUTURE, POLYDIOXANONE, MONOFILAMENT, ABSORBABLE, SIZE 3/0, 19-20 MM , 1/2 CIRCLE, TAPER POINT NEEDLE, 70-75 CM, STERILE | GENERAL CONSUMABLES FOR: SURGICAL SUTURES, LAPRASCOPIC AND ROBOTIC SURGEONS SUPPLEMENTARY
17316 | 4231220169900 | SUTURE, POLYAMIDE, MONOFILAMENT, NON-ABSORBABLE, SIZE 8/0, 6 MM, 3/8 CIRCLE, SPATULATED DOUBLE ARM NEEDLE, 30-35 CM, BLACK, STERILE | GENERAL CONSUMABLES FOR: SURGICAL SUTURES, LAPRASCOPIC AND ROBOTIC SURGEONS SUPPLEMENTARY
17317 | 4231220186000 | SUTURE, POLYGLYCONATE OR POLYGLECAPRONE, UNIDIRECTIONAL, LOOP LOCK, MONOFILAMENT, ABSORBABLE, SIZE 0, 37 MM ( +/- 1 CM ), 1/2 CIRCLE, TAPER POINT, 60-65 CM, GREEN, STERILE | GENERAL CONSUMABLES FOR: SURGICAL SUTURES, LAPRASCOPIC AND ROBOTIC SURGEONS SUPPLEMENTARY
17318 | 4229290436900 | TROCAR, BLADELESS OPTICAL, WITH BALLOON, ADVANCED FIXATION CANNULA, RETENTION RING ON THE SKIN TO PREVENT SLIPPERY INSIDE OR OUTSIDE THE ABDOMEN, 5 X 70-75 MM LONG, DISPOSABLE, STERILE | GENERAL CONSUMABLES FOR: SURGICAL SUTURES, LAPRASCOPIC AND ROBOTIC SURGEONS SUPPLEMENTARY
17319 | 4229290436800 | SUTURE, TAPE, POLYESTER, MONOFILAMENT, NON-ABSORBABLE, TAPE WIDTH 5 MM, NEEDLE SIZE 45 MM ( +/- 1 MM ), 1/2 CIRCLE, ROUND BODY DOUBLE ARM HEAVY NEEDLE, 30-35 CM, WHITE, STERILE | GENERAL CONSUMABLES FOR: SURGICAL SUTURES, LAPRASCOPIC AND ROBOTIC SURGEONS SUPPLEMENTARY
17320 | 4229290436700 | SUTURE, STAINLESS STEEL, FOR TEMPORARY PACING WIRE, MULTIFILAMENT, NON-ABSORBABLE, SIZE 0, DOUBLE ARM, 25-26 MM, 1/2 CIRCLE, ROUND BODY NEEDLE, AND 60 MM STRAIGHT CUTTING NEEDLE, 60-65 CM, STERILE | GENERAL CONSUMABLES FOR: SURGICAL SUTURES, LAPRASCOPIC AND ROBOTIC SURGEONS SUPPLEMENTARY
17321 | 4229290436500 | SUTURE, SILK, MULTIFILAMENT, NON-ABSORBABLE, SIZE 4/0, 17-18 MM, 1/2 CIRCLE, ROUND BODY NEEDLE,70-75 CM, BLACK, STERILE | GENERAL CONSUMABLES FOR: SURGICAL SUTURES, LAPRASCOPIC AND ROBOTIC SURGEONS SUPPLEMENTARY
17322 | 4229290436400 | SUTURE, SILK, MULTIFILAMENT, NON-ABSORBABLE, SIZE 4/0, 13-14 MM, 3/8 CIRCLE, ROUND BODY NEEDLE, 70-75 CM, BLACK, STERILE | GENERAL CONSUMABLES FOR: SURGICAL SUTURES, LAPRASCOPIC AND ROBOTIC SURGEONS SUPPLEMENTARY
17323 | 4229290436300 | SUTURE, SILK, MULTIFILAMENT, NON-ABSORBABLE, SIZE 3/0, 25-26 MM, 1/2 CIRCLE, ROUND BODY NEEDLE, 70-75 CM, BLACK, STERILE | GENERAL CONSUMABLES FOR: SURGICAL SUTURES, LAPRASCOPIC AND ROBOTIC SURGEONS SUPPLEMENTARY
17324 | 4231220307700 | SUTURE, POLYGLACTIN 910, ANTIBACTERIAL (COATED TRICLOSAN), MULTIFILAMENT, ABSORBABLE, SIZE 4/0, 13-14 MM, 1/2 CIRCLE, ROUND BODY NEEDLE, 70-75 CM, UNDYED, STERILE | GENERAL CONSUMABLES FOR: SURGICAL SUTURES, LAPRASCOPIC AND ROBOTIC SURGEONS SUPPLEMENTARY
17325 | 4229290436200 | SUTURE, SILK, MULTIFILAMENT, NON-ABSORBABLE, SIZE 2/0, 39 MM ( +/- 1 MM ), 3/8 CIRCLE, REVERSE CUTTING NEEDLE, 70-75 CM, BLACK, STERILE | GENERAL CONSUMABLES FOR: SURGICAL SUTURES, LAPRASCOPIC AND ROBOTIC SURGEONS SUPPLEMENTARY
17326 | 4229290436000 | SUTURE, POLYPROPYLENE, MONOFILAMENT, NON-ABSORBABLE, SIZE 9/0, 13-14 MM, 1/4 CIRCLE, SPATULATED DOUBLE ARM NEEDLE, 40-45 CM, BLUE, STERILE | GENERAL CONSUMABLES FOR: SURGICAL SUTURES, LAPRASCOPIC AND ROBOTIC SURGEONS SUPPLEMENTARY
17327 | 4229290435900 | SUTURE, POLYPROPYLENE, MONOFILAMENT, NON-ABSORBABLE, SIZE 8/0, 8 MM, 3/8 CIRCLE, ROUND BODY DOUBLE ARM NEEDLE, 60-65 CM, BLUE, STERILE | GENERAL CONSUMABLES FOR: SURGICAL SUTURES, LAPRASCOPIC AND ROBOTIC SURGEONS SUPPLEMENTARY
17328 | 4229290435800 | SUTURE, POLYPROPYLENE, MONOFILAMENT, NON-ABSORBABLE, SIZE 6/0, 13-14 MM, 3/8 CIRCLE, TAPER POINT DOUBLE ARM BLACK NEEDLE, 60-65 CM, BLUE, STERILE | GENERAL CONSUMABLES FOR: SURGICAL SUTURES, LAPRASCOPIC AND ROBOTIC SURGEONS SUPPLEMENTARY
17329 | 4229290435700 | SUTURE, POLYPROPYLENE, MONOFILAMENT, NON-ABSORBABLE, SIZE 6/0, 13-14 MM, 3/8 CIRCLE, ROUND BODY DOUBLE ARM NEEDLE, 60-65 CM, BLUE, STERILE | GENERAL CONSUMABLES FOR: SURGICAL SUTURES, LAPRASCOPIC AND ROBOTIC SURGEONS SUPPLEMENTARY
17330 | 4229290435600 | SUTURE, POLYPROPYLENE, MONOFILAMENT, NON-ABSORBABLE, SIZE 6/0, 11-12 MM, 3/8 CIRCLE, PRIME REVERSE CUTTING NEEDLE, 40-45 CM, BLUE, STERILE | GENERAL CONSUMABLES FOR: SURGICAL SUTURES, LAPRASCOPIC AND ROBOTIC SURGEONS SUPPLEMENTARY
17331 | 4229290435500 | SUTURE, POLYPROPYLENE, MONOFILAMENT, NON-ABSORBABLE, SIZE 6/0, 11-12 MM, 3/8 CIRCLE, ROUND BODY DOUBLE ARM NEEDLE, 60-65 CM, BLUE, STERILE | GENERAL CONSUMABLES FOR: SURGICAL SUTURES, LAPRASCOPIC AND ROBOTIC SURGEONS SUPPLEMENTARY
17332 | 4229290436100 | SUTURE, SILK, MULTIFILAMENT, NON-ABSORBABLE, SIZE 0, 39 MM ( +/- 1 MM ), 3/8 CIRCLE, REVERSE CUTTING NEEDLE, 70-75 CM, BLACK, STERILE | GENERAL CONSUMABLES FOR: SURGICAL SUTURES, LAPRASCOPIC AND ROBOTIC SURGEONS SUPPLEMENTARY
17333 | 4231220306700 | SUTURE, POLYGLACTIN 910, ANTIBACTERIAL (COATED TRICLOSAN), MULTIFILAMENT, ABSORBABLE, SIZE 0, 31 MM ( +/- 1 MM ), 1/2 CIRCLE, TAPER CUT NEEDLE, 70-75 CM, VIOLET, STERILE | GENERAL CONSUMABLES FOR: SURGICAL SUTURES, LAPRASCOPIC AND ROBOTIC SURGEONS SUPPLEMENTARY
17334 | 4231220306100 | SUTURE, POLYGLACTIN 910, ANTIBACTERIAL (COATED TRICLOSAN), MULTIFILAMENT, ABSORBABLE, SIZE 4/0, 15-16 MM, 3/8 CIRCLE, CUTTING NEEDLE, 45-50 CM, UNDYED, STERILE | GENERAL CONSUMABLES FOR: SURGICAL SUTURES, LAPRASCOPIC AND ROBOTIC SURGEONS SUPPLEMENTARY
17335 | 4231220305400 | SUTURE, POLYGLACTIN 910, MULTIFILAMENT, ABSORBABLE, SIZE 0, NEEDLE FREE, 150 CM ( +/- 20 CM ), VIOLET, STERILE | GENERAL CONSUMABLES FOR: SURGICAL SUTURES, LAPRASCOPIC AND ROBOTIC SURGEONS SUPPLEMENTARY
17336 | 4223160200700 | SUCTION/ IRRIGATION, FOR LAPAROSCOPIC, 5MM TIP X 37 CM (-/+ 2 CM) LENGTH, WITH OPTION OF INTERCHANGEABLE WITH 10 MM PROBE, DISPOSABLE, STERILE | GENERAL CONSUMABLES FOR: SURGICAL SUTURES, LAPRASCOPIC AND ROBOTIC SURGEONS SUPPLEMENTARY
17337 | 4231220198500 | SUTURE, POLYAMIDE, MONOFILAMENT, NON-ABSORBABLE, SIZE 2/0, 25-26 MM, 3/8 CIRCLE, REVERSE CUTTING NEEDLE, 40-45 CM, BLACK, STERILE (1 EACH = 1 DOZEN) | GENERAL CONSUMABLES FOR: SURGICAL SUTURES, LAPRASCOPIC AND ROBOTIC SURGEONS SUPPLEMENTARY
17338 | 4231220203900 | SUTURE, PTFE, MONOFILAMENT, NON-ABSORBABLE, SIZE 4/0, 13-14 MM, 3/8 CIRCLE, TAPER POINT DOUBLE ARM NEEDLE, 90-95 CM, WHITE, STERILE | GENERAL CONSUMABLES FOR: SURGICAL SUTURES, LAPRASCOPIC AND ROBOTIC SURGEONS SUPPLEMENTARY
17339 | 4231220210500 | SUTURE, POLIGLECAPRONE 25, ANTIBACTERIAL (COATED TRICLOSAN), MONOFILAMENT, ABSORBABLE, SIZE 6/0, 13-14 MM, 1/2 CIRCLE, TAPER POINT NEEDLE, 40-45 CM, VIOLET, STERILE | GENERAL CONSUMABLES FOR: SURGICAL SUTURES, LAPRASCOPIC AND ROBOTIC SURGEONS SUPPLEMENTARY
17340 | 4231220211000 | SUTURE, POLYDIOXANONE, ANTIBACTERIAL (COATED TRICLOSAN), MONOFILAMENT, ABSORBABLE, SIZE 6/0, 13-14 MM, 3/8 CIRCLE, ROUND BODY NEEDLE, 70-75 CM, VIOLET, STERILE | GENERAL CONSUMABLES FOR: SURGICAL SUTURES, LAPRASCOPIC AND ROBOTIC SURGEONS SUPPLEMENTARY
17341 | 4231220212200 | SUTURE, POLYGLACTIN 910, ANTIBACTERIAL (COATED TRICLOSAN), MULTIFILAMENT, ABSORBABLE, SIZE 1, 31 MM ( +/- 1 MM ), 1/2 CIRCLE, TAPER CUT NEEDLE, 70-75 CM, VIOLET, STERILE | GENERAL CONSUMABLES FOR: SURGICAL SUTURES, LAPRASCOPIC AND ROBOTIC SURGEONS SUPPLEMENTARY
17342 | 4231220213300 | SUTURE, POLYGLACTIN 910, MULTIFILAMENT, ABSORBABLE, SIZE 4/0, 25-26 MM, 3/8 CIRCLE, PRIME CUTTING NEEDLE, 45-50 CM, UNDYED, STERILE | GENERAL CONSUMABLES FOR: SURGICAL SUTURES, LAPRASCOPIC AND ROBOTIC SURGEONS SUPPLEMENTARY
17343 | 4231220216600 | SUTURE, SILK, MULTIFILAMENT, NON-ABSORBABLE, SIZE 2/0, 25-26 MM, 1/2 CIRCLE, TAPER POINT DETACH NEEDLE, 5 X 45-50 CM, BLACK, STERILE | GENERAL CONSUMABLES FOR: SURGICAL SUTURES, LAPRASCOPIC AND ROBOTIC SURGEONS SUPPLEMENTARY
17344 | 4231220217600 | SUTURE, KNOTLESS, SPIRAL, BIDIRECTIONAL, POLIGLECAPRONE 25, MONOFILAMENT, ABSORBABLE, SIZE 2/0, 25-26 MM, 1/2 CIRCLE, REVERSE CUTTING DOUBLE ARM NEEDLE, 14 X 14 CM ( +/- 2 CM ), UNDYED, STERILE | GENERAL CONSUMABLES FOR: SURGICAL SUTURES, LAPRASCOPIC AND ROBOTIC SURGEONS SUPPLEMENTARY
17345 | 4231220217800 | SUTURE, POLYGLYCONATE OR POLYGLECAPRONE, UNIDIRECTIONAL, LOOP LOCK, MONOFILAMENT, ABSORBABLE, SIZE 0, 37 MM ( +/- 1 CM ), 1/2 CIRCLE, TAPER POINT, 23-25 CM, GREEN, STERILE | GENERAL CONSUMABLES FOR: SURGICAL SUTURES, LAPRASCOPIC AND ROBOTIC SURGEONS SUPPLEMENTARY
17346 | 4231220218500 | SUTURE, TAPE, POLYESTER, MONOFILAMENT, NON-ABSORBABLE, TAPE WIDTH 5 MM, NEEDLE SIZE 48 MM ( +/- 1 MM ), 1/2 CIRCLE, ROUND BODY DOUBLE ARM HEAVY NEEDLE, 30-35 CM, WHITE, STERILE (1 EACH = 1 DOZEN) | GENERAL CONSUMABLES FOR: SURGICAL SUTURES, LAPRASCOPIC AND ROBOTIC SURGEONS SUPPLEMENTARY
17347 | 4231220218700 | SUTURE, POLYDIOXANONE, ANTIBACTERIAL (COATED TRICLOSAN), MONOFILAMENT, ABSORBABLE, SIZE 2/0, 25-26 MM, 3/8 CIRCLE, REVERSE CUTTING NEEDLE, 70-75 CM, UNDYED, STERILE | GENERAL CONSUMABLES FOR: SURGICAL SUTURES, LAPRASCOPIC AND ROBOTIC SURGEONS SUPPLEMENTARY
17348 | 4231220229000 | SUTURE, KNOTLESS, SPIRAL, UNIDIRECTIONAL, WITH FLEXIBLE LOOP, POLIGLECAPRONE 25, ANTIBACTERIAL (COATED TRICLOSAN), MONOFILAMENT, ABSORBABLE, SIZE 2/0, 25-26 MM, 1/2 CIRCLE, TAPER POINT NEEDLE, 40-45 CM, UNDYED, STERILE | GENERAL CONSUMABLES FOR: SURGICAL SUTURES, LAPRASCOPIC AND ROBOTIC SURGEONS SUPPLEMENTARY
17349 | 4231220301300 | SUTURE, POLIGLECAPRONE 25, ANTIBACTERIAL (COATED TRICLOSAN), MONOFILAMENT, ABSORBABLE, SIZE 4/0, 15-16 MM, 3/8 CIRCLE, REVERSE CUTTING NEEDLE, 70-75 CM, UNDYED, STERILE | GENERAL CONSUMABLES FOR: SURGICAL SUTURES, LAPRASCOPIC AND ROBOTIC SURGEONS SUPPLEMENTARY
17350 | 4231220303000 | SUTURE, POLYDIOXANONE, ANTIBACTERIAL (COATED TRICLOSAN), MONOFILAMENT, ABSORBABLE, SIZE 4/0, 19-20 MM, 3/8 CIRCLE, MULTIPASS PRIME REVERSE CUTTING NEEDLE, 45-50 CM, UNDYED, STERILE | GENERAL CONSUMABLES FOR: SURGICAL SUTURES, LAPRASCOPIC AND ROBOTIC SURGEONS SUPPLEMENTARY
17351 | 4220341104000 | SUTURE, POLYPROPYLENE, MONOFILAMENT, NON-ABSORBABLE, SIZE 4/0, 17-18 MM, 3/8 CIRCLE, ROUND BODY DOUBLE ARM NEEDLE, WITH PTFE PLEDGET 7 X 3, 90-95 CM, BLUE, STERILE (1 EACH = 1 DOZEN) | GENERAL CONSUMABLES FOR: SURGICAL SUTURES, LAPRASCOPIC AND ROBOTIC SURGEONS SUPPLEMENTARY
17352 | 4220341103000 | TAPE, UMBILICAL, COTTON, RADIOPAQUE, 2-3 MM X NOT LESS THAN 45 CM, WHITE, STERILE (1 EACH = 1 DOZEN) | GENERAL CONSUMABLES FOR: SURGICAL SUTURES, LAPRASCOPIC AND ROBOTIC SURGEONS SUPPLEMENTARY
17353 | 4231220217500 | SUTURE, KNOTLESS, SPIRAL, BIDIRECTIONAL, POLIGLECAPRONE 25, MONOFILAMENT, ABSORBABLE, SIZE 3/0, 19-20 MM, 3/8 CIRCLE, REVERSE CUTTING DOUBLE ARM NEEDLE, 14 X 14 CM ( +/- 2 CM ), UNDYED, STERILE | GENERAL CONSUMABLES FOR: SURGICAL SUTURES, LAPRASCOPIC AND ROBOTIC SURGEONS SUPPLEMENTARY
17354 | 4220341040600 | SUTURE, STERNAL WIRES, STAINLESS STEEL, MONOFILAMENT, NON-ABSORBABLE, SIZE 6, 48 MM ( +/- 1 MM ), 1/2 CIRCLE, TAPER CUT NEEDLE, 2 X 45 CM, STERILE | GENERAL CONSUMABLES FOR: SURGICAL SUTURES, LAPRASCOPIC AND ROBOTIC SURGEONS SUPPLEMENTARY
17355 | 4229498700000 | HYSTEROSCOPY, MORCELLATION AND TISSUE REMOVAL DEVICE, SIZE 3, 1 HYSTEROSCOPE AND MORCELLATOR GENERATOR AND RELATED FLUID MANAGEMENT SYSTEM FREE OF CHARGE FOR ORDER OF 50 | GENERAL CONSUMABLES FOR: SURGICAL SUTURES, LAPRASCOPIC AND ROBOTIC SURGEONS SUPPLEMENTARY
17356 | 4229540019600 | SUTURE, STAINLESS STEEL, FOR TEMPORARY PACING WIRE, POLYETHYLENE COATED, MULTIFILAMENT, NON-ABSORBABLE, SIZE 2/0, DOUBLE ARM, 17-18 MM, 3/8 CIRCLE, ROUND BODY NEEDLE, AND 60 MM STRAIGHT CUTTING NEEDLE, 60-65 CM, STERILE | GENERAL CONSUMABLES FOR: SURGICAL SUTURES, LAPRASCOPIC AND ROBOTIC SURGEONS SUPPLEMENTARY
17357 | 4229540019500 | SUTURE, SILK, MULTIFILAMENT, NON-ABSORBABLE, SIZE 5/0, 17-18 MM, 3/8 CIRCLE, ROUND BODY NEEDLE, 70-75 CM, BLACK, STERILE | GENERAL CONSUMABLES FOR: SURGICAL SUTURES, LAPRASCOPIC AND ROBOTIC SURGEONS SUPPLEMENTARY
17358 | 4229640201100 | FLUID MANAGEMENT SYSTEM, OUTFLOW TUBE SET | GENERAL CONSUMABLES FOR: SURGICAL SUTURES, LAPRASCOPIC AND ROBOTIC SURGEONS SUPPLEMENTARY
17359 | 4229540018900 | SUTURE, POLYGLACTIN 910, MULTIFILAMENT, ABSORBABLE, SIZE 8/0, 6.5 MM, 3/8 CIRCLE, SPATULATED NEEDLE, 15 CM, VIOLET, STERILE | GENERAL CONSUMABLES FOR: SURGICAL SUTURES, LAPRASCOPIC AND ROBOTIC SURGEONS SUPPLEMENTARY
17360 | 4229540016600 | SUTURE, POLYDIOXANONE, ANTIBACTERIAL (COATED TRICLOSAN), MONOFILAMENT, ABSORBABLE, SIZE 4/0, 13-14 MM, 3/8 CIRCLE, PRIME REVERSE CUTTING NEEDLE, 45-50 CM, UNDYED, STERILE | GENERAL CONSUMABLES FOR: SURGICAL SUTURES, LAPRASCOPIC AND ROBOTIC SURGEONS SUPPLEMENTARY
17361 | 4229498700100 | HYSTEROSCOPY, MORCELLATION AND TISSUE REMOVAL DEVICE, SIZE 2, 1 HYSTEROSCOPE AND MORCELLATOR GENERATOR AND RELATED FLUID MANAGEMENT SYSTEM FREE OF CHARGE FOR ORDER OF 50 | GENERAL CONSUMABLES FOR: SURGICAL SUTURES, LAPRASCOPIC AND ROBOTIC SURGEONS SUPPLEMENTARY
17362 | 4220341038500 | SUTURE, POLYGLACTIN 910, ANTIBACTERIAL (COATED TRICLOSAN), MULTIFILAMENT, ABSORBABLE, SIZE 3/0, 25-26 MM, 3/8 CIRCLE, PRIME CUTTING NEEDLE, 70-75 CM, UNDYED, STERILE | GENERAL CONSUMABLES FOR: SURGICAL SUTURES, LAPRASCOPIC AND ROBOTIC SURGEONS SUPPLEMENTARY
17363 | 4229493401300 | SUTURE, LAPAROSCOPIC LOOP, POLYDIOXANONE, MONOFILAMENT, ABSORBABLE, SIZE: 0, 50 CM ( +/- 5 CM ), WITH DELIVERY SYSTEM, STERILE | GENERAL CONSUMABLES FOR: SURGICAL SUTURES, LAPRASCOPIC AND ROBOTIC SURGEONS SUPPLEMENTARY
17364 | 4220341038100 | SUTURE, POLYPROPYLENE, MONOFILAMENT, NON-ABSORBABLE, SIZE 7/0, 9 MM, 3/8 CIRCLE, TUNGSTEN-RHENIUM ALLOY, TAPER POINT DOUBLE ARM NEEDLE, 60-65 CM, BLUE, STERILE (1 EACH = 1 DOZEN) | GENERAL CONSUMABLES FOR: SURGICAL SUTURES, LAPRASCOPIC AND ROBOTIC SURGEONS SUPPLEMENTARY
17365 | 4229498700200 | HYSTEROSCOPY, MORCELLATION AND TISSUE REMOVAL DEVICE, SIZE 1, 1 HYSTEROSCOPE AND MORCELLATOR GENERATOR AND RELATED FLUID MANAGEMENT SYSTEM FREE OF CHARGE FOR ORDER OF 50 | GENERAL CONSUMABLES FOR: SURGICAL SUTURES, LAPRASCOPIC AND ROBOTIC SURGEONS SUPPLEMENTARY
17366 | 4229640200900 | FLUID MANAGEMENT SYSTEM, CANISTER, HI-FLOW | GENERAL CONSUMABLES FOR: SURGICAL SUTURES, LAPRASCOPIC AND ROBOTIC SURGEONS SUPPLEMENTARY
17367 | 4220341036400 | SUTURE, POLYESTER, MULTIFILAMENT, NON-ABSORBABLE, SIZE 2/0, 25-26 MM, 1/2 CIRCLE, ROUND BODY DOUBLE ARM NEEDLE, 90-95 CM, BLUE, STERILE (1 EACH = 1 DOZEN) | GENERAL CONSUMABLES FOR: SURGICAL SUTURES, LAPRASCOPIC AND ROBOTIC SURGEONS SUPPLEMENTARY
17368 | 4229498300200 | PROBE, FOR SUCTION IRRIGATION, 10 MM DIAMETER, LENGTH 33 CM (-/+ 3 CM) , DISPOSABLE, STERILE | GENERAL CONSUMABLES FOR: SURGICAL SUTURES, LAPRASCOPIC AND ROBOTIC SURGEONS SUPPLEMENTARY
17369 | 4229497809600 | TROCAR, BLUNT TIP, 10 MM WITH FIXATION AND INFLATED BALLOON PORT, DISPOSABLE, STERILE | GENERAL CONSUMABLES FOR: SURGICAL SUTURES, LAPRASCOPIC AND ROBOTIC SURGEONS SUPPLEMENTARY
17370 | 4229632306500 | INSTRUMENT, ELECTROSURGICAL, FOR LAPAROSCOPIC, SEALER/DIVIDED, RETRACTABLE L-HOOK WITH GRASPER CURVED JAW, PERMANENTLY FUSES VESSELS AND TISSUE BUNDLES WITH DISSECTION GRASPING, 5 MM DIAMETER, LENGTH 35-37 CM, DISPOSABLE, STERILE | GENERAL CONSUMABLES FOR: SURGICAL SUTURES, LAPRASCOPIC AND ROBOTIC SURGEONS SUPPLEMENTARY
17371 | 4220341043000 | SUTURE, STERNAL WIRES, STAINLESS STEEL, MONOFILAMENT, NON-ABSORBABLE, SIZE 4, 48 MM ( +/- 1 MM ), 1/2 CIRCLE, REVERSE CUTTING CUT NEEDLE, 2 X 45 CM, STERILE (1 EACH = 1 DOZEN) | GENERAL CONSUMABLES FOR: SURGICAL SUTURES, LAPRASCOPIC AND ROBOTIC SURGEONS SUPPLEMENTARY
17372 | 4229632306100 | DEFOGGING, DEVICE WITH ON/OFF SWITCH KEY, CAN BE CONNECTED OR ATTACHED DIRECTLY TO TROCAR 5 AND 12 MM, WITH TWO TROCAR SWABS, 1 BOTTLE OF ANTI-FOG SOLUTION, WARMING HUB, 1 CLOTH, STERILE, DISPOSABLE | GENERAL CONSUMABLES FOR: SURGICAL SUTURES, LAPRASCOPIC AND ROBOTIC SURGEONS SUPPLEMENTARY
17373 | 4229632100900 | HYSTEROSCOPE, SPECIMEN COLLECTION SET | GENERAL CONSUMABLES FOR: SURGICAL SUTURES, LAPRASCOPIC AND ROBOTIC SURGEONS SUPPLEMENTARY
17374 | 4229632100800 | HYSTEROSCOPE, SEAL SET | GENERAL CONSUMABLES FOR: SURGICAL SUTURES, LAPRASCOPIC AND ROBOTIC SURGEONS SUPPLEMENTARY
17375 | 4229554515600 | BONE GRAFT, INJECTABLE SYNTHETIC MATERIAL 20CC, OR EQUIVALENT | ORTHOPEDIC & SPINAL SUPPLIES
17376 | 4229554514300 | BONE ALLOGRAFT, POWDER DEMINERALIZED, FREEZE DRIED, 20CC OR EQUIVALENTS | ORTHOPEDIC & SPINAL SUPPLIES
17377 | 4229554514400 | BONE GRAFT, SYNTHETIC INJECTABLE BONE GRAFT SUBSTITUTE WITH ANTIBIOTIC 10CC, OR EQUIVALENT | ORTHOPEDIC & SPINAL SUPPLIES
17378 | 4229660308500 | SET, COMPLETE INSTRUMENTATION FOR TITANIUM 6.6MM TO 7.5MM HEADLESS SCREW FIXATION, WITH NECESSARY CASES AND IMPLANT TRAY | ORTHOPEDIC & SPINAL SUPPLIES
17379 | 4229554514500 | BONE GRAFT, SYNTHETIC INJECTABLE BONE GRAFT SUBSTITUTE WITH ANTIBIOTIC 20CC, OR EQUIVALENT | ORTHOPEDIC & SPINAL SUPPLIES
17380 | 4229554514700 | BONE ALLOGRAFT, DEMINERALIZED BONE MATRIX PUTTY, 5CC OR EQUIVALENTS | ORTHOPEDIC & SPINAL SUPPLIES
17381 | 4229660308100 | SET, COMPLETE INSTRUMENTATION FOR DORSAL DISTAL RADIAL TITANIUM PLATING, AND NECESSARY CASES | ORTHOPEDIC & SPINAL SUPPLIES
17382 | 4229554515400 | BONE GRAFT, MINI BEAD KIT, RESORBABLE FAST CURE, 5CC OR EQUIVALENTS | ORTHOPEDIC & SPINAL SUPPLIES
17383 | 4229660308200 | SET, COMPLETE INSTRUMENTATION FOR INTRAMEDULLARY RETROGRADE DEFORMITY NAIL, WITH NECESSARY CASES AND IMPLANT TRAY | ORTHOPEDIC & SPINAL SUPPLIES
17384 | 4229554515200 | BONE ALLOGRAFT, DEMINERALIZED BONE MATRIX STRIPS, 10CM, OR EQUIVALENT | ORTHOPEDIC & SPINAL SUPPLIES
17385 | 4229554515300 | BONE GRAFT, INJECTABLE, CORE DECOMPRESSION KIT, 15CC OR EQUIVALENTS | ORTHOPEDIC & SPINAL SUPPLIES
17386 | 4229660308300 | SET, COMPLETE INSTRUMENTATION FOR STAINLESS STEEL SUPERIOR ANTERIOR CLAVICLE WITH LATERAL EXTENSION PLATING, WITH NECESSARY CASE AND IMPLANT TRAY | ORTHOPEDIC & SPINAL SUPPLIES
17387 | 4229554515100 | BONE GRAFT MINI BEAD KIT RESORBABLE STANDARD CURE 5CC OR EQUIVALENTS | ORTHOPEDIC & SPINAL SUPPLIES
17388 | 4229660301100 | SET, BROKEN SCREW SMALL FRAGMENT UNIVERSAL INSTRUMENTATION | ORTHOPEDIC & SPINAL SUPPLIES
17389 | 4229554515900 | BONE GRAFT, BEAD KIT RESORBABLE, FAST CURE, 25CC OR EQUIVALENTS | ORTHOPEDIC & SPINAL SUPPLIES
17390 | 4229554514200 | BONE GRAFT, SYNTHETIC INJECTABLE BONE GRAFT SUBSTITUTE WITH ANTIBIOTIC 5CC, OR EQUIVALENT | ORTHOPEDIC & SPINAL SUPPLIES
17391 | 4229554519700 | BONE ALLOGRAFT, DEMINERALIZED BONE MATRIX STRIPS, 20CM, OR EQUIVALENT | ORTHOPEDIC & SPINAL SUPPLIES
17392 | 4229554519600 | BONE ALLOGRAFT, DEMINERALIZED BONE MATRIX STRIPS, 15CM, OR EQUIVALENT | ORTHOPEDIC & SPINAL SUPPLIES
17393 | 4229554519500 | BONE ALLOGRAFT, CORTICAL/CANCELLOUS CHIPS FREEZE DRIED 45 CC, OR EQUIVALENT | ORTHOPEDIC & SPINAL SUPPLIES
17394 | 4229554519400 | BONE ALLOGRAFT, CORTICAL/CANCELLOUS CHIPS FREEZE DRIED 15 CC, OR EQUIVALENT | ORTHOPEDIC & SPINAL SUPPLIES
17395 | 4229554519300 | BONE ALLOGRAFT, CORTICAL/CANCELLOUS BLOCK FREEZE DRIED SIZE 30 MM-25 MM-25 MM, OR EQUIVALENT | ORTHOPEDIC & SPINAL SUPPLIES
17396 | 4229554519000 | BONE ALLOGRAFT, CORTICAL/CANCELLOUS BLOCK FREEZE DRIED SIZE 15 MM-20 MM-10 MM OR EQUIVALENT | ORTHOPEDIC & SPINAL SUPPLIES
17397 | 4229554518900 | BONE ALLOGRAFT, CORTICAL CANCELLOUS GRANULES 60CC OR EQUIVALENT, DIFFERENT VOLUMES | ORTHOPEDIC & SPINAL SUPPLIES
17398 | 4229554518800 | BONE ALLOGRAFT, CORTICAL CANCELLOUS GRANULES 30CC OR EQUIVALENT, DIFFERENT VOLUMES | ORTHOPEDIC & SPINAL SUPPLIES
17399 | 4229554518700 | BONE ALLOGRAFT, CORTICAL CANCELLOUS GRANULES 15CC OR EQUIVALENT, DIFFERENT VOLUMES | ORTHOPEDIC & SPINAL SUPPLIES
17400 | 4229554518600 | BONE ALLOGRAFT, CANCELLOUS BLOCK FREEZE DRIED SIZE 30 MM-25 MM-25 MM, OR EQUIVALENT | ORTHOPEDIC & SPINAL SUPPLIES
17401 | 4229554518500 | BONE ALLOGRAFT, CANCELLOUS BLOCK FREEZE DRIED SIZE 30 MM-20 MM-20 MM, OR EQUIVALENT | ORTHOPEDIC & SPINAL SUPPLIES
17402 | 4229554518400 | BONE ALLOGRAFT CANCELLOUS CHIPS FREEZE DRIED 15CC, OR EQUIVALENT | ORTHOPEDIC & SPINAL SUPPLIES
17403 | 4229554518300 | BONE ALLOGRAFT, STRUCTURAL HEMI CONDYLAR, ASSORTED SIZES | ORTHOPEDIC & SPINAL SUPPLIES
17404 | 4229554518200 | BONE ALLOGRAFT, DEMINERALIZED BONE MATRIX STRIPS, 5CM, OR EQUIVALENT | ORTHOPEDIC & SPINAL SUPPLIES
17405 | 4229554518100 | BONE ALLOGRAFT, CORTICAL/CANCELLOUS CHIPS FREEZE DRIED 30 CC, OR EQUIVALENT | ORTHOPEDIC & SPINAL SUPPLIES
17406 | 4229554518000 | BONE ALLOGRAFT, FEMORAL HEAD FROZEN | ORTHOPEDIC & SPINAL SUPPLIES
17407 | 4229554517900 | BONE GRAFT, SYNTHETIC STRIPS, 20CM, OR EQUIVALENT | ORTHOPEDIC & SPINAL SUPPLIES
17408 | 4229554517800 | BONE GRAFT, SYNTHETIC STRIPS, 15CM, OR EQUIVALENT | ORTHOPEDIC & SPINAL SUPPLIES
17409 | 4229554517700 | BONE GRAFT, SYNTHETIC STRIPS, 10CM, OR EQUIVALENT | ORTHOPEDIC & SPINAL SUPPLIES
17410 | 4229554517600 | BONE GRAFT SYNTHETIC PUTTY 0.5CC, OR EQUIVALENT | ORTHOPEDIC & SPINAL SUPPLIES
17411 | 4229554517500 | BONE ALLOGRAFT, STRUCTURAL FIBULA, ASSORTED SIZES | ORTHOPEDIC & SPINAL SUPPLIES
17412 | 4229554517400 | BONE GRAFT, SYNTHETIC STRIPS, 5CM, OR EQUIVALENT | ORTHOPEDIC & SPINAL SUPPLIES
17413 | 4229554517300 | BONE GRAFT SYNTHETIC PUTTY 3CC, OR EQUIVALENT | ORTHOPEDIC & SPINAL SUPPLIES
17414 | 4229554517200 | BONE GRAFT SYNTHETIC PUTTY 1CC, OR EQUIVALENT | ORTHOPEDIC & SPINAL SUPPLIES
17415 | 4229554517100 | BONE GRAFT, SYNTHETIC PUTTY 5CC, OR EQUIVALENT | ORTHOPEDIC & SPINAL SUPPLIES
17416 | 4229554516600 | BONE GRAFT, SYNTHETIC INJECTABLE BONE GRAFT SUBSTITUTE 5CC, OR EQUIVALENT | ORTHOPEDIC & SPINAL SUPPLIES
17417 | 4229554516300 | BONE AUGMENT INJECTABLE 1.5CC OR EQUIVALENT | ORTHOPEDIC & SPINAL SUPPLIES
17418 | 4229554515800 | BONE GRAFT BEAD KIT RESORBABLE STANDARD CURE 25CC OR EQUIVALENTS | ORTHOPEDIC & SPINAL SUPPLIES
17419 | 4229554513700 | BONE ALLOGRAFT, STRUCTURAL STRUT (DISTAL FEMUR), ASSORTED SIZES | ORTHOPEDIC & SPINAL SUPPLIES
17420 | 4229554509100 | BONE GRAFT, SYNTHETIC BIOACTIVE GLASS GRANULES 2CC, OR EQUIVALENT | ORTHOPEDIC & SPINAL SUPPLIES
17421 | 4229554509500 | SET, BONE GRAFT DELIVERY SYSTEM FOR MINIMALLY INVASIVE SURGERY, SPINAL | ORTHOPEDIC & SPINAL SUPPLIES
17422 | 4229660308700 | SET, COMPLETE INSTRUMENTATION FOR PRIMARY CEMENTED TOTAL ANKLE ARTHROPLASTY (FIXED BEARING), WITH NECESSARY CASES AND IMPLANT TRAY | ORTHOPEDIC & SPINAL SUPPLIES
17423 | 4229660308900 | SET, COMPLETE INSTRUMENTATION FOR PRIMARY CEMENTLESS TOTAL ANKLE ARTHROPLASTY (FIXED BEARING), WITH NECESSARY CASES AND IMPLANT TRAY | ORTHOPEDIC & SPINAL SUPPLIES
17424 | 4229660309100 | SET, COMPLETE INSTRUMENTATION FOR COMPLEX PRIMARY CEMENTED TOTAL ANKLE ARTHROPLASTY (FIXED BEARING), WITH NECESSARY CASES AND IMPLANT TRAY | ORTHOPEDIC & SPINAL SUPPLIES
17425 | 4229660309200 | SET, COMPLETE INSTRUMENTATION FOR TITANIUM STAPLES WITH NECESSARY INSTRUMENT AND IMPLANTS GRAPHIC CASE AND BOX, ORTHOPEDIC | ORTHOPEDIC & SPINAL SUPPLIES
17426 | 4229660309300 | SET, COMPLETE INSTRUMENTATION FOR OXIDIZED ZIRCONIUM UNCEMENTED TOTAL HIP ARTHROPLASTY, INCLUDING (ACETABULAR, FEMORAL, AND SCREW FIXATION), WITH NECESSARY CASE AND IMPLANT TRAY | ORTHOPEDIC & SPINAL SUPPLIES
17427 | 4229660309400 | SET, COMPLETE INSTRUMENTATION FOR COLLINEAR REDUCTION CLAMP (OR EQUIVALENT), WITH COMPLETE ATTACHMENTS AND NECESSARY STERILIZATION CASE | ORTHOPEDIC & SPINAL SUPPLIES
17428 | 4229660309500 | SET, COMPLETE INSTRUMENTATION FOR OXIDIZED ZIRCONIUM TOTAL KNEE CRUCIATE RETAINING AND POSTERIOR STABILIZER ARTHROPLASTY (FEMORAL, TIBIAL, AND PATELLAR), WITH NECESSARY CASE AND IMPLANT TRAY | ORTHOPEDIC & SPINAL SUPPLIES
17429 | 4229660309600 | SET, COMPLETE INSTRUMENTATION FOR MODULAR TUMOR MEGAPROSTHESIS FOR DISTAL FEMUR AND PROXIMAL TIBIA, WITH NECESSARY ACCESSORIES AND CASES AND IMPLANT TRAY, SILVER COATED, OR EQUIVALENT ONCOLOGY | ORTHOPEDIC & SPINAL SUPPLIES
17430 | 4229660309700 | SET, COMPLETE INSTRUMENTATION FOR TITANIUM SUPERIOR CLAVICLE WITH LATERAL EXTENSION PLATING, WITH NECESSARY CASE AND IMPLANT TRAY | ORTHOPEDIC & SPINAL SUPPLIES
17431 | 4229660309800 | SET, COMPLETE INSTRUMENTATION FOR UNCEMENTED TOTAL KNEE CRUCIATE RETAINING AND POSTERIOR STABILIZER ARTHROPLASTY (FEMORAL, TIBIAL, AND PATELLAR), WITH NECESSARY CASE AND IMPLANT TRAY | ORTHOPEDIC & SPINAL SUPPLIES
17432 | 4229660309900 | SET, COMPLETE INSTRUMENTATION FOR VARIABLE ANGLE ANATOMIC DISTAL TIBIAL FIXATION, WITH NECESSARY CASE AND IMPLANT TRAY | ORTHOPEDIC & SPINAL SUPPLIES
17433 | 4229660310000 | SET, COMPLETE INSTRUMENTATION FOR VARIABLE ANGLE FOR FOREFOOT AND MIDFOOT PLATING, WITH NECESSARY CASE AND IMPLANT TRAY | ORTHOPEDIC & SPINAL SUPPLIES
17434 | 4229660310100 | SET, COMPLETE INSTRUMENTATION FOR VOLAR VARIABLE ANGLE DISTAL RADIAL STAINLESS STEEL PLATING | ORTHOPEDIC & SPINAL SUPPLIES
17435 | 4229660310200 | SET, COMPLETE INSTRUMENTATION FOR VOLAR VARIABLE ANGLE DISTAL RADIAL TITANIUM PLATING | ORTHOPEDIC & SPINAL SUPPLIES
17436 | 4229660310300 | SET, COMPLETE INSTRUMENTATION STAINLESS STEEL SCREW CANNULATED FULL THREADED 2MM TO 3 MM, WITH NECESSARY CASE AND RELATED DRILL BITS AND TAPS | ORTHOPEDIC & SPINAL SUPPLIES
17437 | 4229660310400 | SET, COMPLETE INSTRUMENTATION STAINLESS STEEL SCREW CANNULATED FULL THREADED 3.5MM TO 6MM, WITH NECESSARY CASE AND RELATED DRILL BITS AND TAPS | ORTHOPEDIC & SPINAL SUPPLIES
17438 | 4229660310500 | SET, COMPLETE INSTRUMENTATION STAINLESS STEEL SCREW CANNULATED FULL THREADED 5MM, WITH NECESSARY CASE AND RELATED DRILL BITS AND TAPS | ORTHOPEDIC & SPINAL SUPPLIES
17439 | 4229660310600 | SET, COMPLETE INSTRUMENTATION STAINLESS STEEL SCREW CANNULATED FULL THREADED 6.5MM TO 7.5MM, WITH NECESSARY CASE AND RELATED DRILL BITS AND TAPS | ORTHOPEDIC & SPINAL SUPPLIES
17440 | 4229660310700 | SET, COMPLETE INSTRUMENTATION STAINLESS STEEL SCREW CANNULATED FULL THREADED 8MM, WITH NECESSARY CASE AND RELATED DRILL BITS AND TAPS | ORTHOPEDIC & SPINAL SUPPLIES
17441 | 4229660310800 | SET, COMPLETE INSTRUMENTATION STAINLESS STEEL SCREW CANNULATED PARTIAL THREADED 2MM TO 3 MM, WITH NECESSARY CASE AND RELATED DRILL BITS AND TAPS | ORTHOPEDIC & SPINAL SUPPLIES
17442 | 4229660310900 | SET, COMPLETE INSTRUMENTATION STAINLESS STEEL SCREW CANNULATED PARTIAL THREADED 3.5MM TO 6MM, WITH NECESSARY CASE AND RELATED DRILL BITS AND TAPS | ORTHOPEDIC & SPINAL SUPPLIES
17443 | 4229660311000 | SET, COMPLETE INSTRUMENTATION STAINLESS STEEL SCREW CANNULATED PARTIAL THREADED 5MM, WITH NECESSARY CASE AND RELATED DRILL BITS AND TAPS | ORTHOPEDIC & SPINAL SUPPLIES
17444 | 4229660311100 | SET, COMPLETE INSTRUMENTATION STAINLESS STEEL SCREW CANNULATED PARTIAL THREADED 8MM, WITH NECESSARY CASE AND RELATED DRILL BITS AND TAPS | ORTHOPEDIC & SPINAL SUPPLIES
17445 | 4229660311200 | SET, COMPLETE INSTRUMENTATION TITANIUM SCREW CANNULATED FULL THREADED 2MM TO 3 MM, WITH NECESSARY CASE AND RELATED DRILL BITS AND TAPS | ORTHOPEDIC & SPINAL SUPPLIES
17446 | 4229660311300 | SET, COMPLETE INSTRUMENTATION TITANIUM SCREW CANNULATED FULL THREADED 3.5MM TO 6MM, WITH NECESSARY CASE AND RELATED DRILL BITS AND TAPS | ORTHOPEDIC & SPINAL SUPPLIES
17447 | 4229660308600 | SET, COMPLETE INSTRUMENTATION FOR LARGE EXTERNAL FIXATOR, WITH NECESSARY CASES | ORTHOPEDIC & SPINAL SUPPLIES
17448 | 4229554513500 | BONE GRAFT, PLAIN SYNTHETIC, FOR MINIMAL INVASIVE SURGERY, ASSORTED SIZES OR EQUIVALENTS AS REQUESTED BY END USER | ORTHOPEDIC & SPINAL SUPPLIES
17449 | 4229554501900 | BONE GRAFT, INJECTABLE SYNTHETIC MATERIAL 10CC, OR EQUIVALENT | ORTHOPEDIC & SPINAL SUPPLIES
17450 | 4229554502700 | BONE MORPHOGENETIC PROTEIN GRANULE 15 CC, SPINAL | ORTHOPEDIC & SPINAL SUPPLIES
17451 | 4229554509400 | BONE GRAFT, SYNTHETIC BIOACTIVE GLASS GRANULES 10CC, OR EQUIVALENT | ORTHOPEDIC & SPINAL SUPPLIES
17452 | 4229554509300 | BONE GRAFT, SYNTHETIC BIOACTIVE GLASS GRANULES 6CC, OR EQUIVALENT | ORTHOPEDIC & SPINAL SUPPLIES
17453 | 4229554509200 | BONE GRAFT, SYNTHETIC BIOACTIVE GLASS GRANULES 4CC, OR EQUIVALENT | ORTHOPEDIC & SPINAL SUPPLIES
17454 | 4229554519800 | BONE ALLOGRAFT, FEMORAL HEAD FREEZE DRIED | ORTHOPEDIC & SPINAL SUPPLIES
17455 | 4229554509000 | BONE GRAFT, SYNTHETIC BIOACTIVE GLASS PUTTY 10CC, OR EQUIVALENT | ORTHOPEDIC & SPINAL SUPPLIES
17456 | 4229554508900 | BONE GRAFT, SYNTHETIC BIOACTIVE GLASS PUTTY 6CC, OR EQUIVALENT | ORTHOPEDIC & SPINAL SUPPLIES
17457 | 4229554508800 | BONE GRAFT, SYNTHETIC BIOACTIVE GLASS PUTTY 4CC, OR EQUIVALENT | ORTHOPEDIC & SPINAL SUPPLIES
17458 | 4229554508700 | BONE GRAFT, SYNTHETIC BIOACTIVE GLASS PUTTY 2CC, OR EQUIVALENT | ORTHOPEDIC & SPINAL SUPPLIES
17459 | 4229554505400 | MEDULLARY CEMENT PLUG, ORTHOPEDIC | ORTHOPEDIC & SPINAL SUPPLIES
17460 | 4229554505000 | BONE MORPHOGENETIC PROTEIN GRANULE 20 CC, SPINAL | ORTHOPEDIC & SPINAL SUPPLIES
17461 | 4229554504900 | BONE GRAFT DOWEL ASSORTED SIZES OR EQUIVALENT, AS REQUESTED BY END USER | ORTHOPEDIC & SPINAL SUPPLIES
17462 | 4229554504400 | BONE ALLOGRAFT, DEMINERALIZED POWDER FREEZE DRIED 10CC VOLUME, ORTHOPEDIC | ORTHOPEDIC & SPINAL SUPPLIES
17463 | 4229554504200 | BONE ALLOGRAFT, CANCELLOUS CRUSHED CHIPS FREEZE DRIED 30 CC, 0.1 MM TO 4 MM OR EQUIVALENT | ORTHOPEDIC & SPINAL SUPPLIES
17464 | 4229554504100 | BONE ALLOGRAFT, CANCELLOUS CRUSHED CHIPS FREEZE DRIED 15 CC, 0.1 MM TO 4 MM OR EQUIVALENT | ORTHOPEDIC & SPINAL SUPPLIES
17465 | 4229554504000 | BONE ALLOGRAFT CORTICAL/CANCELLOUS CHIPS FREEZE DRIED 5 CC, OR EQUIVALENT | ORTHOPEDIC & SPINAL SUPPLIES
17466 | 4229554503900 | BONE ALLOGRAFT CANCELLOUS CHIPS FREEZE DRIED 5 CC, OR EQUIVALENT | ORTHOPEDIC & SPINAL SUPPLIES
17467 | 4229554503800 | BONE ALLOGRAFT CANCELLOUS CHIPS FREEZE DRIED 30 CC, OR EQUIVALENT | ORTHOPEDIC & SPINAL SUPPLIES
17468 | 4229554503700 | BONE ALLOGRAFT, CANCELLOUS BLOCK FREEZE DRIED SIZE 30 MM-15 MM-15 MM | ORTHOPEDIC & SPINAL SUPPLIES
17469 | 4229554503600 | BONE ALLOGRAFT, CANCELLOUS BLOCK FREEZE DRIED SIZE 15 MM-20 MM-10 MM | ORTHOPEDIC & SPINAL SUPPLIES
17470 | 4229554503500 | INJECTABLE HIGH CRYSTALLINE BETA TRICALCIUM PHOSPHATE BONE GEL FOR FILLING BONE DEFECT WITH INJECTION TUBE, SOLIDIFY AFTER 20 MIN 5 ML OR EQUIV ALENT, SPINAL | ORTHOPEDIC & SPINAL SUPPLIES
17471 | 4229554503400 | INJECTABLE HIGH CRYSTALLINE BETA TRICALCIUM PHOSPHATE BONE GEL FOR FILLING BONE DEFECT WITH INJECTION TUBE, SOLIDIFY AFTER 20 MIN 2.5 ML OR EQ UIVALENT, SPINAL | ORTHOPEDIC & SPINAL SUPPLIES
17472 | 4229554503300 | INJECTABLE HIGH CRYSTALLINE BETA TRICALCIUM PHOSPHATE BONE GEL FOR FILLING BONE DEFECT WITH INJECTION TUBE, SOLIDIFY AFTER 20 MIN 10 ML OR EQUI VALENT, SPINAL | ORTHOPEDIC & SPINAL SUPPLIES
17473 | 4229554503200 | BONE MORPHOGENETIC PROTEIN PUTTY 5 CC, SPINAL | ORTHOPEDIC & SPINAL SUPPLIES
17474 | 4229554503000 | BONE MORPHOGENETIC PROTEIN PUTTY 15 CC, SPINAL | ORTHOPEDIC & SPINAL SUPPLIES
17475 | 4229554502900 | BONE GRAFT, SYNTHETIC PUTTY 10CC, OR EQUIVALENT | ORTHOPEDIC & SPINAL SUPPLIES
17476 | 4229554502400 | BONE ALLOGRAFT, DEMINERALIZED BONE MATRIX PUTTY 3CC EQUIVALENT, ORTHOPEDIC | ORTHOPEDIC & SPINAL SUPPLIES
17477 | 4229554519900 | BONE ALLOGRAFT, STRUCTURAL STRUT (DISTAL TIBIA), ASSORTED SIZES | ORTHOPEDIC & SPINAL SUPPLIES
17478 | 4229554520200 | BONE ALLOGRAFT, STRUCTURAL STRUT (WHOLE FEMUR), ASSORTED SIZES | ORTHOPEDIC & SPINAL SUPPLIES
17479 | 4229554520100 | BONE ALLOGRAFT, STRUCTURAL STRUT (PROXIMAL TIBIA), ASSORTED SIZES | ORTHOPEDIC & SPINAL SUPPLIES
17480 | 4220371000100 | X-RAY MARKER, FOR POLYAXIAL RING EXTERNAL FIXATOR WITH ALL NECESSARY ATTACHMENTS | ORTHOPEDIC & SPINAL SUPPLIES
17481 | 4229660303700 | INSTRUMENTATION SET, COMPLETE FOR EXTRACTING ACETABULAR CUPS WITH NECESSARY TRAY FOR STERILIZATION | ORTHOPEDIC & SPINAL SUPPLIES
17482 | 4229660300400 | SET, COMPLETE INSTRUMENTATION FOR ANTIBIOTIC KNEE SPACER, WITH NECESSARY CASES | ORTHOPEDIC & SPINAL SUPPLIES
17483 | 4229660303800 | SET, COMPLETE INSTRUMENTATION FOR LCP DISTAL HUMERAL EXTRA ARTICULAR PLATING, WITH NECESSARY CASE AND IMPLANT TRAY | ORTHOPEDIC & SPINAL SUPPLIES
17484 | 4229660300300 | SET, COMPLETE INSTRUMENTATION TRAUMA SHOULDER ARTHROPLASTY AS REQUESTED BY END USER, WITH NECESSARY CASE AND IMPLANT TRAY | ORTHOPEDIC & SPINAL SUPPLIES
17485 | 4229660300200 | SET, COMPLETE INSTRUMENTATION FOR AC JOINT IMPLANT FIXATION, WITH NECESSARY CASE | ORTHOPEDIC & SPINAL SUPPLIES
17486 | 4229660300100 | SET, COMPLETE INSTRUMENTATION FOR ANTIBIOTIC HIP SPACER, WITH NECESSARY CASES | ORTHOPEDIC & SPINAL SUPPLIES
17487 | 4229640800100 | COMPLETE SET AND NECESSARY ACCESSORIES FOR ENDOSCOPIC THORACIC DISCECTOMY AND FUSION (INCLUDES HD CAMERA, HD SCREEN, COLD LIGHT SOURCE, DIGITA L RECORDING, DIATHERMY, TOWER), SPINAL | ORTHOPEDIC & SPINAL SUPPLIES
17488 | 4229660303900 | SET, COMPLETE INSTRUMENTATION FOR MODULAR CONVERTER SHOULDER ARTHROPLASTY WITH NECESSARY CASE AND IMPLANT TRAY | ORTHOPEDIC & SPINAL SUPPLIES
17489 | 4229660304100 | SET, COMPLETE INSTRUMENTATION FOR STAINLESS STEEL ANTERIOR CLAVICLE PLATING, WITH NECESSARY CASE AND IMPLANT TRAY | ORTHOPEDIC & SPINAL SUPPLIES
17490 | 4229660304200 | SET, COMPLETE INSTRUMENTATION FOR STAINLESS STEEL ANTERIOR MEDIAL CLAVICLE PLATING, WITH NECESSARY CASE AND IMPLANT TRAY | ORTHOPEDIC & SPINAL SUPPLIES
17491 | 4229660304300 | SET, COMPLETE INSTRUMENTATION FOR STAINLESS STEEL SUPERIOR ANTERIOR CLAVICLE PLATING, WITH NECESSARY CASE AND IMPLANT TRAY | ORTHOPEDIC & SPINAL SUPPLIES
17492 | 4229660304400 | SET, COMPLETE INSTRUMENTATION FOR STAINLESS STEEL SUPERIOR CLAVICLE PLATING, WITH NECESSARY CASE AND IMPLANT TRAY | ORTHOPEDIC & SPINAL SUPPLIES
17493 | 4229660304500 | SET, COMPLETE INSTRUMENTATION FOR TITANIUM FOREFOOT AND MIDFOOT PLATING, WITH NECESSARY CASE AND IMPLANT TRAY | ORTHOPEDIC & SPINAL SUPPLIES
17494 | 4229660304600 | SET, COMPLETE INSTRUMENTATION FOR VARIABLE ANGLE 2.7MM OR EQUIVALENT CALCANEAL PLATING | ORTHOPEDIC & SPINAL SUPPLIES
17495 | 4229640200500 | FLUID SEAL WITH OUTFLOW VALVE ADAPTER, ASSORTED SIZES | ORTHOPEDIC & SPINAL SUPPLIES
17496 | 4229660304700 | SET, COMPLETE INSTRUMENTATION FOR VARIABLE ANGLE LATERAL DISTAL FIBULA, WITH NECESSARY CASE AND IMPLANT TRAY | ORTHOPEDIC & SPINAL SUPPLIES
17497 | 4229640200400 | FLUID SEAL ADAPTER ASSORTED SIZES, ORTHOPEDIC | ORTHOPEDIC & SPINAL SUPPLIES
17498 | 4229640200200 | WATER JET SYSTEM FOR ARTHROPLASTY, OR EQUIVALENT | ORTHOPEDIC & SPINAL SUPPLIES
17499 | 4229660304800 | SET, COMPLETE INSTRUMENTATION FOR VARIABLE ANGLE STAINLESS STEEL DISTAL FEMUR PLATING WITH NECESSARY CASE AND IMPLANT TRAY | ORTHOPEDIC & SPINAL SUPPLIES
17500 | 4229660304900 | SET, COMPLETE INSTRUMENTATION FOR VOLAR DISTAL RADIAL STAINLESS STEEL PLATING | ORTHOPEDIC & SPINAL SUPPLIES
17501 | 4229660305000 | SET, COMPLETE INSTRUMENTATION FOR VOLAR DISTAL RADIAL TITANIUM PLATING | ORTHOPEDIC & SPINAL SUPPLIES
17502 | 4229660305100 | COMPLETE INSTRUMENTATION AND IMPLANT SET, LORDOTIC, FOR POSTERIOR LUMBAR INTERBODY FUSION (PLIF) FOR TITANIUM, SPINAL | ORTHOPEDIC & SPINAL SUPPLIES
17503 | 4229621801900 | CHECKPOINT VERIFICATION PINS FOR ROBOTIC | ORTHOPEDIC & SPINAL SUPPLIES
17504 | 4229621801800 | OPTIC TRACKER - KNEE | ORTHOPEDIC & SPINAL SUPPLIES
17505 | 4229660303600 | SET, COMPLETE INSTRUMENTATION FOR DISTAL HUMERAL VARIABLE ANGLE PLATING WITH NECESSARY CASE AND IMPLANT TRAY | ORTHOPEDIC & SPINAL SUPPLIES
17506 | 4229660300500 | SET, COMPLETE INSTRUMENTATION FOR PLATE FOR EPIPHYSIODESIS WITH NECESSARY CASES AND IMPLANT TRAY | ORTHOPEDIC & SPINAL SUPPLIES
17507 | 4221150300700 | SYSTEM, POSITIONING MOBILE FOR WRIST JOINT ARTHROSCOPY | ORTHOPEDIC & SPINAL SUPPLIES
17508 | 4229660303500 | SET, COMPLETE INSTRUMENTATION FOR ANATOMIC PROXIMAL HUMERUS TITANIUM PLATING WITH NECESSARY CASE AND IMPLANT TRAY | ORTHOPEDIC & SPINAL SUPPLIES
17509 | 4229660300900 | SET, COMPLETE INSTRUMENTATION FOR STAINLESS STEEL DISTAL FEMUR PLATING WITH NECESSARY CASE AND IMPLANT TRAY | ORTHOPEDIC & SPINAL SUPPLIES
17510 | 4229660301200 | SET, COMPLETE INSTRUMENTATION FOR 3.5MM OR EQUIVALENT CALCANEAL PLATING | ORTHOPEDIC & SPINAL SUPPLIES
17511 | 4229660301300 | SET, COMPLETE INSTRUMENTATION FOR 4.5MM ANATOMIC PROXIMAL TIBIA TITANIUM PLATING WITH NECESSARY CASE AND IMPLANT TRAY | ORTHOPEDIC & SPINAL SUPPLIES
17512 | 4229660301400 | SET, COMPLETE INSTRUMENTATION FOR HOOK STAINLESS STEEL CLAVICLE PLATING, WITH NECESSARY CASE AND IMPLANT TRAY | ORTHOPEDIC & SPINAL SUPPLIES
17513 | 4229660300800 | SET, COMPLETE INSTRUMENTATION FOR SLIPPED CAPITAL FEMORAL EPIPHYSIS SCREW OR EQUIVALENT, WITH NECESSARY CASE AND IMPLANT TRAY | ORTHOPEDIC & SPINAL SUPPLIES
17514 | 4229660301500 | SET, COMPLETE INSTRUMENTATION FOR PEDIATRIC LOCKED VARIABLE ANGLE HIP PLATE, WITH NECESSARY CASE AND IMPLANT TRAY | ORTHOPEDIC & SPINAL SUPPLIES
17515 | 4229660301600 | SET, COMPLETE INSTRUMENTATION FOR PROXIMAL RADIUS PLATING, WITH NECESSARY CASE AND IMPLANT TRAY | ORTHOPEDIC & SPINAL SUPPLIES
17516 | 4229660301700 | SET, COMPLETE INSTRUMENTATION FOR STAINLESS STEEL LATERAL DISTAL FIBULA, WITH NECESSARY CASE AND IMPLANT TRAY | ORTHOPEDIC & SPINAL SUPPLIES
17517 | 4229660301800 | SET, COMPLETE INSTRUMENTATION FOR TITANIUM DISTAL FEMUR PLATING WITH NECESSARY CASE AND IMPLANT TRAY | ORTHOPEDIC & SPINAL SUPPLIES
17518 | 4229660301900 | SET, COMPLETE INSTRUMENTATION FOR UNCEMENTED MODULAR TOTAL HIP ARTHROPLASTY, WITH NECESSARY CASE AND IMPLANT TRAY | ORTHOPEDIC & SPINAL SUPPLIES
17519 | 4229660302000 | SET, COMPLETE INSTRUMENTATION FOR 3.5MM ANATOMIC PROXIMAL TIBIA TITANIUM PLATING WITH NECESSARY CASE AND IMPLANT TRAY | ORTHOPEDIC & SPINAL SUPPLIES
17520 | 4229660302100 | SET, COMPLETE INSTRUMENTATION FOR FEMORAL NECK SYSTEM, WITH NECESSARY CASE | ORTHOPEDIC & SPINAL SUPPLIES
17521 | 4229660305200 | SET, COMPLETE INSTRUMENTATION FOR STAINLESS STEEL 1.5 MM TO 2 MM HEADLESS CANNULATED SCREW, WITH NECESSARY CASE AND RELATED DRILL BITS AND TAPS | ORTHOPEDIC & SPINAL SUPPLIES
17522 | 4229660302200 | SET, COMPLETE INSTRUMENTATION FOR HOOK TITANIUM CLAVICLE PLATING, WITH NECESSARY CASE AND IMPLANT TRAY | ORTHOPEDIC & SPINAL SUPPLIES
17523 | 4229660302400 | SET, COMPLETE INSTRUMENTATION FOR MINI FRAGMENT TITANIUM PLATING | ORTHOPEDIC & SPINAL SUPPLIES
17524 | 4229660302500 | SET, COMPLETE INSTRUMENTATION FOR STAINLESS STEEL DISTAL HUMERAL PLATING WITH NECESSARY CASE AND IMPLANT TRAY | ORTHOPEDIC & SPINAL SUPPLIES
17525 | 4229660302600 | SET, COMPLETE INSTRUMENTATION FOR TITANIUM ANTERIOR CLAVICLE PLATING, WITH NECESSARY CASE AND IMPLANT TRAY | ORTHOPEDIC & SPINAL SUPPLIES
17526 | 4229660300700 | SET, COMPLETE INSTRUMENTATION FOR TITANIUM ANTERIOR MEDIAL CLAVICLE PLATING, WITH NECESSARY CASE AND IMPLANT TRAY | ORTHOPEDIC & SPINAL SUPPLIES
17527 | 4229660302700 | SET, COMPLETE INSTRUMENTATION FOR TITANIUM LATERAL DISTAL FIBULA, WITH NECESSARY CASE AND IMPLANT TRAY | ORTHOPEDIC & SPINAL SUPPLIES
17528 | 4229660302800 | SET, COMPLETE INSTRUMENTATION FOR TITANIUM SUPERIOR CLAVICLE PLATING, WITH NECESSARY CASE AND IMPLANT TRAY | ORTHOPEDIC & SPINAL SUPPLIES
17529 | 4229660302900 | SET, COMPLETE INSTRUMENTATION FOR VARIABLE ANGLE TITANIUM DISTAL FEMUR PLATING WITH NECESSARY CASE AND IMPLANT TRAY | ORTHOPEDIC & SPINAL SUPPLIES
17530 | 4229660300600 | SET, COMPLETE INSTRUMENTATION FOR TITANIUM SUPERIOR ANTERIOR CLAVICLE PLATING, WITH NECESSARY CASE AND IMPLANT TRAY | ORTHOPEDIC & SPINAL SUPPLIES
17531 | 4221150300100 | SET, LEAD HAND PEDIATRIC AND ADULT | ORTHOPEDIC & SPINAL SUPPLIES
17532 | 4229660303000 | SET, INSTRUMENTATION FOR PEDIATRIC BLADE PLATE OSTEOTOMY | ORTHOPEDIC & SPINAL SUPPLIES
17533 | 4229660303300 | SCREW, COMPRESSION FOR TITANIUM DYNAMIC CONDYLAR AND HIP SCREW | ORTHOPEDIC & SPINAL SUPPLIES
17534 | 4229660303400 | SET, COMPLETE INSTRUMENTATION FOR ANATOMIC PROXIMAL FEMUR TITANIUM PLATING | ORTHOPEDIC & SPINAL SUPPLIES
17535 | 4229660302300 | SET, COMPLETE INSTRUMENTATION FOR MEGAPROSTHESIS OF HUMERUS ONCOLOGY, WITH NECESSARY CASE AND IMPLANT TRAYS | ORTHOPEDIC & SPINAL SUPPLIES
17536 | 4229660305300 | SET, COMPLETE INSTRUMENTATION FOR STAINLESS STEEL 2.4 MM TO 3 MM HEADLESS CANNULATED SCREW, WITH NECESSARY CASE AND RELATED DRILL BITS AND TAPS | ORTHOPEDIC & SPINAL SUPPLIES
17537 | 4229660305400 | SET COMPLETE INSTRUMENTATION FOR STAINLESS STEEL 3.5 MM TO 4 MM HEADLESS CANNULATED SCREW WITH NECESSARY CASE AND RELATED DRILL BITS AND TAPS | ORTHOPEDIC & SPINAL SUPPLIES
17538 | 4229660305500 | SCREW, COMPRESSION (SET SCREW) FOR CEPHALOMEDULLARY INTRAMEDULLARY NAILING | ORTHOPEDIC & SPINAL SUPPLIES
17539 | 4229621606200 | LEG POSITIONER WRAP, STERILE FOR ROBOTIC | ORTHOPEDIC & SPINAL SUPPLIES
17540 | 4229621606100 | KNEE PROCEDURE TRACKING KIT FOR ROBOTIC | ORTHOPEDIC & SPINAL SUPPLIES
17541 | 4229621606000 | CORTICAL SCREW, STERILE STANDARD FOR ROBOTIC | ORTHOPEDIC & SPINAL SUPPLIES
17542 | 4229621605900 | HIP PROCEDURE TRACKING KIT FOR ROBOTIC | ORTHOPEDIC & SPINAL SUPPLIES
17543 | 4229621605800 | FIXED FLUTED PIN 3.2X150MM, STERILE FOR ROBOTIC | ORTHOPEDIC & SPINAL SUPPLIES
17544 | 4229621605700 | FIXED FLUTED PIN 3.2X80MM, STERILE FOR ROBOTIC | ORTHOPEDIC & SPINAL SUPPLIES
17545 | 4229621605600 | BALL BUR 6MM, BALL BURR TIP, 110 MM LENGTH, 75MM WORKING LENGTH APPROX FOR ROBOTIC | ORTHOPEDIC & SPINAL SUPPLIES
17546 | 4229621605500 | 6 MM CYLINDRICAL BUR FOR ROBOTIC | ORTHOPEDIC & SPINAL SUPPLIES
17547 | 4229621605400 | FLAT MARKER FOR ROBOTIC | ORTHOPEDIC & SPINAL SUPPLIES
17548 | 4229621605300 | TUBING SET FOR ROBOTIC | ORTHOPEDIC & SPINAL SUPPLIES
17549 | 4229620900900 | BONE SCALPEL 18CM APEX MICRO CLAW | ORTHOPEDIC & SPINAL SUPPLIES
17550 | 4229620900800 | BONE SCALPEL 18CM MICRO CLAW | ORTHOPEDIC & SPINAL SUPPLIES
17551 | 4229621606300 | IRRIGATION CLIP, STERILE STANDARD FOR ROBOTIC | ORTHOPEDIC & SPINAL SUPPLIES
17552 | 4229620900700 | BONE SCALPEL 12CM MICRO CLAW | ORTHOPEDIC & SPINAL SUPPLIES
17553 | 4229620900500 | BONE SCALPEL 20CM APEX 360 | ORTHOPEDIC & SPINAL SUPPLIES
17554 | 4229620900400 | BONE SCALPEL 12CM APEX 360 | ORTHOPEDIC & SPINAL SUPPLIES
17555 | 4229620900300 | BONE SCALPEL 12CM 120 CLAW | ORTHOPEDIC & SPINAL SUPPLIES
17556 | 4229620900200 | BONE SCALPEL 11CM KNIFE | ORTHOPEDIC & SPINAL SUPPLIES
17557 | 4229620900100 | BONE SCALPEL 12CM CLAW | ORTHOPEDIC & SPINAL SUPPLIES
17558 | 4229620900000 | STANDARD SAW BLADE, STERILE LARGE SIZE FOR ROBOTIC ARM | ORTHOPEDIC & SPINAL SUPPLIES
17559 | 4229610403500 | DRILL BIT, 3.6MM TO 4MM ASSORTED LENGTHS | ORTHOPEDIC & SPINAL SUPPLIES
17560 | 4229610300200 | DURAL ADHESION PREVENTION MATERIAL 3 CC OR EQUIVALENT, SPINAL | ORTHOPEDIC & SPINAL SUPPLIES
17561 | 4229610300100 | DURAL ADHESION PREVENTION MATERIAL 1 CC OR EQUIVALENT, SPINAL | ORTHOPEDIC & SPINAL SUPPLIES
17562 | 4229554520500 | BONE ALLOGRAFT, INJECTABLE DEMINERALIZED BONE MATRIX PUTTY 10CC, OR EQUIVALENT, ORTHOPEDIC | ORTHOPEDIC & SPINAL SUPPLIES
17563 | 4229554520300 | BONE ALLOGRAFT, STRUCTURAL STRUT (WHOLE TIBIA), ASSORTED SIZES | ORTHOPEDIC & SPINAL SUPPLIES
17564 | 4229660301000 | SET, BROKEN SCREW LARGE FRAGMENT UNIVERSAL INSTRUMENTATION | ORTHOPEDIC & SPINAL SUPPLIES
17565 | 4229620900600 | BONE SCALPEL 11CM APEX KNIFE | ORTHOPEDIC & SPINAL SUPPLIES
17566 | 4229554520000 | BONE ALLOGRAFT, STRUCTURAL STRUT (PROXIMAL FEMUR), ASSORTED SIZES | ORTHOPEDIC & SPINAL SUPPLIES
17567 | 4229621606400 | SAGITTAL BLADE, NARROW SMALL SIZE, 2MM THICKNESS, 16MM CUTTING EDGE, 110MM LENGTH, 75 MM WORKING LENGTH APPROX FOR ROBOTIC | ORTHOPEDIC & SPINAL SUPPLIES
17568 | 4229621801000 | CHECKPOINT KIT, STERILE FOR ROBOTIC ARM | ORTHOPEDIC & SPINAL SUPPLIES
17569 | 4229660305600 | SCREW, COMPRESSION (SET SCREW) FOR TIBIAL INTRAMEDULLARY NAILING | ORTHOPEDIC & SPINAL SUPPLIES
17570 | 4229660305700 | SET, COMPLETE INSTRUMENTATION FOR TITANIUM 1.5 MM TO 2 MM HEADLESS CANNULATED SCREW, WITH NECESSARY CASE AND RELATED DRILL BITS AND TAPS | ORTHOPEDIC & SPINAL SUPPLIES
17571 | 4229660305800 | SET, COMPLETE INSTRUMENTATION FOR TITANIUM 2.4 MM TO 3 MM HEADLESS CANNULATED SCREW, WITH NECESSARY CASE AND RELATED DRILL BITS AND TAPS | ORTHOPEDIC & SPINAL SUPPLIES
17572 | 4229660305900 | SET, COMPLETE INSTRUMENTATION FOR TITANIUM 3.5 MM TO 4 MM HEADLESS CANNULATED SCREW, WITH NECESSARY CASE AND RELATED DRILL BITS AND TAPS | ORTHOPEDIC & SPINAL SUPPLIES
17573 | 4229660306000 | SET, COMPLETE INSTRUMENTATION FOR TITANIUM SUPERIOR ANTERIOR CLAVICLE WITH LATERAL EXTENSION PLATING, WITH NECESSARY CASE AND IMPLANT TRAY | ORTHOPEDIC & SPINAL SUPPLIES
17574 | 4229660306100 | SET, COMPLETE INSTRUMENTATION FOR DORSAL DISTAL RADIAL STAINLESS STEEL PLATING, WITH NECESSARY CASE | ORTHOPEDIC & SPINAL SUPPLIES
17575 | 4229660306200 | SET, COMPLETE INSTRUMENTATION FOR 3.5MM ANATOMIC PROXIMAL TIBIA STAINLESS STEEL PLATING WITH NECESSARY CASE AND IMPLANT TRAY | ORTHOPEDIC & SPINAL SUPPLIES
17576 | 4229660306300 | SET, COMPLETE INSTRUMENTATION FOR DORSAL VARIABLE ANGLE DISTAL RADIAL STAINLESS STEEL PLATING | ORTHOPEDIC & SPINAL SUPPLIES
17577 | 4229660306400 | SET, COMPLETE INSTRUMENTATION FOR DORSAL VARIABLE ANGLE DISTAL RADIAL TITANIUM PLATING | ORTHOPEDIC & SPINAL SUPPLIES
17578 | 4229660306500 | SET, COMPLETE INSTRUMENTATION FOR HINGED KNEE ARTHROPLASTY, WITH NECESSARY CASES AND IMPLANT TRAY | ORTHOPEDIC & SPINAL SUPPLIES
17579 | 4229660306600 | SET, COMPLETE INSTRUMENTATION FOR STAINLESS STEEL 4.5 MM TO 6.5 MM HEADLESS CANNULATED SCREW, WITH NECESSARY CASE AND RELATED DRILL BITS AND TAPS | ORTHOPEDIC & SPINAL SUPPLIES
17580 | 4229660306700 | SET, COMPLETE INSTRUMENTATION FOR TITANIUM 4.5 MM TO 6.5 MM HEADLESS CANNULATED SCREW, WITH NECESSARY CASE AND RELATED DRILL BITS AND TAPS | ORTHOPEDIC & SPINAL SUPPLIES
17581 | 4229621606500 | SILICON RETRACTOR CORD, 61MM LENGTH, 10 MM DIAMETER APPROX, FOR ROBOTIC | ORTHOPEDIC & SPINAL SUPPLIES
17582 | 4229660306800 | SET, COMPLETE INSTRUMENTATION FOR TITANIUM LOW PROFILE 2.7MM, OR EQUIVALENT SMALL FRAGMENT FIXATION | ORTHOPEDIC & SPINAL SUPPLIES
17583 | 4229660307000 | SET, COMPLETE INSTRUMENTATION FOR 3.5MM VARIABLE ANGLE ANATOMIC PROXIMAL TIBIA PLATING WITH NECESSARY CASE AND IMPLANT TRAY | ORTHOPEDIC & SPINAL SUPPLIES
17584 | 4229660307100 | SET, COMPLETE INSTRUMENTATION FOR LCP METAPHYSEAL MEDIAL DISTAL TIBIA PLATING, WITH NECESSARY CASE AND IMPLANT TRAY | ORTHOPEDIC & SPINAL SUPPLIES
17585 | 4229660307200 | SET, COMPLETE INSTRUMENTATION FOR ACETABULOPLASTY REVISION HIP WITH NECESSARY CASE | ORTHOPEDIC & SPINAL SUPPLIES
17586 | 4229660307300 | SET, COMPLETE INSTRUMENTATION FOR TITANIUM MAGNETIC EXPANDABLE NAIL, WITH NECESSARY CASES | ORTHOPEDIC & SPINAL SUPPLIES
17587 | 4229660307400 | SET, COMPLETE INSTRUMENTATION FOR CEMENTED/UNCEMENTED CALCAR TOTAL HIP ARTHROPLASTY, WITH NECESSARY CASE AND IMPLANT TRAY | ORTHOPEDIC & SPINAL SUPPLIES
17588 | 4229660307500 | SET, COMPLETE INSTRUMENTATION FOR SILVER COATED, OR EQUIVALENT INTERCALARY PROSTHESIS, WITH NECESSARY CASES AND IMPLANT TRAY | ORTHOPEDIC & SPINAL SUPPLIES
17589 | 4229660307600 | SET, COMPLETE INSTRUMENTATION FOR INTERCALARY PROSTHESIS, WITH NECESSARY CASES AND IMPLANT TRAY | ORTHOPEDIC & SPINAL SUPPLIES
17590 | 4229660307700 | SET, COMPLETE INSTRUMENTATION FOR NON ABSORBABLE AND ABSORBABLE TENODESIS SCREW, WITH NECESSARY CASE | ORTHOPEDIC & SPINAL SUPPLIES
17591 | 4229660307800 | SET, COMPLETE INSTRUMENTATION FOR STAINLESS STEEL SUPERIOR CLAVICLE WITH LATERAL EXTENSION PLATING, WITH NECESSARY CASE AND IMPLANT TRAY | ORTHOPEDIC & SPINAL SUPPLIES
17592 | 4229660307900 | SET, COMPLETE INSTRUMENTATION FOR TITANIUM BASIC LARGE FRAGMENT FIXATION, WITH NECESSARY CASES | ORTHOPEDIC & SPINAL SUPPLIES
17593 | 4229660308000 | SET, COMPLETE INSTRUMENTATION FOR ANATOMIC DISTAL TITANIUM ANTEROLATERAL TIBIAL FIXATION | ORTHOPEDIC & SPINAL SUPPLIES
17594 | 4229621801100 | SYSTEM IRRIGATION TUBE FOR ROBOTIC ARM | ORTHOPEDIC & SPINAL SUPPLIES
17595 | 4229660306900 | SET, COMPLETE INSTRUMENTATION FOR MINI FRAGMENT STAINLESS STEEL PLATING, WITH NECESSARY CASES AND IMPLANT TRAY | ORTHOPEDIC & SPINAL SUPPLIES
17596 | 4229660311400 | SET, COMPLETE INSTRUMENTATION TITANIUM SCREW CANNULATED FULL THREADED 5MM, WITH NECESSARY CASE AND RELATED DRILL BITS AND TAPS | ORTHOPEDIC & SPINAL SUPPLIES
17597 | 5313164000000 | SET, UNIVERSAL NAIL REMOVAL INSTRUMENTATION (CAN REMOVE ALL TYPES OF OLD AND NEW NAILS), WITH ALL NECESSARY ATTACHMENTS INCLUDING NECESSARY CASE | ORTHOPEDIC & SPINAL SUPPLIES
17598 | 4229660311600 | SET, COMPLETE INSTRUMENTATION TITANIUM SCREW CANNULATED FULL THREADED 8MM, WITH NECESSARY CASE AND RELATED DRILL BITS AND TAPS | ORTHOPEDIC & SPINAL SUPPLIES
17599 | 4232150020800 | SCREW, LOCKED HEAD FOR PROXIMAL RADIUS PLATING, ASSORTED SIZES | ORTHOPEDIC & SPINAL SUPPLIES
17600 | 4232150020900 | SCREW, LOCKED HEAD STAINLESS STEEL FOR PROXIMAL HUMERUS PLATING ASSORTED SIZES | ORTHOPEDIC & SPINAL SUPPLIES
17601 | 4232150021000 | SCREW, LOCKED HEAD TITANIUM FOR PROXIMAL HUMERUS PLATING ASSORTED SIZES | ORTHOPEDIC & SPINAL SUPPLIES
17602 | 4232150021100 | SCREW, LOCKED HEAD VARIABLE ANGLE FOR DORSAL DISTAL RADIUS FIXATION STAINLESS STEEL ASSORTED LENGTHS AND SIZES | ORTHOPEDIC & SPINAL SUPPLIES
17603 | 4232150021200 | SCREW, LOCKING HEAD ANATOMIC DISTAL ANTEROLATERAL TIBIA TITANIUM ASSORTED SIZES | ORTHOPEDIC & SPINAL SUPPLIES
17604 | 4232150021300 | SCREW, LOCKING HEAD FOR ADULT BLADE PLATE ASSORTED SIZES | ORTHOPEDIC & SPINAL SUPPLIES
17605 | 4232150021400 | SCREW, LOCKING HEAD FOR FEMORAL NECK SYSTEM, OR EQUIVALENT, ASSORTED SIZES | ORTHOPEDIC & SPINAL SUPPLIES
17606 | 4232150021500 | SCREW, LOCKING HEAD FOR TITANIUM DISTAL FEMUR PLATING ASSORTED SIZES | ORTHOPEDIC & SPINAL SUPPLIES
17607 | 4232150021600 | SCREW, SELF-TAPPING HUMERUS NAIL PROXIMAL LOCKING ASSORTED SIZES AND LENGTHS | ORTHOPEDIC & SPINAL SUPPLIES
17608 | 4232150021700 | SCREW, STAINLESS STEEL FOR 2.7MM, OR EQUIVALENT LOW PROFILE SMALL FRAGMENT FIXATION, ASSORTED SIZES | ORTHOPEDIC & SPINAL SUPPLIES
17609 | 4232150021800 | SCREW, VARIABLE ANGLE 2.7MM FOR DISTAL HUMERAL PLATING | ORTHOPEDIC & SPINAL SUPPLIES
17610 | 4232150021900 | SCREW, VARIABLE ANGLE 2.7MM LCP OR, EQUIVALENT FOR LATERAL DISTAL FIBULA, ASSORTED SIZES | ORTHOPEDIC & SPINAL SUPPLIES
17611 | 4232150020700 | SCREW, LOCKED HEAD FOR MINI FRAGMENT TITANIUM PLATING, ASSORTED SIZES | ORTHOPEDIC & SPINAL SUPPLIES
17612 | 4232150022000 | SCREW, VARIABLE ANGLE ANATOMIC LCP DISTAL TIBIA, ASSORTED SIZES | ORTHOPEDIC & SPINAL SUPPLIES
17613 | 4232150022200 | SCREW, LOCKED HEAD VARIABLE ANGLE FOR VOLAR DISTAL RADIUS FIXATION STAINLESS STEEL ASSORTED LENGTHS AND SIZES | ORTHOPEDIC & SPINAL SUPPLIES
17614 | 4232150022300 | PLATE, LCP CLAVICLE ANTERIOR MEDIAL STAINLESS STEEL ASSORTED SIZES, SHAPES, AND TYPES, AS REQUESTED BY END USER | ORTHOPEDIC & SPINAL SUPPLIES
17615 | 4232150022400 | COMPONENT, CONNECTING BAR, SILVER COATED, OR EQUIVALENT, FOR INTERCALARY PROSTHESIS, ASSORTED SIZES | ORTHOPEDIC & SPINAL SUPPLIES
17616 | 4232150022500 | SCREW, VARIABLE ANGLE FOR CALCANEAL LCP VARIABLE ANGLE PLATING, ASSORTED SIZES | ORTHOPEDIC & SPINAL SUPPLIES
17617 | 4232150022600 | SCREW, CORTICAL FOR VARIABLE ANGLE STAINLESS STEEL DISTAL FEMUR PLATING ASSORTED SIZES | ORTHOPEDIC & SPINAL SUPPLIES
17618 | 4232150022700 | SCREW, LOCKED HEAD 3.5MM FOR STAINLESS STEEL ANTERIOR CLAVICLE PLATING ASSORTED SIZES | ORTHOPEDIC & SPINAL SUPPLIES
17619 | 4232150022900 | PLATE, LCP ANATOMIC DISTAL HUMERUS LEFT OR RIGHT LATERAL TITANIUM ASSORTED TYPES, SHAPES AND SIZES AS REQUESTED BY END USER | ORTHOPEDIC & SPINAL SUPPLIES
17620 | 4232150023000 | PLATE, LCP ANATOMIC DISTAL RADIUS DORSAL VARIABLE ANGLE STAINLESS STEEL ASSORTED TYPES AND SIZES REQUESTED BY END USER | ORTHOPEDIC & SPINAL SUPPLIES
17621 | 4232150023100 | PLATE, LCP ANATOMIC DISTAL RADIUS VOLAR VARIABLE ANGLE STAINLESS STEEL ASSORTED TYPES AND SIZES REQUESTED BY END USER | ORTHOPEDIC & SPINAL SUPPLIES
17622 | 4232150023200 | PLATE, STAINLESS STEEL 2.7MM, OR EQUIVALENT LOW PROFILE SMALL FRAGMENT FIXATION, ASSORTED SHAPES, TYPES, AND SIZES | ORTHOPEDIC & SPINAL SUPPLIES
17623 | 4232150023300 | PLATE, TITANIUM 2.7MM, OR EQUIVALENT LOW PROFILE SMALL FRAGMENT FIXATION, ASSORTED SHAPES, TYPES, AND SIZES | ORTHOPEDIC & SPINAL SUPPLIES
17624 | 4232150023400 | PLATE, VARIABLE ANGLE 3.5MM FOR ANATOMIC PROXIMAL LATERAL TIBIA LEFT OR RIGHT PLATING ASSORTED TYPES AND SIZES AS REQUESTED BY END USER | ORTHOPEDIC & SPINAL SUPPLIES
17625 | 4232150022100 | SCREW, VARIABLE ANGLE LCP 3.5MM FOR DISTAL HUMERAL PLATING | ORTHOPEDIC & SPINAL SUPPLIES
17626 | 4232150023500 | PLATE, VARIABLE ANGLE ANATOMIC DISTAL ANTEROLATERAL TIBIA LEFT OR RIGHT, ASSORTED TYPES AND SIZES AS REQUESTED BY END USER | ORTHOPEDIC & SPINAL SUPPLIES
17627 | 4232150020600 | SCREW, LOCKED HEAD FOR DORSAL DISTAL RADIUS FIXATION STAINLESS STEEL ASSORTED LENGTHS AND SIZES | ORTHOPEDIC & SPINAL SUPPLIES
17628 | 4232150020400 | SCREW, LOCKED HEAD 3.5MM OR, EQUIVALENT FOR STAINLESS STEEL LATERAL DISTAL FIBULA, ASSORTED SIZES | ORTHOPEDIC & SPINAL SUPPLIES
17629 | 4232150017700 | SCREW, CANNULATED FULL THREADED SELF-DRILLING 5MM TITANIUM ASSORTED TYPES AND LENGTHS AS REQUESTED BY END USER | ORTHOPEDIC & SPINAL SUPPLIES
17630 | 4232150017800 | SCREW, CANNULATED FULL THREADED SELF-DRILLING 8MM TITANIUM ASSORTED TYPES AND LENGTHS AS REQUESTED BY END USER | ORTHOPEDIC & SPINAL SUPPLIES
17631 | 4232150018000 | SCREW, CORTICAL 2.7MM OR, EQUIVALENT FOR STAINLESS STEEL LATERAL DISTAL FIBULA, ASSORTED SIZES | ORTHOPEDIC & SPINAL SUPPLIES
17632 | 4232150018100 | SCREW, CORTICAL 2.7MM OR, EQUIVALENT FOR TITANIUM LATERAL DISTAL FIBULA, ASSORTED SIZES | ORTHOPEDIC & SPINAL SUPPLIES
17633 | 4232150018200 | SCREW, CORTICAL 2.7MM, OR EQUIVALENT TITANIUM FOR WRIST FUSION, ASSORTED SIZES | ORTHOPEDIC & SPINAL SUPPLIES
17634 | 4232150018300 | SCREW, CORTICAL 3.5MM FOR STAINLESS STEEL ANTERIOR CLAVICLE PLATING ASSORTED SIZES | ORTHOPEDIC & SPINAL SUPPLIES
17635 | 4232150018400 | SCREW, CORTICAL 3.5MM FOR TITANIUM ANTERIOR CLAVICLE PLATING ASSORTED SIZES | ORTHOPEDIC & SPINAL SUPPLIES
17636 | 4232150018500 | SCREW, CORTICAL 3.5MM OR EQUIVALENT FOR STAINLESS STEEL HOOK CLAVICLE PLATE, ASSORTED SIZES | ORTHOPEDIC & SPINAL SUPPLIES
17637 | 4232150018600 | SCREW, CORTICAL 3.5MM OR EQUIVALENT FOR TITANIUM SUPERIOR CLAVICLE PLATE, ASSORTED SIZES | ORTHOPEDIC & SPINAL SUPPLIES
17638 | 4232150018700 | SCREW, CORTICAL 3.5MM OR, EQUIVALENT FOR STAINLESS STEEL LATERAL DISTAL FIBULA, ASSORTED SIZES | ORTHOPEDIC & SPINAL SUPPLIES
17639 | 4232150018800 | SCREW, CORTICAL 3.5MM OR, EQUIVALENT FOR TITANIUM LATERAL DISTAL FIBULA, ASSORTED SIZES | ORTHOPEDIC & SPINAL SUPPLIES
17640 | 4232150018900 | SCREW, CORTICAL ANATOMIC DISTAL ANTEROLATERAL TIBIA TITANIUM ASSORTED SIZES | ORTHOPEDIC & SPINAL SUPPLIES
17641 | 4232150020500 | SCREW, LOCKED HEAD 3.5MM OR, EQUIVALENT FOR TITANIUM LATERAL DISTAL FIBULA, ASSORTED SIZES | ORTHOPEDIC & SPINAL SUPPLIES
17642 | 4232150019000 | SCREW, CORTICAL FOR DYNAMIC HIP SCREW PLATE STAINLESS STEEL ASSORTED SIZES AS REQUESTED BY END USER | ORTHOPEDIC & SPINAL SUPPLIES
17643 | 4232150019200 | SCREW, CORTICAL FOR STAINLESS STEEL DISTAL FEMUR PLATING ASSORTED SIZES | ORTHOPEDIC & SPINAL SUPPLIES
17644 | 4232150019300 | SCREW, CORTICAL FOR VARIABLE ANGLE ANATOMIC DISTAL TIBIA, ASSORTED SIZES | ORTHOPEDIC & SPINAL SUPPLIES
17645 | 4232150019400 | SCREW, CORTICAL FOR VARIABLE ANGLE TITANIUM DISTAL FEMUR PLATING ASSORTED SIZES | ORTHOPEDIC & SPINAL SUPPLIES
17646 | 4232150019500 | SCREW, CORTICAL STAINLESS STEEL 3.5MM FOR DISTAL HUMERAL PLATING | ORTHOPEDIC & SPINAL SUPPLIES
17647 | 4232150019600 | SCREW, CORTICAL STAINLESS STEEL FOR PROXIMAL HUMERUS PLATING ASSORTED SIZES | ORTHOPEDIC & SPINAL SUPPLIES
17648 | 4232150019700 | SCREW, CORTICAL TITANIUM 3.5MM FOR DISTAL HUMERAL PLATING | ORTHOPEDIC & SPINAL SUPPLIES
17649 | 4232150019800 | SCREW, CORTICAL TITANIUM FOR PROXIMAL HUMERUS PLATING ASSORTED SIZES | ORTHOPEDIC & SPINAL SUPPLIES
17650 | 4232150019900 | SCREW, LOCKED HEAD 2.7MM OR, EQUIVALENT FOR STAINLESS STEEL LATERAL DISTAL FIBULA, ASSORTED SIZES | ORTHOPEDIC & SPINAL SUPPLIES
17651 | 4232150020000 | SCREW, LOCKED HEAD 2.7MM OR, EQUIVALENT FOR TITANIUM LATERAL DISTAL FIBULA, ASSORTED SIZES | ORTHOPEDIC & SPINAL SUPPLIES
17652 | 4232150020100 | SCREW, LOCKED HEAD 3.5MM OR EQUIVALENT FOR STAINLESS STEEL HOOK CLAVICLE PLATE | ORTHOPEDIC & SPINAL SUPPLIES
17653 | 4232150020200 | SCREW, LOCKED HEAD 3.5MM OR EQUIVALENT FOR TITANIUM HOOK CLAVICLE PLATE, ASSORTED SIZES | ORTHOPEDIC & SPINAL SUPPLIES
17654 | 4232150020300 | SCREW, LOCKED HEAD 3.5MM OR EQUIVALENT FOR TITANIUM SUPERIOR CLAVICLE PLATE, ASSORTED SIZES | ORTHOPEDIC & SPINAL SUPPLIES
17655 | 4232150019100 | SCREW, CORTICAL FOR PEDIATRIC BLADE PLATE ASSORTED SIZES | ORTHOPEDIC & SPINAL SUPPLIES
17656 | 4232150023600 | PLATE, VARIABLE ANGLE ANATOMIC DISTAL FEMUR LOCKING COMPRESSION LEFT OR RIGHT STAINLESS STEEL, ASSORTED TYPES AND SIZES AS REQUESTED BY END USER | ORTHOPEDIC & SPINAL SUPPLIES
17657 | 4232150023700 | PLATE, VARIABLE ANGLE ANATOMIC DISTAL FEMUR LOCKING COMPRESSION LEFT OR RIGHT TITANIUM, ASSORTED TYPES AND SIZES AS REQUESTED BY END USER | ORTHOPEDIC & SPINAL SUPPLIES
17658 | 4232150023800 | PLATE, VARIABLE ANGLE ANATOMIC DISTAL HUMERUS LEFT OR RIGHT LATERAL ASSORTED TYPES, SHAPES AND SIZES AS REQUESTED BY END USER | ORTHOPEDIC & SPINAL SUPPLIES
17659 | 4232150027100 | SCREW, CORTICAL 3.5MM FOR STAINLESS STEEL ANTERIOR MEDIAL CLAVICLE PLATING ASSORTED SIZES | ORTHOPEDIC & SPINAL SUPPLIES
17660 | 4232150027200 | SCREW, CORTICAL 3.5MM FOR TITANIUM ANTERIOR MEDIAL CLAVICLE PLATING ASSORTED SIZES | ORTHOPEDIC & SPINAL SUPPLIES
17661 | 4232150027300 | SCREW, CORTICAL 3.5MM OR EQUIVALENT FOR LCP METAPHYSEAL MEDIAL DISTAL TIBIA, ASSORTED SIZES | ORTHOPEDIC & SPINAL SUPPLIES
17662 | 4232150027400 | SCREW, CORTICAL 3.5MM OR EQUIVALENT FOR STAINLESS STEEL SUPERIOR ANTERIOR CLAVICLE PLATE WITH LATERAL EXTENSION, ASSORTED SIZES | ORTHOPEDIC & SPINAL SUPPLIES
17663 | 4232150027500 | SCREW, CORTICAL 3.5MM OR EQUIVALENT FOR STAINLESS STEEL SUPERIOR ANTERIOR CLAVICLE PLATE, ASSORTED SIZES | ORTHOPEDIC & SPINAL SUPPLIES
17664 | 4232150027600 | SCREW, CORTICAL 3.5MM OR EQUIVALENT FOR TITANIUM SUPERIOR ANTERIOR CLAVICLE PLATE WITH LATERAL EXTENSION, ASSORTED SIZES | ORTHOPEDIC & SPINAL SUPPLIES
17665 | 4232150027700 | SCREW, LOCKED HEAD 3.5MM OR EQUIVALENT FOR STAINLESS STEEL SUPERIOR CLAVICLE PLATE, ASSORTED SIZES | ORTHOPEDIC & SPINAL SUPPLIES
17666 | 4232150027800 | SCREW, LOCKING HEAD FOR VARIABLE ANGLE STAINLESS STEEL DISTAL FEMUR PLATING ASSORTED SIZES | ORTHOPEDIC & SPINAL SUPPLIES
17667 | 4232150027900 | SCREW, LOCKING HEAD FOR VARIABLE ANGLE TITANIUM DISTAL FEMUR PLATING ASSORTED SIZES | ORTHOPEDIC & SPINAL SUPPLIES
17668 | 4232150028000 | SCREW, CORTICAL 3.5MM OR, EQUIVALENT FOR VARIABLE ANGLE LATERAL DISTAL FIBULA, ASSORTED SIZES | ORTHOPEDIC & SPINAL SUPPLIES
17669 | 4232150028100 | SCREW, CORTICAL FOR STAINLESS STEEL LARGE FRAGMENT FIXATION, ASSORTED LENGTHS AND SIZES | ORTHOPEDIC & SPINAL SUPPLIES
17670 | 4232150028200 | SCREW, CORTICAL FOR STAINLESS STEEL SMALL FRAGMENT FIXATION, ASSORTED LENGTHS AND SIZES | ORTHOPEDIC & SPINAL SUPPLIES
17671 | 4232150027000 | SCREW, CORTICAL 3.5MM FOR DISTAL HUMERAL VARIABLE ANGLE PLATING | ORTHOPEDIC & SPINAL SUPPLIES
17672 | 4232150028300 | SCREW, CORTICAL FOR 3.5MM LCP ANATOMIC PROXIMAL TIBIAL PLATING STAINLESS STEEL, ASSORTED SIZES | ORTHOPEDIC & SPINAL SUPPLIES
17673 | 4232150028500 | SCREW, CORTICAL FOR 4.5MM LCP ANATOMIC PROXIMAL TIBIAL PLATING STAINLESS STEEL, ASSORTED SIZES | ORTHOPEDIC & SPINAL SUPPLIES
17674 | 4232150028600 | SCREW, CORTICAL FOR 4.5MM LCP ANATOMIC PROXIMAL TIBIAL PLATING TITANIUM, ASSORTED SIZES | ORTHOPEDIC & SPINAL SUPPLIES
17675 | 4232150028700 | SCREW, CORTICAL FOR PROXIMAL FEMUR LOCKING COMPRESSION STAINLESS STEEL PLATING ASSORTED SIZES AS REQUESTED BY END USER | ORTHOPEDIC & SPINAL SUPPLIES
17676 | 4232150028800 | SCREW, CORTICAL FOR 3.5MM VARIABLE ANGLE ANATOMIC PROXIMAL TIBIAL PLATING, ASSORTED SIZES | ORTHOPEDIC & SPINAL SUPPLIES
17677 | 4232150028900 | SCREW, DISTAL LOCKED HEAD FOR PROXIMAL FEMUR LOCKING COMPRESSION STAINLESS STEEL PLATING ASSORTED SIZES AS REQUESTED BY END USER | ORTHOPEDIC & SPINAL SUPPLIES
17678 | 4232150029000 | SCREW, CORTICAL 3.5MM OR EQUIVALENT FOR TITANIUM SUPERIOR ANTERIOR CLAVICLE PLATE, ASSORTED SIZES | ORTHOPEDIC & SPINAL SUPPLIES
17679 | 4232150029200 | SCREW, CORTICAL FOR VOLAR VARIABLE ANGLE DISTAL RADIUS FIXATION STAINLESS STEEL ASSORTED LENGTHS | ORTHOPEDIC & SPINAL SUPPLIES
17680 | 4232150029300 | SCREW, CORTICAL FOR VOLAR VARIABLE ANGLE DISTAL RADIUS FIXATION TITANIUM ASSORTED LENGTHS | ORTHOPEDIC & SPINAL SUPPLIES
17681 | 4232150029400 | SCREW, LOCKED HEAD 3.5MM FOR STAINLESS STEEL ANTERIOR MEDIAL CLAVICLE PLATING ASSORTED SIZES | ORTHOPEDIC & SPINAL SUPPLIES
17682 | 4232150029500 | SCREW, LOCKED HEAD 3.5MM FOR TITANIUM ANTERIOR MEDIAL CLAVICLE PLATING ASSORTED SIZES | ORTHOPEDIC & SPINAL SUPPLIES
17683 | 4232150029600 | SCREW, DISTAL CORTICAL FOR PROXIMAL FEMUR LOCKING COMPRESSION TITANIUM PLATING ASSORTED SIZES AS REQUESTED BY END USER | ORTHOPEDIC & SPINAL SUPPLIES
17684 | 4232150029700 | SCREW, CORTICAL 4.5MM OR EQUIVALENT FOR LCP METAPHYSEAL MEDIAL DISTAL TIBIA, ASSORTED SIZES | ORTHOPEDIC & SPINAL SUPPLIES
17685 | 4232150028400 | SCREW, CORTICAL FOR 3.5MM LCP ANATOMIC PROXIMAL TIBIAL PLATING TITANIUM, ASSORTED SIZES | ORTHOPEDIC & SPINAL SUPPLIES
17686 | 4232150026900 | SCREW, CORTICAL 2.7MM OR, EQUIVALENT FOR VARIABLE ANGLE LATERAL DISTAL FIBULA, ASSORTED SIZES | ORTHOPEDIC & SPINAL SUPPLIES
17687 | 4232150026800 | SCREW, CANNULATED PARTIAL THREADED SELF-DRILLING 8MM TITANIUM ASSORTED TYPES AND LENGTHS AS REQUESTED BY END USER | ORTHOPEDIC & SPINAL SUPPLIES
17688 | 4232150026700 | SCREW, CANNULATED PARTIAL THREADED SELF-DRILLING 8MM STAINLESS STEEL ASSORTED TYPES AND LENGTHS AS REQUESTED BY END USER | ORTHOPEDIC & SPINAL SUPPLIES
17689 | 4232150024000 | SCREW HEADLESS CANNULATED SELF-DRILLING 2.4 TO 3.0MM STAINLESS STEEL ASSORTED TYPES AND LENGTHS REQUESTED BY END USER | ORTHOPEDIC & SPINAL SUPPLIES
17690 | 4232150024100 | SCREW HEADLESS CANNULATED SELF-DRILLING 3.5 TO 4.0MM STAINLESS STEEL ASSORTED TYPES AND LENGTHS REQUESTED BY END USER | ORTHOPEDIC & SPINAL SUPPLIES
17691 | 4232150024200 | SCREW HEADLESS CANNULATED SELF-DRILLING 3.5 TO 4.0MM TITANIUM ASSORTED TYPES AND LENGTHS REQUESTED BY END USER | ORTHOPEDIC & SPINAL SUPPLIES
17692 | 4232150024300 | SCREW OCCIPITAL, TITANIUM, ASSORTED DIAMETER, ASSORTED LENGTH AS REQUESTED BY END USER, COMPATIBLE WITH NAVIGATION SYSTEM, SPINAL | ORTHOPEDIC & SPINAL SUPPLIES
17693 | 4232150024400 | SCREW, CANCELLOUS FOR STAINLESS STEEL LARGE FRAGMENT FIXATION, ASSORTED LENGTHS AND SIZES | ORTHOPEDIC & SPINAL SUPPLIES
17694 | 4232150024500 | SCREW, CANCELLOUS FOR STAINLESS STEEL SMALL FRAGMENT FIXATION, ASSORTED LENGTHS AND SIZES | ORTHOPEDIC & SPINAL SUPPLIES
17695 | 4232150024600 | SCREW, CANNULATED FULL THREADED SELF-DRILLING 2.6MM TO 3MM STAINLESS STEEL ASSORTED TYPES AND LENGTHS AS REQUESTED BY END USER | ORTHOPEDIC & SPINAL SUPPLIES
17696 | 4232150024700 | SCREW, CANNULATED FULL THREADED SELF-DRILLING 2.6MM TO 3MM TITANIUM ASSORTED TYPES AND LENGTHS AS REQUESTED BY END USER | ORTHOPEDIC & SPINAL SUPPLIES
17697 | 4232150024800 | SCREW, CANNULATED FULL THREADED SELF-DRILLING 2MM TO 2.5MM STAINLESS STEEL ASSORTED TYPES AND LENGTHS AS REQUESTED BY END USER | ORTHOPEDIC & SPINAL SUPPLIES
17698 | 4232150024900 | SCREW, CANNULATED FULL THREADED SELF-DRILLING 2MM TO 2.5MM TITANIUM ASSORTED TYPES AND LENGTHS AS REQUESTED BY END USER | ORTHOPEDIC & SPINAL SUPPLIES
17699 | 4232150025000 | SCREW, CANNULATED FULL THREADED SELF-DRILLING 3.5MM TO 4MM STAINLESS STEEL ASSORTED TYPES AND LENGTHS AS REQUESTED BY END USER | ORTHOPEDIC & SPINAL SUPPLIES
17700 | 4232150025100 | SCREW, CANNULATED FULL THREADED SELF-DRILLING 3.5MM TO 4MM TITANIUM ASSORTED TYPES AND LENGTHS AS REQUESTED BY END USER | ORTHOPEDIC & SPINAL SUPPLIES
17701 | 4232150025200 | SCREW, CANNULATED FULL THREADED SELF-DRILLING 4.5MM TO 6MM STAINLESS STEEL ASSORTED TYPES AND LENGTHS AS REQUESTED BY END USER | ORTHOPEDIC & SPINAL SUPPLIES
17702 | 4232150025300 | SCREW, CANNULATED FULL THREADED SELF-DRILLING 4.5MM TO 6MM TITANIUM ASSORTED TYPES AND LENGTHS AS REQUESTED BY END USER | ORTHOPEDIC & SPINAL SUPPLIES
17703 | 4232150025400 | SCREW, CANNULATED FULL THREADED SELF-DRILLING 5MM STAINLESS STEEL ASSORTED TYPES AND LENGTHS AS REQUESTED BY END USER | ORTHOPEDIC & SPINAL SUPPLIES
17704 | 4232150025500 | SCREW, CANNULATED FULL THREADED SELF-DRILLING 6.5MM TO 7.5MM STAINLESS STEEL ASSORTED TYPES AND LENGTHS AS REQUESTED BY END USER | ORTHOPEDIC & SPINAL SUPPLIES
17705 | 4232150025600 | SCREW, CANNULATED FULL THREADED SELF-DRILLING 6.5MM TO 7.5MM TITANIUM ASSORTED TYPES AND LENGTHS AS REQUESTED BY END USER | ORTHOPEDIC & SPINAL SUPPLIES
17706 | 4232150025700 | SCREW, CANNULATED FULL THREADED SELF-DRILLING 8MM STAINLESS STEEL ASSORTED TYPES AND LENGTHS AS REQUESTED BY END USER | ORTHOPEDIC & SPINAL SUPPLIES
17707 | 4232150025800 | SCREW, CANNULATED PARTIAL THREADED SELF-DRILLING 2.6MM TO 3MM STAINLESS STEEL ASSORTED TYPES AND LENGTHS AS REQUESTED BY END USER | ORTHOPEDIC & SPINAL SUPPLIES
17708 | 4232150025900 | SCREW, CANNULATED PARTIAL THREADED SELF-DRILLING 2.6MM TO 3MM TITANIUM ASSORTED TYPES AND LENGTHS AS REQUESTED BY END USER | ORTHOPEDIC & SPINAL SUPPLIES
17709 | 4232150026000 | SCREW, CANNULATED PARTIAL THREADED SELF-DRILLING 2MM TO 2.5MM TITANIUM ASSORTED TYPES AND LENGTHS AS REQUESTED BY END USER | ORTHOPEDIC & SPINAL SUPPLIES
17710 | 4232150026100 | SCREW, CANNULATED PARTIAL THREADED SELF-DRILLING 3.5MM TO 4MM STAINLESS STEEL ASSORTED TYPES AND LENGTHS AS REQUESTED BY END USER | ORTHOPEDIC & SPINAL SUPPLIES
17711 | 4232150026200 | SCREW, CANNULATED PARTIAL THREADED SELF-DRILLING 3.5MM TO 4MM TITANIUM ASSORTED TYPES AND LENGTHS AS REQUESTED BY END USER | ORTHOPEDIC & SPINAL SUPPLIES
17712 | 4232150026300 | SCREW, CANNULATED PARTIAL THREADED SELF-DRILLING 4.5MM TO 6MM STAINLESS STEEL ASSORTED TYPES AND LENGTHS AS REQUESTED BY END USER | ORTHOPEDIC & SPINAL SUPPLIES
17713 | 4232150026400 | SCREW, CANNULATED PARTIAL THREADED SELF-DRILLING 4.5MM TO 6MM TITANIUM ASSORTED TYPES AND LENGTHS AS REQUESTED BY END USER | ORTHOPEDIC & SPINAL SUPPLIES
17714 | 4232150026500 | SCREW, CANNULATED PARTIAL THREADED SELF-DRILLING 5MM STAINLESS STEEL ASSORTED TYPES AND LENGTHS AS REQUESTED BY END USER | ORTHOPEDIC & SPINAL SUPPLIES
17715 | 4232150026600 | SCREW, CANNULATED PARTIAL THREADED SELF-DRILLING 5MM TITANIUM ASSORTED TYPES AND LENGTHS AS REQUESTED BY END USER | ORTHOPEDIC & SPINAL SUPPLIES
17716 | 4232150017600 | PLATES, FOR STRUT CONNECTION FOR POLYAXIAL RING FIXATION | ORTHOPEDIC & SPINAL SUPPLIES
17717 | 4229660311500 | SET, COMPLETE INSTRUMENTATION TITANIUM SCREW CANNULATED FULL THREADED 6.5MM TO 7.5MM, WITH NECESSARY CASE AND RELATED DRILL BITS AND TAPS | ORTHOPEDIC & SPINAL SUPPLIES
17718 | 4232150017500 | PLATE, VARIABLE ANGLE LATERAL DISTAL FIBULA, OR EQUIVALENT, RIGHT OR LEFT ASSORTED SIZES | ORTHOPEDIC & SPINAL SUPPLIES
17719 | 4232150017300 | PLATE, VARIABLE ANGLE ANATOMIC DISTAL HUMERUS LEFT OR RIGHT MEDIAL ASSORTED TYPES AND SIZES AS REQUESTED BY END USER | ORTHOPEDIC & SPINAL SUPPLIES
17720 | 4231230700200 | HYDROSURGICAL RESECTION DEBRIDEMENT UNIT WITH ALL NECESSARY ACCESSORIES AND STERILIZATION CASE | ORTHOPEDIC & SPINAL SUPPLIES
17721 | 4231230700300 | SHARP HYDROSURGICAL HANDPIECE ASSORTED SHAPE AND SIZE S, ORTHOPEDIC | ORTHOPEDIC & SPINAL SUPPLIES
17722 | 4231230700400 | SOFT HYDROSURGICAL HANDPIECE ASSORTED SHAPES AND SIZE S INCLUDING TUBING SET, ORTHOPEDIC | ORTHOPEDIC & SPINAL SUPPLIES
17723 | 4232150008700 | PLATE, BLADE PEDIATRIC ASSORTED ANGLES AND SIZES | ORTHOPEDIC & SPINAL SUPPLIES
17724 | 4232150008800 | SCREW, CORTICAL FOR TITANIUM SMALL FRAGMENT FIXATION, ASSORTED LENGTHS AND SIZES | ORTHOPEDIC & SPINAL SUPPLIES
17725 | 4232150008900 | SCREW, CANCELLOUS FOR TITANIUM LARGE FRAGMENT FIXATION, ASSORTED LENGTHS AND SIZES | ORTHOPEDIC & SPINAL SUPPLIES
17726 | 4232150009000 | SCREW, CORTICAL FOR EPIPHYSIODESIS, ASSORTED SIZES | ORTHOPEDIC & SPINAL SUPPLIES
17727 | 4232150009100 | PLATE, DUAL LINE FOR EPIPHYSIODESIS, ASSORTED SIZES | ORTHOPEDIC & SPINAL SUPPLIES
17728 | 4232150009200 | PLATE, LCP TITANIUM SUPERIOR LEFT OR RIGHT CLAVICLE ASSORTED SIZES, AS REQUESTED BY END USER | ORTHOPEDIC & SPINAL SUPPLIES
17729 | 4232150009300 | PLATE ANATOMIC HOOK CLAVICLE LEFT OR RIGHT TITANIUM ASSORTED SIZES AS REQUESTED BY END USER | ORTHOPEDIC & SPINAL SUPPLIES
17730 | 4232150009400 | PLATE, SINGLE LINE FOR EPIPHYSIODESIS, ASSORTED SIZES | ORTHOPEDIC & SPINAL SUPPLIES
17731 | 4232150009500 | SCREW, CORTICAL FOR ADULT BLADE PLATE ASSORTED SIZES | ORTHOPEDIC & SPINAL SUPPLIES
17732 | 4231220219300 | LOOP, ULTRA HIGH MOLECULAR WEIGHT POLYETHYLENE ARTHROSCOPY ASSORTED TYPES AND SIZES AS REQUESTED BY END USER | ORTHOPEDIC & SPINAL SUPPLIES
17733 | 4232150009600 | SCREW, FOR METAL MESH ACETABULOPLASTY ASSORTED SIZES | ORTHOPEDIC & SPINAL SUPPLIES
17734 | 4232150009800 | SCREW, TITANIUM FOR DUAL MOBILITY CUP, ASSORTED SIZES | ORTHOPEDIC & SPINAL SUPPLIES
17735 | 4232150009900 | PLATE, LCP BASIC SMALL FRAGMENT SEMI TUBULAR 1/3 TITANIUM ASSORTED TYPES AND SIZES | ORTHOPEDIC & SPINAL SUPPLIES
17736 | 4232150010000 | PLATE, LCP CLAVICLE ANTERIOR MEDIAL TITANIUM ASSORTED SIZES, SHAPES, AND TYPES, AS REQUESTED BY END USER | ORTHOPEDIC & SPINAL SUPPLIES
17737 | 4232150010100 | PLATE, LCP STAINLESS STEEL SUPERIOR LEFT OR RIGHT CLAVICLE ASSORTED SIZES, AS REQUESTED BY END USER | ORTHOPEDIC & SPINAL SUPPLIES
17738 | 4232150010200 | PLATE, VARIABLE ANGLE FOREFOOT AND MIDFOOT, OR EQUIVALENTS, ASSORTED SIZES AND TYPES | ORTHOPEDIC & SPINAL SUPPLIES
17739 | 4232150010300 | PLATES, FOR LAMINOPLASTY, ASSORTED SIZES, ASSORTED SHAPES, SPINAL | ORTHOPEDIC & SPINAL SUPPLIES
17740 | 4232150010400 | SCREW, DISTAL LOCKING FOR PEDIATRIC LOCKED HIP PLATE, ASSORTED SIZES | ORTHOPEDIC & SPINAL SUPPLIES
17741 | 4232150010500 | SCREW, GRAFT FIXATION TITANIUM ASSORTED DIAMETERS AND LENGTHS AS REQUESTED BY END USER | ORTHOPEDIC & SPINAL SUPPLIES
17742 | 4232150010600 | PLATE, FOR ANTERIOR CERVICAL DISC FUSION, ASSORTED SIZES, AS REQUESTED BY END USER, SPINAL | ORTHOPEDIC & SPINAL SUPPLIES
17743 | 4232150010700 | PLATE, LCP ANATOMIC DISTAL RADIUS VOLAR VARIABLE ANGLE TITANIUM ASSORTED TYPES AND SIZES REQUESTED BY END USER | ORTHOPEDIC & SPINAL SUPPLIES
17744 | 4232150010800 | PLATE, LCP BASIC SMALL FRAGMENT SEMI TUBULAR 1/3 STAINLESS STEEL ASSORTED TYPES AND SIZES | ORTHOPEDIC & SPINAL SUPPLIES
17745 | 4232150010900 | PLATE, LOCKING COMPRESSION T-PLATE BASIC LARGE FRAGMENT STAINLESS STEEL ASSORTED TYPES AND SIZES | ORTHOPEDIC & SPINAL SUPPLIES
17746 | 4232150009700 | SCREW, LOCKED HEAD FOR EPIPHYSIODESIS, ASSORTED SIZES | ORTHOPEDIC & SPINAL SUPPLIES
17747 | 4232150011000 | SCREW, CORTICAL 3.5MM OR EQUIVALENT FOR STAINLESS STEEL SUPERIOR CLAVICLE PLATE, ASSORTED SIZES | ORTHOPEDIC & SPINAL SUPPLIES
17748 | 4231220219000 | TAPE, ULTRA HIGH MOLECULAR WEIGHT POLYETHYLENE ARTHROSCOPY ASSORTED TYPES AND SIZES AS REQUESTED BY END USER | ORTHOPEDIC & SPINAL SUPPLIES
17749 | 4231220200000 | ARTHROSCOPIC MENISCUS REPAIR INSIDE OUT SYSTEM ASSORTED SIZES AND SHAPES WITH FITTING GRAPHIC TRAY AND CASE, ORTHOPEDIC | ORTHOPEDIC & SPINAL SUPPLIES
17750 | 4229660311700 | SET, COMPLETE INSTRUMENTATION TITANIUM SCREW CANNULATED PARTIAL THREADED 2MM TO 3 MM, WITH NECESSARY CASE AND RELATED DRILL BITS AND TAPS | ORTHOPEDIC & SPINAL SUPPLIES
17751 | 4229660311800 | SET, COMPLETE INSTRUMENTATION TITANIUM SCREW CANNULATED PARTIAL THREADED 3.5MM TO 6MM, WITH NECESSARY CASE AND RELATED DRILL BITS AND TAPS | ORTHOPEDIC & SPINAL SUPPLIES
17752 | 4229660311900 | SET, COMPLETE INSTRUMENTATION TITANIUM SCREW CANNULATED PARTIAL THREADED 5MM, WITH NECESSARY CASE AND RELATED DRILL BITS AND TAPS | ORTHOPEDIC & SPINAL SUPPLIES
17753 | 4229660312000 | SET, COMPLETE INSTRUMENTATION TITANIUM SCREW CANNULATED PARTIAL THREADED 8MM, WITH NECESSARY CASE AND RELATED DRILL BITS AND TAPS | ORTHOPEDIC & SPINAL SUPPLIES
17754 | 4229660312100 | SET, COMPLETE INSTRUMENTATION FEMUR DYNAMIC AND CONDYLAR TITANIUM HIP SCREW | ORTHOPEDIC & SPINAL SUPPLIES
17755 | 4229660312200 | TROCHANTERIC STAINLESS STEEL STABILIZER PLATE FOR DYNAMIC HIP COMPRESSION PLATE | ORTHOPEDIC & SPINAL SUPPLIES
17756 | 4229660400000 | CHECKPOINT, 3.5MM HEX X 15MM, STERILE | ORTHOPEDIC & SPINAL SUPPLIES
17757 | 4229670300100 | CEMENT SYRINGE GUN (REUSABLE) WITH STERILIZATION TRAY, ORTHOPEDIC | ORTHOPEDIC & SPINAL SUPPLIES
17758 | 4229670300200 | DISPOSABLE CEMENT INJECTOR WITH CEMENT, SPINAL | ORTHOPEDIC & SPINAL SUPPLIES
17759 | 4229670400000 | MEDULLARY CEMENT PLUG APPLICATOR, ORTHOPEDIC | ORTHOPEDIC & SPINAL SUPPLIES
17760 | 4229670400600 | CEMENT SINGLE SYRINGE, FOR NEGATIVE VACUUM CONNECTION AND LONG AND SHORT NOZZLE WITH PRESSURIZING PIECE, ORTHOPEDIC | ORTHOPEDIC & SPINAL SUPPLIES
17761 | 4229670400700 | CEMENT KIT FOR INTRAMEDULLARY FEMUR NAIL | ORTHOPEDIC & SPINAL SUPPLIES
17762 | 4229554501800 | BONE ALLOGRAFT, INJECTABLE DEMINERALIZED BONE MATRIX PUTTY 1CC, OR EQUIVALENT, ORTHOPEDIC | ORTHOPEDIC & SPINAL SUPPLIES
17763 | 4229670500000 | BONE CEMENT WITH ANTIBIOTICS HIGH VISCOSITY, ORTHOPEDIC | ORTHOPEDIC & SPINAL SUPPLIES
17764 | 4229670500600 | BONE CEMENT PLAIN HIGH VISCOSITY, ORTHOPEDIC | ORTHOPEDIC & SPINAL SUPPLIES
17765 | 4229670500700 | BONE CEMENT PLAIN LOW VISCOSITY, ORTHOPEDIC | ORTHOPEDIC & SPINAL SUPPLIES
17766 | 4229670510100 | BONE CEMENT WITH ANTIBIOTIC MEDIUM VISCOSITY OR EQUIVALENT | ORTHOPEDIC & SPINAL SUPPLIES
17767 | 4229670510200 | BONE CEMENT PLAIN MEDIUM VISCOSITY OR EQUIVALENT | ORTHOPEDIC & SPINAL SUPPLIES
17768 | 4229670600200 | KIT, BONE CEMENT CANAL PREPARATION OR EQUIVALENTS | ORTHOPEDIC & SPINAL SUPPLIES
17769 | 4229670700000 | CEMENT MIXING BOWL AND SPATULA WITH VACUUM, ORTHOPEDIC | ORTHOPEDIC & SPINAL SUPPLIES
17770 | 4229680400100 | EXPANSION DEVICE FOR MAGNETIC EXPANSION RODS (FREE OF CHARGE), SPINAL | ORTHOPEDIC & SPINAL SUPPLIES
17771 | 4229681603900 | SET, COMPLETE INSTRUMENTATION FOR GLENOID BONE LOSS RECONSTRUCTION, INCLUDING NECESSARY CASES | ORTHOPEDIC & SPINAL SUPPLIES
17772 | 4229681604100 | KIT, FOR HIP ARTHROSCOPY ACCESS NEEDLES AND CANNULA | ORTHOPEDIC & SPINAL SUPPLIES
17773 | 4229681604200 | CANNULA FLEXIBLE SHOULDER ARTHROSCOPY (GLENOID BONE LOSS) ASSORTED TYPES AND SIZES REQUESTED BY END USER | ORTHOPEDIC & SPINAL SUPPLIES
17774 | 4231153700500 | SCISSORS, LISTER BANDAGE (SMALL, MEDIUM AND LARGE) | ORTHOPEDIC & SPINAL SUPPLIES
17775 | 4231200914500 | STAPLE, STAINLESS STEEL ASSORTED SIZES AND SHAPES | ORTHOPEDIC & SPINAL SUPPLIES
17776 | 4229670500100 | BONE CEMENT WITH ANTIBIOTICS LOW VISCOSITY, ORTHOPEDIC | ORTHOPEDIC & SPINAL SUPPLIES
17777 | 4232150011100 | SCREW, CORTICAL ANATOMIC DISTAL ANTEROLATERAL TIBIA STAINLESS STEEL ASSORTED SIZES | ORTHOPEDIC & SPINAL SUPPLIES
17778 | 4232150011200 | SCREW, CORTICAL FOR PROXIMAL RADIUS PLATING, ASSORTED SIZES | ORTHOPEDIC & SPINAL SUPPLIES
17779 | 4232150011300 | SCREW, CORTICAL FOR TITANIUM DISTAL FEMUR PLATING ASSORTED SIZES | ORTHOPEDIC & SPINAL SUPPLIES
17780 | 4232150014700 | PLATE, LCP ANATOMIC DISTAL RADIUS DORSAL VARIABLE ANGLE TITANIUM ASSORTED TYPES AND SIZES REQUESTED BY END USER | ORTHOPEDIC & SPINAL SUPPLIES
17781 | 4232150014800 | PLATE, LCP ANATOMIC PROXIMAL HUMERUS LEFT OR RIGHT STAINLESS STEEL ASSORTED TYPES AND SIZES AS REQUESTED BY END USER | ORTHOPEDIC & SPINAL SUPPLIES
17782 | 4232150014900 | PLATE, LCP ANATOMIC PROXIMAL OLECRANON LEFT OR RIGHT STAINLESS STEEL ASSORTED TYPES AND SIZES AS REQUESTED BY END USER | ORTHOPEDIC & SPINAL SUPPLIES
17783 | 4232150015000 | PLATE, LCP ANATOMIC PROXIMAL OLECRANON LEFT OR RIGHT TITANIUM ASSORTED TYPES AND SIZES AS REQUESTED BY END USER | ORTHOPEDIC & SPINAL SUPPLIES
17784 | 4232150015100 | PLATE, LCP BASIC LARGE FRAGMENT RECONSTRUCTION STAINLESS STEEL ASSORTED TYPES AND SIZES | ORTHOPEDIC & SPINAL SUPPLIES
17785 | 4232150015200 | PLATE, LCP BASIC SMALL FRAGMENT RECONSTRUCTION STAINLESS STEEL ASSORTED TYPES AND SIZES | ORTHOPEDIC & SPINAL SUPPLIES
17786 | 4232150015300 | PLATE, LCP CLAVICLE ANTERIOR STAINLESS STEEL ASSORTED SIZES, SHAPES, AND TYPES, AS REQUESTED BY END USER | ORTHOPEDIC & SPINAL SUPPLIES
17787 | 4232150015400 | PLATE, LCP PELVIC RECONSTRUCTION CURVED LOW PROFILE, OR EQUIVALENT, ASSORTED SIZES | ORTHOPEDIC & SPINAL SUPPLIES
17788 | 4232150015500 | PLATE, LCP STAINLESS STEEL LATERAL DISTAL FIBULA, OR EQUIVALENT, RIGHT OR LEFT ASSORTED SIZES | ORTHOPEDIC & SPINAL SUPPLIES
17789 | 4232150015600 | PLATE, LCP STAINLESS STEEL MINI FRAGMENT ASSORTED SHAPES AND SIZES | ORTHOPEDIC & SPINAL SUPPLIES
17790 | 4232150015700 | PLATE, LCP STAINLESS STEEL SUPERIOR ANTERIOR LEFT OR RIGHT CLAVICLE ASSORTED SIZES, AS REQUESTED BY END USER | ORTHOPEDIC & SPINAL SUPPLIES
17791 | 4232150015800 | PLATE, LCP STAINLESS STEEL SUPERIOR LEFT OR RIGHT CLAVICLE WITH LATERAL EXTENSION ASSORTED SIZES, AS REQUESTED BY END USER | ORTHOPEDIC & SPINAL SUPPLIES
17792 | 4232150014600 | PLATE, LCP ANATOMIC DISTAL RADIUS DORSAL TITANIUM ASSORTED TYPES AND SIZES REQUESTED BY END USER | ORTHOPEDIC & SPINAL SUPPLIES
17793 | 4232150015900 | PLATE, LCP TITANIUM FOR FOREFOOT AND MIDFOOT, OR EQUIVALENTS, ASSORTED SIZES | ORTHOPEDIC & SPINAL SUPPLIES
17794 | 4232150016100 | PLATE, LCP TITANIUM SUPERIOR ANTERIOR LEFT OR RIGHT CLAVICLE ASSORTED SIZES, AS REQUESTED BY END USER | ORTHOPEDIC & SPINAL SUPPLIES
17795 | 4232150016200 | PLATE, LOCKED COMPRESSION DUAL LINE FOR EPIPHYSIODESIS, ASSORTED SIZES | ORTHOPEDIC & SPINAL SUPPLIES
17796 | 4232150016300 | PLATE, LOCKING COMPRESSION BASIC SMALL FRAGMENT TITANIUM ASSORTED TYPES AND SIZES | ORTHOPEDIC & SPINAL SUPPLIES
17797 | 4232150016400 | PLATE, LOCKING COMPRESSION BROAD BASIC LARGE FRAGMENT STAINLESS STEEL ASSORTED TYPES AND SIZES | ORTHOPEDIC & SPINAL SUPPLIES
17798 | 4232150016500 | PLATE, LOCKING COMPRESSION BROAD BASIC LARGE FRAGMENT TITANIUM ASSORTED TYPES AND SIZES | ORTHOPEDIC & SPINAL SUPPLIES
17799 | 4232150016600 | PLATE, LOCKING COMPRESSION NARROW BASIC LARGE FRAGMENT STAINLESS STEEL ASSORTED TYPES AND SIZES | ORTHOPEDIC & SPINAL SUPPLIES
17800 | 4232150016700 | PLATE, LOCKING COMPRESSION NARROW BASIC LARGE FRAGMENT TITANIUM ASSORTED TYPES AND SIZES | ORTHOPEDIC & SPINAL SUPPLIES
17801 | 4232150016800 | PLATE, LOCKING COMPRESSION T-PLATE BASIC LARGE FRAGMENT TITANIUM ASSORTED TYPES AND SIZES | ORTHOPEDIC & SPINAL SUPPLIES
17802 | 4232150016900 | PLATE, LOCKING COMPRESSION T-PLATE BASIC SMALL FRAGMENT STAINLESS STEEL ASSORTED TYPES AND SIZES | ORTHOPEDIC & SPINAL SUPPLIES
17803 | 4232150017000 | PLATE, LOCKING COMPRESSION T-PLATE BASIC SMALL FRAGMENT TITANIUM ASSORTED TYPES AND SIZES | ORTHOPEDIC & SPINAL SUPPLIES
17804 | 4232150017100 | PLATE, OF DYNAMIC CONDYLAR SCREW TITANIUM ASSORTED ANGLES AND SIZES | ORTHOPEDIC & SPINAL SUPPLIES
17805 | 4232150017200 | PLATE, OF DYNAMIC HIP SCREW TITANIUM ASSORTED ANGLES AND SIZES | ORTHOPEDIC & SPINAL SUPPLIES
17806 | 4232150016000 | PLATE, LCP TITANIUM FOR WRIST FUSION, ASSORTED TYPES, SHAPES, AND SIZES | ORTHOPEDIC & SPINAL SUPPLIES
17807 | 4232150014500 | PLATE, LCP ANATOMIC DISTAL RADIUS DORSAL STAINLESS STEEL ASSORTED TYPES AND SIZES REQUESTED BY END USER | ORTHOPEDIC & SPINAL SUPPLIES
17808 | 4232150014400 | PLATE, LCP ANATOMIC DISTAL MEDIAL TIBIA LEFT OR RIGHT TITANIUM ASSORTED TYPES AND SIZES AS REQUESTED BY END USER | ORTHOPEDIC & SPINAL SUPPLIES
17809 | 4232150014300 | PLATE, LCP ANATOMIC DISTAL MEDIAL TIBIA LEFT OR RIGHT STAINLESS STEEL ASSORTED TYPES AND SIZES AS REQUESTED BY END USER | ORTHOPEDIC & SPINAL SUPPLIES
17810 | 4232150011400 | SCREW, CORTICAL PROXIMAL AND DISTAL INTERLOCKING TITANIUM, ASSORTED SIZES | ORTHOPEDIC & SPINAL SUPPLIES
17811 | 4232150011500 | SCREW, GRAFT FIXATION ABSORBABLE ASSORTED DIAMETERS AND LENGTHS AS REQUESTED BY END USER | ORTHOPEDIC & SPINAL SUPPLIES
17812 | 4232150011700 | SCREW, LOCKED HEAD 3.5MM FOR TITANIUM ANTERIOR CLAVICLE PLATING ASSORTED SIZES | ORTHOPEDIC & SPINAL SUPPLIES
17813 | 4232150011800 | SCREW, LOCKING HEAD FOR STAINLESS STEEL DISTAL FEMUR PLATING ASSORTED SIZES | ORTHOPEDIC & SPINAL SUPPLIES
17814 | 4232150011900 | SCREW, LOCKING HEAD STAINLESS STEEL 2.7MM FOR DISTAL HUMERAL PLATING | ORTHOPEDIC & SPINAL SUPPLIES
17815 | 4232150012000 | SCREW, LOCKING HEAD TITANIUM 2.7MM FOR DISTAL HUMERAL PLATING | ORTHOPEDIC & SPINAL SUPPLIES
17816 | 4232150012100 | SCREW, LOCKING HEAD TITANIUM 3.5MM FOR DISTAL HUMERAL PLATING | ORTHOPEDIC & SPINAL SUPPLIES
17817 | 4232150012200 | PLATE, LCP ANATOMIC DISTAL FEMUR LOCKING COMPRESSION LEFT OR RIGHT STAINLESS STEEL, ASSORTED TYPES AND SIZES AS REQUESTED BY END USER | ORTHOPEDIC & SPINAL SUPPLIES
17818 | 4232150012300 | PLATE, LCP ANATOMIC PROXIMAL FEMUR LOCKING COMPRESSION LEFT OR RIGHT TITANIUM ASSORTED TYPES AND SIZES AS REQUESTED BY END USER | ORTHOPEDIC & SPINAL SUPPLIES
17819 | 4232150012400 | PLATE, LCP BASIC LARGE FRAGMENT RECONSTRUCTION TITANIUM ASSORTED TYPES AND SIZES | ORTHOPEDIC & SPINAL SUPPLIES
17820 | 4232150012500 | PLATE, LCP TITANIUM SUPERIOR LEFT OR RIGHT CLAVICLE WITH LATERAL EXTENSION ASSORTED SIZES, AS REQUESTED BY END USER | ORTHOPEDIC & SPINAL SUPPLIES
17821 | 4232150012700 | PLATE, LOCKING COMPRESSION BASIC SMALL FRAGMENT STAINLESS STEEL ASSORTED TYPES AND SIZES | ORTHOPEDIC & SPINAL SUPPLIES
17822 | 4232150012800 | PLATE, VARIABLE ANGLE ANATOMIC PROXIMAL OLECRANON LEFT OR RIGHT ASSORTED TYPES AND SIZES AS REQUESTED BY END USER | ORTHOPEDIC & SPINAL SUPPLIES
17823 | 4232150012900 | SCREW, CORTICAL 2.7MM, OR EQUIVALENT STAINLESS STEEL FOR WRIST FUSION, ASSORTED SIZES | ORTHOPEDIC & SPINAL SUPPLIES
17824 | 4232150013000 | SCREW, CORTICAL 3.5MM OR EQUIVALENT FOR TITANIUM HOOK CLAVICLE PLATE, ASSORTED SIZES | ORTHOPEDIC & SPINAL SUPPLIES
17825 | 4232150013100 | SCREW, CORTICAL FOR MINI FRAGMENT TITANIUM PLATING, ASSORTED SIZES | ORTHOPEDIC & SPINAL SUPPLIES
17826 | 4232150013200 | SCREW, LAG OF DYNAMIC HIP SCREW PLATE TITANIUM ASSORTED TYPES AND SIZES REQUESTED BY END USER | ORTHOPEDIC & SPINAL SUPPLIES
17827 | 4232150013300 | SCREW, LOCKED HEAD FOR MINI FRAGMENT STAINLESS STEEL PLATING, ASSORTED SIZES | ORTHOPEDIC & SPINAL SUPPLIES
17828 | 4232150013400 | SCREW, LOCKING FOR PEDIATRIC BLADE PLATE ASSORTED SIZES | ORTHOPEDIC & SPINAL SUPPLIES
17829 | 4232150013500 | SCREW, LOCKING HEAD STAINLESS STEEL 3.5MM FOR DISTAL HUMERAL PLATING | ORTHOPEDIC & SPINAL SUPPLIES
17830 | 4232150013600 | SCREW, MEGAPROSTHESIS HUMERUS (ONCOLOGY) OR EQUIVALENT, ASSORTED SIZES AS REQUESTED BY END USER | ORTHOPEDIC & SPINAL SUPPLIES
17831 | 4232150013700 | SCREW, SLIPPED CAPITAL FEMORAL EPIPHYSIS OR EQUIVALENT, ASSORTED SIZES | ORTHOPEDIC & SPINAL SUPPLIES
17832 | 4232150013800 | SCREW, VARIABLE ANGLE LCP FOR FOREFOOT AND MIDFOOT PLATING, ASSORTED SIZES | ORTHOPEDIC & SPINAL SUPPLIES
17833 | 4232150013900 | COMPONENT, CONNECTING BAR FOR INTERCALARY PROSTHESIS, ASSORTED SIZES | ORTHOPEDIC & SPINAL SUPPLIES
17834 | 4232150014000 | PEG, FOR DUAL MOBILITY CUP, ASSORTED SIZES | ORTHOPEDIC & SPINAL SUPPLIES
17835 | 4232150014100 | PLATE, LCP ANATOMIC DISTAL ANTEROLATERAL TIBIA LEFT OR RIGHT TITANIUM ASSORTED TYPES AND SIZES AS REQUESTED BY END USER | ORTHOPEDIC & SPINAL SUPPLIES
17836 | 4232150014200 | PLATE, LCP ANATOMIC DISTAL HUMERUS LEFT OR RIGHT MEDIAL TITANIUM ASSORTED TYPES AND SIZES AS REQUESTED BY END USER | ORTHOPEDIC & SPINAL SUPPLIES
17837 | 4232150017400 | PLATE, VARIABLE ANGLE ANATOMIC DISTAL MEDIAL TIBIA LEFT OR RIGHT, ASSORTED TYPES AND SIZES AS REQUESTED BY END USER | ORTHOPEDIC & SPINAL SUPPLIES
17838 | 4229554501700 | BONE ALLOGRAFT, INJECTABLE DEMINERALIZED BONE MATRIX PUTTY 5CC, OR EQUIVALENT, ORTHOPEDIC | ORTHOPEDIC & SPINAL SUPPLIES
17839 | 4229514309700 | NONSTICK STRAIGHT INSULATED BIPOLAR FORCEPS 19 CM, 1 MM TIP OR EQUIVALENT, SPINAL | ORTHOPEDIC & SPINAL SUPPLIES
17840 | 4229554501500 | BONE ALLOGRAFT, DEMINERALIZED BONE MATRIX PUTTY 10CC, OR EQUIVALENT, ORTHOPEDIC | ORTHOPEDIC & SPINAL SUPPLIES
17841 | 4229270101300 | DISSECTOR, PINFIELD #4, ROUGH HANDLE, 265 MM OR EQUIVALENT, SPINAL | ORTHOPEDIC & SPINAL SUPPLIES
17842 | 4229270101400 | DISSECTOR, NEIDRE ELEVATOR, ROUGH HANDLE, 265 MM OR EQUIVALENT, SPINAL | ORTHOPEDIC & SPINAL SUPPLIES
17843 | 4229270101500 | DISSECTOR, WOODSON ELEVATOR, ROUGH HANDLE, 215 MM OR EQUIVALENT, SPINAL | ORTHOPEDIC & SPINAL SUPPLIES
17844 | 4229270101600 | DISSECTOR, WOODSON ELEVATOR, ROUGH HANDLE, 265 MM OR EQUIVALENT, SPINAL | ORTHOPEDIC & SPINAL SUPPLIES
17845 | 4229270101800 | DISSECTOR, ANTERIOR PINFIELD #4, ROUGH HANDLE, 240 MM OR EQUIVALENT, SPINAL | ORTHOPEDIC & SPINAL SUPPLIES
17846 | 4229270101900 | DISSECTOR, MICRO AXIAL PINFIELD 2 MM, ROUGH HANDLE, 240 MM OR EQUIVALENT, SPINAL | ORTHOPEDIC & SPINAL SUPPLIES
17847 | 4229270102000 | DISSECTOR, MICRO AXIAL PINFIELD 3 MM, ROUGH HANDLE, 240 MM OR EQUIVALENT, SPINAL | ORTHOPEDIC & SPINAL SUPPLIES
17848 | 4229270102100 | DISSECTOR, MICRO AXIAL PINFIELD 4 MM, ROUGH HANDLE, 240 MM OR EQUIVALENT, SPINAL | ORTHOPEDIC & SPINAL SUPPLIES
17849 | 4229270102500 | CASPAR MICRO LUMBAR DISCECTOMY SYSTEM WITH ALL SIZE S OF BLADES (TWO FROM EACH SIZE) SPINAL | ORTHOPEDIC & SPINAL SUPPLIES
17850 | 4229270103100 | DISSECTOR, SHARP, TIP ANGLED 15 DEGREE, WITH ROUND HANDLE, SIZE 2 MM, LENGTH 25 CM OR EQUIVALENT, SPINAL | ORTHOPEDIC & SPINAL SUPPLIES
17851 | 4229270200400 | SMALL ELEVATOR, 10 INCH OVERALL LENGTH, NON SLIPPERY HANDLE SIZE 1/2 INCH OR EQUIVALENT, SPINAL | ORTHOPEDIC & SPINAL SUPPLIES
17852 | 4229270200500 | SMALL ELEVATOR, 10 INCH OVERALL LENGTH, NON SLIPPERY HANDLE SIZE 1/4 INCH OR EQUIVALENT, SPINAL | ORTHOPEDIC & SPINAL SUPPLIES
17853 | 4229270200600 | SMALL ELEVATOR, 10 INCH OVERALL LENGTH, NON SLIPPERY HANDLE SIZE 3/8 INCH OR EQUIVALENT, SPINAL | ORTHOPEDIC & SPINAL SUPPLIES
17854 | 4229270200900 | FLAT COBB ELEVATOR, LONG NON SLIPPERY HANDLE (NON WOVEN), 15 INCH OVERALL LENGTH, SIZE 1/2 INCH OR EQUIVALENT, SPINAL | ORTHOPEDIC & SPINAL SUPPLIES
17855 | 4229270201000 | FLAT COBB ELEVATOR, LONG NON SLIPPERY HANDLE (NON WOVEN), 15 INCH OVERALL LENGTH, SIZE 1 INCH OR EQUIVALENT, SPINAL | ORTHOPEDIC & SPINAL SUPPLIES
17856 | 4229270201100 | FLAT COBB ELEVATOR, LONG NON SLIPPERY HANDLE (NON WOVEN), 15 INCH OVERALL LENGTH, SIZE 30 MM OR EQUIVALENT, SPINAL | ORTHOPEDIC & SPINAL SUPPLIES
17857 | 4229270201200 | FLAT COBB ELEVATOR, LONG NON SLIPPERY HANDLE (NON WOVEN), 15 INCH OVERALL LENGTH, SIZE 5/8 INCH OR EQUIVALENT, SPINAL | ORTHOPEDIC & SPINAL SUPPLIES
17858 | 4229270201300 | FLAT COBB ELEVATOR 10 INCH OVERALL LENGTH, NON SLIPPERY HANDLE (NON WOVEN), SIZE 1/4 INCH OR EQUIVALENT, SPINAL | ORTHOPEDIC & SPINAL SUPPLIES
17859 | 4229270201400 | FLAT COBB ELEVATOR 10 INCH OVERALL LENGTH OR EQUIVALENT, NON SLIPPERY HANDLE (NON WOVEN) 5 INCH SIZE 1/2 INCH OR EQUIVALENT, SPINAL | ORTHOPEDIC & SPINAL SUPPLIES
17860 | 4229270201500 | FLAT COBB ELEVATOR 10 INCH OVERALL LENGTH, NON SLIPPERY HANDLE (NON WOVEN), SIZE 3/8 INCH OR EQUIVALENT, SPINAL | ORTHOPEDIC & SPINAL SUPPLIES
17861 | 4229270201600 | FLAT COBB ELEVATOR 13 INCH OVERALL LENGTH, NON SLIPPERY HANDLE (NON WOVEN), SIZE 1 INCH OR EQUIVALENT, SPINAL | ORTHOPEDIC & SPINAL SUPPLIES
17862 | 4229270201700 | FLAT COBB ELEVATOR 13 INCH OVERALL LENGTH, NON SLIPPERY HANDLE (NON WOVEN), SIZE 1/2 INCH OR EQUIVALENT, SPINAL | ORTHOPEDIC & SPINAL SUPPLIES
17863 | 4229270201800 | FLAT COBB ELEVATOR 13 INCH OVERALL LENGTH, NON SLIPPERY HANDLE (NON WOVEN), SIZE 3/4 INCH OR EQUIVALENT, SPINAL | ORTHOPEDIC & SPINAL SUPPLIES
17864 | 4229270201900 | FLAT COBB ELEVATOR 13 INCH OVERALL LENGTH, NON SLIPPERY HANDLE (NON WOVEN), SIZE 30 MM OR EQUIVALENT, SPINAL | ORTHOPEDIC & SPINAL SUPPLIES
17865 | 4229270202000 | FLAT COBB ELEVATOR 13 INCH OVERALL LENGTH, NON SLIPPERY HANDLE (NON WOVEN), SIZE 5/8 INCH OR EQUIVALENT, SPINAL | ORTHOPEDIC & SPINAL SUPPLIES
17866 | 4229270202100 | FLAT COBB ELEVATOR 15 INCH OVERALL LENGTH, NON SLIPPERY HANDLE (NON WOVEN), SIZE 1 INCH OR EQUIVALENT, SPINAL | ORTHOPEDIC & SPINAL SUPPLIES
17867 | 4229270202200 | FLAT COBB ELEVATOR 15 INCH OVERALL LENGTH, NON SLIPPERY HANDLE (NON WOVEN), SIZE 1/2 INCH OR EQUIVALENT, SPINAL | ORTHOPEDIC & SPINAL SUPPLIES
17868 | 4229270202300 | FLAT COBB ELEVATOR 15 INCH OVERALL LENGTH, NON SLIPPERY HANDLE (NON WOVEN), SIZE 3/4 INCH OR EQUIVALENT, SPINAL | ORTHOPEDIC & SPINAL SUPPLIES
17869 | 4229270202400 | FLAT COBB ELEVATOR 15 INCH OVERALL LENGTH, NON SLIPPERY HANDLE (NON WOVEN), SIZE 30 MM OR EQUIVALENT, SPINAL | ORTHOPEDIC & SPINAL SUPPLIES
17870 | 4229270101200 | DISSECTOR, PINFIELD #3, ROUGH HANDLE, 265 MM OR EQUIVALENT, SPINAL | ORTHOPEDIC & SPINAL SUPPLIES
17871 | 4229270101100 | DISSECTOR, PINFIELD #2, ROUGH HANDLE, 265 MM OR EQUIVALENT, SPINAL | ORTHOPEDIC & SPINAL SUPPLIES
17872 | 4229270101000 | DISSECTOR, FELLRATH P. L.L. SHARP KNIFE, ROUGH HANDLE, 330 MM OR EQUIVALENT, SPINAL | ORTHOPEDIC & SPINAL SUPPLIES
17873 | 4229270100900 | DISSECTOR, FELLRATH P. L.L. SHARP KNIFE, ROUGH HANDLE, 280 MM OR EQUIVALENT, SPINAL | ORTHOPEDIC & SPINAL SUPPLIES
17874 | 4229171307900 | PUNCH, SHOULDER ARTHROSCOPY ASSORTED TYPES | ORTHOPEDIC & SPINAL SUPPLIES
17875 | 4229171308000 | KERRISON BONE PUNCH, DISMANTLING, 40 DEGREE UPBITING, NOT THROUGH-CUTTING, 2 MM, WORKING LENGTH 24 CM OR EQUIVALENT, SPINAL | ORTHOPEDIC & SPINAL SUPPLIES
17876 | 4229171308100 | KERRISON BONE PUNCH, DISMANTLING, 40 DEGREE UPBITING, NOT THROUGH-CUTTING, 4 MM, WORKING LENGTH 24 CM OR EQUIVALENT, SPINAL | ORTHOPEDIC & SPINAL SUPPLIES
17877 | 4229180203600 | SET, BONE HOLDING CLAMPS, (SMALL, MEDIUM, AND LARGE) WITH LANE FORCEPS | ORTHOPEDIC & SPINAL SUPPLIES
17878 | 4229190100100 | GUIDE, HIP ARTHROSCOPIC PORTAL SYSTEM | ORTHOPEDIC & SPINAL SUPPLIES
17879 | 4229210200300 | SET, BROKEN SCREW MINI FRAGMENT UNIVERSAL INSTRUMENTATION | ORTHOPEDIC & SPINAL SUPPLIES
17880 | 4229210201000 | COMPLETE SPINE UNIVERSAL SCREW REMOVAL INSTRUMENT SET DESIGNED TO REMOVE SOLID AND CANNULATED SCREW S, REMOVE STRIPPED AND BROKEN SCREW S (ALL S IZES, TYPE S, SHORT AND LONG FOR POSTERIOR AND ANTERIOR CERVICAL AND THORACOLUMBAR SYSTEMS), SPINAL | ORTHOPEDIC & SPINAL SUPPLIES
17881 | 4229230100100 | BENDER, PLATE PRESS (MECHANICAL), ORTHOPEDIC | ORTHOPEDIC & SPINAL SUPPLIES
17882 | 4229230100200 | PLIER, WIRE BENDING, SPINAL | ORTHOPEDIC & SPINAL SUPPLIES
17883 | 4229230300100 | PLIERS (WIDE AND NARROW TIP POWER GRIP), AS REQUESTED BY END USER | ORTHOPEDIC & SPINAL SUPPLIES
17884 | 4229230300300 | PLIER, BROAD END, SPINAL | ORTHOPEDIC & SPINAL SUPPLIES
17885 | 4229230400000 | WIRE TENSIONING DEVICE EXTRA INSTRUMENT, ORTHOPEDIC | ORTHOPEDIC & SPINAL SUPPLIES
17886 | 4229230700500 | ADJUSTMENT WRENCH, FOR MINI FIXATOR LENGTHENING SYSTEM | ORTHOPEDIC & SPINAL SUPPLIES
17887 | 4229250200100 | SET, HAMMER (ALL METAL) X-SMALL, SMALL, MEDIUM LARGE, AND X-LARGE, ASSORTED SIZES AS REQUESTED BY END USER | ORTHOPEDIC & SPINAL SUPPLIES
17888 | 4229270202500 | FLAT COBB ELEVATOR 15 INCH OVERALL LENGTH, NON SLIPPERY HANDLE (NON WOVEN), SIZE 5/8 INCH OR EQUIVALENT, SPINAL | ORTHOPEDIC & SPINAL SUPPLIES
17889 | 4229250300000 | SET, BONE IMPACTORS SMALL, MEDIUM AND LARGE | ORTHOPEDIC & SPINAL SUPPLIES
17890 | 4229250300200 | GRAFT IMPACTORS LARGE ROUND SHAPE, SQUARE SHAPE AND FOOT SHAPE EQUALLY DISTRIBUTED, SPINAL | ORTHOPEDIC & SPINAL SUPPLIES
17891 | 4229260300500 | HANDHELD SMART PEDICLE PROBE/AWL CAPABLE OF ALERTING THE SURGEON TO POTENTIAL PEDICULAR OR VERTEBRAL BREACHES 2.5 MM OR EQUIVALENT STRAIGHT, S TERILE, SPINAL | ORTHOPEDIC & SPINAL SUPPLIES
17892 | 4229260300600 | HANDHELD SMART PEDICLE PROBE/AWL CAPABLE OF ALERTING THE SURGEON TO POTENTIAL PEDICULAR OR VERTEBRAL BREACHES 3.2 MM OR EQUIVALENT STRAIGHT, S TERILE, SPINAL | ORTHOPEDIC & SPINAL SUPPLIES
17893 | 4229260300700 | HANDHELD SMART PEDICLE PROBE/AWL CAPABLE OF ALERTING THE SURGEON TO POTENTIAL PEDICULAR OR VERTEBRAL BREACHES 4 MM OR EQUIVALENT STRAIGHT, STERILE, SPINAL | ORTHOPEDIC & SPINAL SUPPLIES
17894 | 4229260300800 | HANDHELD SMART PEDICLE PROBE/AWL CAPABLE OF ALERTING THE SURGEON TO POTENTIAL PEDICULAR OR VERTEBRAL BREACHES, CANNULATED, 2.5 MM OR EQUIVALENT, STERILE, SPINAL | ORTHOPEDIC & SPINAL SUPPLIES
17895 | 4229260300900 | HANDHELD SMART PEDICLE PROBE/AWL CAPABLE OF ALERTING THE SURGEON TO POTENTIAL PEDICULAR OR VERTEBRAL BREACHES, CURVED, 2.5 MM OR EQUIVALENT, S TERILE, SPINAL | ORTHOPEDIC & SPINAL SUPPLIES
17896 | 4229270100100 | OLIVECRONA DOUBLE ENDED DISSECTOR, LENGTH 9 INCH OR EQUIVALENT, 4 AND 5 MM TIP WIDTH, SPINAL | ORTHOPEDIC & SPINAL SUPPLIES
17897 | 4229270100200 | OLIVECRONA DOUBLE ENDED DISSECTOR, LENGTH 9 INCH OR EQUIVALENT, 2 AND 3 MM TIP WIDTH, SPINAL | ORTHOPEDIC & SPINAL SUPPLIES
17898 | 4229270100300 | DISSECTOR, DURAL SEPARATOR 215 MM, ROUGH HANDLE OR EQUIVALENT, SPINAL | ORTHOPEDIC & SPINAL SUPPLIES
17899 | 4229270100400 | DISSECTOR, FELLRATH P. L.L. SHARP KNIFE, ROUGH HANDLE, 215 MM OR EQUIVALENT, SPINAL | ORTHOPEDIC & SPINAL SUPPLIES
17900 | 4229270100500 | DISSECTOR, PINFIELD #3, ROUGH HANDLE, 215 MM OR EQUIVALENT, SPINAL | ORTHOPEDIC & SPINAL SUPPLIES
17901 | 4229270100600 | DISSECTOR, PINFIELD #2, ROUGH HANDLE, 215 MM OR EQUIVALENT, SPINAL | ORTHOPEDIC & SPINAL SUPPLIES
17902 | 4229270100700 | DISSECTOR, PINFIELD #4, ROUGH HANDLE, 215 MM OR EQUIVALENT, SPINAL | ORTHOPEDIC & SPINAL SUPPLIES
17903 | 4229270100800 | DISSECTOR FREER ELEVATOR 4 MM, ROUGH HANDLE, 190 MM OR EQUIVALENT, SPINAL | ORTHOPEDIC & SPINAL SUPPLIES
17904 | 4229250300100 | COMPLETE SET OF ALL SIZE S OF GRAFT IMPACTORS IN SUITABLE BOX AND TRAY WITH SUPPORT TO THE SET, SPINAL | ORTHOPEDIC & SPINAL SUPPLIES
17905 | 4229270202600 | SHOVEL NOSE ELEVATOR 15 INCH OVERALL LENGTH, SIZE 5/8 INCH OR EQUIVALENT, SPINAL | ORTHOPEDIC & SPINAL SUPPLIES
17906 | 4229270202700 | SHOVEL NOSE ELEVATOR 15 INCH OVERALL LENGTH, SIZE 3/4 INCH OR EQUIVALENT, SPINAL | ORTHOPEDIC & SPINAL SUPPLIES
17907 | 4229270202800 | SPINAL LONG NON SLIPPERY HANDLE (NON WOVEN) COBB ELEVATOR, 13 INCH OVERALL LENGTH, SIZE 1 INCH OR EQUIVALENT, SPINAL | ORTHOPEDIC & SPINAL SUPPLIES
17908 | 4229310200000 | SET, BONE HOOKS (SMALL, MEDIUM AND LARGE), BLUNT AND SHARP | ORTHOPEDIC & SPINAL SUPPLIES
17909 | 4229310200700 | BAYONET NERVE HOOK, 3 MM ANGLED 90 UP, LENGTH 9 INCH OR EQUIVALENT, SPINAL | ORTHOPEDIC & SPINAL SUPPLIES
17910 | 4229310200800 | BAYONET NERVE HOOK, 4 MM ANGLED 90 LEFT, LENGTH 10 INCH OR EQUIVALENT, SPINAL | ORTHOPEDIC & SPINAL SUPPLIES
17911 | 4229310200900 | BAYONET NERVE HOOK, 4 MM ANGLED 90 RIGHT, LENGTH 10 INCH OR EQUIVALENT, SPINAL | ORTHOPEDIC & SPINAL SUPPLIES
17912 | 4229310201000 | BAYONET NERVE HOOK, 4 MM ANGLED 90 UP, LENGTH 10 INCH OR EQUIVALENT, SPINAL | ORTHOPEDIC & SPINAL SUPPLIES
17913 | 4229310201100 | BAYONET NERVE HOOK, 4 MM ANGLED 90 UP, LENGTH 9 INCHE OR EQUIVALENT, SPINAL | ORTHOPEDIC & SPINAL SUPPLIES
17914 | 4229310201200 | BAYONET NERVE HOOK, 5 MM ANGLED 90 LEFT, LENGTH 10 INCH OR EQUIVALENT, SPINAL | ORTHOPEDIC & SPINAL SUPPLIES
17915 | 4229310201300 | BAYONET NERVE HOOK, 5 MM ANGLED 90 RIGHT, LENGTH 10 INCH OR EQUIVALENT, SPINAL | ORTHOPEDIC & SPINAL SUPPLIES
17916 | 4229310201400 | BAYONET NERVE HOOK, 5 MM ANGLED 90 UP, LENGTH 10 INCH OR EQUIVALENT, SPINAL | ORTHOPEDIC & SPINAL SUPPLIES
17917 | 4229310201500 | HOOK, BALL PROBE, STRAIGHT, 3 MM ANGLED TIP, LENGTH 9 INCH OR EQUIVALENT, SPINAL | ORTHOPEDIC & SPINAL SUPPLIES
17918 | 4229310201600 | HOOK, BALL PROBE, STRAIGHT, 4 MM ANGLED TIP, LENGTH 9 INCH OR EQUIVALENT, SPINAL | ORTHOPEDIC & SPINAL SUPPLIES
17919 | 4229310201700 | HOOK, BALL PROBE, STRAIGHT, 5 MM ANGLED TIP, LENGTH 9 INCH OR EQUIVALENT, SPINAL | ORTHOPEDIC & SPINAL SUPPLIES
17920 | 4229310201800 | HOOK, BALL PROBE, STRAIGHT, 6 MM ANGLED TIP, LENGTH 9 INCH OR EQUIVALENT, SPINAL | ORTHOPEDIC & SPINAL SUPPLIES
17921 | 4229310201900 | BAYONET NERVE HOOK, 5 MM ANGLED 90 UP, LENGTH 9 INCH OR EQUIVALENT, SPINAL | ORTHOPEDIC & SPINAL SUPPLIES
17922 | 4229300300000 | SET, COMPLETE INSTRUMENTATION FOR ARTHROSCOPY KNEE GRAFT PREPARATION, WITH NECESSARY CASES | ORTHOPEDIC & SPINAL SUPPLIES
17923 | 4229310204600 | PROBE HOOK, FOR SHOULDER ARTHROSCOPY PROCEDURES ASSORTED TYPES | ORTHOPEDIC & SPINAL SUPPLIES
17924 | 4229310600200 | RING RETRACTOR SET FOR POSTERIOR APPROACH TO THE SPINE WITH COMPLETE ACCESSORIES INCLUDING RETRACTOR BLADES OF DIFFERENT SIZES WITH ILLUMINATION AND ITS PUSHER, RATCHET ADAPTORS, STABILITY PINS WITH DRIVER, WRENCH AND FRAME OF DIFFERENT SIZES, SPINAL | ORTHOPEDIC & SPINAL SUPPLIES
17925 | 4229310702300 | CASPAR NERVE RETRACTOR (BAYONET) 6 MM TIP OR EQUIVALENT, SPINAL | ORTHOPEDIC & SPINAL SUPPLIES
17926 | 4229310702400 | SPINAL RETRACTOR GELPI 75 DEGREES OR EQUIVALENT, SMALL, SPINAL | ORTHOPEDIC & SPINAL SUPPLIES
17927 | 4229310702500 | SPINAL RETRACTOR GELPI 90 DEGREES OR EQUIVALENT, SMALL, SPINAL | ORTHOPEDIC & SPINAL SUPPLIES
17928 | 4229310702600 | SPINAL RETRACTOR GELPI LARGE 75 DEGREES OR EQUIVALENT, SPINAL | ORTHOPEDIC & SPINAL SUPPLIES
17929 | 4229310702700 | SPINAL RETRACTOR GELPI LARGE 90 DEGREES OR EQUIVALENT, SPINAL | ORTHOPEDIC & SPINAL SUPPLIES
17930 | 4229310702900 | SPINAL RETRACTOR GELPI MEDIUM 90 DEGREES OR EQUIVALENT, SPINAL | ORTHOPEDIC & SPINAL SUPPLIES
17931 | 4229310703000 | SPINAL RETRACTOR, MICRODISCECTOMY LUMBAR FUSION RETRACTOR WITH ILLUMINATION, SPINAL | ORTHOPEDIC & SPINAL SUPPLIES
17932 | 4229310703100 | RADIOLUCENT TITANIUM SPINAL RETRACTOR SELF RETAINING ANTERIOR CERVICAL WITH ALL SIZE S OF BLADES (TWO FROM EACH SIZE ) (SHARP, BLUNT, LONG TOOTH), CAN OPEN IN FOUR DIRECTIONS, SPINAL | ORTHOPEDIC & SPINAL SUPPLIES
17933 | 4229310704200 | CASPAR LUMBAR LAMINECTOMY RETRACTOR SYSTEM WITH ALL SIZE S OF BLADES TITANIUM (TWO FROM EACH SIZE) SPINAL | ORTHOPEDIC & SPINAL SUPPLIES
17934 | 4229310704300 | CHARNLEY HIP RETRACTOR (FRAME, RETRACTORS (SMALL, MEDIUM, LARGE, NARROW, WIDE, SHORT AND DEEP) (PAIR OF EACH SIZE), WITH ALL NECESSARY ATTACHMENTS AND CASE | ORTHOPEDIC & SPINAL SUPPLIES
17935 | 4229310704400 | COMPLETE SET OF ALL SIZE S OF TAYLOR RETRACTOR IN SUITABLE BOX AND TRAY WITH SUPPORT TO THE SET, SPINAL | ORTHOPEDIC & SPINAL SUPPLIES
17936 | 4229310704500 | DURAL AND NERVE RETRACTOR ANGLED LARGE, SPINAL | ORTHOPEDIC & SPINAL SUPPLIES
17937 | 4229310704600 | DURAL AND NERVE RETRACTOR ANGLED MEDIUM, SPINAL | ORTHOPEDIC & SPINAL SUPPLIES
17938 | 4229310204700 | PROBE HOOK, FOR SMALL JOINTS ARTHROSCOPY PROCEDURES ASSORTED TYPES | ORTHOPEDIC & SPINAL SUPPLIES
17939 | 4229171307800 | PUNCH, SMALL JOINTS ARTHROSCOPY ASSORTED TYPES | ORTHOPEDIC & SPINAL SUPPLIES
17940 | 4229300100200 | CALIPER 9 INCH OR EQUIVALENT, SPINAL | ORTHOPEDIC & SPINAL SUPPLIES
17941 | 4229291501800 | TENDON GRAFT, SEMITENDINOSIS FREEZE DRIED OR EQUIVALENTS | ORTHOPEDIC & SPINAL SUPPLIES
17942 | 4229270202900 | SPINAL LONG NON SLIPPERY HANDLE (NON WOVEN) COBB ELEVATOR, 13 INCH OVERALL LENGTH, SIZE 30 MM OR EQUIVALENT, SPINAL | ORTHOPEDIC & SPINAL SUPPLIES
17943 | 4229270203000 | SPINAL LONG NON SLIPPERY HANDLE (NON WOVEN) COBB ELEVATOR, 15 INCH OVERALL LENGTH, SIZE 1 INCH OR EQUIVALENT, SPINAL | ORTHOPEDIC & SPINAL SUPPLIES
17944 | 4229270203100 | SPINAL LONG NON SLIPPERY HANDLE (NON WOVEN) COBB ELEVATOR, 15 INCH OVERALL LENGTH, SIZE 5/8 INCH OR EQUIVALENT, SPINAL | ORTHOPEDIC & SPINAL SUPPLIES
17945 | 4229270203200 | SPINAL LONG NON SLIPPERY HANDLE (NON WOVEN) COBB ELEVATOR, 15 INCH OVERALL LENGTH, SIZE 1/2 INCH OR EQUIVALENT, SPINAL | ORTHOPEDIC & SPINAL SUPPLIES
17946 | 4229270203300 | SPINAL LONG NON SLIPPERY HANDLE (NON WOVEN) COBB ELEVATOR, 15 INCH OVERALL LENGTH, SIZE 3/4 INCH OR EQUIVALENT, SPINAL | ORTHOPEDIC & SPINAL SUPPLIES
17947 | 4229270203400 | SPINAL LONG NON SLIPPERY HANDLE (NON WOVEN) COBB ELEVATOR, 15 INCH OVERALL LENGTH, SIZE 30 MM OR EQUIVALENT, SPINAL | ORTHOPEDIC & SPINAL SUPPLIES
17948 | 4229270203500 | SPINAL LONG NON SLIPPERY HANDLE (NON WOVEN) COBB ELEVATOR, 13 INCH OVERALL LENGTH, SIZE 1/2 INCHOR EQUIVALENT, SPINAL | ORTHOPEDIC & SPINAL SUPPLIES
17949 | 4229270203600 | SPINAL LONG NON SLIPPERY HANDLE (NON WOVEN) COBB ELEVATOR, 13 INCH OVERALL LENGTH, SIZE 3/4 INCH OR EQUIVALENT, SPINAL | ORTHOPEDIC & SPINAL SUPPLIES
17950 | 4229270203700 | SPINAL LONG NON SLIPPERY HANDLE (NON WOVEN) COBB ELEVATOR, 13 INCH OVERALL LENGTH, SIZE 5/8 INCH OR EQUIVALENT, SPINAL | ORTHOPEDIC & SPINAL SUPPLIES
17951 | 4229270203800 | ELEVATOR, LONG ASSORTED LENGTHS, ORTHOPEDIC | ORTHOPEDIC & SPINAL SUPPLIES
17952 | 4229270400000 | SET, COMPLETE INSTRUMENTATION FOR ARTHROSCOPIC MICROFRACTURES, INCLUDING ALL SIZES | ORTHOPEDIC & SPINAL SUPPLIES
17953 | 4229280200700 | PASSIVE MARKER SPHERES, FOR NAVIGATION SYSTEM, STERILE | ORTHOPEDIC & SPINAL SUPPLIES
17954 | 4229290300900 | MICRO BAYONET NEEDLE HOLDER CURVED JAW, 9 INCH LONG OR EQUIVALENT, SPINAL | ORTHOPEDIC & SPINAL SUPPLIES
17955 | 4229290301000 | MICRO BAYONET NEEDLE HOLDER STRAIGHT JAW, 9 INCH LONG OR EQUIVALENT, SPINAL | ORTHOPEDIC & SPINAL SUPPLIES
17956 | 4229291501900 | ALLOGRAFT, MENISCUS FROZEN OR EQUIVALENTS | ORTHOPEDIC & SPINAL SUPPLIES
17957 | 4229290301100 | MICRO BAYONET NEEDLE HOLDER WITH LOCK, CURVED JAW, 8 INCH LONG OR EQUIVALENT, SPINAL | ORTHOPEDIC & SPINAL SUPPLIES
17958 | 4229290400500 | WIRE PASSER, FOR PELVIC REDUCTION PROCEDURES, ASSORTED TYPES | ORTHOPEDIC & SPINAL SUPPLIES
17959 | 4229290404200 | NEEDLE, FOR REUSABLE SUTURE PASSER AND RETRIEVER, ASSORTED SIZES | ORTHOPEDIC & SPINAL SUPPLIES
17960 | 4229290404300 | SUTURE PASSER AND RETRIEVER FOR SHOULDER ARTHROSCOPIC REPAIR, REUSABLE | ORTHOPEDIC & SPINAL SUPPLIES
17961 | 4229290404400 | SUTURE PASSER AND RETRIEVER, MINI FOR ARTHROSCOPIC REPAIR, DISPOSABLE | ORTHOPEDIC & SPINAL SUPPLIES
17962 | 4229290404500 | SUTURE PASSER, FOR SHOULDER ARTHROSCOPIC REPAIR WITH HOLLOW NEEDLE, REUSABLE, ASSORTED ANGLES | ORTHOPEDIC & SPINAL SUPPLIES
17963 | 4229291500000 | SHEATH, SYNTHETIC SUPRASCAPULAR RECONSTRUCTION OR EQUIVALENT ASSORTED TYPES AND SIZES AS REQUESTED BY END USER | ORTHOPEDIC & SPINAL SUPPLIES
17964 | 4229291500400 | TENDON GRAFT, ENHANCING BIOINDUCTIVE IMPLANT OR EQUIVALENTS | ORTHOPEDIC & SPINAL SUPPLIES
17965 | 4229291500600 | TENDON GRAFT, ANTERIOR TIBIALIS FREEZE DRIED OR EQUIVALENTS | ORTHOPEDIC & SPINAL SUPPLIES
17966 | 4229291500700 | TENDON GRAFT, POSTERIOR TIBIALIS FREEZE DRIED OR EQUIVALENTS | ORTHOPEDIC & SPINAL SUPPLIES
17967 | 4229291500900 | TENDON GRAFT, GRACILIS FROZEN OR EQUIVALENTS | ORTHOPEDIC & SPINAL SUPPLIES
17968 | 4229291501200 | TENDON GRAFT, GRACILIS FREEZE DRIED OR EQUIVALENTS | ORTHOPEDIC & SPINAL SUPPLIES
17969 | 4229291501400 | TENDON GRAFT SEMITENDINOSIS FROZEN OR EQUIVALENTS | ORTHOPEDIC & SPINAL SUPPLIES
17970 | 4229291501500 | TENDON GRAFT, ANTERIOR TIBIALIS FROZEN OR EQUIVALENTS | ORTHOPEDIC & SPINAL SUPPLIES
17971 | 4229291501600 | TENDON GRAFT, POSTERIOR TIBIALIS FROZEN OR EQUIVALENTS | ORTHOPEDIC & SPINAL SUPPLIES
17972 | 4229290301200 | MICRO BAYONET NEEDLE HOLDER WITH LOCK, STRAIGHT JAW, 8 INCH LONG OR EQUIVALENT, SPINAL | ORTHOPEDIC & SPINAL SUPPLIES
17973 | 4229171307700 | PUNCH, HIP ARTHROSCOPY ASSORTED TYPES | ORTHOPEDIC & SPINAL SUPPLIES
17974 | 4229171306100 | KERRISON PUNCH, DISMANTLING, BAYONET-SHAPED, FIXED, DOWNBITING 40° FORWARD, 2 MM, WORKING LENGTH 17 CM OR EQUIVALENT, SPINAL | ORTHOPEDIC & SPINAL SUPPLIES
17975 | 4229170000400 | DRILL, CANNULATED FOR DOUBLE BUTTON ADJUSTABLE LOOP, ASSORTED SIZES | ORTHOPEDIC & SPINAL SUPPLIES
17976 | 4229160701100 | SPINAL CURETTE RING, LARGE, LONG AND SHORT HANDLE EQUALLY DISTRIBUTED BURS, NON SLIPPERY, SPINAL | ORTHOPEDIC & SPINAL SUPPLIES
17977 | 4229160701200 | SPINAL CURETTE RING, MEDIUM, LONG AND SHORT HANDLE EQUALLY DISTRIBUTED, BURS NON SLIPPERY, SPINAL | ORTHOPEDIC & SPINAL SUPPLIES
17978 | 4229160701300 | SPINAL CURETTE RING, SMALL, LONG AND SHORT HANDLE EQUALLY DISTRIBUTED, BURS NON SLIPPERY, SPINAL | ORTHOPEDIC & SPINAL SUPPLIES
17979 | 4229160701400 | SPINAL CURETTE STRAIGHT, LARGE, LONG AND SHORT HANDLE EQUALLY DISTRIBUTED, BURS NON SLIPPERY, SPINAL | ORTHOPEDIC & SPINAL SUPPLIES
17980 | 4229160701500 | SPINAL CURETTE STRAIGHT, MEDIUM, LONG AND SHORT HANDLE EQUALLY DISTRIBUTED, BURS NON SLIPPERY, SPINAL | ORTHOPEDIC & SPINAL SUPPLIES
17981 | 4229160701700 | SPINAL CURETTE EPSTEIN, MEDIUM, LONG AND SHORT HANDLE EQUALLY DISTRIBUTED, NON SLIPPERY, SPINAL | ORTHOPEDIC & SPINAL SUPPLIES
17982 | 4229160701800 | SPINAL CURETTE EPSTEIN, SMALL, LONG AND SHORT HANDLE EQUALLY DISTRIBUTED, NON SLIPPERY, SPINAL | ORTHOPEDIC & SPINAL SUPPLIES
17983 | 4229160701900 | SPINAL CURETTE FOR ENDPLATE PREPARATION, SPINAL | ORTHOPEDIC & SPINAL SUPPLIES
17984 | 4229160702000 | AXIAL BAYONET CURETTES COMPLETE SET OF ALL SIZE S AND ANGLES/LONG AND SHORT HANDLES IN SUITABLE BOX AND TRAY WITH SUPPORT TO THE SET, SPINAL | ORTHOPEDIC & SPINAL SUPPLIES
17985 | 4229160702200 | LUMBAR CURETTES COMPLETE SET OF ALL SIZE S AND ANGLES/LONG AND SHORT HANDLES IN SUITABLE BOX AND TRAY WITH SUPPORTS TO THE SET, SPINAL | ORTHOPEDIC & SPINAL SUPPLIES
17986 | 4229160702400 | OPEN CURETTE ARTHROSCOPIC DIFFERENT SIZES AND ANGLES ORTHOPEDIC | ORTHOPEDIC & SPINAL SUPPLIES
17987 | 4229160900100 | BONE NIBBLERS DOUBLE ACTION STRAIGHT SMALL, MEDIUM AND LARGE AND ANGLED SMALL, MEDIUM AND LARGE | ORTHOPEDIC & SPINAL SUPPLIES
17988 | 4229161100400 | ENDPLATE RASP, NON SLIPPERY, 15 OVERALL LENGTH, SIZE 1/2 INCH OR EQUIVALENT, SPINAL | ORTHOPEDIC & SPINAL SUPPLIES
17989 | 4229161100700 | RASP, FOR ARTHROSCOPY PROCEDURES ASSORTED TYPES AND SIZES | ORTHOPEDIC & SPINAL SUPPLIES
17990 | 4229160700500 | SPINAL CURETTE ANGLED, SMALL, LONG AND SHORT HANDLE EQUALLY DISTRIBUTED, BURS NON SLIPPERY, SPINAL | ORTHOPEDIC & SPINAL SUPPLIES
17991 | 4229161200100 | LAMINECTOMY RONGEUR, DOUBLE ACTION, STRAIGHT, 2 MM, LENGTH 230 MM OR EQUIVALENT, SPINAL | ORTHOPEDIC & SPINAL SUPPLIES
17992 | 4229161200500 | LAMINECTOMY RONGEUR DOUBLE ACTION, STRAIGHT, 12 MM, LENGTH 230 MM OR EQUIVALENT, SPINAL | ORTHOPEDIC & SPINAL SUPPLIES
17993 | 4229161200600 | LAMINECTOMY RONGEUR DOUBLE ACTION, STRAIGHT, 5 MM, LENGTH 230 MM OR EQUIVALENT, SPINAL | ORTHOPEDIC & SPINAL SUPPLIES
17994 | 4229161200700 | LAMINECTOMY RONGEUR DOUBLE ACTION, STRAIGHT, 8 MM, LENGTH 230 MM OR EQUIVALENT, SPINAL | ORTHOPEDIC & SPINAL SUPPLIES
17995 | 4229161200800 | LAMINECTOMY RONGEUR, SINGLE ACTION, CURVED LARGE, SPINAL | ORTHOPEDIC & SPINAL SUPPLIES
17996 | 4229161200900 | LAMINECTOMY RONGEUR, SINGLE ACTION, CURVED MEDIUM, SPINAL | ORTHOPEDIC & SPINAL SUPPLIES
17997 | 4229161201000 | LAMINECTOMY RONGEUR, SINGLE ACTION, CURVED SMALL, SPINAL | ORTHOPEDIC & SPINAL SUPPLIES
17998 | 4229161203600 | SPINAL KERRISON DOUBLE COATED, ANTI REFLECTION, SELF CLEANING EJECTOR ANGLED 45 DEGREE FORWARD LENGTH 250 MM SIZE 1 MM, SPINAL | ORTHOPEDIC & SPINAL SUPPLIES
17999 | 4229161203700 | SPINAL KERRISON DOUBLE COATED, ANTI REFLECTION, SELF CLEANING EJECTOR ANGLED 45 DEGREE FORWARD LENGTH 250 MM SIZE 2 MM, SPINAL | ORTHOPEDIC & SPINAL SUPPLIES
18000 | 4229161203800 | SPINAL KERRISON DOUBLE COATED, ANTI REFLECTION, SELF CLEANING EJECTOR ANGLED 45 DEGREE FORWARD LENGTH 250 MM SIZE 3 MM, SPINAL | ORTHOPEDIC & SPINAL SUPPLIES
18001 | 4229161203900 | SPINAL KERRISON DOUBLE COATED, ANTI REFLECTION, SELF CLEANING EJECTOR ANGLED 45 DEGREE FORWARD LENGTH 250 MM SIZE 4 MM, SPINAL | ORTHOPEDIC & SPINAL SUPPLIES
18002 | 4229161204000 | SPINAL KERRISON DOUBLE COATED, ANTI REFLECTION, SELF CLEANING EJECTOR ANGLED 45 DEGREE FORWARD LENGTH 250 MM SIZE 5 MM, SPINAL | ORTHOPEDIC & SPINAL SUPPLIES
18003 | 4229161204100 | SPINAL KERRISON DOUBLE COATED, ANTI REFLECTION, SELF CLEANING EJECTOR ANGLED 45 DEGREE FORWARD LENGTH 250 MM SIZE 6 MM, SPINAL | ORTHOPEDIC & SPINAL SUPPLIES
18004 | 4229161204200 | SPINAL KERRISON DOUBLE COATED, ANTI REFLECTION, SELF CLEANING EJECTOR ANGLED 45 DEGREE FORWARD LENGTH 300 MM SIZE 1 MM, SPINAL | ORTHOPEDIC & SPINAL SUPPLIES
18005 | 4229161204300 | SPINAL KERRISON DOUBLE COATED, ANTI REFLECTION, SELF CLEANING EJECTOR ANGLED 45 DEGREE FORWARD LENGTH 300 MM SIZE 2 MM, SPINAL | ORTHOPEDIC & SPINAL SUPPLIES
18006 | 4229161200300 | LAMINECTOMY RONGEUR DOUBLE ACTION, CURVED, 5 MM, LENGTH 230 MM OR EQUIVALENT, SPINAL | ORTHOPEDIC & SPINAL SUPPLIES
18007 | 4229161204400 | SPINAL KERRISON DOUBLE COATED, ANTI REFLECTION, SELF CLEANING EJECTOR ANGLED 45 DEGREE FORWARD LENGTH 300 MM SIZE 3 MM, SPINAL | ORTHOPEDIC & SPINAL SUPPLIES
18008 | 4229160700400 | SPINAL CURETTE ANGLED, LARGE, LONG AND SHORT HANDLE EQUALLY DISTRIBUTED, BURS NON SLIPPERY, SPINAL | ORTHOPEDIC & SPINAL SUPPLIES
18009 | 4229160700200 | CURRETTES SHORT AND LONG, STRAIGHT AND CURVED, SMALL, MEDIUM, AND LARGE, ASSORTED SIZES AND SHAPES AS REQUESTED BY END USER | ORTHOPEDIC & SPINAL SUPPLIES
18010 | 4224210200000 | TRACTION, ANKLE FOR ARTHROSCOPY SURGERY, ORTHOPEDIC | ORTHOPEDIC & SPINAL SUPPLIES
18011 | 4224210300100 | HALO VEST ADULT LARGE INVASIVE, SPINAL | ORTHOPEDIC & SPINAL SUPPLIES
18012 | 4224210300200 | HALO VEST ADULT MEDIUM INVASIVE, SPINAL | ORTHOPEDIC & SPINAL SUPPLIES
18013 | 4224210300400 | HALO VEST PEDIATRIC LARGE INVASIVE, SPINAL | ORTHOPEDIC & SPINAL SUPPLIES
18014 | 4224210300500 | HALO VEST PEDIATRIC MEDIUM INVASIVE, SPINAL | ORTHOPEDIC & SPINAL SUPPLIES
18015 | 4228150902600 | IMPLANT TRAY WITH NECESSARY STERILIZATION CASE (TRAY, BOX AND LID) FOR PEDIATRIC THORACO LUMBO SACRAL FIXATION PEDICLE SCREW S, SPINAL | ORTHOPEDIC & SPINAL SUPPLIES
18016 | 4228150902700 | INSTRUMENTATION SET COMPLETE AND IMPLANT TRAY WITH NECESSARY STERILIZATION CASE (TRAY, BOX AND LID) FOR POSTERIOR THORACOLUMBARSACRAL FIXATION RODS AND HOOKS, SPINAL | ORTHOPEDIC & SPINAL SUPPLIES
18017 | 4228150902800 | IMPLANT TRAY WITH NECESSARY STERILIZATION CASE (TRAY, BOX AND LID) FOR POSTERIOR THORACOLUMBARSACRAL FIXATION RODS AND SCREW S, SPINAL | ORTHOPEDIC & SPINAL SUPPLIES
18018 | 4228150903500 | SET, COMPLETE INSTRUMENTATION TITANIUM BASIC SMALL FRAGMENT FIXATION, WITH NECESSARY CASES | ORTHOPEDIC & SPINAL SUPPLIES
18019 | 4228150903900 | IMPLANT TRAY WITH NECESSARY STERILIZATION CASE (TRAY, BOX AND LID) FOR PEDIATRIC THORACO LUMBO SACRAL FIXATION HOOKS, SPINAL | ORTHOPEDIC & SPINAL SUPPLIES
18020 | 4228150904800 | INSTRUMENTATION STERILIZATION CASE (TRAY, BOX AND LID) FOR GENERAL SPINE SURGERY, SPINAL | ORTHOPEDIC & SPINAL SUPPLIES
18021 | 4228150913900 | CONTAINER WITH MICROSTOP FOR STERILIZATION AND STERILE STORAGE 600 X 300 X 110 MM CONSISTING OF: STERILIZATION CONTAINER BOTTOM STERILIZATION CONTAINER LID 2 X GERM RETENTION DISCS (MICROSTOP) INTERNAL DIMENSIONS: (W X D X H) 548 MM X 267 MM X 88 MM SPINAL | ORTHOPEDIC & SPINAL SUPPLIES
18022 | 4228150914000 | WIRE TRAY, FOR CLEANING, STERILIZATION AND STORAGE OF INSTRUMENTS, STACKABLE, INCLUDING HOLE PLATE WALLS AND FOLDAWAY HANDLES, EXTERNAL DIMENSIONS (W X D X H): 480 X 250 X 66 MM, SPINAL | ORTHOPEDIC & SPINAL SUPPLIES
18023 | 4229160200000 | HEAVY BOLD CUTTER, ORTHOPEDIC | ORTHOPEDIC & SPINAL SUPPLIES
18024 | 4229160700300 | SPINAL CURETTE ANGLED, MEDIUM, LONG AND SHORT HANDLE EQUALLY DISTRIBUTED, BURS NON SLIPPERY, SPINAL | ORTHOPEDIC & SPINAL SUPPLIES
18025 | 4229160200400 | TWISTER CUTTER TABLE BASED FOR 4, 5 AND 6.5 MM RODS, SPINAL | ORTHOPEDIC & SPINAL SUPPLIES
18026 | 4229160200600 | ROD CUTTER LARGE (HEAVY DUTY) WIDE TIP (IN SITU CUTTER), SPINAL | ORTHOPEDIC & SPINAL SUPPLIES
18027 | 4229160202500 | PIN CUTTER, FOR ALL SIZES OF PINS | ORTHOPEDIC & SPINAL SUPPLIES
18028 | 4229160600200 | SET, COMPLETE WITH ALL SIZES OF CHISELS WITH NECESSARY ATTACHMENTS AND CASE | ORTHOPEDIC & SPINAL SUPPLIES
18029 | 4229160600300 | CAPENER LAMINA GOUGE LENGTH 240 MM, WIDTH 11 MM OR EQUIVALENT, SPINAL | ORTHOPEDIC & SPINAL SUPPLIES
18030 | 4229160600400 | CAPENER LAMINA GOUGE LENGTH 240 MM, WIDTH 16 MM OR EQUIVALENT, SPINAL | ORTHOPEDIC & SPINAL SUPPLIES
18031 | 4229160600500 | CAPENER LAMINA GOUGE LENGTH 240 MM, WIDTH 6 MM OR EQUIVALENT, SPINAL | ORTHOPEDIC & SPINAL SUPPLIES
18032 | 4229160600600 | CAPENER LAMINA GOUGE LENGTH 240 MM, WIDTH 8 MM OR EQUIVALENT, SPINAL | ORTHOPEDIC & SPINAL SUPPLIES
18033 | 4229160600700 | SPINAL GOUGES CURVED SIZE 13, LENGTH 270 MM OR EQUIVALENT, SPINAL | ORTHOPEDIC & SPINAL SUPPLIES
18034 | 4229160600800 | SPINAL GOUGES CURVED SIZE 6, LENGTH 270 MM OR EQUIVALENT, SPINAL | ORTHOPEDIC & SPINAL SUPPLIES
18035 | 4229160600900 | SPINAL GOUGES CURVED SIZE 9, LENGTH 270 MM OR EQUIVALENT, SPINAL | ORTHOPEDIC & SPINAL SUPPLIES
18036 | 4229160601000 | SPINAL GOUGES STRAIGHT SIZE 13, LENGTH 270 MM OR EQUIVALENT, SPINAL | ORTHOPEDIC & SPINAL SUPPLIES
18037 | 4229160601100 | SPINAL GOUGES STRAIGHT SIZE 6, LENGTH 270 MM OR EQUIVALENT, SPINAL | ORTHOPEDIC & SPINAL SUPPLIES
18038 | 4229160601200 | SPINAL GOUGES STRAIGHT SIZE 9, LENGTH 270 MM OR EQUIVALENT, SPINAL | ORTHOPEDIC & SPINAL SUPPLIES
18039 | 4229160601400 | CHISEL, FOR ARTHROSCOPY PROCEDURES ASSORTED TYPES AND SIZES | ORTHOPEDIC & SPINAL SUPPLIES
18040 | 4229160200500 | ROD CUTTER LARGE (HEAVY DUTY) POINTED TIP (IN SITU CUTTER), SPINAL | ORTHOPEDIC & SPINAL SUPPLIES
18041 | 4229310704700 | DURAL AND NERVE RETRACTOR ANGLED SMALL, SPINAL | ORTHOPEDIC & SPINAL SUPPLIES
18042 | 4229161204500 | SPINAL KERRISON DOUBLE COATED, ANTI REFLECTION, SELF CLEANING EJECTOR ANGLED 45 DEGREE FORWARD LENGTH 300 MM SIZE 4 MM, SPINAL | ORTHOPEDIC & SPINAL SUPPLIES
18043 | 4229161204700 | SPINAL KERRISON DOUBLE COATED, ANTI REFLECTION, SELF CLEANING EJECTOR ANGLED 45 DEGREE FORWARD LENGTH 300 MM SIZE 6 MM, SPINAL | ORTHOPEDIC & SPINAL SUPPLIES
18044 | 4229161208300 | PITUITARY RONGEUR ANGLED FORWARD LENGTH 300 MM, SIZE 3 MM OR EQUIVALENT, SPINAL | ORTHOPEDIC & SPINAL SUPPLIES
18045 | 4229161208400 | PITUITARY RONGEUR ANGLED FORWARD LENGTH 300 MM, SIZE 5 MM OR EQUIVALENT, SPINAL | ORTHOPEDIC & SPINAL SUPPLIES
18046 | 4229161208500 | PITUITARY RONGEUR ANGLED LEFT, LENGTH 180 MM, SIZE 3 MM OR EQUIVALENT, SPINAL | ORTHOPEDIC & SPINAL SUPPLIES
18047 | 4229161208600 | PITUITARY RONGEUR ANGLED RIGHT, LENGTH 180 MM, SIZE 3 MM OR EQUIVALENT, SPINAL | ORTHOPEDIC & SPINAL SUPPLIES
18048 | 4229161208700 | PITUITARY RONGEUR STRAIGHT LENGTH 250 MM, SIZE 3 MM OR EQUIVALENT, SMOOTH AND TOOTHED (EQUALLY DISTRIBUTED), SPINAL | ORTHOPEDIC & SPINAL SUPPLIES
18049 | 4229161208800 | PITUITARY RONGEUR STRAIGHT LENGTH 180 MM, SIZE 2 MM OR EQUIVALENT, SMOOTH AND TOOTHED (EQUALLY DISTRIBUTED), SPINAL | ORTHOPEDIC & SPINAL SUPPLIES
18050 | 4229161208900 | PITUITARY RONGEUR STRAIGHT LENGTH 180 MM, SIZE 3 MM SMOOTH AND TOOTHED (EQUALLY DISTRIBUTED), SPINAL | ORTHOPEDIC & SPINAL SUPPLIES
18051 | 4229161209000 | PITUITARY RONGEUR STRAIGHT LENGTH 180 MM, SIZE 5 MM OR EQUIVALENT, SMOOTH AND TOOTHED (EQUALLY DISTRIBUTED), SPINAL | ORTHOPEDIC & SPINAL SUPPLIES
18052 | 4229161209100 | PITUITARY RONGEUR STRAIGHT LENGTH 250 MM, SIZE 5 MM OR EQUIVALENT, SMOOTH AND TOOTHED (EQUALLY DISTRIBUTED), SPINAL | ORTHOPEDIC & SPINAL SUPPLIES
18053 | 4229161209200 | PITUITARY RONGEUR STRAIGHT LENGTH 250 MM, SIZE 2 MM OR EQUIVALENT, SMOOTH AND TOOTHED (EQUALLY DISTRIBUTED), SPINAL | ORTHOPEDIC & SPINAL SUPPLIES
18054 | 4229161209300 | PITUITARY RONGEUR STRAIGHT LENGTH 300 MM, SIZE 2 MM OR EQUIVALENT, SPINAL | ORTHOPEDIC & SPINAL SUPPLIES
18055 | 4229161209400 | PITUITARY RONGEUR STRAIGHT LENGTH 300 MM, SIZE 3 MM OR EQUIVALENT, SPINAL | ORTHOPEDIC & SPINAL SUPPLIES
18056 | 4229161209500 | PITUITARY RONGEUR STRAIGHT LENGTH 300 MM, SIZE 5 MM OR EQUIVALENT, SPINAL | ORTHOPEDIC & SPINAL SUPPLIES
18057 | 4229161209600 | PITUITARY RONGEUR ANGLED FORWARD LENGTH 180 MM, SIZE 1.5 MM OR EQUIVALENT, SMOOTH AND TOOTHED (EQUALLY DISTRIBUTED), SPINAL | ORTHOPEDIC & SPINAL SUPPLIES
18058 | 4229161208200 | PITUITARY RONGEUR ANGLED FORWARD LENGTH 300 MM, SIZE 2 MM OR EQUIVALENT, SPINAL | ORTHOPEDIC & SPINAL SUPPLIES
18059 | 4229161209700 | PITUITARY RONGEUR STRAIGHT LENGTH 180 MM OR EQUIVALENT, SIZE 1.5 MM SMOOTH AND TOOTHED (EQUALLY DISTRIBUTED), SPINAL | ORTHOPEDIC & SPINAL SUPPLIES
18060 | 4229161210700 | LAMINECTOMY RONGEUR, SINGLE ACTION, STRAIGHT LARGE, SPINAL | ORTHOPEDIC & SPINAL SUPPLIES
18061 | 4229161306600 | BONESCALPEL 10 MM EXTENSION PROBE - LONG CURVED WITH PROBE COVERS, DISPOSABLE, SPINAL | ORTHOPEDIC & SPINAL SUPPLIES
18062 | 4229161306700 | BONESCALPEL 10 MM EXTENSION PROBE - LONG STRAIGHT WITH PROBE COVERS, DISPOSABLE, SPINAL | ORTHOPEDIC & SPINAL SUPPLIES
18063 | 4229161306800 | BONESCALPEL 10 MM EXTENSION PROBE - SHORT STRAIGHT WITH PROBE COVERS, DISPOSABLE, SPINAL | ORTHOPEDIC & SPINAL SUPPLIES
18064 | 4229161306900 | BONESCALPEL 20 MM EXTENSION PROBE - SHORT STRAIGHT WITH PROBE COVERS, DISPOSABLE, SPINAL | ORTHOPEDIC & SPINAL SUPPLIES
18065 | 4229161310500 | SPINAL CURETTE STRAIGHT, SMALL, LONG AND SHORT HANDLE EQUALLY DISTRIBUTED, BURS NON SLIPPERY, SPINAL | ORTHOPEDIC & SPINAL SUPPLIES
18066 | 4229161426100 | SCISSORS, SMALL JOINTS ARTHROSCOPY ASSORTED TYPES | ORTHOPEDIC & SPINAL SUPPLIES
18067 | 4229161426200 | SCISSORS, SHOULDER ARTHROSCOPY ASSORTED TYPES | ORTHOPEDIC & SPINAL SUPPLIES
18068 | 4229161426300 | SCISSORS, HIP ARTHROSCOPY ASSORTED TYPES | ORTHOPEDIC & SPINAL SUPPLIES
18069 | 4229161900100 | SET, COMPLETE OSTEOTOME SET, INCLUDING ALL SIZES CURVED AND STRAIGHT, AS REQUESTED BY END USER | ORTHOPEDIC & SPINAL SUPPLIES
18070 | 4229162100000 | FINGER RING CUTTER WITH 10 SPARE BLADES, ORTHOPEDIC | ORTHOPEDIC & SPINAL SUPPLIES
18071 | 4229162719800 | BURR, ARTHROSCOPIC, ASSORTED TYPES AND LENGTHS AS REQUESTED BY END USER, ORTHOPEDIC | ORTHOPEDIC & SPINAL SUPPLIES
18072 | 4229163200200 | KNIFE HANDLE, BAYONET LATERAL, LENGTH 9 INCH OR EQUIVALENT, SPINAL | ORTHOPEDIC & SPINAL SUPPLIES
18073 | 4229163200300 | KNIFE HANDLE, BAYONET VERTICAL, LENGTH 9 INCH OR EQUIVALENT, SPINAL | ORTHOPEDIC & SPINAL SUPPLIES
18074 | 4229161210300 | PITUITARY RONGEUR ANGLED BACKWARD LENGTH 180 MM, SIZE 1.5 MM OR EQUIVALENT, SMOOTH AND TOOTHED (EQUALLY DISTRIBUTED), SPINAL | ORTHOPEDIC & SPINAL SUPPLIES
18075 | 4229161204600 | SPINAL KERRISON DOUBLE COATED, ANTI REFLECTION, SELF CLEANING EJECTOR ANGLED 45 DEGREE FORWARD LENGTH 300 MM SIZE 5 MM, SPINAL | ORTHOPEDIC & SPINAL SUPPLIES
18076 | 4229161208100 | PITUITARY RONGEUR ANGLED FORWARD LENGTH 250 MM SIZE 5 MM, OR EQUIVALENT, SMOOTH AND TOOTHED (EQUALLY DISTRIBUTED), SPINAL | ORTHOPEDIC & SPINAL SUPPLIES
18077 | 4229161207900 | PITUITARY RONGEUR ANGLED FORWARD LENGTH 250 MM SIZE 2 MM, OR EQUIVALENT, SMOOTH AND TOOTHED (EQUALLY DISTRIBUTED), SPINAL | ORTHOPEDIC & SPINAL SUPPLIES
18078 | 4229161204800 | SPINAL KERRISON DOUBLE COATED, ANTI REFLECTION, SELF CLEANING EJECTOR ANGLED 45 DEGREE FORWARD LENGTH 400 MM SIZE 3 MM, SPINAL | ORTHOPEDIC & SPINAL SUPPLIES
18079 | 4229161204900 | SPINAL KERRISON DOUBLE COATED, ANTI REFLECTION, SELF CLEANING EJECTOR ANGLED 45 DEGREE FORWARD LENGTH 400 MM SIZE 4 MM, SPINAL | ORTHOPEDIC & SPINAL SUPPLIES
18080 | 4229161205000 | SPINAL KERRISON DOUBLE COATED, ANTI REFLECTION, SELF CLEANING EJECTOR ANGLED 45 DEGREE FORWARD LENGTH 400 MM SIZE 5 MM, SPINAL | ORTHOPEDIC & SPINAL SUPPLIES
18081 | 4229161205100 | SPINAL KERRISON DOUBLE COATED, ANTI REFLECTION, SELF CLEANING EJECTOR ANGLED 45 DEGREE FORWARD LENGTH 400 MM SIZE 6 MM, SPINAL | ORTHOPEDIC & SPINAL SUPPLIES
18082 | 4229161205300 | SPINAL KERRISON DOUBLE COATED, ANTI REFLECTION, SELF CLEANING EJECTOR ANGLED 45 DEGREE FORWARD THIN AND STANDARD FOOT EQUALLY DISTRIBUTED LENGTH 180 MM SIZE 1 MM, SPINAL | ORTHOPEDIC & SPINAL SUPPLIES
18083 | 4229161205400 | SPINAL KERRISON DOUBLE COATED, ANTI REFLECTION, SELF CLEANING EJECTOR ANGLED 45 DEGREE FORWARD THIN AND STANDARD FOOT EQUALLY DISTRIBUTED LENGTH 180 MM SIZE 3 MM, SPINAL | ORTHOPEDIC & SPINAL SUPPLIES
18084 | 4229161205500 | SPINAL KERRISON DOUBLE COATED, ANTI REFLECTION, SELF CLEANING EJECTOR ANGLED 45 DEGREE FORWARD THIN AND STANDARD FOOT EQUALLY DISTRIBUTED LENGTH 180 MM SIZE 4 MM, SPINAL | ORTHOPEDIC & SPINAL SUPPLIES
18085 | 4229161205600 | SPINAL KERRISON DOUBLE COATED, ANTI REFLECTION, SELF CLEANING EJECTOR ANGLED 45 DEGREE FORWARD THIN AND STANDARD FOOT EQUALLY DISTRIBUTED LENGTH 180 MM SIZE 5 MM, SPINAL | ORTHOPEDIC & SPINAL SUPPLIES
18086 | 4229161205700 | SPINAL KERRISON DOUBLE COATED, ANTI REFLECTION, SELF CLEANING EJECTOR ANGLED 45 DEGREE FORWARD THIN AND STANDARD FOOT EQUALLY DISTRIBUTED LENGTH 180 MM SIZE 6 MM, SPINAL | ORTHOPEDIC & SPINAL SUPPLIES
18087 | 4229161205800 | SPINAL KERRISON DOUBLE COATED, ANTI REFLECTION, SELF CLEANING EJECTOR ANGLED 45 DEGREE FORWARD THIN AND STANDARD FOOT EQUALLY DISTRIBUTED LENGTH 220 MM SIZE 1 MM, SPINAL | ORTHOPEDIC & SPINAL SUPPLIES
18088 | 4229161205900 | SPINAL KERRISON DOUBLE COATED, ANTI REFLECTION, SELF CLEANING EJECTOR ANGLED 45 DEGREE FORWARD THIN AND STANDARD FOOT EQUALLY DISTRIBUTED LENGTH 220 MM SIZE 2 MM, SPINAL | ORTHOPEDIC & SPINAL SUPPLIES
18089 | 4229161206000 | SPINAL KERRISON DOUBLE COATED, ANTI REFLECTION, SELF CLEANING EJECTOR ANGLED 45 DEGREE FORWARD THIN AND STANDARD FOOT EQUALLY DISTRIBUTED LENGTH 220 MM SIZE 3 MM, SPINAL | ORTHOPEDIC & SPINAL SUPPLIES
18090 | 4229161206100 | SPINAL KERRISON DOUBLE COATED, ANTI REFLECTION, SELF CLEANING EJECTOR ANGLED 45 DEGREE FORWARD THIN AND STANDARD FOOT EQUALLY DISTRIBUTED LENGTH 220 MM SIZE 4 MM, SPINAL | ORTHOPEDIC & SPINAL SUPPLIES
18091 | 4229161206200 | SPINAL KERRISON DOUBLE COATED, ANTI REFLECTION, SELF CLEANING EJECTOR ANGLED 45 DEGREE FORWARD THIN AND STANDARD FOOT EQUALLY DISTRIBUTED LENGTH 220 MM SIZE 5 MM, SPINAL | ORTHOPEDIC & SPINAL SUPPLIES
18092 | 4229161208000 | PITUITARY RONGEUR ANGLED FORWARD LENGTH 250 MM SIZE 3 MM, OR EQUIVALENT, SMOOTH AND TOOTHED (EQUALLY DISTRIBUTED), SPINAL | ORTHOPEDIC & SPINAL SUPPLIES
18093 | 4229161206300 | SPINAL KERRISON DOUBLE COATED, ANTI REFLECTION, SELF CLEANING EJECTOR ANGLED 45 DEGREE FORWARD THIN AND STANDARD FOOT EQUALLY DISTRIBUTED LENGTH 220 MM SIZE 6 MM, SPINAL | ORTHOPEDIC & SPINAL SUPPLIES
18094 | 4229161206500 | SPINAL KERRISON DOUBLE COATED, ANTI REFLECTION, SELF CLEANING EJECTOR ANGLED 90 DEGREE FORWARD THIN AND STANDARD FOOT EQUALLY DISTRIBUTED LENGTH 180 MM SIZE 3 MM, SPINAL | ORTHOPEDIC & SPINAL SUPPLIES
18095 | 4229161206600 | SPINAL KERRISON DOUBLE COATED, ANTI REFLECTION, SELF CLEANING EJECTOR ANGLED 45 DEGREE FORWARD THIN AND STANDARD FOOT EQUALLY DISTRIBUTED LENGTH 180 MM SIZE 2 MM, SPINAL | ORTHOPEDIC & SPINAL SUPPLIES
18096 | 4229161206700 | PITUITARY RONGEUR ANGLED BACKWARD LENGTH 180 MM, SIZE 2 MM, OR EQUIVALENT, SMOOTH AND TOOTHED (EQUALLY DISTRIBUTED), SPINAL | ORTHOPEDIC & SPINAL SUPPLIES
18097 | 4229161206800 | PITUITARY RONGEUR ANGLED BACKWARD LENGTH 180 MM, SIZE 3 MM OR EQUIVALENT, SMOOTH AND TOOTHED (EQUALLY DISTRIBUTED), SPINAL | ORTHOPEDIC & SPINAL SUPPLIES
18098 | 4229161206900 | PITUITARY RONGEUR ANGLED BACKWARD LENGTH 180 MM SIZE 5 MM OR EQUIVALENT, SMOOTH AND TOOTHED (EQUALLY DISTRIBUTED), SPINAL | ORTHOPEDIC & SPINAL SUPPLIES
18099 | 4229161207000 | PITUITARY RONGEUR ANGLED BACKWARD LENGTH 250 MM SIZE 2 MM OR EQUIVALENT, SMOOTH AND TOOTHED (EQUALLY DISTRIBUTED), SPINAL | ORTHOPEDIC & SPINAL SUPPLIES
18100 | 4229161207100 | PITUITARY RONGEUR ANGLED BACKWARD LENGTH 250 MM SIZE 3 MM OR EQUIVALENT, SMOOTH AND TOOTHED (EQUALLY DISTRIBUTED), SPINAL | ORTHOPEDIC & SPINAL SUPPLIES
18101 | 4229161207200 | PITUITARY RONGEUR ANGLED BACKWARD LENGTH 250 MM SIZE 5 MM OR EQUIVALENT, SMOOTH AND TOOTHED (EQUALLY DISTRIBUTED), SPINAL | ORTHOPEDIC & SPINAL SUPPLIES
18102 | 4229161207300 | PITUITARY RONGEUR ANGLED BACKWARD LENGTH 300 MM, SIZE 2 MM OR EQUIVALENT, SPINAL | ORTHOPEDIC & SPINAL SUPPLIES
18103 | 4229161207400 | PITUITARY RONGEUR ANGLED BACKWARD LENGTH 300 MM, SIZE 3 MM OR EQUIVALENT, SPINAL | ORTHOPEDIC & SPINAL SUPPLIES
18104 | 4229161207500 | PITUITARY RONGEUR ANGLED BACKWARD LENGTH 300 MM, SIZE 5 MM OR EQUIVALENT, SPINAL | ORTHOPEDIC & SPINAL SUPPLIES
18105 | 4229161207600 | PITUITARY RONGEUR ANGLED FORWARD LENGTH 180 MM, SIZE 2 MM OR EQUIVALENT, SMOOTH AND TOOTHED (EQUALLY DISTRIBUTED), SPINAL | ORTHOPEDIC & SPINAL SUPPLIES
18106 | 4229161207700 | PITUITARY RONGEUR ANGLED FORWARD LENGTH 180 MM, SIZE 3 MM OR EQUIVALENT, SMOOTH AND TOOTHED (EQUALLY DISTRIBUTED), SPINAL | ORTHOPEDIC & SPINAL SUPPLIES
18107 | 4229161207800 | PITUITARY RONGEUR ANGLED FORWARD LENGTH 180 MM SIZE 5 MM OR EQUIVALENT, SMOOTH AND TOOTHED (EQUALLY DISTRIBUTED), SPINAL | ORTHOPEDIC & SPINAL SUPPLIES
18108 | 4229161206400 | SPINAL KERRISON DOUBLE COATED, ANTI REFLECTION, SELF CLEANING EJECTOR ANGLED 90 DEGREE FORWARD THIN AND STANDARD FOOT EQUALLY DISTRIBUTED LENGTH 180 MM SIZE 2 MM, SPINAL | ORTHOPEDIC & SPINAL SUPPLIES
18109 | 4229310704800 | DURAL AND NERVE RETRACTOR ANGLED, INCLUDING SUCTION. LARGE, SPINAL | ORTHOPEDIC & SPINAL SUPPLIES
18110 | 4229310704900 | DURAL AND NERVE RETRACTOR ANGLED, INCLUDING SUCTION. MEDIUM, SPINAL | ORTHOPEDIC & SPINAL SUPPLIES
18111 | 4229310705100 | DURAL AND NERVE RETRACTOR STRAIGHT INCLUDING SUCTION. LARGE, SPINAL | ORTHOPEDIC & SPINAL SUPPLIES
18112 | 4229421976400 | NAIL, TEMPORARY TIBIA ANTIBIOTIC IMPREGNATED INTRAMEDULLARY NAIL, ASSORTED LENGTHS AND SIZES | ORTHOPEDIC & SPINAL SUPPLIES
18113 | 4229421976800 | KIT, SUTURE BUTTON FOR SYNDESMOSIS FIXATION STAINLESS STEEL, DIFFERENT TYPES | ORTHOPEDIC & SPINAL SUPPLIES
18114 | 4229421976900 | KIT, SUTURE BUTTON FOR SYNDESMOSIS FIXATION TITANIUM, DIFFERENT TYPES | ORTHOPEDIC & SPINAL SUPPLIES
18115 | 4229421977300 | TENDON GRAFT, ACHILLES FROZEN WITH BONE, OR EQUIVALENT | ORTHOPEDIC & SPINAL SUPPLIES
18116 | 4229421978500 | BONE ALLOGRAFT, DEMINERALIZED POWDER FREEZE DRIED 5CC VOLUME, ORTHOPEDIC | ORTHOPEDIC & SPINAL SUPPLIES
18117 | 4229421979200 | BONE GRAFT ANTIBIOTICS BEADS ORTHOPEDIC | ORTHOPEDIC & SPINAL SUPPLIES
18118 | 4229421981400 | SET, COMPLETE BONE SPREADER WITH ALL SIZES, AS REQUESTED BY END USER | ORTHOPEDIC & SPINAL SUPPLIES
18119 | 4229421981700 | CEMENT MIXING BOWL AND SPATULA, ORTHOPEDIC | ORTHOPEDIC & SPINAL SUPPLIES
18120 | 4229421982400 | COBB BLADE RETRACTORS STRAIGHT AND CURVED (SMALL, MEDIUM AND LARGE, PACK OF 6, ORTHOPEDIC | ORTHOPEDIC & SPINAL SUPPLIES
18121 | 4229421984100 | SET, FILES AND RASPS SET SIZES SMALL, MEDIUM AND LARGE | ORTHOPEDIC & SPINAL SUPPLIES
18122 | 4229421984300 | GELPI RETRACTOR ASSORTED SIZES AS REQUESTED BY END USER | ORTHOPEDIC & SPINAL SUPPLIES
18123 | 4229421987000 | PERIOSTEAL ELEVATORS (SMALL, MEDIUM AND LARGE), (SHARP, BLUNT, STRAIGHT AND CURVED) | ORTHOPEDIC & SPINAL SUPPLIES
18124 | 4229421987700 | REDUCTION CLAMPS (SHARP AND BLUNT, SMALL, MEDIUM AND LARGE) | ORTHOPEDIC & SPINAL SUPPLIES
18125 | 4229421988000 | SCREW, WITH SHEATH GRAFT FOR INTERFERENCE SCREW FIXATION ABSORBABLE ASSORTED TYPES AND SIZES AS REQUESTED BY END USER | ORTHOPEDIC & SPINAL SUPPLIES
18126 | 4229421976300 | NAIL, TEMPORARY FEMUR ANTIBIOTIC IMPREGNATED INTRAMEDULLARY NAIL, ASSORTED LENGTHS AND SIZES | ORTHOPEDIC & SPINAL SUPPLIES
18127 | 4229421988500 | HOLLOW NEEDLE, FOR BANKART AND ROTATOR CUFF REPAIR, ASSORTED SIZES AND ANGLES AS REQUESTED BY END USER, REUSABLE | ORTHOPEDIC & SPINAL SUPPLIES
18128 | 4229421988700 | TEMPORARY ANTIBIOTICS IMPREGNATED KNEE PROTHESIS OF DIFFERENT SIZE S (SMALL, MEDIUM AND LARGE), 1 EACH FOR INFECTED TOTAL KNEE REPLACEMENT, ORTHOPEDIC | ORTHOPEDIC & SPINAL SUPPLIES
18129 | 4229421989500 | SET, COMPLETE INSTRUMENTATION REVERSED SHOULDER ARTHROPLASTY WITH NECESSARY CASE AND IMPLANT TRAY | ORTHOPEDIC & SPINAL SUPPLIES
18130 | 4229421990100 | SET, COMPLETE INSTRUMENTATION FOR ADULT LIMB RECONSTRUCTION LENGTHENING SYSTEM, WITH NECESSARY CASES WITH IMPLANT TRAY | ORTHOPEDIC & SPINAL SUPPLIES
18131 | 4229421990200 | SET, COMPLETE INSTRUMENTATION FOR PEDIATRIC LIMB RECONSTRUCTION LENGTHENING SYSTEM, WITH NECESSARY CASES | ORTHOPEDIC & SPINAL SUPPLIES
18132 | 4229421990400 | SCREW, FOOT AND ANKLE CONICAL HEADLESS TITANIUM, ASSORTED SIZES | ORTHOPEDIC & SPINAL SUPPLIES
18133 | 4229421990500 | BONE GRAFT SYNTHETIC PUTTY 5CC, OR EQUIVALENT WITH ANTI-BIOTIC | ORTHOPEDIC & SPINAL SUPPLIES
18134 | 4229421990600 | BONE GRAFT SYNTHETIC PUTTY 10CC, OR EQUIVALENT WITH ANTI-BIOTIC | ORTHOPEDIC & SPINAL SUPPLIES
18135 | 4229421991000 | BUTTON, WITH ADJUSTABLE LOOP GRAFT FIXATION ASSORTED SIZES AS REQUESTED BY END USER | ORTHOPEDIC & SPINAL SUPPLIES
18136 | 4229421991400 | SET, COMPLETE INSTRUMENTATION FOR MODULAR TUMOR MEGAPROSTHESIS FOR DISTAL FEMUR AND PROXIMAL TIBIA, WITH NECESSARY ACCESSORIES AND CASES AND IMPLANT TRAY, ONCOLOGY | ORTHOPEDIC & SPINAL SUPPLIES
18137 | 4229421991800 | PROXIMAL FEMORAL COMPONENT WITH OR WITHOUT TROCHANTERIC REPLACEMENT OPTION, ASSORTED SIZE AND LENGTH AS REQUESTED BY END USER, ONCOLOGY | ORTHOPEDIC & SPINAL SUPPLIES
18138 | 4229421991900 | EXTENSION PIECE FOR PROXIMAL FEMORAL REPLACEMENT, ASSORTED SIZES AS REQUESTED BY END USER, ONCOLOGY | ORTHOPEDIC & SPINAL SUPPLIES
18139 | 4229421992300 | STEM, PROXIMAL FEMUR, ASSORTED TYPES, DESIGNS, AND SIZES AS REQUESTED BY E ND USER, ONCOLOGY | ORTHOPEDIC & SPINAL SUPPLIES
18140 | 4229421992500 | COMPONENT, ALL POLYETHYLENE TIBIA (HIGHLY CROSSED LINKED), ASSORTED SIZES, ONCOLOGY | ORTHOPEDIC & SPINAL SUPPLIES
18141 | 4229421992600 | TIBIAL BEARING COMPONENT ROTATING OR EQUIVALENT ASSORTED SIZE S AND THICKNESS AS REQUESTED BY END USER, ONCOLOGY | ORTHOPEDIC & SPINAL SUPPLIES
18142 | 4229421988600 | TEMPORARY ANTIBIOTICS IMPREGNATED HIP PROTHESIS OF DIFFERENT SIZE S (SMALL, MEDIUM AND LARGE), 1 EACH FOR INFECTED TOTAL HIP REPLACEMENT, ORTHOPEDIC | ORTHOPEDIC & SPINAL SUPPLIES
18143 | 4229421992700 | TIBIAL TRAY (BASEPLATE WITH KEEL) ASSORTED THICKNESS AND SIZE S AS REQUESTED BY END USER, ONCOLOGY | ORTHOPEDIC & SPINAL SUPPLIES
18144 | 4229421972600 | COMPONENT, FOR TITANIUM SUBTALAR ARTHROEREISIS, ASSORTED SIZES | ORTHOPEDIC & SPINAL SUPPLIES
18145 | 4229421971800 | SCREW, SELF-TAPPING DISTAL AND PROXIMAL INTRAMEDULLARY TITANIUM MAGNETIC EXPANDABLE FEMORAL NAILING, ASSORTED DIAMETERS AND LENGTHS | ORTHOPEDIC & SPINAL SUPPLIES
18146 | 4229421920700 | ROD, CARBON FIBER FOR SMALL EXTERNAL FIXATOR ASSORTED LENGTHS AND SIZES | ORTHOPEDIC & SPINAL SUPPLIES
18147 | 4229421921200 | ROD, STAINLESS STEEL FOR EXTERNAL FIXATOR, ASSORTED SIZES | ORTHOPEDIC & SPINAL SUPPLIES
18148 | 4229421926200 | PIN, STEINMANN WITH TROCAR TIP ASSORTED DIAMETERS AND LENGTHS | ORTHOPEDIC & SPINAL SUPPLIES
18149 | 4229421927800 | NAIL, FLEXIBLE INTRAMEDULLARY TITANIUM, ASSORTED SIZES AND LENGTHS | ORTHOPEDIC & SPINAL SUPPLIES
18150 | 4229421928000 | SET, COMPLETE INSTRUMENTATION FOR TELESCOPING NAIL FOR PEDIATRIC DEFORMED BONES AND NECESSARY GRAPHIC CASE (TRAY, LID AND BOX), ORTHO PEDIC | ORTHOPEDIC & SPINAL SUPPLIES
18151 | 4229421928300 | SCREW, LAG FOR INTRAMEDULLARY CEPHALOMEDULLARY FEMUR ASSORTED LENGTHS | ORTHOPEDIC & SPINAL SUPPLIES
18152 | 4229421928400 | SET, COMPLETE INSTRUMENTATION FEMORAL CEPHALOMEDULLARY NAIL AND SCREW FIXATION, WITH NECESSARY CASE | ORTHOPEDIC & SPINAL SUPPLIES
18153 | 4229421930000 | SCREW, SELF-TAPPING ANTEGRADE TROCHANTERIC FEMORAL NAIL DISTAL AND PROXIMAL LOCKING ASSORTED SIZES AND LENGTHS | ORTHOPEDIC & SPINAL SUPPLIES
18154 | 4229421931500 | NAIL, INTRAMEDULLARY HUMERUS ASSORTED DIAMETERS AND LENGTHS | ORTHOPEDIC & SPINAL SUPPLIES
18155 | 4229421931800 | DEVICE, TARGETING DISTAL TIBIAL INTRAMEDULLARY NAIL SCREW | ORTHOPEDIC & SPINAL SUPPLIES
18156 | 4229421931900 | SET, COMPLETE INSTRUMENTATION TIBIA INTRAMEDULLARY NAIL AND SCREW FIXATION | ORTHOPEDIC & SPINAL SUPPLIES
18157 | 4229421932000 | NAIL, INTRAMEDULLARY TIBIAL FIXATION ASSORTED DIAMETER AND LENGTHS | ORTHOPEDIC & SPINAL SUPPLIES
18158 | 4229421932100 | SCREW, SELF-TAPPING TIBIAL NAIL DISTAL AND PROXIMAL INTERLOCKING ASSORTED SIZES AND LENGTHS | ORTHOPEDIC & SPINAL SUPPLIES
18159 | 4229421932400 | SCREW, LOCKED HEAD FOR VOLAR DISTAL RADIUS FIXATION STAINLESS STEEL ASSORTED LENGTHS AND SIZES | ORTHOPEDIC & SPINAL SUPPLIES
18160 | 4229421972500 | SET, COMPLETE INSTRUMENTATION FOR TITANIUM SUBTALAR ARTHROEREISIS, WITH NECESSARY CASES | ORTHOPEDIC & SPINAL SUPPLIES
18161 | 4229421932500 | PLATE, LCP ANATOMIC DISTAL RADIUS VOLAR STAINLESS STEEL ASSORTED TYPES AND SIZES REQUESTED BY END USER | ORTHOPEDIC & SPINAL SUPPLIES
18162 | 4229421939600 | SET, INSTRUMENTATION FOR ARTHROSCOPIC CARTILAGE/BONE GRAFT SUBSTITUTE | ORTHOPEDIC & SPINAL SUPPLIES
18163 | 4229421939700 | BONE ALLOGRAFT, BLOCK ASSORTED SIZES FROM 2 TO 5CM OR EQUIVALENT AS REQUESTED BY END USER | ORTHOPEDIC & SPINAL SUPPLIES
18164 | 4229421939800 | BONE, CYLINDRICAL SHAPE ALLOGRAFT FOR ARTHROSCOPIC PROCEDURES, ASSORTED SIZES AS REQUESTED BY END USER | ORTHOPEDIC & SPINAL SUPPLIES
18165 | 4229421939900 | BONE GRAFT SUBSTITUTE WEDGE, ASSORTED SIZE S AS REQUIRED BY END USER, STERILE, ORTHOPEDIC | ORTHOPEDIC & SPINAL SUPPLIES
18166 | 4229421940000 | ALLOGRAFT, CARTILAGE/BONE SUBSTITUTE ANGLE PLUG FROZEN, ASSORTED SIZES AND SHAPES AS REQUIRED BY END USERS, ORTHOPEDIC | ORTHOPEDIC & SPINAL SUPPLIES
18167 | 4229421940100 | SET, COMPLETE FOR OSTEOCHONDRAL GRAFT/REPAIR ORTHOPEDIC | ORTHOPEDIC & SPINAL SUPPLIES
18168 | 4229421940500 | STRIPPER, CLOSED TENDON FOR HAMSTRING HARVEST, ASSORTED LENGTHS | ORTHOPEDIC & SPINAL SUPPLIES
18169 | 4229421941100 | SET, COMPLETE INSTRUMENTATION FOR PELVIC FRACTURE, INCLUDING REDUCTION CLAMPS (S, M, L SIZES), HOOKS (S, M, L SIZES), SPIKE BALL PUSHER (ALL SIZES), REDUCTION FORCEPS (S, M, L SIZES) WITH NECESSARY CASE | ORTHOPEDIC & SPINAL SUPPLIES
18170 | 4229421942400 | CASE, FOR SHOULDER ANCHOR INSTRUMENTS (DRILL BIT, DRILL GUIDE, AND TAP), WITH NECESSARY MAT AND CASE COVER | ORTHOPEDIC & SPINAL SUPPLIES
18171 | 4229421953100 | KIT, BIO-GLUE SURGICAL ADHESIVE | ORTHOPEDIC & SPINAL SUPPLIES
18172 | 4229421957200 | SCREW, HYDROXYAPATITE COATED SCHANZ PIN FOR MEDIUM EXTERNAL FIXATION, ASSORTED LENGTHS | ORTHOPEDIC & SPINAL SUPPLIES
18173 | 4229421959600 | CABLE SCREW ASSORTED SHAPE AND SIZE S AS REQUESTED BY END USER, ORTHOPEDIC | ORTHOPEDIC & SPINAL SUPPLIES
18174 | 4229421961100 | BANANA BLADE KNIFE, ORTHOPEDIC | ORTHOPEDIC & SPINAL SUPPLIES
18175 | 4229421971300 | REAMER, IRRIGATION ASPIRATION SYSTEM, DISPOSABLE HEAD, ASSORTED SIZES | ORTHOPEDIC & SPINAL SUPPLIES
18176 | 4229421933900 | PLATE, LOCKING COMPRESSION FOR CALCANEAL, 3.5MM OR EQUIVALENT, ASSORTED SIZES | ORTHOPEDIC & SPINAL SUPPLIES
18177 | 4229421919700 | SET, COMPLETE INSTRUMENTATION FOR SINGLE UNIT HINGED MONO AXIAL EXTERNAL FIXATOR, WITH NECESSARY CASES | ORTHOPEDIC & SPINAL SUPPLIES
18178 | 4229421992800 | TIBIA BASEPLATE STEM, ASSORTED LENGTH AND SIZES AS REQUESTED BY END USER, ONCOLOGY | ORTHOPEDIC & SPINAL SUPPLIES
18179 | 4229421993100 | DISTAL FEMORAL OR PROXIMAL TIBIAL COMPONENT REPLACEMENT PROSTHESIS, ASSORTED SIZES AND SHAPE AS REQUESTED BY END USER, ONCOLOGY | ORTHOPEDIC & SPINAL SUPPLIES
18180 | 4229520401500 | REAMER, IRRIGATION ASPIRATION SYSTEM, DISPOSABLE SEAL | ORTHOPEDIC & SPINAL SUPPLIES
18181 | 4229520401600 | KIT, REAMER IRRIGATION ASPIRATION SYSTEM, DISPOSABLE, ASSORTED SIZES | ORTHOPEDIC & SPINAL SUPPLIES
18182 | 4229520401700 | REAMER, RIGID ASSORTED SIZES, WITH ALL NECESSARY ATTACHMENTS | ORTHOPEDIC & SPINAL SUPPLIES
18183 | 4229520900000 | DRILL BIT, 2.1MM TO 2.5MM ASSORTED LENGTHS | ORTHOPEDIC & SPINAL SUPPLIES
18184 | 4229520902500 | DRILL BIT, 1.6MM TO 2MM ASSORTED LENGTHS | ORTHOPEDIC & SPINAL SUPPLIES
18185 | 4229520902600 | DRILL BIT, 2.6MM TO 3MM ASSORTED LENGTHS | ORTHOPEDIC & SPINAL SUPPLIES
18186 | 4229520902900 | DRILL BIT, 4.1MM TO 4.5MM ASSORTED LENGTHS | ORTHOPEDIC & SPINAL SUPPLIES
18187 | 4229520903100 | DRILL, FLEXIBLE FOR PELVIC FRACTURE FIXATION FROM 2.5MM TO 3MM ASSORTED LENGTHS | ORTHOPEDIC & SPINAL SUPPLIES
18188 | 4229520903200 | DRILL, FLEXIBLE FOR PELVIC FRACTURE FIXATION FROM 3.2MM TO 3.5MM ASSORTED LENGTHS | ORTHOPEDIC & SPINAL SUPPLIES
18189 | 4229520903800 | ENDCAP, FOR INTRAMEDULLARY PIRIFORMIS FEMORAL NAIL FIXATION ASSORTED SIZES | ORTHOPEDIC & SPINAL SUPPLIES
18190 | 4229520908400 | CANNULATED DRILL BIT, ASSORTED SIZES AND LENGTHS FROM 1.6MM TO 1.8MM | ORTHOPEDIC & SPINAL SUPPLIES
18191 | 4229520908500 | CANNULATED DRILL BIT, ASSORTED SIZES AND LENGTHS FROM 2MM TO 3MM | ORTHOPEDIC & SPINAL SUPPLIES
18192 | 4229520908600 | DRILL BIT, FOR GLENOID BONE LOSS RECONSTRUCTION, ASSORTED SIZES | ORTHOPEDIC & SPINAL SUPPLIES
18193 | 4229520908700 | CANNULATED DRILL BIT, ASSORTED SIZES AND LENGTHS FROM 3.2MM TO 4MM | ORTHOPEDIC & SPINAL SUPPLIES
18194 | 4229520401400 | REAMER, IRRIGATION ASPIRATION SYSTEM, DISPOSABLE CLIP | ORTHOPEDIC & SPINAL SUPPLIES
18195 | 4229520908800 | CANNULATED DRILL BIT, ASSORTED SIZES AND LENGTHS FROM 4.2MM TO 5MM | ORTHOPEDIC & SPINAL SUPPLIES
18196 | 4229521000300 | DRILL BIT, 1.1MM TO 1.5MM ASSORTED LENGTHS | ORTHOPEDIC & SPINAL SUPPLIES
18197 | 4229521001000 | DRILL BIT, 0.8MM TO 1MM ASSORTED LENGTHS | ORTHOPEDIC & SPINAL SUPPLIES
18198 | 4229521800000 | CHUCK UNIVERSAL HAND CONTROL T-HANDLE FOR PIN INSERTION | ORTHOPEDIC & SPINAL SUPPLIES
18199 | 4229541504100 | ARM DRAPE COMPATIBLE WITH ROSA | ORTHOPEDIC & SPINAL SUPPLIES
18200 | 4229541504600 | MONITOR DRAPE FOR ROBOTIC | ORTHOPEDIC & SPINAL SUPPLIES
18201 | 4229547100800 | SET, COMPLETE INSTRUMENTATION FOR REAMER IRRIGATION ASPIRATION SYSTEM, WITH NECESSARY CASES | ORTHOPEDIC & SPINAL SUPPLIES
18202 | 4229550202400 | TENDON GRAFT, ACHILLES FREEZE DRIED WITH BONE, OR EQUIVALENT | ORTHOPEDIC & SPINAL SUPPLIES
18203 | 4229550202500 | BONE ALLOGRAFT ILIAC CREST WEDGE FREEZE DRIED 10-12MM, OR EQUIVALENT | ORTHOPEDIC & SPINAL SUPPLIES
18204 | 4229550202600 | BONE ALLOGRAFT ILIAC CREST WEDGE FREEZE DRIED 15MM, OR EQUIVALENT | ORTHOPEDIC & SPINAL SUPPLIES
18205 | 4229551000000 | DURAL ADHESION PREVENTION MATERIAL 2 CC OR EQUIVALENT, SPINAL | ORTHOPEDIC & SPINAL SUPPLIES
18206 | 4229552500300 | BONE FORMING BIOLOGIC SPINE IMPLANT WITH BIODEGRADABLE MESH FOR POSTEROLATERAL SPINE FUSION 1 CM - 10 CM, SPINAL | ORTHOPEDIC & SPINAL SUPPLIES
18207 | 4229552500500 | BONE FORMING BIOLOGIC SPINE IMPLANT WITH BIODEGRADABLE MESH FOR POSTEROLATERAL SPINE FUSION 1 CM - 20 CM, SPINAL | ORTHOPEDIC & SPINAL SUPPLIES
18208 | 4229552500700 | BONE FORMING BIOLOGIC SPINE IMPLANT WITH BIODEGRADABLE MESH FOR POSTEROLATERAL SPINE FUSION 1 CM - 5 CM, SPINAL | ORTHOPEDIC & SPINAL SUPPLIES
18209 | 4229554500000 | TENDON GRAFT, BTB BONE TENDON BONE FROZEN OR EQUIVALENT | ORTHOPEDIC & SPINAL SUPPLIES
18210 | 4229520908900 | DRILL BIT, 3.1MM TO 3.5MM ASSORTED LENGTHS | ORTHOPEDIC & SPINAL SUPPLIES
18211 | 4229421993000 | CONNECTING PART (ADAPTER) OR EQUIVALENT ASSORTED SIZE S AS REQUESTED BY END USER, ONCOLOGY | ORTHOPEDIC & SPINAL SUPPLIES
18212 | 4229520401300 | KIT, BONE HARVESTING FOR REAMER IRRIGATION ASPIRATION SYSTEM, DISPOSABLE | ORTHOPEDIC & SPINAL SUPPLIES
18213 | 4229516700000 | SUCTION TUBE, FINGER CONTROL ANGLED, MALLEABLE, 8IN WORKING LENGTH, ASSORTED FRENCH SIZES 6 TO 12 OR EQUIVALENT, SPINAL | ORTHOPEDIC & SPINAL SUPPLIES
18214 | 4229421993200 | STEM, DISTAL FEMORAL COMPONENT, ASSORTED LENGTH AND SIZES AS REQUESTED BY END USER, ONCOLOGY | ORTHOPEDIC & SPINAL SUPPLIES
18215 | 4229421993400 | AUGMENT (POSTERIOR OR DISTAL) FOR DISTAL FEMUR COMPONENT ASSORTED SIZE AND SHAPE AS REQUESTED BY END USER, ONCOLOGY | ORTHOPEDIC & SPINAL SUPPLIES
18216 | 4229421993500 | TIBIAL INSERT FOR PROXIMAL TIBIA REPLACEMENT ASSORTED SIZE AND LENGTH AS REQUESTED BY END USER, ONCOLOGY | ORTHOPEDIC & SPINAL SUPPLIES
18217 | 4229421993600 | EXTENSION PIECE FOR TIBIA REPLACEMENT IMPLANT ASSORTED SIZE S AS REQUESTED BY END USER, ONCOLOGY | ORTHOPEDIC & SPINAL SUPPLIES
18218 | 4229421994000 | STEM, FOR PROXIMAL TIBIA REPLACEMENT BODY ASSORTED SIZES AND LENGTH AS REQUESTED BY END USER, ONCOLOGY | ORTHOPEDIC & SPINAL SUPPLIES
18219 | 4229421994700 | CONNECTING PART, UNIVERSAL MEGAPROSTHESIS TITANIUM (ONCOLOGY) OR EQUIVALENTS, ASSORTED SIZES | ORTHOPEDIC & SPINAL SUPPLIES
18220 | 4229490801700 | GRASPER, HIP ARTHROSCOPY ASSORTED TYPES | ORTHOPEDIC & SPINAL SUPPLIES
18221 | 4229490823900 | GRASPER, SMALL JOINTS ARTHROSCOPY ASSORTED TYPES | ORTHOPEDIC & SPINAL SUPPLIES
18222 | 4229490824000 | GRASPER, SHOULDER ARTHROSCOPY ASSORTED TYPES | ORTHOPEDIC & SPINAL SUPPLIES
18223 | 4229490907000 | DILATOR OR TAP, FOR THE INTERFERENCE SCREW FIXATION, ASSORTED SIZES | ORTHOPEDIC & SPINAL SUPPLIES
18224 | 4229491400000 | SET, COMPLETE INSTRUMENTATION FOR ARTHROSCOPY SMALL JOINTS (ANKLE AND WRIST) WITH NECESSARY CASE | ORTHOPEDIC & SPINAL SUPPLIES
18225 | 4229491901800 | GUIDE WIRE, FOR INTERFERENCE SCREW FIXATION, ASSORTED SIZES | ORTHOPEDIC & SPINAL SUPPLIES
18226 | 4229495000300 | DRILL, RETROGRADE LIGAMENT TUNNELING KNEE ASSORTED SIZES REQUESTED BY END USER | ORTHOPEDIC & SPINAL SUPPLIES
18227 | 4229495500100 | PROBE HOOK, FOR HIP ARTHROSCOPY PROCEDURES ASSORTED TYPES AND SIZES | ORTHOPEDIC & SPINAL SUPPLIES
18228 | 4229520400200 | REAMER, FLEXIBLE (NON RIGID) ASSORTED SIZES, WITH ALL NECESSARY ATTACHMENTS | ORTHOPEDIC & SPINAL SUPPLIES
18229 | 4229496501300 | BIPOLAR COAGULATION FORCEPS, INSULATED, BAYONET-SHAPED, TIP 1.2 MM, LENGTH 23 CM, FOR USE WITH BIPOLAR HIGH FREQUENCY CORDS, SPINAL | ORTHOPEDIC & SPINAL SUPPLIES
18230 | 4229497804600 | CANNULA SOLID SHOULDER ARTHROSCOPY ASSORTED TYPES AND SIZES REQUESTED BY END USER | ORTHOPEDIC & SPINAL SUPPLIES
18231 | 4229497804800 | OBTURATORS, FOR HIP ARTHROSCOPIC CANNULAS ASSORTED SIZES, REUSABLE | ORTHOPEDIC & SPINAL SUPPLIES
18232 | 4229497805600 | OBTURATOR, FOR SHOULDER ARTHROSCOPIC CANNULAS ASSORTED SIZES, REUSABLE | ORTHOPEDIC & SPINAL SUPPLIES
18233 | 4229497807200 | SWITCHING STICK ASSORTED SHAPE AND SIZE S AS REQUESTED BY END USER, ORTHOPEDIC | ORTHOPEDIC & SPINAL SUPPLIES
18234 | 4229497807300 | OBTURATOR, FOR SMALL JOINT ARTHROSCOPY, ASSORTED SIZES | ORTHOPEDIC & SPINAL SUPPLIES
18235 | 4229497807500 | DIAGNOSTIC CANNULA DOUBLE VALVE ROTATABLE, ASSORTED SIZES | ORTHOPEDIC & SPINAL SUPPLIES
18236 | 4229511100300 | SYSTEM, POSITIONING MOBILE FOR SHOULDER JOINT ARTHROSCOPY | ORTHOPEDIC & SPINAL SUPPLIES
18237 | 4229511100400 | POSITIONING MOBILE SYSTEM FOR KNEE JOINT ARTHROSCOPY REQUESTED BY END USER | ORTHOPEDIC & SPINAL SUPPLIES
18238 | 4229514308400 | BIPOLAR CABLE, REUSABLE FOR THE NONSTICK BAYONET INSULATED BIPOLAR FORCEPS, 3 - 5 METER (UNIVERSAL ADAPTER MUST BE PROVIDED FOR 5 BIPOLAR CABLES), SPINAL | ORTHOPEDIC & SPINAL SUPPLIES
18239 | 4232150029900 | SCREW, CORTICAL FOR VOLAR DISTAL RADIUS FIXATION STAINLESS STEEL ASSORTED LENGTHS AND SIZES | ORTHOPEDIC & SPINAL SUPPLIES
18240 | 4229514309800 | NONSTICK STRAIGHT INSULATED BIPOLAR FORCEPS 19 CM, 1.5 MM TIP OR EQUIVALENT, SPINAL | ORTHOPEDIC & SPINAL SUPPLIES
18241 | 4229514310400 | MONOPOLAR ELECTRODE PENCIL WITH FINGER SWITCH FOR COAGULATION AND CUT WITH 50 MM STRAIGHT SPATULA ELECTRODE OR EQUIVALENT AND WITH 3 -5 METER CABLE DISPOSABLE STERILE (CLEANING PAD FOR ELECTRODES WITH ADHESIVE FILM STERILE MUST BE PROVIDED FREE OF CHARGE UNIVERSAL ADAPTER MUST BE PROVIDED FREE OF CHARGE FOR 30 MONOPOLAR ELECTRODES) SPINAL | ORTHOPEDIC & SPINAL SUPPLIES
18242 | 4229514801200 | POINTER, FOR SPINAL NAVIGATED PROCEDURES | ORTHOPEDIC & SPINAL SUPPLIES
18243 | 4229515700100 | BEACH CHAIR KIT, DISPOSABLE FACEMASK | ORTHOPEDIC & SPINAL SUPPLIES
18244 | 4229497804500 | CANNULA, REUSABLE HIP ARTHROSCOPY ASSORTED TYPES AND SIZES AS REQUESTED BY END USER | ORTHOPEDIC & SPINAL SUPPLIES
18245 | 4229554501600 | BONE ALLOGRAFT, INJECTABLE DEMINERALIZED BONE MATRIX PUTTY 3CC EQUIVALENT, ORTHOPEDIC | ORTHOPEDIC & SPINAL SUPPLIES
18246 | 4229421919100 | SYSTEM FOR PERCUTANEOUS LUMBAR AND CERVICAL DISCECTOMY ASSORTED SIZES SPINAL | ORTHOPEDIC & SPINAL SUPPLIES
18247 | 4229421916900 | AUGMENT, FEMORAL DISTAL FOR REVISION TOTAL KNEE ARTHROPLASTY ASSORTED SIZES AS REQUIRED BY END USER, ORTHOPEDIC | ORTHOPEDIC & SPINAL SUPPLIES
18248 | 4229420502000 | VERTEBRAL BIOPSY SET, DISPOSABLE, STERILE, SPINAL | ORTHOPEDIC & SPINAL SUPPLIES
18249 | 4229420502100 | INSTRUMENTATION SET COMPLETE AND NECESSARY STERILIZATION CASE (TRAY, BOX AND LID) TRAY FOR LAMINOPLASTY, SPINAL | ORTHOPEDIC & SPINAL SUPPLIES
18250 | 4229420502200 | INSTRUMENTATION AND IMPLANT SET COMPLETE AND NECESSARY STERILIZATION CASE (TRAY, BOX AND LID) FOR CERVICAL DISC PROSTHESIS, SPINAL | ORTHOPEDIC & SPINAL SUPPLIES
18251 | 4229420502700 | INSTRUMENTATION SET COMPLETE AND NECESSARY STERILIZATION CASE (TRAY, BOX, LID) FOR POLYETHYLENE (PEEK) LATERAL LUMBAR INTERBODY FUSION, SPINAL | ORTHOPEDIC & SPINAL SUPPLIES
18252 | 4229420502800 | INSTRUMENTATION AND IMPLANT SET COMPLETE AND NECESSARY STERILIZATION CASE WITH ALL THE REQURED TRAY AND CASES (TRAY, BOX, LID) FOR TITANIUM ANTERIOR LUMBAR INTERBODY FUSION (ALIF), SPINAL | ORTHOPEDIC & SPINAL SUPPLIES
18253 | 4229420502900 | INSTRUMENTATION AND IMPLANT SET COMPLETE AND NECESSARY STERILIZATION CASE (TRAY, BOX, LID) FOR TITANIUM EXPANDABLE THORACOLUMBAR VERTEBRAL BODY REPLACEMENT CAGES, SPINAL | ORTHOPEDIC & SPINAL SUPPLIES
18254 | 4229420503100 | INSTRUMENTATION SET COMPLETE AND NECESSARY STERILIZATION CASE (TRAY, BOX, LID) FOR TITANIUM ANTERIOR THORACOLUMBAR VERTEBRAL BODY REPLACEMENT ME SH CAGE, SPINAL | ORTHOPEDIC & SPINAL SUPPLIES
18255 | 4229420503200 | INSTRUMENTATION SET COMPLETE AND NECESSARY STERILIZATION CASE (TRAY, BOX, LID) FOR MULTI LEVEL (3 AND MORE LEVELS) POSTERIOR PERCUTANEOUS CANN ULATED MINIMAL INVASIVE THORACOLUMBAR FIXATION, SPINAL | ORTHOPEDIC & SPINAL SUPPLIES
18256 | 4229420503300 | INSTRUMENTATION SET COMPLETE AND NECESSARY STERILIZATION CASE (TRAY, BOX, LID) FOR TITANIUM TRANSFORAMINAL LUMBAR INTERBODY FUSION (TLIF) CAGE S, SPINAL | ORTHOPEDIC & SPINAL SUPPLIES
18257 | 4229420508500 | WIRE, CERCLAGE ASSORTED DIAMETERS AND LENGTHS | ORTHOPEDIC & SPINAL SUPPLIES
18258 | 4229420508600 | INSTRUMENTATION SET COMPLETE AND NECESSARY STERILIZATION CASE (TRAY, BOX AND LID) FOR OCCIPITO - CERVICAL FIXATION. OCCIPITAL PLATE, RODS, HOOKS, LATERAL MASS SCREW S, SPINAL | ORTHOPEDIC & SPINAL SUPPLIES
18259 | 4229420508700 | INSTRUMENTATION SET COMPLETE AND NECESSARY STERILIZATION CASE (TRAY, BOX AND LID) FOR PEDIATRIC THORACO LUMBO SACRAL FIXATION, SPINAL | ORTHOPEDIC & SPINAL SUPPLIES
18260 | 4229420509000 | SET, COMPLETE INSTRUMENTATION FOR KIRSCHNER AND CERCLAGE WIRE FIXATION, WITH ALL ATTACHMENTS AND NECESSARY CASES | ORTHOPEDIC & SPINAL SUPPLIES
18261 | 4229420518300 | INSTRUMENTATION SET COMPLETE AND NECESSARY STERILIZATION CASE (TRAY, BOX AND LID) FOR TITANIUM ANTERIOR CERVICAL CORPECTOMY EXPANDABLE CAGES, SPINAL | ORTHOPEDIC & SPINAL SUPPLIES
18262 | 4229420501900 | INSTRUMENTATION SET COMPLETE AND NECESSARY STERILIZATION CASE (TRAY, BOX, LID) FOR POLYETHYLENE (PEEK) ANTERIOR CERVICAL DISC FUSIONCAGES, SPIN AL | ORTHOPEDIC & SPINAL SUPPLIES
18263 | 4229420518400 | SET, COMPLETE INSTRUMENTATION BASIC STAINLESS STEEL SMALL FRAGMENT FIXATION | ORTHOPEDIC & SPINAL SUPPLIES
18264 | 4229420518600 | INSTRUMENTATION COMPLETE SET FOR EXPANDABLE TITANIUM IMPLANT FOR COMPRESSION FRACTURE, SPINAL | ORTHOPEDIC & SPINAL SUPPLIES
18265 | 4229420518700 | INSTRUMENTATION SET COMPLETE AND NECESSARY STERILIZATION CASE (TRAY, BOX, LID) FOR ANTERIOR CERVICAL DISC FUSION PLATE, SPINAL | ORTHOPEDIC & SPINAL SUPPLIES
18266 | 4229420518800 | INSTRUMENTATION SET COMPLETE AND NECESSARY STERILIZATION CASE (TRAY, BOX, LID) FOR POLYETHYLENE (PEEK) OBLIQUE LUMBAR INTERBODY FUSION, SPINAL | ORTHOPEDIC & SPINAL SUPPLIES
18267 | 4229420518900 | INSTRUMENTATION SET COMPLETE AND NECESSARY STERILIZATION CASE (TRAY, BOX, LID) FOR TITANIUM CAGE ANTERIOR CERVICAL DISC FUSION, SPINAL | ORTHOPEDIC & SPINAL SUPPLIES
18268 | 4229420519000 | INSTRUMENTATION SET COMPLETE AND NECESSARY STERILIZATION CASE (TRAY, BOX, LID) INCLUDING THE INSERTER, FOR PEEK CAGE FOR ANTERIOR CERVICAL DISC FUSION, SPINAL | ORTHOPEDIC & SPINAL SUPPLIES
18269 | 4229420519100 | INSTRUMENTATION SET COMPLETE FOR TUBULAR MICRO DISCECTOMY (INCLUDING RETRACTORS SYSTEM AND TOOLS), SPINAL | ORTHOPEDIC & SPINAL SUPPLIES
18270 | 4229420519200 | RETRACTOR, COMPLETE SET FOR ANTERIOR CERVICAL, WITH ILLUMINATION, SPINAL | ORTHOPEDIC & SPINAL SUPPLIES
18271 | 4229420519300 | SET, COMPLETE INSTRUMENTATION BASIC LARGE FRAGMENT STAINLESS STEEL PLATE AND SCREW, WITH NECESSARY CASES | ORTHOPEDIC & SPINAL SUPPLIES
18272 | 4229420519400 | SET, COMPLETE INSTRUMENTATION FOR STAINLESS STEEL LOW PROFILE 2.7MM, OR EQUIVALENT SMALL FRAGMENT FIXATION | ORTHOPEDIC & SPINAL SUPPLIES
18273 | 4229420519500 | INSTRUMENTATION SET COMPLETE AND NECESSARY STERILIZATION CASE (TRAY, BOX, LID FOR INSTRUMENTS AND HOOKS IMPLANTS) FOR POSTERIOR THOR ACO-LUMBAR SACRAL FIXATION RODS AND HOOKS WITH PROPER LOCKING MECHANISM (THE HOOKS ARE TOP LOADING FOR DEFORMITY WITH TOP REDUCTION MECHANISM), FOR PEDIATRIC, COMPATIBLE WITH NAVIGATION SYSTEM, SPINAL | ORTHOPEDIC & SPINAL SUPPLIES
18274 | 4229420519600 | INSTRUMENTATION SET COMPLETE AND NECESSARY STERILIZATION CASE (TRAY, BOX, LID FOR INSTRUMENTS AND HOOKS IMPLANTS) FOR POSTERIOR THOR ACO-LUMBAR SACRAL FIXATION RODS AND HOOKS WITH PROPER LOCKING MECHANISM (THE HOOKS ARE TOP LOADING FOR DEFORMITY WITH TOP REDUCTION MECHANISM), FOR ADULT, COMPATIBLE WITH NAVIGATION SYSTEM, SPINAL | ORTHOPEDIC & SPINAL SUPPLIES
18275 | 4229420519700 | INSTRUMENTATION SET COMPLETE AND NECESSARY STERILIZATION CASE (TRAY, BOX, LID FOR INSTRUMENTS AND SCREWS IMPLANTS AND REDUCTION TOOLS AND DEFORMITY CORRECTION TOOLS) FOR POSTERIOR THORACIC-LUMBOSACRAL FIXATION RODS AND SCREWS WITH PROPER LOCKING MECHANISM, THE SCREWS ARE TOP LOADING FOR DEFORM ITY WITH TOP REDUCTION MECHANISM, FOR PEDIATRIC, COMPATIBLE WITH NAVIGATION SYSTEM, SPINAL | ORTHOPEDIC & SPINAL SUPPLIES
18276 | 4229420519800 | INSTRUMENTATION SET COMPLETE AND NECESSARY STERILIZATION CASE (TRAY, BOX, LID FOR INSTRUMENTS AND SCREWS IMPLANTS AND REDUCTION TOOLS AND DEFORMITY CORRECTION TOOLS) FOR POSTERIOR THORACIC-LUMBOSACRAL FIXATION RODS AND SCREWS WITH PROPER LOCKING MECHANISM, THE SCREWS ARE TOP LOADING FOR DEFORM ITY WITH TOP REDUCTION MECHANISM, FOR ADULT, COMPATIBLE WITH NAVIGATION SYSTEM, SPINAL | ORTHOPEDIC & SPINAL SUPPLIES
18277 | 4229420519900 | INSTRUMENTATION SET COMPLETE AND NECESSARY STERILIZATION CASE (TRAY, BOX AND LID) FOR OCCIPITO-CERVICAL FIXATION, OCCIPITAL PLATE, RODS, HOOKS, LATERAL MASS SCREWS, COMPATIBLE WITH NAVIGATION SYSTEM, IT MUST BE COMPATIBEL WITH GROUP 8, SPINAL | ORTHOPEDIC & SPINAL SUPPLIES
18278 | 4229420518500 | IMPLANT COMPLETE SET AND NECESSARY STERILIZATION CASE (TRAY, BOX, LID) FOR TITANIUM CAGE ANTERIOR CERVICAL DISC FUSION, SPINAL | ORTHOPEDIC & SPINAL SUPPLIES
18279 | 4229420520000 | INSTRUMENTATION SET COMPLETE AND NECESSARY STERILIZATION CASE (TRAY, BOX, LID FOR INSTRUMENTS AND HOOKS IMPLANTS) FOR POSTERIOR THOR ACO-LUMBAR SACRAL FIXATION RODS AND HOOKS WITH PROPER LOCKING MECHANISM (THE HOOKS ARE TOP LOADING FOR DEFORMITY WITH TOP REDUCTION MECHANISM), FOR PEDIATRIC, SPINAL | ORTHOPEDIC & SPINAL SUPPLIES
18280 | 4229420501800 | INSTRUMENTATION AND IMPLANT SET COMPLETE AND NECESSARY STERILIZATION CASE (TRAY, BOX, LID) FOR PEEK (BANANA CAGE) TRANSFORAMINAL LUMBAR INTERBODY FUSION (TLIF) CAGES, SPINAL | ORTHOPEDIC & SPINAL SUPPLIES
18281 | 4229420501500 | INSTRUMENTATION AND IMPLANT SET COMPLETE AND NECESSARY STERILIZATION CASE (TRAY, BOX, LID) FOR POLYETHYLENE (PEEK) ANTERIOR LUMBAR INTERBODY FUS ION CAGES (ALIF), SPINAL | ORTHOPEDIC & SPINAL SUPPLIES
18282 | 4229310705400 | DURAL AND NERVE RETRACTOR STRAIGHT LARGE, SPINAL | ORTHOPEDIC & SPINAL SUPPLIES
18283 | 4229310705500 | DURAL AND NERVE RETRACTOR STRAIGHT MEDIUM, SPINAL | ORTHOPEDIC & SPINAL SUPPLIES
18284 | 4229310705600 | DURAL AND NERVE RETRACTOR STRAIGHT SMALL, SPINAL | ORTHOPEDIC & SPINAL SUPPLIES
18285 | 4229310705800 | SPINAL RETRACTORS RADIOLUCENT POSTERIOR LUMBAR SELF RETAINING WITH DETACHABLE BLADES WITH ALL SIZE S OF BLADES (TWO FROM EACH SIZE) SPINAL | ORTHOPEDIC & SPINAL SUPPLIES
18286 | 4229310706300 | RADIOLUCENT RING RETRACTOR FOR ANTERIOR APPROACH TO THE SPINE WITH COMPLETE ACCESSORIES INCLUDING RETRACTOR BLADES OF DIFFERENT SIZE S WITH ILLUMINATION AND ITS PUSHER, RATCHET ADAPTORS, STABILITY PINS WITH DRIVER, WRENCH AND FRAME OF DIFFERENT SIZES, SPINAL | ORTHOPEDIC & SPINAL SUPPLIES
18287 | 4229310706500 | SET, HOHMANN RETRACTORS (SHARP AND BLUNT, NARROW, STANDARD WIDE AND CURVED) ONE PAIR EACH ASSORTED SIZES AS REQUESTED BY END USER | ORTHOPEDIC & SPINAL SUPPLIES
18288 | 4229310707800 | BAYONET NERVE HOOK, 3 MM, BALL POINT, ANGLED 90 UP, LENGTH 9 INCH OR EQUIVALENT, SPINAL | ORTHOPEDIC & SPINAL SUPPLIES
18289 | 4229330100400 | INTRADISCAL CERVICAL DISTRACTOR, LOW PROFILE, ASSORTED SIZES AND LENGTHS AS REQUIRED BY END USER, SPINAL | ORTHOPEDIC & SPINAL SUPPLIES
18290 | 4229330103300 | ADULT FEMORAL DISTRACTOR COMPLETE SET WITH 20 PINS ASSORTED SIZE S WITH GRAPHIC TRAY AND BOX, ORTHOPEDIC | ORTHOPEDIC & SPINAL SUPPLIES
18291 | 4229330103400 | CERVICAL DISTRACTOR SYSTEM WITH ALL NECESSARY PARTS (INCLUDES TWO DRILL GUIDES HINGED LEFT AND RIGHT DISTRACTOR FOR ONE LEVEL TWO SCREW DRIVER S TWO TWIST DRILLS 20 DISTRACTION SCREW S (12 MM) 20 DISTRACTION SCREW S (14 MM) 6 DISTRACTION SCREW S (16 MM) SPINAL | ORTHOPEDIC & SPINAL SUPPLIES
18292 | 4229330103600 | UNIVERSAL HIP DISTRACTOR LEG (DOUBLE LEG ASSEMBLY) FOR HIP ARTHROSCOPY, ORTHOPEDIC | ORTHOPEDIC & SPINAL SUPPLIES
18293 | 4229330105300 | DISTRACTOR, FOR PEDIATRIC LIMB RECONSTRUCTION LENGTHENING SYSTEM, ASSORTED SIZES | ORTHOPEDIC & SPINAL SUPPLIES
18294 | 4229330400000 | SET, BONE CUTTER (SMALL, MEDIUM, AND LARGE) | ORTHOPEDIC & SPINAL SUPPLIES
18295 | 4229330400200 | LAMINAR SPREADER LARGE, SPINAL | ORTHOPEDIC & SPINAL SUPPLIES
18296 | 4229420501600 | INSTRUMENTATION SET, COMPLETE AND NECESSARY STERILIZATION CASE (TRAY BOX LID) FOR STAND ALONE ANTERIOR LUMBAR INTERBODY FUSION CAGES SPINAL | ORTHOPEDIC & SPINAL SUPPLIES
18297 | 4229330400300 | LAMINAR SPREADER SMALL, SPINAL | ORTHOPEDIC & SPINAL SUPPLIES
18298 | 4229341000000 | DEVICE, EXTERNAL REMOTE FOR INTRAMEDULLARY EXPANDABLE NAIL FIXATION | ORTHOPEDIC & SPINAL SUPPLIES
18299 | 4229341400000 | SET, COMPLETE INSTRUMENTATION FOR FEMUR DYNAMIC AND CONDYLAR TITANIUM HIP SCREW | ORTHOPEDIC & SPINAL SUPPLIES
18300 | 4229350106200 | SUCTION TUBE, WITH CUT-OFF HOLE AND STYLET, LUER, WORKING LENGTH 15 CM, 2.5 MM OR EQUIVALENT, SPINAL | ORTHOPEDIC & SPINAL SUPPLIES
18301 | 4229351501000 | SUCTION TUBE, FINGER CONTROL, ANGLED, MALLEABLE, 7INCH WORKING LENGTH, ASSORTED FRENCH SIZES 6 TO 12 OR EQUIVALENT, SPINAL | ORTHOPEDIC & SPINAL SUPPLIES
18302 | 4229380100100 | SUTURE PASSER AND RETRIEVER, FOR SHOULDER ARTHROSCOPIC REPAIR, DISPOSABLE | ORTHOPEDIC & SPINAL SUPPLIES
18303 | 4229380300400 | STRIPPER, OPEN TENDON FOR HAMSTRING HARVEST, ASSORTED LENGTHS | ORTHOPEDIC & SPINAL SUPPLIES
18304 | 4229380400000 | PCL TUNNEL SMOOTHER, DISPOSABLE ASSORTED SIZES, OR EQUIVALENT | ORTHOPEDIC & SPINAL SUPPLIES
18305 | 4229410200000 | PIN HOLDER SKELETAL TRACTION ASSORTED SIZE S AS REQUESTED BY END USER, ORTHOPEDIC | ORTHOPEDIC & SPINAL SUPPLIES
18306 | 4229420200000 | SINGLE UNIT HINGED LARGE MONO AXIAL EXTERNAL FIXATOR OR EQUIVALENT, ASSORTED SIZES | ORTHOPEDIC & SPINAL SUPPLIES
18307 | 4229420200100 | SINGLE UNIT HINGED MEDIUM MONO AXIAL EXTERNAL FIXATOR OR EQUIVALENT, ASSORTED SIZES | ORTHOPEDIC & SPINAL SUPPLIES
18308 | 4229420200200 | SINGLE UNIT HINGED SMALL MONO AXIAL EXTERNAL FIXATOR OR EQUIVALENT, ASSORTED SIZES | ORTHOPEDIC & SPINAL SUPPLIES
18309 | 4229420204800 | VICE PLATE, (SUITABLE FOR FIXATION OF STEINMANN PIN OR SCHANZ SCREW ) ASSORTED SIZE S AS REQUESTED BY END USER, ORTHOPEDIC | ORTHOPEDIC & SPINAL SUPPLIES
18310 | 4229420501000 | INSTRUMENTATION SET COMPLETE AND NECESSARY STERILIZATION TRAY FOR ANTERIOR CERVICAL DYNAMIC PLATE AND SCREW FIXATION, SPINAL | ORTHOPEDIC & SPINAL SUPPLIES
18311 | 4229420501400 | INSTRUMENTATION SET COMPLETE AND NECESSARY STERILIZATION CASE (TRAY, BOX, LID) FOR CEMENT AUGMENTED PEDICLE TITANIUM SCREWS FOR OSTE OPOROSIS, POSTERIOR THORACOLUMBAR FIXATION (TITANIUM), SPINAL | ORTHOPEDIC & SPINAL SUPPLIES
18312 | 4229340600200 | SUPINE HIP POSITIONING SYSTEM FOR HIP ARTHROSCOPY, ORTHOPEDIC | ORTHOPEDIC & SPINAL SUPPLIES
18313 | 4229421917100 | AUGMENT, FEMORAL POSTERIOR FOR REVISION TOTAL KNEE ARTHROPLASTY ASSORTED SIZES AS REQUIRED BY END USER, ORTHOPEDIC | ORTHOPEDIC & SPINAL SUPPLIES
18314 | 4229420520100 | COMPLETE INSTRUMENTATION AND IMPLANT SET, LORDOTIC, FOR POSTERIOR LUMBAR INTERBODY FUSION (PLIF) FOR PEEK, SPINAL | ORTHOPEDIC & SPINAL SUPPLIES
18315 | 4229420520300 | NAVIGATION COMPLETE SET (INCLUDING DRILL BIT, TAP, PEDICLE FINDER, SCREW DRIVER, REFERENCE FRAME, VARIABLE SIZES AND SHAPES) WITH IMPLANT CASE (TRAY, LID), IT MUST BE COMPATIBLE WITH GROUP 41, 42, 43, 44, SPINAL | ORTHOPEDIC & SPINAL SUPPLIES
18316 | 4229421912100 | SET, COMPLETE INSTRUMENTATION FOR STAINLESS STEEL STAPLES WITH NECESSARY INSTRUMENT AND IMPLANTS GRAPHIC CASE AND BOX, ORTHOPEDIC | ORTHOPEDIC & SPINAL SUPPLIES
18317 | 4229421912400 | INNER HEAD, METAL FOR HIP HEMIARTHROPLASTY FEMORAL ASSORTED SIZES AND DIFFERENT TAPER AS REQUESTED BY END USER | ORTHOPEDIC & SPINAL SUPPLIES
18318 | 4229421912600 | STEM, UNCEMENTED FEMORAL FOR BIPOLAR HIP ASSORTED SIZES AND ASSORTED OFFSETS AS REQUIRED BY END USER, ORTHOPEDIC | ORTHOPEDIC & SPINAL SUPPLIES
18319 | 4229421913100 | SET, COMPLETE FEMORAL AND ACETABULAR RETRACTORS, WITH ALL NECESSARY ATTACHMENTS AND CASES | ORTHOPEDIC & SPINAL SUPPLIES
18320 | 4229421913200 | STEM, FEMORAL UNCEMENTED TOTAL HIP ARTHROPLASTY, ASSORTED SIZES AND ASSORTED OFFSETS | ORTHOPEDIC & SPINAL SUPPLIES
18321 | 4229421913300 | STEM, FEMORAL CEMENTED PRIMARY TOTAL HIP ARTHROPLASTY, ASSORTED SIZES AND ASSORTED OFFSETS | ORTHOPEDIC & SPINAL SUPPLIES
18322 | 4229421913400 | HEAD, CERAMIC CEMENTED PRIMARY TOTAL HIP ARTHROPLASTY, ASSORTED SIZES AND DIAMETERS AS REQUESTED BY END USER | ORTHOPEDIC & SPINAL SUPPLIES
18323 | 4229421913500 | HEAD, CERAMIC UNCEMENTED TOTAL HIP ARTHROPLASTY, ASSORTED SIZES AND DIAMETERS AS REQUESTED BY END USER | ORTHOPEDIC & SPINAL SUPPLIES
18324 | 4229421913600 | HEAD, METAL CEMENTED PRIMARY TOTAL HIP ARTHROPLASTY, ASSORTED SIZES AND DIAMETERS AS REQUESTED BY END USER | ORTHOPEDIC & SPINAL SUPPLIES
18325 | 4229421913700 | HEAD, METAL UNCEMENTED TOTAL HIP ARTHROPLASTY, ASSORTED SIZES AND DIAMETERS AS REQUESTED BY END USER | ORTHOPEDIC & SPINAL SUPPLIES
18326 | 4229421913800 | SET, COMPLETE INSTRUMENTATION FOR PRIMARY CEMENTED TOTAL HIP ARTHROPLASTY, INCLUDING (ACETABULAR, FEMORAL, AND SCREW FIXATION), WITH NECESSARY CASE AND IMPLANT TRAY | ORTHOPEDIC & SPINAL SUPPLIES
18327 | 4229421913900 | SET, COMPLETE INSTRUMENTATION FOR UNCEMENTED TOTAL HIP ARTHROPLASTY, INCLUDING (ACETABULAR, FEMORAL, AND SCREW FIXATION), WITH NECESSARY CASE AND IMPLANT TRAY | ORTHOPEDIC & SPINAL SUPPLIES
18328 | 4229421914000 | SET, COMPLETE INSTRUMENTATION FOR CEMENTED MODULAR TOTAL HIP ARTHROPLASTY, WITH NECESSARY CASE AND IMPLANT TRAY | ORTHOPEDIC & SPINAL SUPPLIES
18329 | 4229421914100 | CUP, UNCEMENTED FOR MODULAR TOTAL HIP ARTHROPLASTY ASSORTED SIZES AND DIAMETERS | ORTHOPEDIC & SPINAL SUPPLIES
18330 | 4229421911800 | SET, COMPLETE INSTRUMENTATION FOR STAINLESS STEEL PEDIATRIC INTRAMEDULLARY PIN FIXATION, WITH NECESSARY CASES AND IMPLANT TRAY | ORTHOPEDIC & SPINAL SUPPLIES
18331 | 4229421914300 | SCREW, ACETABULAR FOR UNCEMENTED CUP MODULAR TOTAL HIP ARTHROPLASTY, ASSORTED SIZES | ORTHOPEDIC & SPINAL SUPPLIES
18332 | 4229421914500 | STEM, CALCAR UNCEMENTED FOR TOTAL HIP ARTHROPLASTY, ASSORTED SIZES AND TAPER | ORTHOPEDIC & SPINAL SUPPLIES
18333 | 4229421914600 | LINER, HIGHLY CROSSED LINKED POLYETHYLENE, FOR TOTAL HIP UNCEMENTED, ASSORTED SIZES | ORTHOPEDIC & SPINAL SUPPLIES
18334 | 4229421914900 | FEMUR COMPONENT, CEMENTED PRIMARY TOTAL KNEE ARTHROPLASTY LEFT OR RIGHT CRUCIATE RETAINING OR POSTERIOR STABILIZER ASSORTED TYPES AND SIZES AS REQUESTED BY END USER | ORTHOPEDIC & SPINAL SUPPLIES
18335 | 4229421915000 | TIBIAL BASE COMPONENT, CEMENTED PRIMARY TOTAL KNEE ARTHROPLASTY RIGHT OR LEFT OR UNIVERSAL ASSORTED TYPES AND SIZES AS REQUESTED BY END USER | ORTHOPEDIC & SPINAL SUPPLIES
18336 | 4229421915100 | INSERT, HIGHLY CROSSED POLYETHYLENE CEMENTED PRIMARY TOTAL KNEE ARTHROPLASTY PRIMARY INSERT RIGHT OR LEFT CRUCIATE RETAINING OR POST ERIOR STABILIZER ASSORTED TYPES AND SIZES AS REQUESTED BY END USER | ORTHOPEDIC & SPINAL SUPPLIES
18337 | 4229421915200 | SET, COMPLETE INSTRUMENTATION FOR CEMENTED TOTAL KNEE CRUCIATE RETAINING AND POSTERIOR STABILIZER ARTHROPLASTY (FEMORAL, TIBIAL, AND PATELLAR), WITH NECESSARY CASE AND IMPLANT TRAY | ORTHOPEDIC & SPINAL SUPPLIES
18338 | 4229421915300 | PATELLA COMPONENT, PRIMARY TOTAL KNEE ARTHROPLASTY ASSORTED TYPES AND SIZES AS REQUESTED BY END USER | ORTHOPEDIC & SPINAL SUPPLIES
18339 | 4229421915400 | FEMUR COMPONENT, UNCEMENTED PRIMARY TOTAL KNEE ARTHROPLASTY LEFT OR RIGHT CRUCIATE RETAINING OR POSTERIOR STABILIZER ASSORTED TYPES AND SIZES AS REQUESTED BY END USER | ORTHOPEDIC & SPINAL SUPPLIES
18340 | 4229421915500 | TIBIAL BASE COMPONENT, UNCEMENTED PRIMARY TOTAL KNEE ARTHROPLASTY RIGHT OR LEFT OR UNIVERSAL ASSORTED TYPES AND SIZES AS REQUESTED BY END USER | ORTHOPEDIC & SPINAL SUPPLIES
18341 | 4229421915600 | ACETABULAR METAL POROUS AUGMENTATION BLOCK WITH CORRESPONDING SCREW S ASSORTED SIZE S AS REQUESTED BY END USER, ORTHOPEDIC | ORTHOPEDIC & SPINAL SUPPLIES
18342 | 4229421915700 | SET, CEMENT REMOVAL FOR HIP ARTHROPLASTY | ORTHOPEDIC & SPINAL SUPPLIES
18343 | 4229421915900 | SET, COMPLETE INSTRUMENTATION FOR REVISION CEMENTED TOTAL HIP ARTHROPLASTY, WITH NECESSARY CASE | ORTHOPEDIC & SPINAL SUPPLIES
18344 | 4229421916000 | SET, COMPLETE INSTRUMENTATION FOR TOTAL HIP UNCEMENTED REVISION ARTHROPLASTY, WITH NECESSARY CASE | ORTHOPEDIC & SPINAL SUPPLIES
18345 | 4229421916800 | FEMORAL COMPONENT, FOR REVISION TOTAL KNEE ARTHROPLASTY WITH POSTERIOR STABILIZER ASSORTED SIZES AS REQUIRED BY END USER, ORTHOPEDIC | ORTHOPEDIC & SPINAL SUPPLIES
18346 | 4229421914400 | CUP, POLYETHYLENE CEMENTED MODULAR TOTAL HIP ARTHROPLASTY, ASSORTED SIZES AND DIAMETERS | ORTHOPEDIC & SPINAL SUPPLIES
18347 | 4229420520200 | INSTRUMENTATION SET COMPLETE AND NECESSARY STERILIZATION CASE (TRAY, BOX, LID FOR INSTRUMENTS AND SCREWS IMPLANTS AND REDUCTION TOOLS AND DEFORMITY CORRECTION TOOLS) FOR POSTERIOR THORACIC-LUMBOSACRAL FIXATION RODS AND SCREWS WITH PROPER LOCKING MECHANISM, THE SCREWS ARE TOP LOADING FOR DEFORMITY WITH TOP REDUCTION MECHANISM, FOR PEDIATRIC, SPINAL | ORTHOPEDIC & SPINAL SUPPLIES
18348 | 4229421911700 | PIN, INTRAMEDULLARY PEDIATRIC STAINLESS STEEL PIN FIXATION, ASSORTED LENGTHS AND DIAMETERS, AS REQUESTED BY END USER | ORTHOPEDIC & SPINAL SUPPLIES
18349 | 4229421906800 | INSTRUMENTS FOR INFANT RIB EXPANDER SYSTEM, COMPLETE SET WITH NECESSARY STERILIZATION (TRAY, LID, BOX), SPINAL | ORTHOPEDIC & SPINAL SUPPLIES
18350 | 4229420520400 | COMPLETE INSTRUMENTATION SET FOR CANNULATED MINIMALLY INVASIVE THORACOLUMBAR FIXATION, COMPATIBLE WITH NAVIGATION SYSTEM | ORTHOPEDIC & SPINAL SUPPLIES
18351 | 4229420520500 | INSTRUMENTATION SET COMPLETE AND NECESSARY STERILIZATION CASE (TRAY, BOX, LID) FOR PEEK TRANSFORAMINAL LUMBAR INTERBODY FUSION (TLIF) CAGES, SPINAL | ORTHOPEDIC & SPINAL SUPPLIES
18352 | 4229421900000 | SET, COMPLETE BONE REMOVABLE STRAIGHT BLADE WITH DIFFERENT SIZES AND WIDTHS, AS REQUESTED BY END USER | ORTHOPEDIC & SPINAL SUPPLIES
18353 | 4229421900500 | SET, COMPLETE INSTRUMENTATION FOR KNEE OSTEOTOMY WITH NECESSARY CASE AND IMPLANT TRAY | ORTHOPEDIC & SPINAL SUPPLIES
18354 | 4229421900600 | SET, COMPLETE INSTRUMENTATION FOR MINI EXTERNAL FIXATOR, WITH NECESSARY CASES AND IMPLANT TRAY | ORTHOPEDIC & SPINAL SUPPLIES
18355 | 4229421900900 | SET, COMPLETE INSTRUMENTATION FOR BIPOLAR HEMI-ARTHROPLASTY CEMENTED AND CEMENTLESS FIXATION, WITH NECESSARY CASE AND IMPLANT TRAY | ORTHOPEDIC & SPINAL SUPPLIES
18356 | 4229421901300 | SET, COMPLETE INSTRUMENTATION FOR ARTHROSCOPIC ACL AND PCL RECONSTRUCTION SYSTEM, INCLUDING OPEN AND CLOSED STRIPPERS, WITH NECESSARY CASE | ORTHOPEDIC & SPINAL SUPPLIES
18357 | 4229421901500 | SET, COMPLETE INSTRUMENTATION INCLUDING SCREW DRIVERS FOR INTERFERENCE SCREW, WITH NECESSARY CASES | ORTHOPEDIC & SPINAL SUPPLIES
18358 | 4229421901700 | SET, COMPLETE HAND INSTRUMENTS FOR BONY AND SOFT TISSUE SURGERY WITH PADDED DIVIDED TRAY AND CASE AND BOX | ORTHOPEDIC & SPINAL SUPPLIES
18359 | 4229421901900 | SET, COMPLETE INSTRUMENTATION FOR ARTHROSCOPIC SHOULDER REPAIR, WITH NECESSARY CASES | ORTHOPEDIC & SPINAL SUPPLIES
18360 | 4229421902200 | SET, FOR PLATE HAND BENDERS AND TWISTERS (SMALL, MEDIUM, LARGE) | ORTHOPEDIC & SPINAL SUPPLIES
18361 | 4229421903500 | SET, COMPLETE INSTRUMENTATION FOR ANATOMIC PROXIMAL FEMUR STAINLESS STEEL PLATING | ORTHOPEDIC & SPINAL SUPPLIES
18362 | 4229421904000 | PUNCHES, ARTHROSCOPIC, ASSORTED SIZES AND TYPES | ORTHOPEDIC & SPINAL SUPPLIES
18363 | 4229421904100 | SET, COMPLETE INSTRUMENTATION FOR ARTHROSCOPIC HIP REPAIR WITH NECESSARY CASE | ORTHOPEDIC & SPINAL SUPPLIES
18364 | 4229421908700 | SET, COMPLETE INSTRUMENTATION FOR RETROGRADE FEMUR NAIL AND SCREW FIXATION | ORTHOPEDIC & SPINAL SUPPLIES
18365 | 4229421904700 | SET, COMPLETE MICROSURGICAL HAND SURGERY INSTRUMENTS WITH PADDED DIVIDED TRAY AND CASE | ORTHOPEDIC & SPINAL SUPPLIES
18366 | 4229421904900 | SET, COMPLETE OPEN SHOULDER RETRACTORS, WITH ALL NECESSARY ATTACHMENTS AND CASES | ORTHOPEDIC & SPINAL SUPPLIES
18367 | 4229421905100 | TARGETING DEVICE FOR FEMORAL NAIL DISTAL LOCKING SCREW | ORTHOPEDIC & SPINAL SUPPLIES
18368 | 4229421905200 | SCREW, FOR PEDIATRIC LOCKED VARIABLE ANGLE HIP SCREW, ASSORTED SIZES | ORTHOPEDIC & SPINAL SUPPLIES
18369 | 4229421905300 | TARGETTING DEVICE FOR RETROGRADE INTRAMEDULLARY NAILING | ORTHOPEDIC & SPINAL SUPPLIES
18370 | 4229421905500 | TARGETING DEVICE FOR HUMERAL NAIL DISTAL LOCKING SCREW | ORTHOPEDIC & SPINAL SUPPLIES
18371 | 4229421905700 | TARGETING DEVICE FOR TIBIAL NAIL DISTAL LOCKING SCREW | ORTHOPEDIC & SPINAL SUPPLIES
18372 | 4229421905800 | INSTRUMENTATION SET COMPLETE AND NECESSARY STERILIZATION CASE (TRAY, BOX, LID) FOR PEDICLE SUBTRACTION OSTEOTOMY, SPINAL | ORTHOPEDIC & SPINAL SUPPLIES
18373 | 4229421906000 | SET, COMPLETE INSTRUMENTATION FOR SMALL EXTERNAL FIXATOR WITH NECESSARY CASES AND IMPLANT TRAY | ORTHOPEDIC & SPINAL SUPPLIES
18374 | 4229421906100 | SET, COMPLETE INSTRUMENTATION FOR MEDIUM EXTERNAL FIXATOR WITH IMPLANT TRAY | ORTHOPEDIC & SPINAL SUPPLIES
18375 | 4229421906200 | SET, COMPLETE INSTRUMENTATION FOR RING FIXATOR WITH NECESSARY GRAPHIC CASE AND BOX, ORTHOPEDIC | ORTHOPEDIC & SPINAL SUPPLIES
18376 | 4229421906300 | SET, COMPLETE INSTRUMENTATION FEMUR DYNAMIC AND CONDYLAR STAINLESS STEEL HIP SCREW | ORTHOPEDIC & SPINAL SUPPLIES
18377 | 4229421906400 | SET, COMPLETE INSTRUMENTATION FOR TOTAL ELBOW ARTHROPLASTY, WITH NECESSARY CASE AND IMPLANT TRAY | ORTHOPEDIC & SPINAL SUPPLIES
18378 | 4229421906500 | INSTRUMENTATION SETCOMPLETE FOR OPEN MICRO DISCECTOMY (INCLUDING RETRACTORS SYSTEM AND TOOLS), SPINAL | ORTHOPEDIC & SPINAL SUPPLIES
18379 | 4229421906600 | SET, COMPLETE INSTRUMENTATION FOR ANATOMIC PROXIMAL HUMERUS STAINLESS STEEL PLATING WITH NECESSARY CASE AND IMPLANT TRAY | ORTHOPEDIC & SPINAL SUPPLIES
18380 | 4229421904800 | SET, COMPLETE INSTRUMENTATION AND TRIALS WITH NECESSARY TEMPLATES, GRAPHIC CASES AND BOXES FOR HIP DYSPLASIA, ORTHOPEDIC | ORTHOPEDIC & SPINAL SUPPLIES
18381 | 4232150030000 | SCREW, CORTICAL FOR VOLAR DISTAL RADIUS FIXATION TITANIUM ASSORTED LENGTHS AND SIZES | ORTHOPEDIC & SPINAL SUPPLIES
18382 | 4232150029800 | SCREW, CORTICAL FOR DORSAL VARIABLE ANGLE DISTAL RADIUS FIXATION STAINLESS STEEL ASSORTED LENGTHS AND SIZES | ORTHOPEDIC & SPINAL SUPPLIES
18383 | 4232150030200 | SCREW, LOCKED HEAD 3.5MM OR EQUIVALENT FOR TITANIUM SUPERIOR ANTERIOR CLAVICLE PLATE, ASSORTED SIZES | ORTHOPEDIC & SPINAL SUPPLIES
18384 | 4232170842000 | STEM, MONOBLOCK FOR TOTAL HIP UNCEMENTED REVISION ASSORTED SIZES AND DIAMETERS | ORTHOPEDIC & SPINAL SUPPLIES
18385 | 4232170842100 | STEM, SILVER COATED, OR EQUIVALENT FOR PROXIMAL TIBIA REPLACEMENT BODY ASSORTED SIZES AND LENGTH AS REQUESTED BY END USER, ONCOLOGY | ORTHOPEDIC & SPINAL SUPPLIES
18386 | 4232170901800 | COMPONENT, CUP FOR PARTIAL PELVIC RECONSTRUCTION, ASSORTED SIZES | ORTHOPEDIC & SPINAL SUPPLIES
18387 | 4232170901900 | COMPONENT, PELVIC CONE FOR PARTIAL PELVIC RECONSTRUCTION, ASSORTED SIZES | ORTHOPEDIC & SPINAL SUPPLIES
18388 | 4232170902000 | COMPONENT, PELVIC STEM FOR PARTIAL PELVIC RECONSTRUCTION, ASSORTED SIZES | ORTHOPEDIC & SPINAL SUPPLIES
18389 | 4232170902100 | COMPONENT, SCREW FOR PARTIAL PELVIC RECONSTRUCTION, ASSORTED SIZES | ORTHOPEDIC & SPINAL SUPPLIES
18390 | 4232170902200 | COMPONENT, HIGHLY CROSSED LINKED POLYETHYLENE FOR PARTIAL PELVIC RECONSTRUCTION, ASSORTED SIZES | ORTHOPEDIC & SPINAL SUPPLIES
18391 | 4232171003400 | AUGMENT (POSTERIOR OR DISTAL), SILVER COATED, OR EQUIVALENT FOR DISTAL FEMUR COMPONENT ASSORTED SIZE AND SHAPE AS REQUESTED BY END USER, ONCOLOGY | ORTHOPEDIC & SPINAL SUPPLIES
18392 | 4232171105100 | COMPONENT, DISTAL FEMORAL, SILVER COATED, OR EQUIVALENT COMPATIBLE WITH PROXIMAL TIBIA REPLACEMENT PROSTHESIS ASSORTED SIZES AND SHAPE ONCOLOGY | ORTHOPEDIC & SPINAL SUPPLIES
18393 | 4232171500300 | INSTRUMENTATION SET, COMPLETE FOR RADIAL HEAD REPLACEMENT, WITH NECESSARY CASE AND IMPLANT TRAY | ORTHOPEDIC & SPINAL SUPPLIES
18394 | 4232171800000 | CAGE, ACETABULAR REINFORCEMENT ASSORTED SIZES, AS REQUESTED BY END USER | ORTHOPEDIC & SPINAL SUPPLIES
18395 | 4232172200100 | RING, ACETABULAR REINFORCEMENT ASSORTED SIZES AS REQUIRED BY END USER, ORTHOPEDIC | ORTHOPEDIC & SPINAL SUPPLIES
18396 | 4232172300000 | NECK, MODULAR FEMORAL CEMENTED TOTAL HIP ARTHROPLASTY, ASSORTED SIZES AND TAPER | ORTHOPEDIC & SPINAL SUPPLIES
18397 | 4232172300100 | NECK, MODULAR FEMORAL UNCEMENTED TOTAL HIP ARTHROPLASTY, ASSORTED SIZES AND TAPER | ORTHOPEDIC & SPINAL SUPPLIES
18398 | 4232172400100 | SPACER, ANTIBIOTIC CEMENT ARTICULATING HIP SPACER, ASSORTED SIZES | ORTHOPEDIC & SPINAL SUPPLIES
18399 | 4232180000100 | SCREW, CORTICAL FOR KNEE OSTEOTOMY ASSORTED SIZES AS REQUESTED BY END USER | ORTHOPEDIC & SPINAL SUPPLIES
18400 | 4232180000200 | COMPONENT, TIBIAL FOR HINGED KNEE ARTHROPLASTY, ASSORTED SIZES | ORTHOPEDIC & SPINAL SUPPLIES
18401 | 4232180001800 | INSERT, TIBIAL HIGHLY CROSSED LINKED POLYETHYLENE FOR HINGED KNEE ARTHROPLASTY, ASSORTED SIZES AND TYPES | ORTHOPEDIC & SPINAL SUPPLIES
18402 | 4232180001500 | INSERT, POLYETHYLENE FIXED BEARING FOR REVISION CEMENTLESS TOTAL ANKLE ARTHROPLASTY, ASSORTED SIZES | ORTHOPEDIC & SPINAL SUPPLIES
18403 | 4232180001400 | INSERT, POLYETHYLENE FIXED BEARING FOR PRIMARY CEMENTLESS TOTAL ANKLE ARTHROPLASTY, ASSORTED SIZES | ORTHOPEDIC & SPINAL SUPPLIES
18404 | 4232180001300 | INSERT, POLYETHYLENE FIXED BEARING FOR PRIMARY CEMENTED TOTAL ANKLE ARTHROPLASTY, ASSORTED SIZES | ORTHOPEDIC & SPINAL SUPPLIES
18405 | 4232180001200 | INSERT, POLYETHYLENE FIXED BEARING FOR COMPLEX PRIMARY CEMENTED TOTAL ANKLE ARTHROPLASTY, ASSORTED SIZES | ORTHOPEDIC & SPINAL SUPPLIES
18406 | 4232180001100 | INSERT, HIGHLY CROSSED LINK POLYETHYLENE FOR UNCEMENTED TOTAL KNEE REPLACEMENT, ASSORTED SIZES | ORTHOPEDIC & SPINAL SUPPLIES
18407 | 4232170841900 | STEM, MODULAR FOR TOTAL HIP UNCEMENTED REVISION ASSORTED SIZES AND DIAMETERS | ORTHOPEDIC & SPINAL SUPPLIES
18408 | 4232180001000 | CORRESPONDING DISTAL LOCKING SCREW FOR VARIABLE ANGLE STAINLESS STEEL DISTAL FEMUR LOCKING PLATE, ASSORTED LENGTHS | ORTHOPEDIC & SPINAL SUPPLIES
18409 | 4232180000800 | CORRESPONDING DISTAL LOCKING SCREW FOR TITANIUM DISTAL FEMUR LOCKING PLATE, ASSORTED LENGTHS | ORTHOPEDIC & SPINAL SUPPLIES
18410 | 4232180000700 | CORRESPONDING DISTAL LOCKING SCREW FOR STAINLESS STEEL DISTAL FEMUR LOCKING PLATE, ASSORTED LENGTHS | ORTHOPEDIC & SPINAL SUPPLIES
18411 | 4232180000600 | CONE, TIBIA ADVANCED COATING HIGH POROSITY, OR EQUIVALENT FOR REVISION TOTAL KNEE ARTHROPLASTY, ASSORTED SIZES | ORTHOPEDIC & SPINAL SUPPLIES
18412 | 4232180000500 | CONE, FEMUR (METAPHYSEAL) ADVANCED COATING HIGH POROSITY, OR EQUIVALENT FOR REVISION TOTAL KNEE ARTHROPLASTY, ASSORTED SIZES | ORTHOPEDIC & SPINAL SUPPLIES
18413 | 4232180000400 | CONE, FEMUR (DIAPHYSEAL) ADVANCED COATING HIGH POROSITY, OR EQUIVALENT FOR REVISION TOTAL KNEE ARTHROPLASTY, ASSORTED SIZES | ORTHOPEDIC & SPINAL SUPPLIES
18414 | 4232180000300 | CONNECTING SERVICE KIT, FOR HINGED KNEE ARTHROPLASTY, ASSORTED TYPES | ORTHOPEDIC & SPINAL SUPPLIES
18415 | 4232180000900 | CORRESPONDING DISTAL LOCKING SCREW FOR TITANIUM VARIABLE ANGLE DISTAL FEMUR LOCKING PLATE, ASSORTED LENGTHS | ORTHOPEDIC & SPINAL SUPPLIES
18416 | 4232170841800 | STEM, MODULAR FEMORAL UNCEMENTED TOTAL HIP ARTHROPLASTY, ASSORTED SIZES AND TAPER | ORTHOPEDIC & SPINAL SUPPLIES
18417 | 4232170841700 | STEM, FEMORAL FOR OXIDIZED ZIRCONIUM UNCEMENTED TOTAL HIP ARTHROPLASTY, ASSORTED SIZES | ORTHOPEDIC & SPINAL SUPPLIES
18418 | 4232170841600 | STEM, CEMENTED FOR TOTAL HIP REVISION ASSORTED SIZES AND DIAMETERS, CEMENTED | ORTHOPEDIC & SPINAL SUPPLIES
18419 | 4232170400000 | HEAD, CERAMIC FOR HIP DYSPLASIA ARTHROPLASTY, ASSORTED SIZES | ORTHOPEDIC & SPINAL SUPPLIES
18420 | 4232170310700 | LINER, HIGHLY CROSSED LINKED POLYETHYLENE, FOR TOTAL HIP UNCEMENTED REVISION, ASSORTED SIZES | ORTHOPEDIC & SPINAL SUPPLIES
18421 | 4232170310600 | LINER, HIGHLY CROSSED LINKED POLYETHYLENE FOR DUAL MOBILITY CUP, ASSORTED SIZES | ORTHOPEDIC & SPINAL SUPPLIES
18422 | 4213170120000 | DRAPE KIT ONE-PIECE WITH POCKETS | ORTHOPEDIC & SPINAL SUPPLIES
18423 | 4232170310500 | LINER, CEMENTED HIGHLY CROSSED LINKED POLYETHYLENE FOR REVISION CEMENTED TOTAL HIP, ASSORTED SIZES | ORTHOPEDIC & SPINAL SUPPLIES
18424 | 4232170101900 | CUP, UNCEMENTED TOTAL HIP ARTHROPLASTY ASSORTED SIZES AND DIAMETERS | ORTHOPEDIC & SPINAL SUPPLIES
18425 | 4232170400400 | HEAD, OXIDIZED ZIRCONIUM UNCEMENTED TOTAL HIP ARTHROPLASTY, ASSORTED SIZES AND DIAMETERS AS REQUESTED BY END USER | ORTHOPEDIC & SPINAL SUPPLIES
18426 | 4232170101800 | LINER, CERAMIC FOR TOTAL HIP UNCEMENTED, ASSORTED SIZES | ORTHOPEDIC & SPINAL SUPPLIES
18427 | 4232170101600 | CUP, THREE-HOLE FOR TOTAL HIP UNCEMENTED REVISION ASSORTED SIZES AND DIAMETERS WITH CERAMIC LINER | ORTHOPEDIC & SPINAL SUPPLIES
18428 | 4232170101500 | CUP, MULTI-HOLE FOR MODULAR TOTAL HIP UNCEMENTED REVISION ASSORTED SIZES AND DIAMETERS WITH CERAMIC LINER | ORTHOPEDIC & SPINAL SUPPLIES
18429 | 4232170101400 | CUP, CEMENTED PRIMARY TOTAL HIP ARTHROPLASTY WITH HIGHLY CROSSED POLYETHYLENE LINER ASSORTED SIZES AND DIAMETERS | ORTHOPEDIC & SPINAL SUPPLIES
18430 | 4232170101300 | CUP, FOR TOTAL HIP REVISION ASSORTED SIZES AND DIAMETERS | ORTHOPEDIC & SPINAL SUPPLIES
18431 | 4232170101200 | CUP, ACETABULAR DUAL MOBILITY FOR TOTAL HIP UNCEMENTED REVISION, ASSORTED SIZES | ORTHOPEDIC & SPINAL SUPPLIES
18432 | 4232170101100 | CUP, ACETABULAR DUAL MOBILITY FOR TOTAL HIP CEMENTED REVISION, ASSORTED SIZES | ORTHOPEDIC & SPINAL SUPPLIES
18433 | 4232170101700 | CUP, THREE-HOLES ADVANCED COATING HIGH POROSITY, OR EQUIVALENT ASSORTED SIZES WITH CORRESPONDING HIGHLY CROSSLINKED LINER, ORTHOPEDIC | ORTHOPEDIC & SPINAL SUPPLIES
18434 | 4232180100100 | FEMUR COMPONENT, PRIMARY OXIDIZED ZIRCONIUM TOTAL KNEE ARTHROPLASTY LEFT OR RIGHT POSTERIOR STABILIZER ASSORTED TYPES AND SIZES AS REQUESTED BY END USER | ORTHOPEDIC & SPINAL SUPPLIES
18435 | 4232170408700 | HEAD, METAL CEMENTED FOR MODULAR TOTAL HIP ARTHROPLASTY, ASSORTED SIZES AND DIAMETERS | ORTHOPEDIC & SPINAL SUPPLIES
18436 | 4232170408900 | HEAD, METAL UNCEMENTED FOR MODULAR TOTAL HIP ARTHROPLASTY, ASSORTED SIZES AND DIAMETERS | ORTHOPEDIC & SPINAL SUPPLIES
18437 | 4232170841500 | STEM, CALCAR CEMENTED FOR TOTAL HIP ARTHROPLASTY, ASSORTED SIZES AND TAPER | ORTHOPEDIC & SPINAL SUPPLIES
18438 | 4232170841400 | STEM, MODULAR FEMORAL CEMENTED TOTAL HIP ARTHROPLASTY, ASSORTED SIZES AND TAPER | ORTHOPEDIC & SPINAL SUPPLIES
18439 | 4232170841300 | STEM, MICRO FEMORAL FOR PRIMARY TOTAL HIP ARTHROPLASTY, ASSORTED SIZES | ORTHOPEDIC & SPINAL SUPPLIES
18440 | 4232170808300 | STEM, FEMUR FOR HIP DYSPLASIA ARTHROPLASTY, ASSORTED SIZES | ORTHOPEDIC & SPINAL SUPPLIES
18441 | 4232170800000 | STEM, CEMENTED FEMORAL FOR BIPOLAR HIP ASSORTED SIZES AND ASSORTED OFFSETS, ORTHOPEDIC | ORTHOPEDIC & SPINAL SUPPLIES
18442 | 4232170702700 | HEAD, CERAMIC FOR ADVANCED COATING HIGH POROSITY CUP, OR EQUIVALENT, ASSORTED SIZES | ORTHOPEDIC & SPINAL SUPPLIES
18443 | 4232170408800 | HEAD, CERAMIC CEMENTED FOR MODULAR TOTAL HIP ARTHROPLASTY, ASSORTED SIZES AND DIAMETERS | ORTHOPEDIC & SPINAL SUPPLIES
18444 | 4232170700300 | MESH, METAL FOR REVISION HIP ACETABULOPLASTY ASSORTED SIZES AND SHAPES | ORTHOPEDIC & SPINAL SUPPLIES
18445 | 4232170500000 | STEM, DISTAL FEMORAL SILVER COATED, OR EQUIVALENT COMPONENT, ASSORTED LENGTH AND SIZES AS REQUESTED BY END USER, ONCOLOGY | ORTHOPEDIC & SPINAL SUPPLIES
18446 | 4232170409400 | HEAD, METAL FOR TOTAL HIP UNCEMENTED REVISION ARTHROPLASTY ASSORTED SIZES AND DIAMETERS | ORTHOPEDIC & SPINAL SUPPLIES
18447 | 4232170409300 | HEAD, METAL FOR TOTAL HIP CEMENTED REVISION ASSORTED SIZES AND DIAMETERS | ORTHOPEDIC & SPINAL SUPPLIES
18448 | 4232170409200 | HEAD, CERAMIC UNCEMENTED FOR MODULAR TOTAL HIP ARTHROPLASTY, ASSORTED SIZES AND DIAMETERS | ORTHOPEDIC & SPINAL SUPPLIES
18449 | 4232170409100 | HEAD, CERAMIC FOR TOTAL HIP UNCEMENTED REVISION ARTHROPLASTY ASSORTED SIZES AND DIAMETERS | ORTHOPEDIC & SPINAL SUPPLIES
18450 | 4232170409000 | HEAD, CERAMIC FOR TOTAL HIP CEMENTED REVISION ASSORTED SIZES AND DIAMETERS | ORTHOPEDIC & SPINAL SUPPLIES
18451 | 4232170700000 | OUTER HEAD, BIPOLAR WITH RELATED HIGHLY CROSS LINKED POLYETHYLENE INSERTS HIP HEMI ARTHROPLASTY ASSORTED SIZES AS REQUESTED BY END USER | ORTHOPEDIC & SPINAL SUPPLIES
18452 | 4232170101000 | CUP, UNCEMENTED WITH CORRESPONDING POLYETHYLENE INSERT FOR OXIDIZED ZIRCONIUM TOTAL HIP ARTHROPLASTY ASSORTED SIZES AS REQUIRED BY END USER | ORTHOPEDIC & SPINAL SUPPLIES
18453 | 4232180104100 | CEMENTED FEMUR COMPONENT FOR UNICOMPARTMENT KNEE ARTHROPLASTY ASSORTED SIZE S AS REQUESTED BY END USER, ORTHOPEDIC | ORTHOPEDIC & SPINAL SUPPLIES
18454 | 4232180104300 | FEMUR COMPONENT, PRIMARY OXIDIZED ZIRCONIUM TOTAL KNEE ARTHROPLASTY LEFT OR RIGHT CRUCIATE RETAINING ASSORTED TYPES AND SIZES AS REQUESTED BY END USER | ORTHOPEDIC & SPINAL SUPPLIES
18455 | 4232180800100 | INSTRUMENTATION COMPLETE SET FOR UNICOMPARTMENT KNEE ARTHROPLASTY WITH TRIALS AND GRAPHIC TRAY AND BOX, ORTHOPEDIC | ORTHOPEDIC & SPINAL SUPPLIES
18456 | 4232180800200 | MEDIAL PIVOT KNEE TIBIAL COMPONENT ASSORTED SIZES | ORTHOPEDIC & SPINAL SUPPLIES
18457 | 4232180800300 | SET, COMPLETE INSTRUMENTATION FOR MEDIAL-PIVOT SYSTEM, WITH NECESSARY CASES AND IMPLANT TRAYS | ORTHOPEDIC & SPINAL SUPPLIES
18458 | 4232180907500 | TIBIAL METAL AUGMENTATION HALF BLOCK FOR REVISION TOTAL KNEE ARTHROPLASTY ASSORTED SIZES WITH ATTACHING SCREWS, ORTHOPEDIC | ORTHOPEDIC & SPINAL SUPPLIES
18459 | 4232181004100 | CORRESPONDING PROXIMAL TITANIUM LOCKING SCREW, ASSORTED LENGTHS | ORTHOPEDIC & SPINAL SUPPLIES
18460 | 4232181004200 | CORRESPONDING PROXIMAL LOCKING SCREW, FOR 3.5 VARIABLE ANGLE PROXIMAL TIBIAL PLATE, ASSORTED LENGTHS | ORTHOPEDIC & SPINAL SUPPLIES
18461 | 4232181004300 | CORRESPONDING PROXIMAL STAINLESS STEEL LOCKING SCREW, FOR 3.5 PROXIMAL TIBIAL PLATE, ASSORTED LENGTHS | ORTHOPEDIC & SPINAL SUPPLIES
18462 | 4232181004400 | CORRESPONDING PROXIMAL STAINLESS STEEL LOCKING SCREW, FOR 4.5 PROXIMAL TIBIAL PLATE, ASSORTED LENGTHS | ORTHOPEDIC & SPINAL SUPPLIES
18463 | 4232181004500 | CORRESPONDING PROXIMAL TITANIUM LOCKING SCREW, FOR 3.5 PROXIMAL TIBIAL PLATE, ASSORTED LENGTHS | ORTHOPEDIC & SPINAL SUPPLIES
18464 | 4232181004600 | SCREW, SELF-TAPPING DISTAL AND PROXIMAL INTRAMEDULLARY TITANIUM MAGNETIC EXPANDABLE TIBIAL NAILING, ASSORTED DIAMETERS AND LENGTHS | ORTHOPEDIC & SPINAL SUPPLIES
18465 | 4232181300000 | TIBIAL FULL OR HALF WEDGE, FOR REVISION TOTAL KNEE ARTHROPLASTY ASSORTED ANGLES AND SIZES, ORTHOPEDIC | ORTHOPEDIC & SPINAL SUPPLIES
18466 | 4232181600000 | SPACER, ANTIBIOTIC CEMENT ARTICULATING KNEE (FEMORAL) SPACER WITH NECESSARY MOLD, ASSORTED SIZES | ORTHOPEDIC & SPINAL SUPPLIES
18467 | 4232181600100 | SPACER, ANTIBIOTIC CEMENT ARTICULATING KNEE (FEMORAL) SPACER, ASSORTED SIZES | ORTHOPEDIC & SPINAL SUPPLIES
18468 | 4232181600200 | SPACER, ANTIBIOTIC CEMENT ARTICULATING KNEE (TIBIAL) SPACER WITH NECESSARY MOLD, ASSORTED SIZES | ORTHOPEDIC & SPINAL SUPPLIES
18469 | 4232181600300 | SPACER, ANTIBIOTIC CEMENT ARTICULATING KNEE (TIBIAL) SPACER, ASSORTED SIZES | ORTHOPEDIC & SPINAL SUPPLIES
18470 | 4232181700800 | EXTENSION PIECE, FOR INTERCALARY PROSTHESIS, ASSORTED SIZES | ORTHOPEDIC & SPINAL SUPPLIES
18471 | 4232181700900 | EXTENSION PIECE, FOR SILVER COATED, OR EQUIVALENT INTERCALARY PROSTHESIS, ASSORTED SIZES | ORTHOPEDIC & SPINAL SUPPLIES
18472 | 4232190202800 | SHOULDER RADIAL HEAD, MEGAPROSTHESIS TITANIUM SILVER COATED, OR EQUIVALENTS, ASSORTED SIZES | ORTHOPEDIC & SPINAL SUPPLIES
18473 | 4232190001300 | ENDPLATE, FOR MESH CAGE, ASSORTED SIZE AS REQUESTED BY END USER AND SHOULD BE COMPATIBLE WITH MESH CAGE, IT MUST BE COMPATIBLE WITH GROUP 23, SPINAL | ORTHOPEDIC & SPINAL SUPPLIES
18474 | 4232190001200 | SCREW, NON LOCKING FOR REVERSE SHOULDER ARTHROPLASTY ASSORTED SIZES AS REQUESTED BY END USER | ORTHOPEDIC & SPINAL SUPPLIES
18475 | 4232190001100 | SCREW, NON LOCKING FOR MODULAR CONVERTER SHOULDER ARTHROPLASTY ASSORTED SIZES AS REQUESTED BY END USER | ORTHOPEDIC & SPINAL SUPPLIES
18476 | 4232190001000 | SCREW, LOCKING FOR TRAUMA SHOULDER ARTHROPLASTY ASSORTED SIZES AS REQUESTED BY END USER | ORTHOPEDIC & SPINAL SUPPLIES
18477 | 4232190000900 | SCREW, LOCKING FOR MODULAR CONVERTER SHOULDER ARTHROPLASTY ASSORTED SIZES AS REQUESTED BY END USER | ORTHOPEDIC & SPINAL SUPPLIES
18478 | 4232180800000 | HIGHLY CROSSED LINK INSERT FOR UNICOMPARTMENT KNEE ARTHROPLASTY ASSORTED SIZE S, ORTHOPEDIC | ORTHOPEDIC & SPINAL SUPPLIES
18479 | 4232190000800 | SCREW, NON LOCKING FOR TRAUMA SHOULDER ARTHROPLASTY ASSORTED SIZES AS REQUESTED BY END USER | ORTHOPEDIC & SPINAL SUPPLIES
18480 | 4232190000600 | BUTTON, DOUBLE WITH TITANIUM ADJUSTABLE LOOP, OR EQUIVALENT | ORTHOPEDIC & SPINAL SUPPLIES
18481 | 4232190000500 | SHOULDER RADIAL HEAD, MEGAPROSTHESIS TITANIUM, OR EQUIVALENTS, ASSORTED SIZES | ORTHOPEDIC & SPINAL SUPPLIES
18482 | 4232190000400 | SCREW, LOCKING FOR REVERSE SHOULDER ARTHROPLASTY ASSORTED SIZES AS REQUESTED BY END USER | ORTHOPEDIC & SPINAL SUPPLIES
18483 | 4232190000300 | BUTTON, WITHOUT LOOP GRAFT FIXATION, ASSORTED SIZES AS REQUESTED BY END USER | ORTHOPEDIC & SPINAL SUPPLIES
18484 | 4232190000200 | ARTHROSCOPIC, GLENOID BONE LOSS IMPLANTS (BUTTONS, SCREWS OR LOOPS), OR EQUIVALENT | ORTHOPEDIC & SPINAL SUPPLIES
18485 | 4232181701000 | EXTENSION PIECE, SILVER COATED, OR EQUIVALENT FOR TIBIA REPLACEMENT IMPLANT ASSORTED SIZES AS REQUESTED BY END USER, ONCOLOGY | ORTHOPEDIC & SPINAL SUPPLIES
18486 | 4232190000700 | COMPONENT, TRAUMA SHOULDER ARTHROPLASTY INSERT ASSORTED TYPES AND SIZES REQUESTED BY END USER | ORTHOPEDIC & SPINAL SUPPLIES
18487 | 4232180615900 | TIBIAL INSERT, FOR PROXIMAL TIBIA REPLACEMENT ASSORTED SIZE AND LENGTH, RELATED TO SILVER COATED, OR EQUIVALENT IMPLANT, ONCOLOGY | ORTHOPEDIC & SPINAL SUPPLIES
18488 | 4232180615600 | TIBIAL COMPONENT, FIXED BEARING REVISION WITH MODULAR STEMS CEMENTLESS, ASSORTED SIZES | ORTHOPEDIC & SPINAL SUPPLIES
18489 | 4232180615500 | TIBIAL COMPONENT, FIXED BEARING FOR PRIMARY CEMENTLESS TOTAL ANKLE ARTHROPLASTY, ASSORTED SIZES | ORTHOPEDIC & SPINAL SUPPLIES
18490 | 4232180504600 | PLATE, LCP 4.5MM ANATOMIC PROXIMAL MEDIAL TIBIA LEFT OR RIGHT STAINLESS STEEL ASSORTED TYPES AND SIZES AS REQUESTED BY END USER | ORTHOPEDIC & SPINAL SUPPLIES
18491 | 4232180503600 | TIBIAL BASE COMPONENT, PRIMARY OXIDIZED ZIRCONIUM TOTAL KNEE ARTHROPLASTY RIGHT OR LEFT OR UNIVERSAL ASSORTED TYPES AND SIZES AS REQ UESTED BY END USER | ORTHOPEDIC & SPINAL SUPPLIES
18492 | 4232180503500 | BASE, TIBIAL TRAY METAL FOR REVISION TOTAL KNEE ARTHROPLASTY ASSORTED SIZE AS REQUIRED BY END USER, ORTHOPEDIC | ORTHOPEDIC & SPINAL SUPPLIES
18493 | 4232180401500 | PATELLA COMPONENT, CEMENTED PRIMARY TOTAL KNEE ARTHROPLASTY ASSORTED TYPES AND SIZES AS REQUESTED BY END USER | ORTHOPEDIC & SPINAL SUPPLIES
18494 | 4232180401400 | MEDIAL PIVOT PATELLAR COMPONENT ASSORTED SIZES | ORTHOPEDIC & SPINAL SUPPLIES
18495 | 4232180400800 | PATELLAR COMPONENT, FOR REVISION TOTAL KNEE ARTHROPLASTY SIZE ASSORTED SIZES AS REQUIRED BY END USER, ORTHOPEDIC | ORTHOPEDIC & SPINAL SUPPLIES
18496 | 4232180504700 | PLATE, LCP 3.5MM ANATOMIC PROXIMAL MEDIAL TIBIA LEFT OR RIGHT TITANIUM ASSORTED TYPES AND SIZES AS REQUESTED BY END USER | ORTHOPEDIC & SPINAL SUPPLIES
18497 | 4232180400100 | PATELLA COMPONENT, PRIMARY OXIDIZED ZIRCONIUM TOTAL KNEE ARTHROPLASTY ASSORTED TYPES AND SIZES AS REQUESTED BY END USER | ORTHOPEDIC & SPINAL SUPPLIES
18498 | 4214254100600 | NEEDLE, PEDICLE SPINAL TROCAR, ASSORTED LENGTH AND DIAMETER, SPINAL | ORTHOPEDIC & SPINAL SUPPLIES
18499 | 4232180200900 | EXTENSION, FOR BUTTON WITH FIXED LOOP, ASSORTED SIZES | ORTHOPEDIC & SPINAL SUPPLIES
18500 | 4232180200400 | STEM, TIBIAL STRAIGHT OR OFFSET FOR REVISION TOTAL KNEE ARTHROPLASTY ASSORTED SIZES AS REQUIRED BY END USER, ORTHOPEDIC | ORTHOPEDIC & SPINAL SUPPLIES
18501 | 4232180200300 | STEM, FEMORAL STRAIGHT OR OFFSET FOR REVISION TOTAL KNEE ARTHROPLASTY ASSORTED SIZES AND LENGTHS AS REQUIRED BY END USER, ORTHOPEDIC | ORTHOPEDIC & SPINAL SUPPLIES
18502 | 4232180104700 | COMPONENT, FEMORAL FOR HINGED KNEE ARTHROPLASTY, ASSORTED SIZES | ORTHOPEDIC & SPINAL SUPPLIES
18503 | 4232180104400 | SLEEVE, TIBIAL STEPPED FOR BONE DEFECT IN REVISION TOTAL KNEE ARTHROPLASTY ASSORTED SIZES AS REQUESTED BY END USER, ORTHOPEDIC | ORTHOPEDIC & SPINAL SUPPLIES
18504 | 4232180201000 | EXTENSION, FOR BUTTON ADJUSTABLE LOOP FIXATION, ASSORTED SIZES | ORTHOPEDIC & SPINAL SUPPLIES
18505 | 4232180104200 | CEMENTED TIBIAL COMPONENT FOR UNICOMPARTMENT KNEE ARTHROPLASTY ASSORTED SIZE S AS REQUESTED BY END USER, ORTHOPEDIC | ORTHOPEDIC & SPINAL SUPPLIES
18506 | 4232180504800 | PLATE, LCP 3.5MM ANATOMIC PROXIMAL LATERAL TIBIA LEFT OR RIGHT TITANIUM ASSORTED TYPES AND SIZES AS REQUESTED BY END USER | ORTHOPEDIC & SPINAL SUPPLIES
18507 | 4232180505000 | PLATE, LCP 4.5MM ANATOMIC PROXIMAL LATERAL TIBIA LEFT OR RIGHT STAINLESS STEEL ASSORTED TYPES AND SIZES AS REQUESTED BY END USER | ORTHOPEDIC & SPINAL SUPPLIES
18508 | 4232180615400 | TIBIAL COMPONENT, FIXED BEARING FOR PRIMARY CEMENTED TOTAL ANKLE ARTHROPLASTY, ASSORTED SIZES | ORTHOPEDIC & SPINAL SUPPLIES
18509 | 4232180615300 | TIBIAL COMPONENT, FIXED BEARING FOR COMPLEX PRIMARY CEMENTED TOTAL ANKLE ARTHROPLASTY, ASSORTED SIZES | ORTHOPEDIC & SPINAL SUPPLIES
18510 | 4232180615200 | TIBIAL BEARING COMPONENT ROTATING OR EQUIVALENT ASSORTED SIZES AND THICKNESS, SILVER COATED, OR EQUIVALENT ONCOLOGY | ORTHOPEDIC & SPINAL SUPPLIES
18511 | 4232180615100 | COMPONENT, PROXIMAL STEM, SILVER COATED, OR EQUIVALENT, FOR INTERCALARY PROSTHESIS, ASSORTED SIZES | ORTHOPEDIC & SPINAL SUPPLIES
18512 | 4232180615000 | COMPONENT, DISTAL STEM, SILVER COATED OR EQUIVALENT, FOR INTERCALARY PROSTHESIS, ASSORTED SIZES | ORTHOPEDIC & SPINAL SUPPLIES
18513 | 4232180614900 | COMPONENT, ALL POLYETHYLENE TIBIA (HIGHLY CROSSED LINKED), ASSORTED SIZES, RELATED TO SILVER COATED, OR EQUIVALENT IMPLANT | ORTHOPEDIC & SPINAL SUPPLIES
18514 | 4232180504900 | PLATE, LCP 3.5MM ANATOMIC PROXIMAL MEDIAL TIBIA LEFT OR RIGHT STAINLESS STEEL ASSORTED TYPES AND SIZES AS REQUESTED BY END USER | ORTHOPEDIC & SPINAL SUPPLIES
18515 | 4232180614800 | COMPONENT, PROXIMAL STEM FOR INTERCALARY PROSTHESIS, ASSORTED SIZES | ORTHOPEDIC & SPINAL SUPPLIES
18516 | 4232180609500 | INSERT, TIBIAL POSTERIOR STABILIZER FOR REVISION TOTAL KNEE ARTHROPLASTY ASSORTED SIZES AND THICKNESS AS REQUIRED BY END USER, ORTHOPEDIC | ORTHOPEDIC & SPINAL SUPPLIES
18517 | 4232180609400 | INSERT COMPONENT, PRIMARY OXIDIZED ZIRCONIUM TOTAL KNEE ARTHROPLASTY RIGHT OR LEFT CRUCIATE RETAINING OR POSTERIOR STABILIZER ASSORTED TYPES AND SIZES AS REQUESTED BY END USER | ORTHOPEDIC & SPINAL SUPPLIES
18518 | 4232180505400 | TIBIAL TRAY (BASEPLATE WITH KEEL) ASSORTED THICKNESS AND SIZES, SILVER COATED, OR EQUIVALENT ONCOLOGY | ORTHOPEDIC & SPINAL SUPPLIES
18519 | 4232180505300 | TIBIA BASEPLATE STEM, SILVER COATED, OR EQUIVALENT ASSORTED LENGTH AND SIZES, ONCOLOGY | ORTHOPEDIC & SPINAL SUPPLIES
18520 | 4232180505200 | PLATE, LCP 4.5MM ANATOMIC PROXIMAL MEDIAL TIBIA LEFT OR RIGHT TITANIUM ASSORTED TYPES AND SIZES AS REQUESTED BY END USER | ORTHOPEDIC & SPINAL SUPPLIES
18521 | 4232180505100 | PLATE, LCP 4.5MM ANATOMIC PROXIMAL LATERAL TIBIA LEFT OR RIGHT TITANIUM ASSORTED TYPES AND SIZES AS REQUESTED BY END USER | ORTHOPEDIC & SPINAL SUPPLIES
18522 | 4232180614700 | COMPONENT, DISTAL STEM FOR INTERCALARY PROSTHESIS, ASSORTED SIZES | ORTHOPEDIC & SPINAL SUPPLIES
18523 | 4232190202900 | HUMERUS HEAD, MEGAPROSTHESIS TITANIUM SILVER COATED, OR EQUIVALENTS, ASSORTED SIZES | ORTHOPEDIC & SPINAL SUPPLIES
18524 | 4232170100900 | CUP, UNCEMENTED WITH CORRESPONDING CERAMIC INSERT FOR OXIDIZED ZIRCONIUM TOTAL HIP ARTHROPLASTY ASSORTED SIZES AS REQUIRED BY END USER | ORTHOPEDIC & SPINAL SUPPLIES
18525 | 4232170100100 | CUP, MULTI-HOLE ADVANCED COATING HIGH POROSITY, OR EQUIVALENT ASSORTED SIZES WITH CORRESPONDING HIGHLY CROSSLINKED LINER, ORTHOPEDIC | ORTHOPEDIC & SPINAL SUPPLIES
18526 | 4232161098700 | SCREW FOR DYNAMIC PLATE, TITANIUM ANTERIOR CERVICAL ASSORTED LENGTH AS REQUESTED BY END USER, SPINAL | ORTHOPEDIC & SPINAL SUPPLIES
18527 | 4232161098800 | SCREW TITANIUM PEDICLE 4 MM DIAMETER, ASSORTED LENGTH WITH PROPER LOCKING MECHANISM AS REQUESTED BY THE END USERS, SPINAL | ORTHOPEDIC & SPINAL SUPPLIES
18528 | 4232161098900 | SCREW TITANIUM PEDICLE 5 MM DIAMETER, ASSORTED LENGTH WITH PROPER LOCKING MECHANISM AS REQUESTED BY THE END USERS, SPINAL | ORTHOPEDIC & SPINAL SUPPLIES
18529 | 4232161099000 | SCREW TITANIUM PEDICLE 6 MM DIAMETER, ASSORTED LENGTH WITH PROPER LOCKING MECHANISM AS REQUESTED BY THE END USERS, SPINAL | ORTHOPEDIC & SPINAL SUPPLIES
18530 | 4232161099100 | SCREW TITANIUM PEDICLE 7 MM DIAMETER, ASSORTED LENGTH WITH PROPER LOCKING MECHANISM AS REQUESTED BY THE END USERS, SPINAL | ORTHOPEDIC & SPINAL SUPPLIES
18531 | 4232161099200 | SCREW CANNULATED LATERAL MASS TITANIUM 4.0 MM DIAMETER ASSORTED LENGTH WITH PROPER LOCKING MECHANISM SPINAL | ORTHOPEDIC & SPINAL SUPPLIES
18532 | 4232161099300 | SCREW, TITANIUM (CORPOREAL) ASSORTED SIZE LOW PROFILE FOR ANTERIOR THORACOLUMBAR FIXATION WITH PROPER LOCKING MECHANISM, SPINAL | ORTHOPEDIC & SPINAL SUPPLIES
18533 | 4232161099400 | SCREW, TITANIUM ANTERIOR CERVICAL ASSORTED LONG WITH LOCKING MECHANISM OR EQUIVALENT, SPINAL | ORTHOPEDIC & SPINAL SUPPLIES
18534 | 4232161099500 | SCREW, TITANIUM FOR ANTERIOR CERVICAL PLATE FOR DISC FUSION ASSORTED DIAMETER, ASSORTED TYPE, ASSORTED LENGTH AS REQUESTED BY END USER, SPINAL | ORTHOPEDIC & SPINAL SUPPLIES
18535 | 4232161099600 | SCREW (MONOAXIAL) FOR DEFORMITY WITH TOP REDUCTION MECHANISM, TITANIUM PEDICLE ASSORTED DIAMETER, ASSORTED LENGTH WITH PROPER LOCKING MECHANISM AS REQUESTED BY END USER, FOR ADULT, SPINAL | ORTHOPEDIC & SPINAL SUPPLIES
18536 | 4232161099700 | FIXED HEAD SCREW TITANIUM PEDICLE 4 MM DIAMETER, ASSORTED LONG WITH PROPER LOCKING MECHANISM AS REQUESTED BY THE END USERS, SPINAL | ORTHOPEDIC & SPINAL SUPPLIES
18537 | 4232161099800 | FIXED HEAD SCREW TITANIUM PEDICLE 5 MM DIAMETER, ASSORTED LONG WITH PROPER LOCKING MECHANISM AS REQUESTED BY THE END USERS, SPINAL | ORTHOPEDIC & SPINAL SUPPLIES
18538 | 4232161099900 | FIXED HEAD SCREW TITANIUM PEDICLE 6 MM DIAMETER, ASSORTED LONG WITH PROPER LOCKING MECHANISM AS REQUESTED BY THE END USERS, SPINAL | ORTHOPEDIC & SPINAL SUPPLIES
18539 | 4232161100100 | PLATE, TITANIUM ANTERIOR CERVICAL TWO LEVELS LOW PROFILE WITH LOCKING MECHANISM, ASSORTED SIZE S AS REQUIRED BY END USERS, SPINAL | ORTHOPEDIC & SPINAL SUPPLIES
18540 | 4232161105700 | PLATE, TITANIUM ANTERIOR CERVICAL FOUR LEVELS LOW PROFILE WITH LOCKING MECHANISM, ASSORTED SIZE S AS REQUIRED BY END USERS, SPINAL | ORTHOPEDIC & SPINAL SUPPLIES
18541 | 4232161105800 | PLATE, TITANIUM ANTERIOR CERVICAL THREE LEVELS LOW PROFILE WITH LOCKING MECHANISM, ASSORTED SIZE S AS REQUIRED BY END USERS, SPINAL | ORTHOPEDIC & SPINAL SUPPLIES
18542 | 4232161114700 | FIXED HEAD SCREW TITANIUM PEDICLE 7 MM DIAMETER, ASSORTED LONG WITH PROPER LOCKING MECHANISM AS REQUESTED BY THE END USERS, SPINAL | ORTHOPEDIC & SPINAL SUPPLIES
18543 | 4232161201100 | SCREW, REDUCTION CANNULATED, TITANIUM 3.5 MM, FOR LATERAL MASS WITH PROPER LOCKING MECHANISM, ASSORTED LENGTH, SPINAL | ORTHOPEDIC & SPINAL SUPPLIES
18544 | 4232161201000 | SCREW, POLYAXIAL CORTICAL FIX PEDICLE WITH PROPER LOCKING MECHANISM, ASSORTED SIZES, ASSORTED LENGTH SPINAL | ORTHOPEDIC & SPINAL SUPPLIES
18545 | 4232161200900 | SCREW, FOR POSTERIOR CERVICAL DEFORMITY (HIGH VARIABLE ANGLE MORE THAN 45 DEGREES) FIXATION, WITH HIGH VARIABLE ANGLE, LATERAL MASS, TITANIUM, POLYAXIAL, CANCELLOUS, 3.5 MM DIAMETER, ASSORTED LENGTH, COMPATIBLE WITH THE ROD WITH PROPER LOCKING MECHANISM, SPINAL | ORTHOPEDIC & SPINAL SUPPLIES
18546 | 4232161200800 | SET SCREW, LOCKING MECHANISM, FOR POSTERIOR CERVICAL FIXATION, SPINAL | ORTHOPEDIC & SPINAL SUPPLIES
18547 | 4232161200700 | DILATION SLEEVE, GRADUATED, INNER DIAMETER 5.3 MM, OUTER DIAMETER 8.9 MM, LENGTH 21 CM, OR EQUIVALENT, SPINAL | ORTHOPEDIC & SPINAL SUPPLIES
18548 | 4232161200600 | DILATION SLEEVE, GRADUATED, INNER DIAMETER 1.5 MM, OUTER DIAMETER 5.2 MM, LENGTH 23 CM, OR EQUIVALENT, SPINAL | ORTHOPEDIC & SPINAL SUPPLIES
18549 | 4232161098600 | SCREW (UNIAXIAL) FOR DEFORMITY WITH TOP REDUCTION MECHANISM, TITANIUM PEDICLE ASSORTED DIAMETER, ASSORTED LENGTH WITH PROPER LOCKING MECHANISM AS REQUESTED BY END USER, FOR ADULT, SPINAL | ORTHOPEDIC & SPINAL SUPPLIES
18550 | 4232161200500 | DILATION SLEEVE GRADUATED, OUTER DIAMETER 20.9 MM, INNER DIAMETER 19 MM, LENGTH 13 CM, OR EQUIVALENT, SPINAL | ORTHOPEDIC & SPINAL SUPPLIES
18551 | 4232161200300 | DILATION SLEEVE, GRADUATED, INNER DIAMETER 17.1 MM, OUTER DIAMETER 18.9 MM, LENGTH 14 CM, OR EQUIVALENT, SPINAL | ORTHOPEDIC & SPINAL SUPPLIES
18552 | 4232161200200 | DILATION SLEEVE GRADUATED, OUTER DIAMETER 16.9 MM, INNER DIAMETER 15.1 MM, LENGTH 15 CM, OR EQUIVALENT, SPINAL | ORTHOPEDIC & SPINAL SUPPLIES
18553 | 4232161200100 | DILATION SLEEVE GRADUATED, OUTER DIAMETER 14.9 MM, INNER DIAMETER 12.9 MM, LENGTH 17 CM, OR EQUIVALENT, SPINAL | ORTHOPEDIC & SPINAL SUPPLIES
18554 | 4232161115400 | PLATE, TITANIUM, OCCIPITAL SIZE AND SHAPE ACCORDING TO END USER FOR POSTERIOR OCCIPITOCERVICAL FIXATION WITH LOCKING MECHANISM, COMPATIBLE WITH NAVIGATION SYSTEM, SPINAL | ORTHOPEDIC & SPINAL SUPPLIES
18555 | 4232161114900 | POLYAXIAL SCREWS MINIMALLY INVASIVE THORACOLUMBAR FIXATION, ASSORTED DIAMETER, ASSORTED SIZE, COMPATIBLE WITH NAVIGATION SYSTEM, SPINAL | ORTHOPEDIC & SPINAL SUPPLIES
18556 | 4232161114800 | POLYAXIAL CEMENT AUGMENTED TITANIUM PEDICLE SCREW, ASSORTED SIZES, ASSORTED LENGTH WITH PROPER LOCKING MECHANISM, SPINAL | ORTHOPEDIC & SPINAL SUPPLIES
18557 | 4232161200400 | DILATION SLEEVE, GRADUATED, INNER DIAMETER 9 MM, OUTER DIAMETER 12.7 MM, LENGTH 19 CM, OR EQUIVALENT, SPINAL | ORTHOPEDIC & SPINAL SUPPLIES
18558 | 4232161098500 | SCREW, TITANIUM ILIAC 7 MM DIAMETER, ASSORTED LONG WITH PROPER LOCKING MECHANISM OR EQUIVALENT AS REQUESTED BY THE END USERS, SPINAL | ORTHOPEDIC & SPINAL SUPPLIES
18559 | 4232161098400 | SCREW, LATERAL MASS, TITANIUM, POLYAXIAL, CANCELLOUS, 3.5 MM DIAMETER, ASSORTED LENGTH, COMPATIBLE WITH THE ROD, SPINAL | ORTHOPEDIC & SPINAL SUPPLIES
18560 | 4232161098300 | SCREW REDUCTION TITANIUM PEDICLE 7.5 MM DIAMETER, ASSORTED LENGTH WITH PROPER LOCKING MECHANISM OR EQUIVALENT AS REQUESTED BY THE END USERS, SPINAL | ORTHOPEDIC & SPINAL SUPPLIES
18561 | 4232161096400 | FIXED HEAD SCREW TITANIUM PEDICLE 4.5 MM DIAMETER, ASSORTED LENGTH WITH PROPER LOCKING MECHANISM AS REQUESTED BY THE END USERS, SPINAL | ORTHOPEDIC & SPINAL SUPPLIES
18562 | 4232161096300 | SCREW REDUCTION TITANIUM PEDICLE 6 MM DIAMETER, ASSORTED LENGTH WITH PROPER LOCKING MECHANISM OR EQUIVALENT AS REQUESTED BY THE END USERS, SPINAL | ORTHOPEDIC & SPINAL SUPPLIES
18563 | 4232161096200 | SCREW REDUCTION TITANIUM PEDICLE 5 MM DIAMETER, ASSORTED LENGTH WITH PROPER LOCKING MECHANISM OR EQUIVALENT, SPINAL | ORTHOPEDIC & SPINAL SUPPLIES
18564 | 4232161096100 | SCREW, TITANIUM PEDICLE UNIAXIAL 6 MM DIAMETER, ASSORTED LENGTH WITH PROPER LOCKING MECHANISM AS REQUESTED BY THE END USERS, SPINAL | ORTHOPEDIC & SPINAL SUPPLIES
18565 | 4232161096000 | SCREW, TITANIUM PEDICLE UNIAXIAL 5 MM DIAMETER, ASSORTED LENGTH WITH PROPER LOCKING MECHANISM AS REQUESTED BY THE END USERS, SPINAL | ORTHOPEDIC & SPINAL SUPPLIES
18566 | 4232161095900 | SCREW, TITANIUM PEDICLE POLYAXIAL 7 MM DIAMETER, ASSORTED LENGTH WITH PROPER LOCKING MECHANISM OR EQUIVALENT AS REQUESTED BY THE END USERS, SPINAL | ORTHOPEDIC & SPINAL SUPPLIES
18567 | 4232161096500 | FIXED HEAD SCREW TITANIUM PEDICLE 5.5 MM DIAMETER, ASSORTED LENGTH WITH PROPER LOCKING MECHANISM AS REQUESTED BY THE END USERS, SPINAL | ORTHOPEDIC & SPINAL SUPPLIES
18568 | 4232161095800 | SCREW, TITANIUM PEDICLE POLYAXIAL 6 MM DIAMETER, ASSORTED LENGTH WITH PROPER LOCKING MECHANISM OR EQUIVALENT AS REQUESTED BY THE END USERS, SPINAL | ORTHOPEDIC & SPINAL SUPPLIES
18569 | 4232161095600 | SCREW, TITANIUM PEDICLE POLYAXIAL 4 MM DIAMETER, ASSORTED LENGTH WITH PROPER LOCKING MECHANISM OR EQUIVALENT AS REQUESTED BY THE END USERS, SPINAL | ORTHOPEDIC & SPINAL SUPPLIES
18570 | 4232161095500 | SCREW, SAVING TITANIUM 4 MM DIAM, ASSORTED LENGTH FOR LATERAL MASS, SPINAL | ORTHOPEDIC & SPINAL SUPPLIES
18571 | 4232161095400 | SCREWS, TITANIUM FOR ANTERIOR CERVICAL STAND ALONE INTERBODY FUSION CAGES, ASSORTED TYPES AND SHAPES, ASSORTED DIAMETER, ASSORTED LENGTH, SPINAL | ORTHOPEDIC & SPINAL SUPPLIES
18572 | 4232161095300 | SCREW LOCKING FOR ANTERIOR LUMBAR INTERBODY FUSION (ALIF) TITANIUM ASSORTED DIAMETER ASSORTED LENGTH AS REQUESTED BY END USER SPINAL | ORTHOPEDIC & SPINAL SUPPLIES
18573 | 4232161095200 | SCREWS, POLYAXIAL, TITANIUM CANNULATED FOR MULTI LEVEL POSTERIOR PERCUTANEOUS MINIMAL INVASIVE THORACOLUMBAR FIXATION WITH PROPER LOCKING MECHANISM, ASSORTED DIAMETER, ASSORTED LENGTH AS REQUESTED BY END USER, SPINAL | ORTHOPEDIC & SPINAL SUPPLIES
18574 | 4232161091900 | MEDIAL PIVOT KNEE FEMORAL COMPONENT ASSORTED SIZES | ORTHOPEDIC & SPINAL SUPPLIES
18575 | 4232161095700 | SCREW, TITANIUM PEDICLE POLYAXIAL 5 MM DIAMETER, ASSORTED LENGTH WITH PROPER LOCKING MECHANISM OR EQUIVALENT AS REQUESTED BY THE END USERS, SPINAL | ORTHOPEDIC & SPINAL SUPPLIES
18576 | 4232161201200 | SCREW, REDUCTION CANNULATED TITANIUM 4.0 MM, FOR LATERAL MASS WITH PROPER LOCKING MECHANISM, ASSORTED LENGTH, SPINAL | ORTHOPEDIC & SPINAL SUPPLIES
18577 | 4232150030100 | SCREW, LOCKED HEAD 3.5MM OR EQUIVALENT FOR STAINLESS STEEL SUPERIOR ANTERIOR CLAVICLE PLATE, ASSORTED SIZES | ORTHOPEDIC & SPINAL SUPPLIES
18578 | 4232161096800 | SCREW (POLYAXIAL) (OPEN OR CLOSED SCREW HEAD ON DEMAND) FOR DEFORMITY WITH TOP REDUCTION MECHANISM, TITANIUM, ILIAC, ASSORTED DIAMETER, ASSORTED LENGTH WITH PROPER LOCKING MECHANISM AS REQUESTED BY END USER, FOR ADULT, SPINAL | ORTHOPEDIC & SPINAL SUPPLIES
18579 | 4232161098200 | SCREW REDUCTION TITANIUM PEDICLE 7.0 MM DIAMETER, ASSORTED LENGTH WITH PROPER LOCKING MECHANISM OR EQUIVALENT AS REQUESTED BY THE END USERS, SPINAL | ORTHOPEDIC & SPINAL SUPPLIES
18580 | 4232161098100 | SCREW REDUCTION TITANIUM PEDICLE 6.5 MM DIAMETER, ASSORTED LENGTH WITH PROPER LOCKING MECHANISM OR EQUIVALENT AS REQUESTED BY THE END USERS, SPINAL | ORTHOPEDIC & SPINAL SUPPLIES
18581 | 4232161098000 | SCREW REDUCTION TITANIUM PEDICLE 5.5 MM DIAMETER, ASSORTED LENGTH WITH PROPER LOCKING MECHANISM OR EQUIVALENT AS REQUESTED BY THE END USERS, SPINAL | ORTHOPEDIC & SPINAL SUPPLIES
18582 | 4232161097900 | SCREW REDUCTION TITANIUM PEDICLE 4.5 MM DIAMETER, ASSORTED LENGTH WITH PROPER LOCKING MECHANISM OR EQUIVALENT, SPINAL | ORTHOPEDIC & SPINAL SUPPLIES
18583 | 4232161097800 | SCREW (POLYAXIAL) FOR DEFORMITY WITH TOP REDUCTION MECHANISM, TITANIUM PEDICLE ASSORTED DIAMETER, ASSORTED LENGTH WITH PROPER LOCKING MECHANISM AS REQUESTED BY END USER, FOR ADULT, SPINAL | ORTHOPEDIC & SPINAL SUPPLIES
18584 | 4232161097700 | SAVING SCREW, TITANIUM ANTERIOR CERVICAL ASSORTED LENGTH WITH LOCKING MECHANISM OR EQUIVALENT, SPINAL | ORTHOPEDIC & SPINAL SUPPLIES
18585 | 4232161096700 | POLYAXIAL SCREWS MINIMALLY INVASIVE THORACOLUMBAR FIXATION WITH PROPER LOCKING MECHANISM, ASSORTED DIAMETER, ASSORTED SIZE, FOR CEMENT AUGMENTED, SPINAL | ORTHOPEDIC & SPINAL SUPPLIES
18586 | 4232161097600 | SCREW, TITANIUM PEDICLE UNIAXIAL 6.5 MM DIAMETER, ASSORTED LENGTH WITH PROPER LOCKING MECHANISM AS REQUESTED BY THE END USERS, SPINAL | ORTHOPEDIC & SPINAL SUPPLIES
18587 | 4232161097400 | SCREW, TITANIUM PEDICLE UNIAXIAL 4.5 MM DIAMETER, ASSORTED LENGTH WITH PROPER LOCKING MECHANISM AS REQUESTED BY THE END USERS, SPINAL | ORTHOPEDIC & SPINAL SUPPLIES
18588 | 4232161097300 | SCREW, TITANIUM PEDICLE POLYAXIAL 7.5 MM DIAMETER, ASSORTED LENGTH WITH PROPER LOCKING MECHANISM OR EQUIVALENT AS REQUESTED BY THE END USERS, SPINAL | ORTHOPEDIC & SPINAL SUPPLIES
18589 | 4232161097200 | SCREW, TITANIUM PEDICLE POLYAXIAL 6.5 MM DIAMETER, ASSORTED LENGTH WITH PROPER LOCKING MECHANISM OR EQUIVALENT AS REQUESTED BY THE END USERS, SPINAL | ORTHOPEDIC & SPINAL SUPPLIES
18590 | 4232161097100 | SCREW, TITANIUM PEDICLE POLYAXIAL 5.5 MM DIAMETER, ASSORTED LENGTH WITH PROPER LOCKING MECHANISM OR EQUIVALENT AS REQUESTED BY THE END USERS, SPINAL | ORTHOPEDIC & SPINAL SUPPLIES
18591 | 4232161097000 | SCREW, TITANIUM PEDICLE POLYAXIAL 4.5 MM DIAMETER, ASSORTED LENGTH WITH PROPER LOCKING MECHANISM OR EQUIVALENT AS REQUESTED BY THE END USERS, SPINAL | ORTHOPEDIC & SPINAL SUPPLIES
18592 | 4232161096900 | SCREW, LATERAL MASS, TITANIUM, POLYAXIAL, CANCELLOUS, 3.5 MM DIAMETER, ASSORTED LENGTH PARTIALLY THREADED, COMPATIBLE WITH THE ROD, SPINAL | ORTHOPEDIC & SPINAL SUPPLIES
18593 | 4232161097500 | SCREW, TITANIUM PEDICLE UNIAXIAL 5.5 MM DIAMETER, ASSORTED LENGTH WITH PROPER LOCKING MECHANISM AS REQUESTED BY THE END USERS, SPINAL | ORTHOPEDIC & SPINAL SUPPLIES
18594 | 4232170100500 | CUP, ACETABULAR AND CORRESPONDING INSERT FOR HIP DYSPLASIA ARTHROPLASTY ASSORTED SIZES AS REQUIRED BY END USER, ORTHOPEDIC | ORTHOPEDIC & SPINAL SUPPLIES
18595 | 4232161201300 | SCREW OCCIPITAL, FOR POSTERIOR CERVICAL DEFORMITY (HIGH VARIABLE ANGLE MORE THAN 45 DEGREES) FIXATION, TITANIUM, ASSORTED DIAMETER, ASSORTED LENGTH AS REQUESTED BY END USER, SPINAL | ORTHOPEDIC & SPINAL SUPPLIES
18596 | 4232161201500 | SCREW, ANTERIOR LUMBAR STAND ALONE INTERBODY FUSION CAGES, ASSORTED TYPES AND SHAPES, ASSORTED DIAMETER, ASSORTED LENGTH, SPINAL | ORTHOPEDIC & SPINAL SUPPLIES
18597 | 4232162204700 | BONE MORPHOGENIC PROTEIN KIT MEDIUM SPINAL | ORTHOPEDIC & SPINAL SUPPLIES
18598 | 4232162206800 | COMPLETE INSTRUMENTATION SET, TITANIUM, EXPANDABLE FOR POSTERIOR LUMBAR INTERBODY FUSION (PLIF) | ORTHOPEDIC & SPINAL SUPPLIES
18599 | 4232162206900 | COMPLETE INSTRUMENTATION SET FOR CANNULATED MINIMALLY INVASIVE THORACOLUMBAR FIXATION, FOR CEMENT AUGMENTED | ORTHOPEDIC & SPINAL SUPPLIES
18600 | 4232162207000 | COMPLETE INSTRUMENTATION SET, EXPANDABLE LORDOTIC FOR POSTERIOR LUMBAR INTERBODY FUSION (PLIF) | ORTHOPEDIC & SPINAL SUPPLIES
18601 | 4232162207100 | SPINE NIM PEDICLE ACCESS KIT OR EQUIVALENT | ORTHOPEDIC & SPINAL SUPPLIES
18602 | 4232162208100 | INSTRUMENTATION AND IMPLANT SET COMPLETE AND NECESSARY CASE (TRAY, BOX, LID) FOR SCREW, ROD AND CORPOREAL PLATE FOR ANTERIOR THORACOLUMBAR FIXATION, SPINAL | ORTHOPEDIC & SPINAL SUPPLIES
18603 | 4232162208200 | INSTRUMENTATION AND IMPLANT SET COMPLETE AND NECESSARY STERILIZATION TRAY FOR LOW PROFILE ANTERIOR CERVICAL PLATE AND SCREW FIXATION, SPINAL | ORTHOPEDIC & SPINAL SUPPLIES
18604 | 4232162300000 | SCREW, TITANIUM ILIAC 7.5 MM DIAMETER, ASSORTED LONG WITH PROPER LOCKING MECHANISM OR EQUIVALENT AS REQUESTED BY THE END USERS, SPINAL | ORTHOPEDIC & SPINAL SUPPLIES
18605 | 4232162300100 | SCREW, TITANIUM ILIAC 8 MM DIAMETER, ASSORTED LONG WITH PROPER LOCKING MECHANISM OR EQUIVALENT AS REQUESTED BY THE END USERS, SPINAL | ORTHOPEDIC & SPINAL SUPPLIES
18606 | 4232162300200 | SCREW, TITANIUM ILIAC 8.5 MM DIAMETER, ASSORTED LONG WITH PROPER LOCKING MECHANISM OR EQUIVALENT AS REQUESTED BY THE END USERS, SPINAL | ORTHOPEDIC & SPINAL SUPPLIES
18607 | 4232162300300 | SCREW, TITANIUM ILIAC 9.5 MM DIAMETER, ASSORTED LONG WITH PROPER LOCKING MECHANISM OR EQUIVALENT AS REQUESTED BY THE END USERS, SPINAL | ORTHOPEDIC & SPINAL SUPPLIES
18608 | 4232170000000 | SCREW, ACETABULAR FOR UNCEMENTED TOTAL HIP ARTHROPLASTY, ASSORTED SIZES | ORTHOPEDIC & SPINAL SUPPLIES
18609 | 4232170000100 | SCREW, CORTICAL FOR LOW PROFILE PELVIS RECONSTRUCTION PLATING, ASSORTED SIZES | ORTHOPEDIC & SPINAL SUPPLIES
18610 | 4232170000300 | HEAD, FOR MICRO STEM IN PRIMARY TOTAL HIP ARTHROPLASTY, ASSORTED SIZES | ORTHOPEDIC & SPINAL SUPPLIES
18611 | 4232170000400 | SCREW, CORTICAL FOR TITANIUM DYNAMIC CONDYLAR AND HIP SCREW, ASSORTED SIZES | ORTHOPEDIC & SPINAL SUPPLIES
18612 | 4232170000500 | SCREW, CUP FOR TOTAL HIP UNCEMENTED REVISION, ASSORTED SIZES | ORTHOPEDIC & SPINAL SUPPLIES
18613 | 4232170000600 | SCREW, LAG FOR DYNAMIC TITANIUM CONDYLAR AND HIP SCREW, ASSORTED SIZES | ORTHOPEDIC & SPINAL SUPPLIES
18614 | 4232170002700 | SCREW, FOR HIP ARTHROPLASTY, ASSORTED SIZES AND DIAMETERS | ORTHOPEDIC & SPINAL SUPPLIES
18615 | 4232170002600 | NECK, MODULAR FOR TOTAL HIP UNCEMENTED REVISION ASSORTED SIZES AND DIAMETERS | ORTHOPEDIC & SPINAL SUPPLIES
18616 | 4232170002500 | NECK, FOR MODULAR HIP SYSTEM FOR DDH WITH PROXIMAL SLEEVE ASSORTED SIZES COMPATIBLE WITH DDH | ORTHOPEDIC & SPINAL SUPPLIES
18617 | 4232170002400 | CANNULA, SOLID FOR HIP ARTHROSCOPY WITH OBTURATOR, ASSORTED TYPES AND SIZES, DISPOSABLE | ORTHOPEDIC & SPINAL SUPPLIES
18618 | 4232170002300 | PLATE, FOR INFANT LOCKED VARIABLE ANGLE HIP SCREW, ASSORTED SIZES | ORTHOPEDIC & SPINAL SUPPLIES
18619 | 4232170002200 | CUP, ACETABULAR DUAL MOBILITY FOR TOTAL HIP CEMENTED PRIMARY, ASSORTED SIZES | ORTHOPEDIC & SPINAL SUPPLIES
18620 | 4232162204300 | SPINE REFERENCING SET, MAST TAPS, 5.5/6.0 DRIVERS, TAPS SET AWL - TIP, NAVIGATED LATERAL MAS POSTERIOR CERVICAL INSTR . | ORTHOPEDIC & SPINAL SUPPLIES
18621 | 4232170002100 | CUP, ACETABULAR DUAL MOBILITY FOR TOTAL HIP UNCEMENTED PRIMARY, ASSORTED SIZES | ORTHOPEDIC & SPINAL SUPPLIES
18622 | 4232170001900 | SCREW, LOCKED HEAD FOR DORSAL DISTAL RADIUS FIXATION TITANIUM ASSORTED LENGTHS AND SIZES | ORTHOPEDIC & SPINAL SUPPLIES
18623 | 4232170001600 | SCREW, ACETABULAR FOR UNCEMENTED OXIDIZED ZIRCONIUM TOTAL HIP ARTHROPLASTY, ASSORTED SIZES | ORTHOPEDIC & SPINAL SUPPLIES
18624 | 4232170001400 | SCREW, LOCKED HEAD FOR TITANIUM DYNAMIC CONDYLAR AND HIP SCREW, ASSORTED SIZES | ORTHOPEDIC & SPINAL SUPPLIES
18625 | 4232170001200 | SCREW, LOCKED HEAD FOR LOW PROFILE PELVIC RECONSTRUCTION PLATING, ASSORTED SIZES | ORTHOPEDIC & SPINAL SUPPLIES
18626 | 4232170001100 | SCREW, LOCKED HEAD FOR DYNAMIC HIP SCREW PLATE STAINLESS STEEL ASSORTED SIZES AS REQUESTED BY END USER | ORTHOPEDIC & SPINAL SUPPLIES
18627 | 4232170000800 | SCREW, TITANIUM DISTAL FOR DYNAMIC HIP SCREW | ORTHOPEDIC & SPINAL SUPPLIES
18628 | 4232170002000 | PLATE, FOR PEDIATRIC LOCKED VARIABLE ANGLE HIP SCREW, ASSORTED SIZES | ORTHOPEDIC & SPINAL SUPPLIES
18629 | 4232162203700 | ROD TITANIUM 5.5 MM X 500 OR EQUIVALENT, SPINAL | ORTHOPEDIC & SPINAL SUPPLIES
18630 | 4232162201800 | INSTRUMENTATION SET COMPLETE AND NECESSARY STERILIZATION CASE (TRAY, BOX, LID) FOR STAND ALONE ANTERIOR CERVICAL INTERBODY FUSION CAGES, SPINA L | ORTHOPEDIC & SPINAL SUPPLIES
18631 | 4232162201400 | INSTRUMENTATION SET COMPLETE AND NECESSARY STERILIZATION CASE (TRAY, BOX AND LID) FOR POSTERIOR THORACOLUMBOSACRAL FIXATION, SPINAL | ORTHOPEDIC & SPINAL SUPPLIES
18632 | 4232161606400 | CONNECTOR, ILIO-LUMBAR (LATERAL CONNECTOR), ASSORTED SIZES AS REQUESTED BY END USER | ORTHOPEDIC & SPINAL SUPPLIES
18633 | 4232161606300 | CONNECTOR, END TO END WITH PROPER LOCKING MECHANISM, FOR 5.5 - 5.5 MM ROD, ASSORTED SIZES AS REQUESTED BY END USER | ORTHOPEDIC & SPINAL SUPPLIES
18634 | 4232161606200 | CONNECTOR, SIDE TO SIDE, CLOSED TO OPEN (WIDE AND NARROW) WITH PROPER LOCKING MECHANISM, FOR 5.5 - 5.5 MM ROD, ASSORTED SIZES AS REQUESTED BY END USER | ORTHOPEDIC & SPINAL SUPPLIES
18635 | 4232161606100 | CONNECTOR, SIDE TO SIDE, OPEN TO CLOSED, WITH PROPER LOCKING MECHANISM, FOR 5.5 - 5.5 MM ROD, ASSORTED SIZES AS REQUESTED BY END USER | ORTHOPEDIC & SPINAL SUPPLIES
18636 | 4232161606000 | CONNECTOR, HEAD TO HEAD, (WIDE AND NARROW) WITH PROPER LOCKING MECHANISM, FOR CERVICAL DEFORMITY, ASSORTED SIZES AS REQUESTED BY END USER | ORTHOPEDIC & SPINAL SUPPLIES
18637 | 4232161605900 | CONNECTOR, HEAD TO ROD 5.5 MM OR EQUIVALENT, (WIDE AND NARROW) WITH PROPER LOCKING MECHANISM, FOR CERVICAL DEFORMITY, ASSORTED SIZES AS REQUESTED BY END USER | ORTHOPEDIC & SPINAL SUPPLIES
18638 | 4232161606500 | CONNECTOR, SIDE TO SIDE, CLOSED TO CLOSED, WITH PROPER LOCKING MECHANISM, FOR 5.5 - 5.5 MM ROD, ASSORTED SIZES AS REQUESTED BY END USER | ORTHOPEDIC & SPINAL SUPPLIES
18639 | 4232161605800 | CONNECTOR, HEAD TO ROD 3.5 MM OR EQUIVALENT, (WIDE AND NARROW) WITH PROPER LOCKING MECHANISM, FOR CERVICAL DEFORMITY, ASSORTED SIZES AS REQUESTED BY END USER | ORTHOPEDIC & SPINAL SUPPLIES
18640 | 4232161605600 | CONNECTOR, TRANSVERSE FOR POSTERIOR CERVICAL DEFORMITY (HIGH VARIABLE ANGLE MORE THAN 45 DEGREES) FIXATION, POSTERIOR CERVICAL FIXATION WITH PROPER COUPLING AND LOCKING MECHANISM, SPINAL | ORTHOPEDIC & SPINAL SUPPLIES
18641 | 4232161605500 | DOMINO (CONNECTING BLOCK), TITANIUM AND NECESSARY SCREWS BETWEEN RODS ASSORTED SIZES AS REQUESTED BY THE END USERS, SPINAL | ORTHOPEDIC & SPINAL SUPPLIES
18642 | 4232161603000 | TRANSVERSE CONNECTOR (CROSS LINK) FOR POSTERIOR CERVICAL FIXATION WITH PROPER COUPLING AND LOCKING MECHANISM, SPINAL | ORTHOPEDIC & SPINAL SUPPLIES
18643 | 4232161602800 | LATERAL OFFSET WITH LOCKING MECHANISM, TITANIUM, ACCOMMODATE THE ROD, SPINAL | ORTHOPEDIC & SPINAL SUPPLIES
18644 | 4232161201700 | SCREW, POLYAXIAL FOR SINGLE STEP INSERTION, MINIMALLY INVASIVE THORACOLUMBAR FIXATION WITH PROPER LOCKING MECHANISM, ASSORTED DIAMETER, ASSORTED SIZE, SPINAL | ORTHOPEDIC & SPINAL SUPPLIES
18645 | 4232161201600 | SCREW, FOR LATERAL EXPANDABLE LUMBAR CAGE, ASSORTED SIZES AND DIAMETER, SPINAL | ORTHOPEDIC & SPINAL SUPPLIES
18646 | 4232161605700 | CONNECTOR, TRANSVERS 5.5 MM ROD OR EQUIVALENT ASSORTED SIZE AND WIDTH AS PER END USER REQUESTED | ORTHOPEDIC & SPINAL SUPPLIES
18647 | 4232161201400 | SCREW, FOR POSTERIOR CERVICAL DEFORMITY (HIGH VARIABLE ANGLE MORE THAN 45 DEGREES) FIXATION, WITH HIGH VARIABLE ANGLE, LATERAL MASS, TITANIUM, POLYAXIAL, CORTICAL, 4.5 MM DIAMETER, OR EQUIVALENT, ASSORTED LENGTH, COMPATIBLE WITH THE ROD WITH PROPER LOCKING MECHANISM, SPINAL | ORTHOPEDIC & SPINAL SUPPLIES
18648 | 4232161606600 | CONNECTOR, SIDE TO SIDE, OPEN TO CLOSED, WITH PROPER LOCKING MECHANISM, FOR 5.5 - 6.35 MM ROD, ASSORTED SIZES AS REQUESTED BY END USER | ORTHOPEDIC & SPINAL SUPPLIES
18649 | 4232161606800 | CONNECTOR, END TO END WITH PROPER LOCKING MECHANISM, FOR 5.5 - 6.35 MM ROD, ASSORTED SIZES AS REQUESTED BY END USER | ORTHOPEDIC & SPINAL SUPPLIES
18650 | 4232161608200 | CONNECTOR, TRANSVERSE 4.5 MM ROD, OR EQUIVALENT, ASSORTED SIZE AND WIDTH AS PER END USER REQUESTED | ORTHOPEDIC & SPINAL SUPPLIES
18651 | 4232161608100 | CONNECTOR, TRANSVERSE 3.5 MM ROD OR EQUIVALENT, ASSORTED SIZE AND WIDTH AS PER END USER REQUESTED | ORTHOPEDIC & SPINAL SUPPLIES
18652 | 4232161608000 | CONNECTOR, END TO END FOR CERVICO-THORACIC JUNCTION WITH PROPER LOCKING MECHANISM, FOR POSTERIOR CERVICAL DEFORMITY (HIGH VARIABLE ANGLE MORE THAN 45 DEGREES) FIXATION, FOR 3.5 - 5.5 MM ROD, ASSORTED SIZES AS REQUESTED BY END USER | ORTHOPEDIC & SPINAL SUPPLIES
18653 | 4232161607900 | CONNECTOR, END TO END WITH PROPER LOCKING MECHANISM, FOR POSTERIOR CERVICAL DEFORMITY (HIGH VARIABLE ANGLE MORE THAN 45 DEGREES) FIXATION, FOR 3.5 MM ROD, ASSORTED SIZES AS REQUESTED BY END USER | ORTHOPEDIC & SPINAL SUPPLIES
18654 | 4232161607800 | CONNECTOR, SIDE TO SIDE, CLOSED TO OPEN (WIDE AND NARROW) WITH PROPER LOCKING MECHANISM, FOR POSTERIOR CERVICAL DEFORMITY (HIGH VARIABLE ANGLE MORE THAN 45 DEGREES) FIXATION, FOR 3.5 MM ROD, ASSORTED SIZES AS REQUESTED BY END USER | ORTHOPEDIC & SPINAL SUPPLIES
18655 | 4232161607700 | CONNECTOR, SIDE TO SIDE, OPEN TO CLOSED, WITH PROPER LOCKING MECHANISM, FOR POSTERIOR CERVICAL DEFORMITY (HIGH VARIABLE ANGLE MORE THAN 45 DEGREES) FIXATION, FOR 3.5 MM ROD, ASSORTED SIZES AS REQUESTED BY END USER | ORTHOPEDIC & SPINAL SUPPLIES
18656 | 4232161606700 | CONNECTOR, SIDE TO SIDE, CLOSED TO OPEN ( WIDE AND NARROW ) WITH PROPER LOCKING MECHANISM, FOR 5.5 - 6.35 MM ROD, ASSORTED SIZES AS REQUSTED BY END USER. | ORTHOPEDIC & SPINAL SUPPLIES
18657 | 4232161607600 | CONNECTOR, END TO END FOR CERVICO-THORACIC JUNCTION WITH PROPER LOCKING MECHANISM, FOR POSTERIOR CERVICAL DEFORMITY, 3.5 MM ROD, ASSORTED SIZES AS REQUESTED BY END USER | ORTHOPEDIC & SPINAL SUPPLIES
18658 | 4232161607400 | CONNECTOR, SIDE TO SIDE, CLOSED TO OPEN OFF-SET (WIDE AND NARROW) WITH PROPER LOCKING MECHANISM, FOR POSTERIOR CERVICAL DEFORMITY, 3.5 MM ROD, ASSORTED SIZES AS REQUESTED BY END USER | ORTHOPEDIC & SPINAL SUPPLIES
18659 | 4232161607300 | CONNECTOR, SIDE TO SIDE, OPEN TO CLOSED, WITH PROPER LOCKING MECHANISM, FOR POSTERIOR CERVICAL DEFORMITY, 3.5 MM ROD, ASSORTED SIZES AS REQUESTED BY END USER | ORTHOPEDIC & SPINAL SUPPLIES
18660 | 4232161607200 | CONNECTOR SET, INSTRUMENTATION COMPLETE AND NECESSARY STERILIZATION CASE (TRAY, BOX, LID) IMPLANTS FOR POSTERIOR CERVICAL DEFORMITY FIXATION WITH PROPER LOCKING MECHANISM, FOR 3.5 MM ROD OR EQUIVALENT | ORTHOPEDIC & SPINAL SUPPLIES
18661 | 4232161607100 | CONNECTOR, END TO END WITH PROPER LOCKING MECHANISM, FOR 4.75 MM ROD, ASSORTED SIZES AS REQUESTED BY END USER | ORTHOPEDIC & SPINAL SUPPLIES
18662 | 4232161607000 | CONNECTOR, SIDE TO SIDE, CLOSED TO OPEN (WIDE AND NARROW) WITH PROPER LOCKING MECHANISM, FOR 4.75 MM ROD, ASSORTED SIZES AS REQUESTED BY END USER | ORTHOPEDIC & SPINAL SUPPLIES
18663 | 4232161606900 | CONNECTOR, SIDE TO SIDE, OPEN TO CLOSED, WITH PROPER LOCKING MECHANISM, FOR 4.75 MM ROD, ASSORTED SIZES AS REQUESTED BY END USER | ORTHOPEDIC & SPINAL SUPPLIES
18664 | 4232161607500 | CONNECTOR, END TO END WITH PROPER LOCKING MECHANISM, FOR 3.5 MM ROD, ASSORTED SIZES AS REQUESTED BY END USER | ORTHOPEDIC & SPINAL SUPPLIES
18665 | 4232190203000 | HUMERUS HEAD, MEGAPROSTHESIS TITANIUM, OR EQUIVALENTS, ASSORTED SIZES | ORTHOPEDIC & SPINAL SUPPLIES
18666 | 4232190203100 | HEAD, STEMLESS HUMERAL SHOULDER ARTHROPLASTY ASSORTED TYPES AND SIZES AS REQUESTED BY END USER | ORTHOPEDIC & SPINAL SUPPLIES
18667 | 4232190203200 | HEAD ADAPTOR, MODULAR CONVERTER SHOULDER ARTHROPLASTY HUMERUS CEMENTED ASSORTED TYPES AND SIZES AS REQUESTED BY END USER | ORTHOPEDIC & SPINAL SUPPLIES
18668 | 4232230000100 | VERTICAL EXPANDABLE TITANIUM RIB CORRECTION SYSTEM ASSORTED SIZES AND SHAPES ON DEMAND (RIB TO ILIUM), SPINAL | ORTHOPEDIC & SPINAL SUPPLIES
18669 | 4232230000200 | VERTICAL EXPANDABLE TITANIUM RIB CORRECTION SYSTEM ASSORTED SIZES AND SHAPES ON DEMAND (RIB TO RIB), SPINAL | ORTHOPEDIC & SPINAL SUPPLIES
18670 | 4232240000000 | CONNECTING PART, SILVER COATED, OR EQUIVALENT (ADAPTER) ASSORTED SIZES ONCOLOGY | ORTHOPEDIC & SPINAL SUPPLIES
18671 | 4232240000100 | SCREW, SCHANZ FOR ADULT LIMB RECONSTRUCTION LENGTHENING SYSTEM | ORTHOPEDIC & SPINAL SUPPLIES
18672 | 4232240000200 | SCREW, SCHANZ FOR PEDIATRIC LIMB RECONSTRUCTION LENGTHENING SYSTEM | ORTHOPEDIC & SPINAL SUPPLIES
18673 | 4232240000300 | CONNECTING PART, UNIVERSAL MEGAPROSTHESIS TITANIUM SILVER COATED (ONCOLOGY) OR EQUIVALENTS, ASSORTED SIZES | ORTHOPEDIC & SPINAL SUPPLIES
18674 | 4232240300000 | RAILS CLAMP, FOR PEDIATRIC LIMB RECONSTRUCTION LENGTHENING SYSTEM, ASSORTED SIZES AND TYPES | ORTHOPEDIC & SPINAL SUPPLIES
18675 | 4232240300100 | RAILS CLAMP, FOR ADULT LIMB RECONSTRUCTION LENGTHENING SYSTEM, ASSORTED SIZES AND TYPES | ORTHOPEDIC & SPINAL SUPPLIES
18676 | 4232250000000 | SOCKET, THREADED FOR POLYAXIAL EXTERNAL FIXATOR ASSORTED LENGTHS, AS REQUESTED BY END USER | ORTHOPEDIC & SPINAL SUPPLIES
18677 | 4232250000100 | CAP, FOR POLYAXIAL RING EXTERNAL FIXATION PINS, ASSORTED SIZES | ORTHOPEDIC & SPINAL SUPPLIES
18678 | 4232250100400 | ILIZAROV SYSTEM GRADUATED TELESCOPIC ROD ASSORTED LENGTH AS REQUESTED BY END USER, ORTHOPEDIC | ORTHOPEDIC & SPINAL SUPPLIES
18679 | 4232250100500 | POST FOR RING FIXATOR SYSTEM ASSORTED SIZE S AS REQUESTED BY END USER, ORTHOPEDIC | ORTHOPEDIC & SPINAL SUPPLIES
18680 | 4232250100600 | ROD FOR RING FIXATOR SYSTEM ASSORTED SIZE S AS REQUESTED BY END USER, ORTHOPEDIC | ORTHOPEDIC & SPINAL SUPPLIES
18681 | 4232250100700 | ROD, CARBON FIBER FOR MINI EXTERNAL FIXATOR ASSORTED TYPES AND LENGTHS | ORTHOPEDIC & SPINAL SUPPLIES
18682 | 4232250100900 | ILIZAROV SYSTEM BUSHING ASSORTED SIZE S AS REQUESTED BY END USER, ORTHOPEDIC | ORTHOPEDIC & SPINAL SUPPLIES
18683 | 4232250101000 | TELESCOPIC RODS SET FOR RING FIXATOR ASSORTED SIZE S AS REQUIRED BY END USER, ORTHOPEDIC | ORTHOPEDIC & SPINAL SUPPLIES
18684 | 4232250106200 | ROD, CARBON FIBER FOR LARGE EXTERNAL FIXATOR ASSORTED LENGTHS | ORTHOPEDIC & SPINAL SUPPLIES
18685 | 4232250202200 | RING FIXATOR RADIOLUCENT HALF RING ASSORTED SIZE AS REQUESTED BY END USER, ORTHOPEDIC | ORTHOPEDIC & SPINAL SUPPLIES
18686 | 4232250202100 | RING FIXATOR HALF RING ASSORTED SIZE AS REQUESTED BY END USER, ORTHOPEDIC | ORTHOPEDIC & SPINAL SUPPLIES
18687 | 4232250202000 | RING FIXATOR FEMORAL HEAVY (COMPOSITE) WIDE ARCH RADIOLUCENT ASSORTED SIZE AS REQUESTED BU END USER, ORTHOPEDIC | ORTHOPEDIC & SPINAL SUPPLIES
18688 | 4232250201900 | SET, COMPLETE INSTRUMENTATION FOR DYNAMIC POLYAXIAL RING EXTERNAL FIXATOR STRUT CHANGE WITH GRAPHIC CASE AND CARRYING BOX, ORTHOPEDIC | ORTHOPEDIC & SPINAL SUPPLIES
18689 | 4232250201600 | SET, COMPLETE INSTRUMENTATION FOR DYNAMIC POLYAXIAL RING EXTERNAL FIXATOR WITH COMPLETE IMPLANT SET INCLUDING GRAPHIC CASE AND BOX FOR STERILIZATION, ORTHOPEDIC | ORTHOPEDIC & SPINAL SUPPLIES
18690 | 4232250201500 | ILIZAROV SYSTEM COMPOSITE HALF RING ASSORTED DIAMETER SIZE AS REQUESTED BY END USER, ORTHOPEDIC | ORTHOPEDIC & SPINAL SUPPLIES
18691 | 4232230000000 | INSTRUMENTATION COMPLETE SET AND IMPLANT FOR VERTICAL EXPANDABLE TITANIUM RIB CORRECTION SYSTEM, SPINAL | ORTHOPEDIC & SPINAL SUPPLIES
18692 | 4232250201400 | ILIZAROV SYSTEM COMPOSITE FOOT RING ASSORTED SIZE S AS REQUESTED BY END USER, ORTHOPEDIC | ORTHOPEDIC & SPINAL SUPPLIES
18693 | 4217192400000 | CASE, STERILIZATION FOR THE HIP SCISSORS, GRASPERS, AND PUNCHES, WITH GRAPHIC DESIGN TRAYS | ORTHOPEDIC & SPINAL SUPPLIES
18694 | 4217192400100 | CASE, STERILIZATION FOR THE SHOULDER SCISSORS, GRASPERS, AND PUNCHES, WITH GRAPHIC DESIGN TRAYS | ORTHOPEDIC & SPINAL SUPPLIES
18695 | 4217192400200 | CASE, STERILIZATION FOR THE SMALL JOINTS SCISSORS, GRASPERS, AND PUNCHES, WITH GRAPHIC DESIGN TRAYS | ORTHOPEDIC & SPINAL SUPPLIES
18696 | 4232250201200 | ILIZAROV SYSTEM 3/4 RING STAINLESS STEEL ASSORTED SIZE S AS REQUESTED BY END USER, ORTHOPEDIC | ORTHOPEDIC & SPINAL SUPPLIES
18697 | 4232250106400 | CLAMP, ROD TO PIN FOR LARGE EXTERNAL FIXATOR | ORTHOPEDIC & SPINAL SUPPLIES
18698 | 4232250106300 | ROD, CARBON FIBER FOR MEDIUM EXTERNAL FIXATOR ASSORTED LENGTHS | ORTHOPEDIC & SPINAL SUPPLIES
18699 | 4232250201300 | ILIZAROV SYSTEM 5/8 RING STAINLESS STEEL ASSORTED SIZE S AS REQUESTED BY END USER, ORTHOPEDIC | ORTHOPEDIC & SPINAL SUPPLIES
18700 | 4232220706600 | CANNULA FLEXIBLE SHOULDER ARTHROSCOPY ASSORTED TYPES AND SIZES REQUESTED BY END USER | ORTHOPEDIC & SPINAL SUPPLIES
18701 | 4232220706500 | KIT MENISCAL ROOT FIXATION OR EQUIVALENT | ORTHOPEDIC & SPINAL SUPPLIES
18702 | 4232220706400 | WIRE SOFT GUIDE FOR SCREW GRAFT FIXATION OR EQUIVALENT | ORTHOPEDIC & SPINAL SUPPLIES
18703 | 4232220600000 | STAPLE, GRAFT FIXATION ASSORTED TYPES AND SIZES REQUESTED BY END USER | ORTHOPEDIC & SPINAL SUPPLIES
18704 | 4232220400700 | LOOP, WITHOUT BUTTON FOR TIBIAL ACL GRAFT FIXATION, ASSORTED SIZES | ORTHOPEDIC & SPINAL SUPPLIES
18705 | 4232220312800 | ANCHOR SUTURE KNOTTED WITH NEEDLE TITANIUM FOOT AND ANKLE REPAIR ASSORTED TYPES AND SIZES REQUESTED BY END USER | ORTHOPEDIC & SPINAL SUPPLIES
18706 | 4232220312700 | ANCHOR SUTURE KNOTTED WITH NEEDLE PEEK SHOULDER REPAIR ASSORTED TYPES AND SIZES REQUESTED BY END USER | ORTHOPEDIC & SPINAL SUPPLIES
18707 | 4232220312600 | ANCHOR SUTURE KNOTTED WITH NEEDLE PEEK FOOT AND ANKLE REPAIR ASSORTED TYPES AND SIZES REQUESTED BY END USER | ORTHOPEDIC & SPINAL SUPPLIES
18708 | 4232220312500 | ANCHOR SUTURE KNOTTED WITH NEEDLE ABSORBABLE WRIST REPAIR ASSORTED TYPES AND SIZES REQUESTED BY END USER | ORTHOPEDIC & SPINAL SUPPLIES
18709 | 4232220600100 | STAPLE SPIKED, FOR GRAFT FIXATION, ASSORTED SIZES | ORTHOPEDIC & SPINAL SUPPLIES
18710 | 4232220312400 | ANCHOR SUTURE KNOTTED WITH NEEDLE ABSORBABLE SHOULDER REPAIR ASSORTED TYPES AND SIZES REQUESTED BY END USER | ORTHOPEDIC & SPINAL SUPPLIES
18711 | 4232220312200 | ANCHOR SUTURE KNOTTED PEEK SHOULDER REPAIR ASSORTED TYPES AND SIZES REQUESTED BY END USER | ORTHOPEDIC & SPINAL SUPPLIES
18712 | 4232220312100 | ANCHOR SUTURE KNOTLESS NON ABSORBABLE PEEK WRIST REPAIR ASSORTED TYPES AND SIZES REQUESTED BY END USER | ORTHOPEDIC & SPINAL SUPPLIES
18713 | 4215161804300 | METAL HANDLE COBB ELEVATOR 9 INCH OVERALL LENGTH SIZE 1/2 INCH OR EQUIVALENT, SPINAL | ORTHOPEDIC & SPINAL SUPPLIES
18714 | 4215161804200 | METAL HANDLE COBB ELEVATOR 9 INCH OVERALL LENGTH, SIZE 3/4 INCH OR EQUIVALENT, SPINAL | ORTHOPEDIC & SPINAL SUPPLIES
18715 | 4215161804100 | METAL HANDLE COBB ELEVATOR 9 INCH OVERALL LENGTH, SIZE 1/4 INCH OR EQUIVALENT, SPINAL | ORTHOPEDIC & SPINAL SUPPLIES
18716 | 4215161804000 | METAL HANDLE COBB ELEVATOR 11 INCH OVERALL LENGTH, SIZE 1/4 INCH OR EQUIVALENT, SPINAL | ORTHOPEDIC & SPINAL SUPPLIES
18717 | 4232220312300 | ANCHOR SUTURE KNOTTED WITH NEEDLE ABSORBABLE FOOT AND ANKLE REPAIR ASSORTED TYPES AND SIZES REQUESTED BY END USER | ORTHOPEDIC & SPINAL SUPPLIES
18718 | 4232250202300 | RING FIXATOR SYSTEM CONNECTION PLATE ASSORTED SIZE S AS REQUESTED BY END USER, ORTHOPEDIC | ORTHOPEDIC & SPINAL SUPPLIES
18719 | 4232220600400 | SET, INSTRUMENTATION FOR GRAFT FIXATION SPIKED STAPLE, INCLUDING DELIVERY DEVICE | ORTHOPEDIC & SPINAL SUPPLIES
18720 | 4232220701500 | KIT DISPOSABLE POSITIONING LATERAL SHOULDER SUSPENSION ARTHROSCOPY OR EQUIVALENT | ORTHOPEDIC & SPINAL SUPPLIES
18721 | 4232220706200 | MENISCAL REPAIR OUTSIDE IN HALLOW NEEDLE ASSORTED SIZES AND TYPES | ORTHOPEDIC & SPINAL SUPPLIES
18722 | 4232220706100 | KIT, LIGAMENT AUGMENTATION INTERNAL BRACE, ASSORTED SIZES AND TYPES | ORTHOPEDIC & SPINAL SUPPLIES
18723 | 4232220705100 | KIT CAMERA NANO ARTHROSCOPY DISPOSABLE OR EQUIVALENT | ORTHOPEDIC & SPINAL SUPPLIES
18724 | 4232220704700 | PROBE COBLATION ARTHROSCOPY, ASSORTED SIZES AND TYPES | ORTHOPEDIC & SPINAL SUPPLIES
18725 | 4232220704500 | KIT, MENISCAL REPAIR NEEDLE FOR INSIDE OUT SYSTEM | ORTHOPEDIC & SPINAL SUPPLIES
18726 | 4232220704300 | KIT TRIANGULAR FIBROCARTILAGE COMPLEX TFCC OR EQUIVALENT | ORTHOPEDIC & SPINAL SUPPLIES
18727 | 4232220701400 | SUTURE PASSER, FOR SHOULDER ARTHROSCOPIC REPAIR WITH HOLLOW NEEDLE, DISPOSABLE, ASSORTED ANGLES | ORTHOPEDIC & SPINAL SUPPLIES
18728 | 4232220704000 | KIT, GRAFT FEMORAL TRANSFIXATION, OR EQUIVALENTS | ORTHOPEDIC & SPINAL SUPPLIES
18729 | 4232220703200 | PASSER SUTURE MENISCAL ROOT ASSORTED TYPES AND SIZES | ORTHOPEDIC & SPINAL SUPPLIES
18730 | 4232220702600 | KIT, NANO ARTHROSCOPY HANDS INSTRUMENT, OR EQUIVALENT DISPOSABLE, ASSORTED SIZES | ORTHOPEDIC & SPINAL SUPPLIES
18731 | 4232220702200 | MENISCAL REPAIR ALL INSIDE KNOT PUSHER SUTURE CUTTER OR EQUIVALENT | ORTHOPEDIC & SPINAL SUPPLIES
18732 | 4232220702000 | KIT DISPOSABLE POSITIONING SYSTEM BEACH CHAIR ARTHROSCOPY OR EQUIVALENT | ORTHOPEDIC & SPINAL SUPPLIES
18733 | 4232220701900 | KIT DISPOSABLE POSITIONING MOBILE SYSTEM HIP ARTHROSCOPY OR EQUIVALENT | ORTHOPEDIC & SPINAL SUPPLIES
18734 | 4232220701600 | MENISCAL REPAIR, DEVICE FIXATION ALL INSIDE OR EQUIVALENT | ORTHOPEDIC & SPINAL SUPPLIES
18735 | 4232220703600 | WIRE GUIDE WITH EYELET FOR TUNNEL PREPARATION OR EQUIVALENT | ORTHOPEDIC & SPINAL SUPPLIES
18736 | 4215161803900 | METAL HANDLE COBB ELEVATOR 11 INCH OVERALL LENGTH, SIZE 3/8 INCH OR EQUIVALENT, SPINAL | ORTHOPEDIC & SPINAL SUPPLIES
18737 | 4232250202600 | NUTS RING FIXATOR SYSTEM, ORTHOPEDIC | ORTHOPEDIC & SPINAL SUPPLIES
18738 | 4232250202800 | POLYAXIAL FULL RING ASSORTED SIZES, AS REQUESTED BY END USER | ORTHOPEDIC & SPINAL SUPPLIES
18739 | 4232251300800 | PLATE, ANATOMICAL TITANIUM EVANES OSTEOTOMY, ASSORTED SIZES | ORTHOPEDIC & SPINAL SUPPLIES
18740 | 4232251300900 | PLATE, ANATOMIC TITANIUM 1ST METATARSAL PHALANGEAL FUSION PLATE LEFT OR RIGHT AS REQUESTED BY END USER, ASSORTED SIZES | ORTHOPEDIC & SPINAL SUPPLIES
18741 | 4232251301000 | PLATE, ANATOMIC TITANIUM 1ST REVISION METATARSAL PHALANGEAL FUSION PLATE LEFT OR RIGHT AS REQUESTED BY END USER, ASSORTED SIZES | ORTHOPEDIC & SPINAL SUPPLIES
18742 | 4232251301100 | SCREW, LOCKED HEAD FOR FUSION FOOT PLATE, TITANIUM, ASSORTED TYPES AND SIZES AS REQUESTED BY END USER | ORTHOPEDIC & SPINAL SUPPLIES
18743 | 4232251301200 | SET, COMPLETE INSTRUMENTATION FOR MIDFOOT, FOREFOOT, AND LAPIDUS FUSION PLATE, WITH NECESSARY CASES AND IMPLANT TRAY | ORTHOPEDIC & SPINAL SUPPLIES
18744 | 4232270000000 | SET, COMPLETE INSTRUMENTATION FOR OSTEOTOMY FOOT PLATE | ORTHOPEDIC & SPINAL SUPPLIES
18745 | 4232270000100 | SCREW, LOCKED HEAD STAINLESS STEEL FOR FOREFOOT AND MIDFOOT PLATING, ASSORTED SIZES | ORTHOPEDIC & SPINAL SUPPLIES
18746 | 4232270000200 | SCREW, CORTICAL TITANIUM FOR FOREFOOT AND MIDFOOT PLATING, ASSORTED SIZES | ORTHOPEDIC & SPINAL SUPPLIES
18747 | 4232270000300 | SCREW, CORTICAL FOR 3.5MM LOCKING COMPRESSION CALCANEAL PLATING, ASSORTED SIZES | ORTHOPEDIC & SPINAL SUPPLIES
18748 | 4232270000400 | SCREW, CORTICAL STAINLESS STEEL FOR FOREFOOT AND MIDFOOT PLATING, ASSORTED SIZES | ORTHOPEDIC & SPINAL SUPPLIES
18749 | 4232270000500 | SCREW, CORTICAL FOR CALCANEAL VARIABLE ANGLE PLATING, ASSORTED SIZES | ORTHOPEDIC & SPINAL SUPPLIES
18750 | 4232270000600 | SCREW, LOCKED HEAD TITANIUM FOR FOREFOOT AND MIDFOOT PLATING, ASSORTED SIZES | ORTHOPEDIC & SPINAL SUPPLIES
18751 | 4232270000700 | SET, COMPLETE INSTRUMENTATION FOR STAINLESS STEEL FOREFOOT AND MIDFOOT PLATING, WITH NECESSARY CASE AND IMPLANT TRAY | ORTHOPEDIC & SPINAL SUPPLIES
18752 | 4232270000800 | SET, COMPLETE INSTRUMENTATION FOR FOOT AND ANKLE CONICAL SCREW, WITH NECESSARY CASES | ORTHOPEDIC & SPINAL SUPPLIES
18753 | 4232270000900 | SET, COMPLETE INSTRUMENTATION FOR FUSION FOOT PLATE, WITH NECESSARY CASES AND IMPLANT TRAY | ORTHOPEDIC & SPINAL SUPPLIES
18754 | 4232270001000 | SCREW, CORTICAL FOR FOREFOOT AND MIDFOOT VARIABLE ANGLE PLATING, ASSORTED SIZES | ORTHOPEDIC & SPINAL SUPPLIES
18755 | 4232270001100 | SCREW, LOCKING HEAD FOR 3.5MM CALCANEAL LOCKING COMPRESSION PLATING, ASSORTED SIZES | ORTHOPEDIC & SPINAL SUPPLIES
18756 | 4232280202500 | TALAR COMPONENT, WITH MODULAR STEM FOR REVISION CEMENTLESS TOTAL ANKLE ARTHROPLASTY, ASSORTED SIZES | ORTHOPEDIC & SPINAL SUPPLIES
18757 | 4232280202200 | TALAR COMPONENT, FOR FIXED BEARING PRIMARY CEMENTED TOTAL ANKLE ARTHROPLASTY, ASSORTED SIZES | ORTHOPEDIC & SPINAL SUPPLIES
18758 | 4232280202100 | TALAR COMPONENT, FOR COMPLEX PRIMARY CEMENTED TOTAL ANKLE ARTHROPLASTY, ASSORTED SIZES | ORTHOPEDIC & SPINAL SUPPLIES
18759 | 4232280202000 | TALAR COMPONENT, FIXED BEARING FOR PRIMARY CEMENTLESS TOTAL ANKLE ARTHROPLASTY, ASSORTED SIZES | ORTHOPEDIC & SPINAL SUPPLIES
18760 | 4232280000000 | SET, COMPLETE INSTRUMENTATION FOR REVISION CEMENTLESS TOTAL ANKLE ARTHROPLASTY (FIXED BEARING), WITH NECESSARY CASES AND IMPLANT TRAY | ORTHOPEDIC & SPINAL SUPPLIES
18761 | 4232270600800 | BONE ALLOGRAFT ILIAC CREST WEDGE FREEZE DRIED 9MM, OR EQUIVALENT | ORTHOPEDIC & SPINAL SUPPLIES
18762 | 4232251300700 | PLATE, ANATOMICAL TITANIUM COTTON OSTEOTOMY, ASSORTED SIZES | ORTHOPEDIC & SPINAL SUPPLIES
18763 | 4232270600700 | BONE ALLOGRAFT ILIAC CREST WEDGE FREEZE DRIED 8MM, OR EQUIVALENT | ORTHOPEDIC & SPINAL SUPPLIES
18764 | 4232270600500 | BONE ALLOGRAFT ILIAC CREST WEDGE FREEZE DRIED 6MM, OR EQUIVALENT | ORTHOPEDIC & SPINAL SUPPLIES
18765 | 4232270600400 | BONE ALLOGRAFT ILIAC CREST WEDGE FREEZE DRIED 25MM, OR EQUIVALENT | ORTHOPEDIC & SPINAL SUPPLIES
18766 | 4232270600300 | BONE ALLOGRAFT ILIAC CREST WEDGE FREEZE DRIED 20MM, OR EQUIVALENT | ORTHOPEDIC & SPINAL SUPPLIES
18767 | 4232270600200 | BONE ALLOGRAFT ILIAC CREST WEDGE FREEZE DRIED 18MM, OR EQUIVALENT | ORTHOPEDIC & SPINAL SUPPLIES
18768 | 4232270600100 | BONE ALLOGRAFT ILIAC CREST WEDGE FREEZE DRIED 16-17MM, OR EQUIVALENT | ORTHOPEDIC & SPINAL SUPPLIES
18769 | 4232270600000 | BONE ALLOGRAFT ILIAC CREST WEDGE FREEZE DRIED 13-14MM, OR EQUIVALENT | ORTHOPEDIC & SPINAL SUPPLIES
18770 | 4232270600600 | BONE ALLOGRAFT ILIAC CREST WEDGE FREEZE DRIED 7MM, OR EQUIVALENT | ORTHOPEDIC & SPINAL SUPPLIES
18771 | 4232251300600 | PLATE, ANATOMIC TITANIUM ANKLE FUSION PLATE LEFT OR RIGHT AS REQUESTED BY END USER, ASSORTED SIZES | ORTHOPEDIC & SPINAL SUPPLIES
18772 | 4232251300500 | PLATE, ANATOMICAL TITANIUM CALCANEAL OSTEOTOMY, ASSORTED SIZES | ORTHOPEDIC & SPINAL SUPPLIES
18773 | 4232251300400 | PLATE, ANATOMIC TITANIUM FOREFOOT FUSION PLATE LEFT OR RIGHT AS REQUESTED BY END USER, ASSORTED SIZES | ORTHOPEDIC & SPINAL SUPPLIES
18774 | 4232250500200 | ILIZAROV SYSTEM RANCHO SYSTEM CENTERING SLEEVE HALF PIN ASSORTED SIZE S (4 - 6 MM), ORTHOPEDIC | ORTHOPEDIC & SPINAL SUPPLIES
18775 | 4232250500100 | ILIZAROV RANCHO SYSTEM SET SCREW ASSORTED SIZE S AS REQUESTED SIZE S, ORTHOPEDIC | ORTHOPEDIC & SPINAL SUPPLIES
18776 | 4232250500000 | ILIZAROV HALF PINS ASSORTED SIZE S AND LENGTHS AS REQUESTED BY END USER, ORTHOPEDIC | ORTHOPEDIC & SPINAL SUPPLIES
18777 | 4232250302200 | CORRECTION CLAMP, FOR ADULT LIMB RECONSTRUCTION LENGTHENING SYSTEM, ASSORTED SIZES AND TYPES | ORTHOPEDIC & SPINAL SUPPLIES
18778 | 4232250302100 | CLAMP, COLLINEAR (OR EQUIVALENT) FOR REDUCTION, ASSORTED SIZES | ORTHOPEDIC & SPINAL SUPPLIES
18779 | 4232250302000 | CLAMP, ROD TO ROD FOR MEDIUM EXTERNAL FIXATOR, ASSORTED SIZES AND TYPES | ORTHOPEDIC & SPINAL SUPPLIES
18780 | 4232250515200 | SCREW, SCHANZ FOR LARGE EXTERNAL FIXATOR ASSORTED THREADS AND LENGTHS | ORTHOPEDIC & SPINAL SUPPLIES
18781 | 4232250301900 | CLAMP, ROD TO ROD FOR MINI EXTERNAL FIXATOR ASSORTED SIZES AND TYPES | ORTHOPEDIC & SPINAL SUPPLIES
18782 | 4232250301200 | CLAMP, ROD TO PIN FOR MINI EXTERNAL FIXATOR ASSORTED SIZES | ORTHOPEDIC & SPINAL SUPPLIES
18783 | 4232250300900 | CLAMP, ROD TO PIN FOR SMALL EXTERNAL FIXATOR | ORTHOPEDIC & SPINAL SUPPLIES
18784 | 4232250300800 | CLAMP, ROD TO ROD FOR LARGE EXTERNAL FIXATOR, ASSORTED SIZES AND TYPES | ORTHOPEDIC & SPINAL SUPPLIES
18785 | 4232250300300 | CLAMP, ROD TO ROD FOR SMALL EXTERNAL FIXATOR, ASSORTED SIZES AND TYPES | ORTHOPEDIC & SPINAL SUPPLIES
18786 | 4232250204100 | U RING, FOR BUTT FRAME FOR POLYAXIAL EXTERNAL FIXATOR | ORTHOPEDIC & SPINAL SUPPLIES
18787 | 4232250203100 | POLYAXIAL TELESCOPIC STRUTS ASSORTED SIZES, AS REQUESTED BY END USER | ORTHOPEDIC & SPINAL SUPPLIES
18788 | 4232250301800 | CLAMP, ROD TO PIN FOR MEDIUM EXTERNAL FIXATOR | ORTHOPEDIC & SPINAL SUPPLIES
18789 | 4232250202700 | POLYAXIAL FOOT RINGS SMALL, MEDIUM AND LARGE, ASSORTED SIZES AS REQUESTED BY END USER, ORTHOPEDIC | ORTHOPEDIC & SPINAL SUPPLIES
18790 | 4232250515300 | SCREW, SCHANZ FOR MEDIUM EXTERNAL FIXATOR ASSORTED THREADS AND LENGTHS | ORTHOPEDIC & SPINAL SUPPLIES
18791 | 4232250515500 | K-WIRES, THREADED FOR MINI EXTERNAL FIXATOR ASSORTED DIAMETERS | ORTHOPEDIC & SPINAL SUPPLIES
18792 | 4232251300300 | PLATE, ANATOMIC TITANIUM MIDFOOT FUSION PLATE LEFT OR RIGHT AS REQUESTED BY END USER, ASSORTED SIZES | ORTHOPEDIC & SPINAL SUPPLIES
18793 | 4232251300200 | PLATE, ANATOMIC TITANIUM LAPIDUS FUSION PLATE LEFT OR RIGHT AS REQUESTED BY END USER, ASSORTED SIZES | ORTHOPEDIC & SPINAL SUPPLIES
18794 | 4232251200200 | IDENTIFIER CLIPS FOR POLYAXIAL RING EXTERNAL FIXATION, ASSORTED NUMBERS OR COLORS | ORTHOPEDIC & SPINAL SUPPLIES
18795 | 4232251200100 | CLIP, FOR PIN DRESSINGS FOR POLYAXIAL RING EXTERNAL FIXATION | ORTHOPEDIC & SPINAL SUPPLIES
18796 | 4232251200000 | CLIP, FOR WIRE DRESSING FOR POLYAXIAL EXTERNAL FIXATOR | ORTHOPEDIC & SPINAL SUPPLIES
18797 | 4232250800100 | HINGED JOINT FIXATOR, FOR ELBOW LARGE EXTERNAL FIXATOR | ORTHOPEDIC & SPINAL SUPPLIES
18798 | 4232250515400 | SCREW, TITANIUM SCHANZ FOR LARGE EXTERNAL FIXATION, ASSORTED LENGTHS | ORTHOPEDIC & SPINAL SUPPLIES
18799 | 4232250800000 | HINGE JOINT FIXATOR, FOR ELBOW MEDIUM EXTERNAL FIXATOR | ORTHOPEDIC & SPINAL SUPPLIES
18800 | 4232250600400 | WIRE BOLTS FOR RING FIXATOR SYSTEM ASSORTED SHAPES AND SIZE S AS REQUESTED BY END USER, ORTHOPEDIC | ORTHOPEDIC & SPINAL SUPPLIES
18801 | 4232250600300 | ILIZAROV SYSTEM FIXATION BOLT WASHER ASSORTED SIZE S AND THICKNESS, ORTHOPEDIC | ORTHOPEDIC & SPINAL SUPPLIES
18802 | 4232250600200 | ILIZAROV SYSTEM WIRE FIXATION BOLT CENTRAL AND ECCENTRIC ASSORTED SIZE S AND SHAPES, ORTHOPEDIC | ORTHOPEDIC & SPINAL SUPPLIES
18803 | 4232250600100 | ILIZAROV SYSTEM FEMORAL COMPONENT SINGLE PIN FIXATION BOLT, ORTHOPEDIC | ORTHOPEDIC & SPINAL SUPPLIES
18804 | 4232250600000 | ILIZAROV SYSTEM HALF PIN FIXATION BOLT, ASSORTED SIZE S AS REQUESTED BY END USER, ORTHOPEDIC | ORTHOPEDIC & SPINAL SUPPLIES
18805 | 4232250515600 | SCHANZ, PIN FOR SINGLE UNIT HINGED MONO AXIAL EXTERNAL FIXATOR, ASSORTED SIZES | ORTHOPEDIC & SPINAL SUPPLIES
18806 | 4232250600500 | WASHERS FOR RING FIXATOR SYSTEM ASSORTED SIZE S AS REQUESTED BY END USER, ORTHOPEDIC | ORTHOPEDIC & SPINAL SUPPLIES
18807 | 4215161803800 | METAL HANDLE COBB ELEVATOR 11 INCH OVERALL LENGTH, SIZE 3/4 INCH OR EQUIVALENT, SPINAL | ORTHOPEDIC & SPINAL SUPPLIES
18808 | 4215161803700 | METAL HANDLE COBB ELEVATOR 11 INCH OVERALL LENGTH, SIZE 1/2 INCH OR EQUIVALENT, SPINAL | ORTHOPEDIC & SPINAL SUPPLIES
18809 | 4215161803600 | METAL HANDLE COBB ELEVATOR 11 INCH OVERALL LENGTH, SIZE 1 INCH OR EQUIVALENT, SPINAL | ORTHOPEDIC & SPINAL SUPPLIES
18810 | 4232190706300 | LINER, STEMLESS HUMERAL SHOULDER ARTHROPLASTY ASSORTED TYPES AND SIZES AS REQUESTED BY END USER | ORTHOPEDIC & SPINAL SUPPLIES
18811 | 4232191000000 | SLEEVE, OFFSET ADAPTER FOR REVISION TOTAL KNEE ARTHROPLASTY, ASSORTED OFFSET OPTIONS | ORTHOPEDIC & SPINAL SUPPLIES
18812 | 4232191101800 | HUMERUS DISTAL, MEGAPROSTHESIS TITANIUM (ONCOLOGY) OR EQUIVALENTS, ASSORTED SIZES | ORTHOPEDIC & SPINAL SUPPLIES
18813 | 4232191101900 | DISTAL HUMERUS MODULAR FLANGE, UNIVERSAL SILVER COATED, ASSORTED SIZES AND TYPES | ORTHOPEDIC & SPINAL SUPPLIES
18814 | 4232191102000 | HUMERUS PROXIMAL, MEGAPROSTHESIS ULNA TITANIUM (ONCOLOGY) OR EQUIVALENTS, ASSORTED SIZES | ORTHOPEDIC & SPINAL SUPPLIES
18815 | 4232191102100 | HUMERUS REDUCER, MEGAPROSTHESIS LEFT OR RIGHT TITANIUM (ONCOLOGY) OR EQUIVALENTS, ASSORTED SIZES | ORTHOPEDIC & SPINAL SUPPLIES
18816 | 4232191102200 | DISTAL HUMERUS MODULAR FLANGE, UNIVERSAL, ASSORTED SIZES AND TYPES | ORTHOPEDIC & SPINAL SUPPLIES
18817 | 4232191102300 | DISTAL HUMERUS AXLE ARTICULATING UNIVERSAL MEGAPROSTHESIS, ASSORTED SIZES AS REQUESTED BY END USER | ORTHOPEDIC & SPINAL SUPPLIES
18818 | 4232191102400 | DISTAL HUMERUS AXLE ARTICULATING UNIVERSAL MEGAPROSTHESIS SILVER COATED, ASSORTED SIZES AS REQUESTED BY END USER | ORTHOPEDIC & SPINAL SUPPLIES
18819 | 4232191200700 | SET, COMPLETE INSTRUMENTATION FOR ADVANCED COATING HIGH POROSITY CUP, OR EQUIVALENT, WITH NECESSARY CASES | ORTHOPEDIC & SPINAL SUPPLIES
18820 | 4232191200900 | SET, COMPLETE INSTRUMENTATION FOR ANATOMIC TOTAL SHOULDER ARTHROPLASTY AS REQUESTED BY END USER | ORTHOPEDIC & SPINAL SUPPLIES
18821 | 4232191205100 | AC JOINT IMPLANT FIXATION, ASSORTED SIZES | ORTHOPEDIC & SPINAL SUPPLIES
18822 | 4232191207100 | PLATE, TITANIUM FOR STABILIZING FRACTURES OF THE MEDIAL SCAPULA BODY, LEFT AND RIGHT, ASSORTED SIZES REQUESTED BY END USER | ORTHOPEDIC & SPINAL SUPPLIES
18823 | 4232191207200 | PLATE, TITANIUM FOR STABILIZING FRACTURES OF THE LATERAL SCAPULA BODY, LEFT AND RIGHT, ASSORTED SIZES REQUESTED BY END USER | ORTHOPEDIC & SPINAL SUPPLIES
18824 | 4232191207300 | PLATE, TITANIUM FOR FRACTURES OF THE POSTERIOR MARGIN OF DISPLACED INTRA-ARTICULAR GLENOID FRACTURES, LEFT AND RIGHT ASSORTED SIZES REQUESTED BY END USER | ORTHOPEDIC & SPINAL SUPPLIES
18825 | 4232191207400 | PLATE, TITANIUM FOR FRACTURES ALONG THE ACROMION OF THE SCAPULA LEFT AND RIGHT, ASSORTED SIZES REQUESTED BY END USER | ORTHOPEDIC & SPINAL SUPPLIES
18826 | 4232191207500 | SCREW, LOCKING HEAD TITANIUM 3.5MM COMPATIBLE WITH SCAPULA PLATING SYSTEM, ASSORTED SIZES REQUESTED BY END USER | ORTHOPEDIC & SPINAL SUPPLIES
18827 | 4232191300000 | SPACER ANTIBIOTIC CEMENT ARTICULATING SHOULDER SPACER WITH NECESSARY MOLD ASSORTED SIZES | ORTHOPEDIC & SPINAL SUPPLIES
18828 | 4232191208800 | SCREW, FOR SHOULDER ARTHROPLASTY, ASSORTED SIZES AND DIAMETERS | ORTHOPEDIC & SPINAL SUPPLIES
18829 | 4232191208700 | GLENOID SPHERE, STEMLESS HUMERAL SHOULDER ARTHROPLASTY ASSORTED TYPES AND SIZES AS REQUESTED BY END USER | ORTHOPEDIC & SPINAL SUPPLIES
18830 | 4232191208600 | GLENOID PLATE, MODULAR CONVERTER SHOULDER ARTHROPLASTY HUMERUS CEMENTED ASSORTED TYPES AND SIZES AS REQUESTED BY END USER | ORTHOPEDIC & SPINAL SUPPLIES
18831 | 4232191208500 | GLENOID PLATE, STEMLESS HUMERAL SHOULDER ARTHROPLASTY ASSORTED TYPES AND SIZES AS REQUESTED BY END USER | ORTHOPEDIC & SPINAL SUPPLIES
18832 | 4232191208400 | PLATE, VARIABLE ANGLED LCP CLAVICLE HOOK PLATES 2.7 BUTTON STAINLESS STEEL ASSORTED SIZES, SHAPES, AND TYPES, AS REQUESTED BY END USER | ORTHOPEDIC & SPINAL SUPPLIES
18833 | 4232190604500 | COMPONENT, REVERSE SHOULDER ARTHROPLASTY GLENOID BASE PLATE WITH CENTRAL SCREW ASSORTED SIZES AS REQUESTED BY END USER | ORTHOPEDIC & SPINAL SUPPLIES
18834 | 4232191208300 | PLATE, VARIABLE ANGLED LCP CLAVICLE HOOK PLATES 2.7 ASSORTED SIZES, SHAPES, AND TYPES, AS REQUESTED BY END USER | ORTHOPEDIC & SPINAL SUPPLIES
18835 | 4232191208100 | PLATE, VARIABLE ANGLED LCP CLAVICLE PLATES 2.7 SHAFT ASSORTED SIZES, SHAPES, AND TYPES, AS REQUESTED BY END USER | ORTHOPEDIC & SPINAL SUPPLIES
18836 | 4232191208000 | SCREW, CORTICAL 2.7 MM VARIABLE ANGLED CLAVICLE PLATING ASSORTED SIZES | ORTHOPEDIC & SPINAL SUPPLIES
18837 | 4232191207900 | PLATE, VARIABLE ANGLED LCP CLAVICLE PLATES 2.7 LATERAL ASSORTED SIZES, SHAPES, AND TYPES, AS REQUESTED BY END USER | ORTHOPEDIC & SPINAL SUPPLIES
18838 | 4232191207800 | SCREW, CORTICAL TITANIUM 2.7MM COMPATIBLE WITH SCAPULA PLATING SYSTEM, ASSORTED SIZES REQUESTED BY END USER | ORTHOPEDIC & SPINAL SUPPLIES
18839 | 4232191207700 | SCREW, LOCKING HEAD TITANIUM 2.7MM COMPATIBLE WITH SCAPULA PLATING SYSTEM, ASSORTED SIZES REQUESTED BY END USER | ORTHOPEDIC & SPINAL SUPPLIES
18840 | 4232191207600 | SCREW, CORTICAL TITANIUM 3.5MM COMPATIBLE WITH SCAPULA PLATING SYSTEM, ASSORTED SIZES REQUESTED BY END USER | ORTHOPEDIC & SPINAL SUPPLIES
18841 | 4232191208200 | PLATE, VARIABLE ANGLED LCP CLAVICLE PLATES 2.7 MEDIAL ASSORTED SIZES, SHAPES, AND TYPES, AS REQUESTED BY END USER | ORTHOPEDIC & SPINAL SUPPLIES
18842 | 4232190604400 | COMPONENT, REVERSE SHOULDER ARTHROPLASTY GLENOID BASE PLATE WITH CENTRAL POST ASSORTED SIZES AS REQUESTED BY END USER | ORTHOPEDIC & SPINAL SUPPLIES
18843 | 4232190604300 | COMPONENT, REVERSE SHOULDER ARTHROPLASTY GLENOID BASE PLATE AUGMENTED ASSORTED SIZES AS REQUESTED BY END USER | ORTHOPEDIC & SPINAL SUPPLIES
18844 | 4232190604200 | COMPONENT, MODULAR CONVERTER SHOULDER ARTHROPLASTY GLENOID SPHERE ASSORTED TYPES AND SIZES AS REQUESTED BY END USER | ORTHOPEDIC & SPINAL SUPPLIES
18845 | 4232190400600 | COMPONENT ANATOMIC SHOULDER ARTHROPLASTY HUMERUS STEM CEMENTLESS WITH RELATED CONNECTION ASSORTED TYPES AND SIZES AS REQUESTED BY END USER | ORTHOPEDIC & SPINAL SUPPLIES
18846 | 4232190400500 | COMPONENT ANATOMIC SHOULDER ARTHROPLASTY HUMERUS STEM CEMENTED WITH RELATED CONNECTION ASSORTED TYPES AND SIZES AS REQUESTED BY END USER | ORTHOPEDIC & SPINAL SUPPLIES
18847 | 4232190400400 | COMPONENT, REVERSE SHOULDER ARTHROPLASTY POLYETHYLENE INSERT ASSORTED TYPES AND SIZES REQUESTED BY END USER | ORTHOPEDIC & SPINAL SUPPLIES
18848 | 4232190400300 | COMPONENT, REVERSE SHOULDER ARTHROPLASTY HUMERAL CUP ASSORTED TYPES AND SIZES AS REQUESTED BY END USER | ORTHOPEDIC & SPINAL SUPPLIES
18849 | 4232190400200 | COMPONENT, MODULAR CONVERTER SHOULDER ARTHROPLASTY POLYETHYLENE INSERT ASSORTED TYPES AND SIZES REQUESTED BY END USER | ORTHOPEDIC & SPINAL SUPPLIES
18850 | 4232190400100 | COMPONENT, MODULAR CONVERTER SHOULDER ARTHROPLASTY AUGMENTED GLENOID ASSORTED SIZES AS REQUESTED BY END USER | ORTHOPEDIC & SPINAL SUPPLIES
18851 | 4232190400700 | COMPONENT REVERSE SHOULDER ARTHROPLASTY HUMERUS STEM CEMENTED WITH RELATED CONNECTION ASSORTED TYPES AND SIZES AS REQUESTED BY END USER | ORTHOPEDIC & SPINAL SUPPLIES
18852 | 4232190400000 | COMPONENT, TRAUMA SHOULDER ARTHROPLASTY HUMERUS HEAD ASSORTED TYPES AND SIZES AS REQUESTED BY END USER | ORTHOPEDIC & SPINAL SUPPLIES
18853 | 4232190308900 | HUMERUS STEM, MEGAPROSTHESIS TITANIUM SILVER COATED (ONCOLOGY) OR EQUIVALENTS, ASSORTED TYPES AND SIZES | ORTHOPEDIC & SPINAL SUPPLIES
18854 | 4232190308800 | HUMERUS STEM, MEGAPROSTHESIS TITANIUM (ONCOLOGY) OR EQUIVALENTS, ASSORTED TYPES AND SIZES | ORTHOPEDIC & SPINAL SUPPLIES
18855 | 4232190308700 | EXTENSION HUMERUS, MEGAPROSTHESIS UNIVERSAL (ONCOLOGY), ASSORTED SIZES AS REQUESTED BY END USER | ORTHOPEDIC & SPINAL SUPPLIES
18856 | 4232190308300 | SCREW, MEGAPROSTHESIS HUMERUS SILVER COATED (ONCOLOGY) OR EQUIVALENT, ASSORTED SIZES AS REQUESTED BY END USER | ORTHOPEDIC & SPINAL SUPPLIES
18857 | 4232190301400 | HEAD, MODULAR CONVERTER SHOULDER ARTHROPLASTY HUMERUS ASSORTED TYPES AND SIZES AS REQUESTED BY END USER | ORTHOPEDIC & SPINAL SUPPLIES
18858 | 4232190301300 | COMPONENT, ANATOMIC SHOULDER ARTHROPLASTY HUMERUS HEAD ASSORTED TYPES AND SIZES AS REQUESTED BY END USER | ORTHOPEDIC & SPINAL SUPPLIES
18859 | 4232190309000 | EXTENSION HUMERUS, MEGAPROSTHESIS UNIVERSAL SILVER COATED (ONCOLOGY), ASSORTED SIZES AS REQUESTED BY END USER | ORTHOPEDIC & SPINAL SUPPLIES
18860 | 4232200200000 | SCREW, CORTICAL 3.5MM, OR EQUIVALENT STAINLESS STEEL FOR WRIST FUSION, ASSORTED SIZES | ORTHOPEDIC & SPINAL SUPPLIES
18861 | 4232190400800 | COMPONENT REVERSE SHOULDER ARTHROPLASTY HUMERUS STEM CEMENTLESS WITH RELATED CONNECTION ASSORTED TYPES AND SIZES AS REQUESTED BY END USER | ORTHOPEDIC & SPINAL SUPPLIES
18862 | 4232190401000 | STEM, MODULAR CONVERTER SHOULDER ARTHROPLASTY HUMERUS CEMENTLESS ASSORTED TYPES AND SIZES AS REQUESTED BY END USER | ORTHOPEDIC & SPINAL SUPPLIES
18863 | 4232190604100 | LINER, MODULAR CONVERTER SHOULDER ARTHROPLASTY GLENOID PEGGED OR KEELED ASSORTED SIZES AS REQUESTED BY END USER | ORTHOPEDIC & SPINAL SUPPLIES
18864 | 4232190604000 | REVERSED GLENOID, MEGAPROSTHESIS UNIVERSAL ASSORTED SIZES AS REQUESTED BY END USER | ORTHOPEDIC & SPINAL SUPPLIES
18865 | 4232190603900 | COMPONENT, TRAUMA SHOULDER ARTHROPLASTY GLENOID BASE PLATE, ASSORTED SIZES AS REQUESTED BY END USER | ORTHOPEDIC & SPINAL SUPPLIES
18866 | 4232190603800 | COMPONENT, ANATOMIC SHOULDER ARTHROPLASTY AUGMENTED GLENOID ASSORTED SIZES AS REQUESTED BY END USER | ORTHOPEDIC & SPINAL SUPPLIES
18867 | 4232190603700 | COMPONENT, TRAUMA SHOULDER ARTHROPLASTY GLENOID SPHERE ASSORTED TYPES AND SIZES AS REQUESTED BY END USER | ORTHOPEDIC & SPINAL SUPPLIES
18868 | 4232190603600 | REVERSED GLENOID, MEGAPROSTHESIS UNIVERSAL SILVER COATED ASSORTED SIZES AS REQUESTED BY END USER | ORTHOPEDIC & SPINAL SUPPLIES
18869 | 4232190400900 | STEM, MODULAR CONVERTER SHOULDER ARTHROPLASTY HUMERUS CEMENTED ASSORTED TYPES AND SIZES AS REQUESTED BY END USER | ORTHOPEDIC & SPINAL SUPPLIES
18870 | 4232190603500 | COMPONENT, REVERSE SHOULDER ARTHROPLASTY GLENOID BASE PLATE ASSORTED TYPES AND SIZES AS REQUESTED BY END USER | ORTHOPEDIC & SPINAL SUPPLIES
18871 | 4232190603300 | DRILL GUIDE, FOR GLENOID BONE LOSS RECONSTRUCTION, ASSORTED SIZES | ORTHOPEDIC & SPINAL SUPPLIES
18872 | 4232190600700 | COMPONENT, ANATOMIC SHOULDER ARTHROPLASTY GLENOID PEGGED OR KEELED ASSORTED SIZES AS REQUESTED BY END USER | ORTHOPEDIC & SPINAL SUPPLIES
18873 | 4232190401500 | COMPONENT, STEMLESS HUMERAL SHOULDER ARTHROPLASTY ASSORTED TYPES AND SIZES AS REQUESTED BY END USER | ORTHOPEDIC & SPINAL SUPPLIES
18874 | 4232190401300 | COMPONENT, TRAUMA SHOULDER ARTHROPLASTY HUMERUS STEM CEMENTLESS WITH RELATED CONNECTION ASSORTED TYPES AND SIZES AS REQUESTED BY END USER | ORTHOPEDIC & SPINAL SUPPLIES
18875 | 4232190401200 | COMPONENT, TRAUMA SHOULDER ARTHROPLASTY HUMERUS STEM CEMENTED WITH RELATED CONNECTION ASSORTED TYPES AND SIZES AS REQUESTED BY END USER | ORTHOPEDIC & SPINAL SUPPLIES
18876 | 4232190401100 | COMPONENT, TRAUMA SHOULDER ARTHROPLASTY HUMERUS ADAPTER CONNECTION ASSORTED SIZES AND TYPES AS REQUESTED BY END USER | ORTHOPEDIC & SPINAL SUPPLIES
18877 | 4232190603400 | COMPONENT, REVERSE SHOULDER ARTHROPLASTY GLENOID SPHERE ASSORTED TYPES AND SIZES AS REQUESTED BY END USER | ORTHOPEDIC & SPINAL SUPPLIES
18878 | 4232200200100 | SCREW, LOCKED HEAD 2.7MM, OR EQUIVALENT TITANIUM FOR WRIST FUSION, ASSORTED SIZES | ORTHOPEDIC & SPINAL SUPPLIES
18879 | 4232200200200 | SCREW, LOCKED HEAD 3.5MM, OR EQUIVALENT TITANIUM FOR WRIST FUSION, ASSORTED SIZES | ORTHOPEDIC & SPINAL SUPPLIES
18880 | 4232200200300 | SCREW, CORTICAL 3.5MM, OR EQUIVALENT TITANIUM FOR WRIST FUSION, ASSORTED SIZES | ORTHOPEDIC & SPINAL SUPPLIES
18881 | 4232220311100 | ANCHOR SUTURE KNOTTED WITH NEEDLE PEEK WRIST REPAIR ASSORTED TYPES AND SIZES REQUESTED BY END USER | ORTHOPEDIC & SPINAL SUPPLIES
18882 | 4232220311000 | ANCHOR SUTURE KNOTTED WITH NEEDLE ABSORBABLE HIP REPAIR ASSORTED TYPES AND SIZES REQUESTED BY END USER | ORTHOPEDIC & SPINAL SUPPLIES
18883 | 4232220310900 | ANCHOR SUTURE KNOTTED ABSORBABLE WRIST REPAIR ASSORTED TYPES AND SIZES REQUESTED BY END USER | ORTHOPEDIC & SPINAL SUPPLIES
18884 | 4232220310800 | ANCHOR SUTURE KNOTLESS ABSORBABLE SHOULDER REPAIR ASSORTED TYPES AND SIZES REQUESTED BY END USER | ORTHOPEDIC & SPINAL SUPPLIES
18885 | 4232220310700 | ANCHOR SUTURE KNOTTED WITH NEEDLE TITANIUM HIP REPAIR ASSORTED TYPES AND SIZES REQUESTED BY END USER | ORTHOPEDIC & SPINAL SUPPLIES
18886 | 4232220310600 | ANCHOR SUTURE KNOTTED TITANIUM WRIST REPAIR ASSORTED TYPES AND SIZES REQUESTED BY END USER | ORTHOPEDIC & SPINAL SUPPLIES
18887 | 4232220311200 | ANCHOR SUTURE KNOTLESS ABSORBABLE WRIST REPAIR ASSORTED TYPES AND SIZES REQUESTED BY END USER | ORTHOPEDIC & SPINAL SUPPLIES
18888 | 4232220310500 | ANCHOR SUTURE KNOTTED PEEK HIP REPAIR ASSORTED TYPES AND SIZES REQUESTED BY END USER | ORTHOPEDIC & SPINAL SUPPLIES
18889 | 4232220310300 | ANCHOR SUTURE TENODESIS NON ABSORBABLE PEEK ASSORTED TYPES AND SIZES AS REQUESTED BY END USER | ORTHOPEDIC & SPINAL SUPPLIES
18890 | 4232220310200 | ANCHOR SUTURE KNOTTED ABSORBABLE HIP REPAIR ASSORTED TYPES AND SIZES REQUESTED BY END USER | ORTHOPEDIC & SPINAL SUPPLIES
18891 | 4232220310100 | ANCHOR SUTURE KNOTTED ABSORBABLE FOOT AND ANKLE REPAIR ASSORTED TYPES AND SIZES REQUESTED BY END USER | ORTHOPEDIC & SPINAL SUPPLIES
18892 | 4232220310000 | ANCHOR, SUTURE KNOTLESS SELF-PUNCHING NON ABSORBABLE SHOULDER ROTATOR CUFF ASSORTED TYPES AND SIZES REQUESTED BY END USER | ORTHOPEDIC & SPINAL SUPPLIES
18893 | 4232220309900 | ANCHOR SUTURE KNOTTED TITANIUM HIP REPAIR ASSORTED TYPES AND SIZES REQUESTED BY END USER | ORTHOPEDIC & SPINAL SUPPLIES
18894 | 4232220309800 | ANCHOR SUTURE KNOTTED TITANIUM FOOT AND ANKLE REPAIR ASSORTED TYPES AND SIZES REQUESTED BY END USER | ORTHOPEDIC & SPINAL SUPPLIES
18895 | 4232220310400 | ANCHOR SUTURE KNOTTED PEEK FOOT AND ANKLE REPAIR ASSORTED TYPES AND SIZES REQUESTED BY END USER | ORTHOPEDIC & SPINAL SUPPLIES
18896 | 4232220309700 | ANCHOR, ALL SUTURE WRIST REPAIR ASSORTED TYPES AND SIZES AS REQUESTED BY END USER | ORTHOPEDIC & SPINAL SUPPLIES
18897 | 4232220311300 | ANCHOR SUTURE KNOTTED PEEK WRIST REPAIR ASSORTED TYPES AND SIZES REQUESTED BY END USER | ORTHOPEDIC & SPINAL SUPPLIES
18898 | 4232220311500 | ANCHOR SUTURE KNOTTED WITH NEEDLE TITANIUM SHOULDER REPAIR ASSORTED TYPES AND SIZES REQUESTED BY END USER | ORTHOPEDIC & SPINAL SUPPLIES
18899 | 4215161802900 | LANGENBECK ELEVATOR, NON SLIPPERY, OVERALL LENGTH 230 MM OR EQUIVALENT, SPINAL | ORTHOPEDIC & SPINAL SUPPLIES
18900 | 4215161802800 | KONIG PERIOSTEAL ELEVATOR, 20 CM OR EQUIVALENT, SPINAL | ORTHOPEDIC & SPINAL SUPPLIES
18901 | 4215161802700 | KEY PERIOSTEAL ELEVATOR, NON SLIPPERY, SIZE 5/8 INCH LENGTH 7.5 INCH OR EQUIVALENT, SPINAL | ORTHOPEDIC & SPINAL SUPPLIES
18902 | 4215161802600 | KEY PERIOSTEAL ELEVATOR, NON SLIPPERY, SIZE 3/4 INCH LENGTH 8 INCH OR EQUIVALENT, SPINAL | ORTHOPEDIC & SPINAL SUPPLIES
18903 | 4215161802500 | KEY PERIOSTEAL ELEVATOR, NON SLIPPERY, SIZE 1 INCH LENGTH 8 INCH OR EQUIVALENT, SPINAL | ORTHOPEDIC & SPINAL SUPPLIES
18904 | 4215161802400 | KEY PERIOSTEAL ELEVATOR, NON SLIPPERY, SIZE 3/8 IN LENGTH 7.5 IN OR EQUIVALENT, SPINAL | ORTHOPEDIC & SPINAL SUPPLIES
18905 | 4232220311400 | ANCHOR SUTURE KNOTTED WITH NEEDLE PEEK HIP REPAIR ASSORTED TYPES AND SIZES REQUESTED BY END USER | ORTHOPEDIC & SPINAL SUPPLIES
18906 | 4215161802300 | KEY PERIOSTEAL ELEVATOR, NON SLIPPERY, SIZE 1/8 IN LENGTH 6.34 IN OR EQUIVALENT, SPINAL | ORTHOPEDIC & SPINAL SUPPLIES
18907 | 4215161802100 | KEY PERIOSTEAL ELEVATOR, NON SLIPPERY, SIZE 1/2 INCH LENGTH 7.5 INCH OR EQUIVALENT, SPINAL | ORTHOPEDIC & SPINAL SUPPLIES
18908 | 4232220312000 | ANCHOR SUTURE KNOTLESS NON ABSORBABLE PEEK FOOT AND ANKLE REPAIR ASSORTED TYPES AND SIZES REQUESTED BY END USER | ORTHOPEDIC & SPINAL SUPPLIES
18909 | 4232220311900 | ANCHOR SUTURE KNOTLESS ABSORBABLE FOOT AND ANKLE REPAIR ASSORTED TYPES AND SIZES REQUESTED BY END USER | ORTHOPEDIC & SPINAL SUPPLIES
18910 | 4232220311800 | ANCHOR ALL SUTURE KNOTLESS ASSORTED SIZES | ORTHOPEDIC & SPINAL SUPPLIES
18911 | 4232220311700 | ANCHOR, ALL SUTURE FOOT AND ANKLE REPAIR ASSORTED TYPES AND SIZES AS REQUESTED BY END USER | ORTHOPEDIC & SPINAL SUPPLIES
18912 | 4232220311600 | ANCHOR SUTURE KNOTTED WITH NEEDLE TITANIUM WRIST REPAIR ASSORTED TYPES AND SIZES REQUESTED BY END USER | ORTHOPEDIC & SPINAL SUPPLIES
18913 | 4215161802200 | KEY PERIOSTEAL ELEVATOR, NON SLIPPERY, SIZE 1/4 IN LENGTH 6.34 IN OR EQUIVALENT, SPINAL | ORTHOPEDIC & SPINAL SUPPLIES
18914 | 4232161091800 | MEDIAL PIVOT INSERTS ASSORTED SIZED | ORTHOPEDIC & SPINAL SUPPLIES
18915 | 4232220309600 | ANCHOR, ALL SUTURE HIP REPAIR ASSORTED TYPES AND SIZES AS REQUESTED BY END USER | ORTHOPEDIC & SPINAL SUPPLIES
18916 | 4232220302500 | SUTURE, ULTRA HIGH MOLECULAR WEIGHT POLYETHYLENE ARTHROSCOPY ASSORTED TYPES AND SIZES AS REQUESTED BY END USER | ORTHOPEDIC & SPINAL SUPPLIES
18917 | 4232220002000 | DRILL GUIDE FOR ANCHOR SUTURE HIP ASSORTED TYPES AND SIZES REQUESTED BY END USER | ORTHOPEDIC & SPINAL SUPPLIES
18918 | 4232220001900 | DRILL BIT FOR ANCHOR SUTURE WRIST ASSORTED TYPES AND SIZES AS REQUESTED BY END USER | ORTHOPEDIC & SPINAL SUPPLIES
18919 | 4232220001800 | DRILL BIT FOR ANCHOR SUTURE HIP ASSORTED TYPES AND SIZES REQUESTED BY END USER | ORTHOPEDIC & SPINAL SUPPLIES
18920 | 4232220001700 | TAP FOR ANCHOR SUTURE SHOULDER ASSORTED TYPES AND SIZES AS REQUESTED BY END USER | ORTHOPEDIC & SPINAL SUPPLIES
18921 | 4232220001600 | TAP FOR ANCHOR SUTURE WRIST ASSORTED TYPES AND SIZES AS REQUESTED BY END USER | ORTHOPEDIC & SPINAL SUPPLIES
18922 | 4232220001500 | TAP FOR ANCHOR SUTURE HIP ASSORTED TYPES AND SIZES REQUESTED BY END USER | ORTHOPEDIC & SPINAL SUPPLIES
18923 | 4232220002100 | DRILL BIT FOR ANCHOR SUTURE SHOULDER ASSORTED TYPES AND SIZES AS REQUESTED BY END USER | ORTHOPEDIC & SPINAL SUPPLIES
18924 | 4232200303400 | COMPONENT, TOTAL ELBOW ARTHROPLASTY RADIAL HEAD ASSORTED TYPES AND SIZES REQUESTED BY END USER | ORTHOPEDIC & SPINAL SUPPLIES
18925 | 4232200300700 | HUMERUS PROXIMAL, MEGAPROSTHESIS ULNA TITANIUM SILVER COATED (ONCOLOGY) OR EQUIVALENTS, ASSORTED SIZES | ORTHOPEDIC & SPINAL SUPPLIES
18926 | 4232200300500 | HUMERUS DISTAL, MEGAPROSTHESIS TITANIUM SILVER COATED (ONCOLOGY) OR EQUIVALENTS, ASSORTED SIZES | ORTHOPEDIC & SPINAL SUPPLIES
18927 | 4232200300100 | COMPONENT, HUMERAL FOR TOTAL ELBOW ARTHROPLASTY, ASSORTED SIZES AS REQUESTED BY END USER | ORTHOPEDIC & SPINAL SUPPLIES
18928 | 4232200300000 | COMPONENT, ULNAR FOR TOTAL ELBOW ARTHROPLASTY, ASSORTED SIZES AS REQUESTED BY END USER | ORTHOPEDIC & SPINAL SUPPLIES
18929 | 4232200200500 | SCREW, LOCKED HEAD 3.5MM, OR EQUIVALENT STAINLESS STEEL FOR WRIST FUSION, ASSORTED SIZES | ORTHOPEDIC & SPINAL SUPPLIES
18930 | 4232200200400 | SCREW, LOCKED HEAD 2.7MM, OR EQUIVALENT STAINLESS STEEL FOR WRIST FUSION, ASSORTED SIZES | ORTHOPEDIC & SPINAL SUPPLIES
18931 | 4232200300800 | HUMERUS REDUCER, MEGAPROSTHESIS LEFT OR RIGHT TITANIUM SILVER COATED (ONCOLOGY) OR EQUIVALENTS, ASSORTED SIZES | ORTHOPEDIC & SPINAL SUPPLIES
18932 | 4232220303900 | ANCHOR, SUTURE KNOTLESS SELF-PUNCHING ABSORBABLE SHOULDER ROTATOR CUFF ASSORTED TYPES AND SIZES REQUESTED BY END USER | ORTHOPEDIC & SPINAL SUPPLIES
18933 | 4232220002200 | TAP FOR ANCHOR SUTURE FOOT AND ANKLE ASSORTED TYPES AND SIZES AS REQUESTED BY END USER | ORTHOPEDIC & SPINAL SUPPLIES
18934 | 4232220002400 | DRILL BIT FOR ANCHOR SUTURE FOOT AND ANKLE ASSORTED TYPES AND SIZES AS REQUESTED BY END USER | ORTHOPEDIC & SPINAL SUPPLIES
18935 | 4232220302300 | ANCHOR SUTURE KNOTLESS NON ABSORBABLE PEEK SHOULDER REPAIR ASSORTED TYPES AND SIZES REQUESTED BY END USER | ORTHOPEDIC & SPINAL SUPPLIES
18936 | 4232220302200 | ANCHOR SUTURE TENODESIS ABSORBABLE ASSORTED TYPES AND SIZES AS REQUESTED BY END USER | ORTHOPEDIC & SPINAL SUPPLIES
18937 | 4232220301800 | ANCHOR SUTURE KNOTLESS NON ABSORBABLE HIP REPAIR ASSORTED TYPES AND SIZES AS REQUESTED BY END USER | ORTHOPEDIC & SPINAL SUPPLIES
18938 | 4232220301700 | ANCHOR SUTURE KNOTLESS ABSORBABLE HIP REPAIR ASSORTED TYPES AND SIZES AS REQUESTED BY END USER | ORTHOPEDIC & SPINAL SUPPLIES
18939 | 4232220300300 | ANCHOR, ALL SUTURE SHOULDER REPAIR ASSORTED TYPES AND SIZES AS REQUESTED BY END USER | ORTHOPEDIC & SPINAL SUPPLIES
18940 | 4232220300100 | ANCHOR SUTURE KNOTTED TITANIUM SHOULDER REPAIR ASSORTED TYPES AND SIZES REQUESTED BY END USER | ORTHOPEDIC & SPINAL SUPPLIES
18941 | 4232220002300 | DRILL GUIDE WITH OBTURATOR FOR ANCHOR SUTURE WRIST REPAIR ASSORTED TYPES AND SIZES AS REQUESTED BY END USER | ORTHOPEDIC & SPINAL SUPPLIES
18942 | 4232220300000 | ANCHOR SUTURE KNOTTED ABSORBABLE SHOULDER REPAIR ASSORTED TYPES AND SIZES REQUESTED BY END USER | ORTHOPEDIC & SPINAL SUPPLIES
18943 | 4232220108500 | SCREW, TENODESIS PEEK, ASSORTED SIZES | ORTHOPEDIC & SPINAL SUPPLIES
18944 | 4232220002900 | DRILL GUIDE WITH OBTURATOR FOR ANCHOR SUTURE FOOT AND ANKLE REPAIR ASSORTED TYPES AND SIZES AS REQUESTED BY END USER | ORTHOPEDIC & SPINAL SUPPLIES
18945 | 4232220002800 | CASE, FOR WRIST ANCHOR INSTRUMENTS (DRILL BIT, DRILL GUIDE, AND TAP), WITH NECESSARY MAT AND CASE COVER | ORTHOPEDIC & SPINAL SUPPLIES
18946 | 4232220002700 | CASE, FOR HIP ANCHOR INSTRUMENTS (DRILL BIT, DRILL GUIDE, AND TAP), WITH NECESSARY MAT AND CASE COVER | ORTHOPEDIC & SPINAL SUPPLIES
18947 | 4232220002600 | CASE, FOR FOOT AND ANKLE ANCHOR INSTRUMENTS (DRILL BIT, DRILL GUIDE, AND TAP), WITH NECESSARY MAT AND CASE COVER | ORTHOPEDIC & SPINAL SUPPLIES
18948 | 4232220002500 | DRILL GUIDE WITH OBTURATOR FOR ANCHOR SUTURE SHOULDER REPAIR ASSORTED TYPES AND SIZES AS REQUESTED BY END USER | ORTHOPEDIC & SPINAL SUPPLIES
18949 | 4232220109400 | SCREW, TENODESIS ABSORBABLE, ASSORTED SIZES | ORTHOPEDIC & SPINAL SUPPLIES
18950 | 4232161074800 | CEMENT DOUBLE SYRINGE, FOR NEGATIVE VACUUM CONNECTION AND LONG AND SHORT NOZZLE WITH PRESSURIZING PIECE, ORTHOPEDIC | ORTHOPEDIC & SPINAL SUPPLIES
18951 | 4232161096600 | FIXED HEAD SCREW TITANIUM PEDICLE 7.5 MM DIAMETER, ASSORTED LENGTH WITH PROPER LOCKING MECHANISM AS REQUESTED BY THE END USERS, SPINAL | ORTHOPEDIC & SPINAL SUPPLIES
18952 | 4224151300200 | CAST MANAGEMENT BOX INCLUDING 3 CAST CUTTERS (SMALL MEDIUM LARGE) 2 CAST SPREADERS (SMALL LARGE) 3 CAST SCISSORS (MEDIUM LARGE) 3 HAND CAST KNIFE 10 LISTER BANDAGE SCISSORS (SMALL AND LARGE) ORTHOPEDIC | ORTHOPEDIC & SPINAL SUPPLIES
18953 | 4232150841000 | PLATE, LCP DISTAL HUMERAL EXTRA ARTICULAR OR EQUIVALENT, LEFT OR RIGHT, ASSORTED SIZES | ORTHOPEDIC & SPINAL SUPPLIES
18954 | 4232150859500 | PLATE, LCP CLAVICLE ANTERIOR TITANIUM ASSORTED SIZES, SHAPES, AND TYPES, AS REQUESTED BY END USER | ORTHOPEDIC & SPINAL SUPPLIES
18955 | 4232150876700 | PLATE, LCP STAINLESS STEEL FOR WRIST FUSION, ASSORTED TYPES, SHAPES, AND SIZES | ORTHOPEDIC & SPINAL SUPPLIES
18956 | 4232150893900 | PLATE, LCP QUADRILATERAL PELVIC, OR EQUIVALENT, ASSORTED SIZES | ORTHOPEDIC & SPINAL SUPPLIES
18957 | 4232150900300 | WASHER, FOR SMALL TITANIUM FRAGMENT SCREW, ASSORTED SIZES | ORTHOPEDIC & SPINAL SUPPLIES
18958 | 4232150900500 | TENDON WASHER WITH SPIKES FOR ACL RECONSTRUCTION, ORTHOPEDIC | ORTHOPEDIC & SPINAL SUPPLIES
18959 | 4232150907900 | SCREW HEADLESS CANNULATED SELF DRILLING 4.5 TO 6.5MM TITANIUM ASSORTED TYPES AND LENGTHS REQUESTED BY END USER | ORTHOPEDIC & SPINAL SUPPLIES
18960 | 4232150908000 | SCREW HEADLESS CANNULATED SELF DRILLING 4.5 TO 6.5MM STAINLESS STEEL ASSORTED TYPES AND LENGTHS REQUESTED BY END USER | ORTHOPEDIC & SPINAL SUPPLIES
18961 | 4232150927200 | SCREW, LOCKING CANNULATED FOR TITANIUM VARIABLE ANGLE CONDYLAR PLATE | ORTHOPEDIC & SPINAL SUPPLIES
18962 | 4232150935000 | SCREW HEADLESS CANNULATED SELF DRILLING 2.4 TO 3.0MM TITANIUM ASSORTED TYPES AND LENGTHS REQUESTED BY END USER | ORTHOPEDIC & SPINAL SUPPLIES
18963 | 4232151000000 | ENDCAP, FOR LARGE EXTERNAL FIXATOR SCHANZ PIN | ORTHOPEDIC & SPINAL SUPPLIES
18964 | 4232151009500 | SCREW, TITANIUM FOR 2.7MM, OR EQUIVALENT LOW PROFILE SMALL FRAGMENT FIXATION, ASSORTED SIZES | ORTHOPEDIC & SPINAL SUPPLIES
18965 | 4232151023500 | SCREW HEADLESS CANNULATED SELF DRILLING 1.5MM TO 2MM TITANIUM ASSORTED TYPES AND LENGTHS REQUESTED BY END USER | ORTHOPEDIC & SPINAL SUPPLIES
18966 | 4232151023600 | SCREW HEADLESS CANNULATED SELF DRILLING 1.5MM TO 2MM STAINLESS STEEL ASSORTED TYPES AND LENGTHS REQUESTED BY END USER | ORTHOPEDIC & SPINAL SUPPLIES
18967 | 4232150837900 | KIT, FOR FEMORAL NECK SYSTEM INCLUDING BOLT, ANTI-ROTATIONAL SCREW, AND FEMORAL NECK PLATE, OR EQUIVALENT, ASSORTED SIZES | ORTHOPEDIC & SPINAL SUPPLIES
18968 | 4232151097200 | SCREW, COMPRESSION FOR DYNAMIC AND CONDYLAR STAINLESS STEEL HIP SCREW | ORTHOPEDIC & SPINAL SUPPLIES
18969 | 4232151098300 | WASHER, FOR SLIPPED CAPITAL FEMORAL EPIPHYSIS SCREW OR EQUIVALENT, ASSORTED SIZES | ORTHOPEDIC & SPINAL SUPPLIES
18970 | 4232151098700 | WASHER, FOR SMALL STAINLESS STEEL FRAGMENT SCREW, ASSORTED SIZES | ORTHOPEDIC & SPINAL SUPPLIES
18971 | 4232151098800 | WASHER, FOR LARGE STAINLESS STEEL FRAGMENT SCREW, ASSORTED SIZES | ORTHOPEDIC & SPINAL SUPPLIES
18972 | 4232150034000 | SCREW, LATERAL MASS, TITANIUM, POLYAXIAL, CORTICAL, 3.5 MM DIAMETER, ASSORTED LENGTH, COMPATIBLE WITH THE ROD WITH PROPER LOCKING MECHANISM, COMPATIBLE WITH NAVIGATION SYSTEM, SPINAL | ORTHOPEDIC & SPINAL SUPPLIES
18973 | 4232151098900 | WASHER, FOR LARGE TITANIUM FRAGMENT SCREW, ASSORTED SIZES | ORTHOPEDIC & SPINAL SUPPLIES
18974 | 4232151211100 | BONE PIN, 3.2MM X 80MM, STERILE FOR ROBOTIC | ORTHOPEDIC & SPINAL SUPPLIES
18975 | 4232151211200 | BONE PIN, 3.2MM X 110MM, STERILE FOR ROBOTIC | ORTHOPEDIC & SPINAL SUPPLIES
18976 | 4232151211300 | BONE PIN, 3.2MM X 140MM, STERILE FOR ROBOTIC | ORTHOPEDIC & SPINAL SUPPLIES
18977 | 4232151211400 | BONE PIN, 4MM X 80MM, STERILE FOR ROBOTIC | ORTHOPEDIC & SPINAL SUPPLIES
18978 | 4232151211500 | BONE PIN, 4MM X 110MM, STERILE FOR ROBOTIC | ORTHOPEDIC & SPINAL SUPPLIES
18979 | 4232151211600 | BONE PIN, 4MM X 140MM, STERILE FOR ROBOTIC | ORTHOPEDIC & SPINAL SUPPLIES
18980 | 4232151211700 | BONE PIN, 4MM X 170MM, STERILE FOR ROBOTIC | ORTHOPEDIC & SPINAL SUPPLIES
18981 | 4232151211800 | BONE PIN, 4MM X 170MM, SELF-DRILL, SELF-TAP FOR ROBOTIC | ORTHOPEDIC & SPINAL SUPPLIES
18982 | 4232151211900 | WIRE, KIRSCHNER TROCAR TIP ASSORTED LENGTHS, DIAMETER 1.1 MM TO 1.8 MM | ORTHOPEDIC & SPINAL SUPPLIES
18983 | 4232151097300 | SCREW, COMPRESSION FOR DYNAMIC AND CONDYLAR TITANIUM HIP SCREW | ORTHOPEDIC & SPINAL SUPPLIES
18984 | 4232151300200 | PIN, STEINMANN WITH MIDDLE THREAD ASSORTED DIAMETERS AND LENGTHS | ORTHOPEDIC & SPINAL SUPPLIES
18985 | 4232150833000 | PLATE, LCP TITANIUM LATERAL DISTAL FIBULA, OR EQUIVALENT, RIGHT OR LEFT ASSORTED SIZES | ORTHOPEDIC & SPINAL SUPPLIES
18986 | 4232150034200 | SCREW, LATERAL MASS, TITANIUM, POLYAXIAL, CANCELLOUS, 3.5 MM DIAMETER, ASSORTED LENGTH PARTIALLY THREADED, COMPATIBLE WITH THE ROD WITH PROPER LOCKING MECHANISM, COMPATIBLE WITH NAVIGATION SYSTEM, SPINAL | ORTHOPEDIC & SPINAL SUPPLIES
18987 | 4232150700900 | EXTENSION, FOR BUTTON WITHOUT LOOP, ASSORTED SIZES | ORTHOPEDIC & SPINAL SUPPLIES
18988 | 4232150701000 | CABLE SPIKE ASSORTED SHAPE AND SIZE S AS REQUESTED BY END USER, ORTHOPEDIC | ORTHOPEDIC & SPINAL SUPPLIES
18989 | 4232150034400 | WASHER, FOR CANNULATED TITANIUM SCREW FULL THREADED 8MM, ASSORTED SIZES | ORTHOPEDIC & SPINAL SUPPLIES
18990 | 4232150701100 | CABLE TROCHANTERIC GRIP ASSORTED SHAPE AND SIZE S AS REQUESTED BY END USER, ORTHOPEDIC | ORTHOPEDIC & SPINAL SUPPLIES
18991 | 4232150701200 | CABLE WITH CLAMP ASSORTED SHAPE AND SIZE S AS REQUESTED BY END USER, ORTHOPEDIC | ORTHOPEDIC & SPINAL SUPPLIES
18992 | 4232150701500 | FEMORAL FIXATION IMPLANT ABSORBABLE PIN SYSTEM FOR ACL FIXATION ASSORTED DIAMETERS AND LENGTHS AS REQUIRED BY END USERS, ORTHOPEDIC | ORTHOPEDIC & SPINAL SUPPLIES
18993 | 4232150701600 | BUTTON, WITH FIXED LOOP GRAFT FIXATION AS REQUESTED BY END USER | ORTHOPEDIC & SPINAL SUPPLIES
18994 | 4232150701800 | SET, COMPLETE INSTRUMENTATION FOR ADULT BLADE PLATE OSTEOTOMY, WITH NECESSARY CASES | ORTHOPEDIC & SPINAL SUPPLIES
18995 | 4232150702000 | SET, COMPLETE INSTRUMENTATION FOR INTRAMEDULLARY FLEXIBLE NAIL FIXATION, WITH NECESSARY CASE AND IMPLANT TRAY | ORTHOPEDIC & SPINAL SUPPLIES
18996 | 4232150702400 | SET, COMPLETE INSTRUMENTATION FOR STAINLESS STEEL PERI-PROSTHETIC FRACTURE FIXATION SYSTEM, WITH NECESSARY CASES | ORTHOPEDIC & SPINAL SUPPLIES
18997 | 4232150702600 | SET, COMPLETE INSTRUMENTATION FOR ANATOMIC DISTAL STAINLESS STEEL ANTEROLATERAL TIBIAL FIXATION, WITH NECESSARY CASES AND IMPLANT TRAY | ORTHOPEDIC & SPINAL SUPPLIES
18998 | 4232150702700 | SET, COMPLETE INSTRUMENTATION FOR REVISION TOTAL KNEE ARTHROPLASTY WITH NECESSARY CASE AND PROSTHESIS TRIALS | ORTHOPEDIC & SPINAL SUPPLIES
18999 | 4232150703000 | SET, COMPLETE INSTRUMENTATION WITH NECESSARY TRAY AND CASE FOR ARTHROSCOPIC ACL RECONSTRUCTION BY PIN SYSTEM, ORTHOPEDIC | ORTHOPEDIC & SPINAL SUPPLIES
19000 | 4232150703600 | SCREW, LOCKED HEAD STAINLESS STEEL FOR PERI-PROSTHETIC FRACTURE, ASSORTED SIZES AND LENGTHS | ORTHOPEDIC & SPINAL SUPPLIES
19001 | 4232150034100 | SCREW, LATERAL MASS, TITANIUM, POLYAXIAL, CANCELLOUS, 3.5 MM DIAMETER, ASSORTED LENGTH, COMPATIBLE WITH THE ROD WITH PROPER LOCKING MECHANISM, COMPATIBLE WITH NAVIGATION SYSTEM, SPINAL | ORTHOPEDIC & SPINAL SUPPLIES
19002 | 4232150707100 | SLEEVE, FEMORAL STEPPED FOR BONE DEFECT FOR REVISION TOTAL KNEE ARTHROPLASTY ASSORTED SIZES AS REQUESTED BY END USER, ORTHOPEDIC | ORTHOPEDIC & SPINAL SUPPLIES
19003 | 4232150729800 | PLATE, LCP PELVIC RECONSTRUCTION J PLATE, OR EQUIVALENT, ASSORTED SIZES | ORTHOPEDIC & SPINAL SUPPLIES
19004 | 4232150732700 | PLATE, LCP PROXIMAL RADIUS LEFT OR RIGHT FOR RADIAL HEAD RIM SHAFT, OR EQUIVALENT, ASSORTED SIZES | ORTHOPEDIC & SPINAL SUPPLIES
19005 | 4232150733400 | PLATE, LCP TITANIUM SUPERIOR ANTERIOR LEFT OR RIGHT CLAVICLE WITH LATERAL EXTENSION ASSORTED SIZES, AS REQUESTED BY END USER | ORTHOPEDIC & SPINAL SUPPLIES
19006 | 4232150737000 | PLATE, LCP PELVIC LOW PROFILE RECONSTRUCTION, OR EQUIVALENT, ASSORTED SIZES | ORTHOPEDIC & SPINAL SUPPLIES
19007 | 4232150749000 | PLATE, LCP STAINLESS STEEL FOR FOREFOOT AND MIDFOOT, OR EQUIVALENTS, ASSORTED SIZES AND TYPES | ORTHOPEDIC & SPINAL SUPPLIES
19008 | 4232150755100 | PLATE, LCP METAPHYSEAL, 3.5/4.5/5.0 FOR MEDIAL DISTAL TIBIA LEFT OR RIGHT, ASSORTED SIZES | ORTHOPEDIC & SPINAL SUPPLIES
19009 | 4232150755300 | PLATE, LCP PROXIMAL RADIUS FOR RADIAL NECK SHAFT, OR EQUIVALENT, ASSORTED SIZES | ORTHOPEDIC & SPINAL SUPPLIES
19010 | 4232150770000 | PLATE, VARIABLE LOCKING COMPRESSION VARIABLE ANGLE POSTEROLATERAL DISTAL TIBIAL, ASSORTED SIZES | ORTHOPEDIC & SPINAL SUPPLIES
19011 | 4232150771100 | SCREW, CORTICAL 3.5MM OR EQUIVALENT FOR STAINLESS STEEL SUPERIOR CLAVICLE PLATE WITH LATERAL EXTENSION, ASSORTED SIZES | ORTHOPEDIC & SPINAL SUPPLIES
19012 | 4232150794900 | PLATE, TITANIUM VARIABLE ANGLE CONDYLAR, ASSORTED SIZES | ORTHOPEDIC & SPINAL SUPPLIES
19013 | 4232150034300 | WASHER, FOR CANNULATED TITANIUM SCREW FULL THREADED 5MM, ASSORTED SIZES | ORTHOPEDIC & SPINAL SUPPLIES
19014 | 4232150822300 | PLATE, VARIABLE ANGLE LCP CALCANEAL, 2.7MM OR EQUIVALENT, ASSORTED SIZES | ORTHOPEDIC & SPINAL SUPPLIES
19015 | 4232150822500 | PLATE, TITANIUM PROXIMAL DIAPHYSEAL HUMERAL, ASSORTED SIZES | ORTHOPEDIC & SPINAL SUPPLIES
19016 | 4232150825200 | PIN, HYDROXYAPATITE COATED FOR POLYAXIAL CIRCULAR EXTERNAL FIXATION, ASSORTED DIAMETERS AND LENGTHS | ORTHOPEDIC & SPINAL SUPPLIES
19017 | 4232150707200 | SCREW, SELF-TAPPING FOR HUMERUS NAIL DISTAL LOCKING ASSORTED SIZES AND LENGTHS | ORTHOPEDIC & SPINAL SUPPLIES
19018 | 4232151300300 | SCREW, TITANIUM SCHANZ FOR MEDIUM EXTERNAL FIXATION, ASSORTED LENGTHS, SELF-DRILLING | ORTHOPEDIC & SPINAL SUPPLIES
19019 | 4232151300400 | SCREW, TITANIUM SCHANZ FOR SMALL EXTERNAL FIXATION, ASSORTED LENGTHS, SELF-DRILLING | ORTHOPEDIC & SPINAL SUPPLIES
19020 | 4232151300700 | SCREW, SCHANZ FOR LARGE EXTERNAL FIXATION SELF-DRILLING, ASSORTED LENGTHS | ORTHOPEDIC & SPINAL SUPPLIES
19021 | 4232150033600 | SET, COMPLETE INSTRUMENTATION FOR PROXIMAL FEMUR TUMOR MEGAPROSTHESIS TOTAL FEMUR ARTHROPLASTY, WITH ALL NECESSARY ACCESSORIES AND CASES | ORTHOPEDIC & SPINAL SUPPLIES
19022 | 4232160005000 | CONNECTOR, ASSORTED MECHANISM AND SIZES ON DEMAND, FOR ADULT, SPINAL | ORTHOPEDIC & SPINAL SUPPLIES
19023 | 4232150033500 | SET, COMPLETE INSTRUMENTATION FOR 4.5MM ANATOMIC PROXIMAL TIBIA STAINLESS STEEL PLATING WITH NECESSARY CASE AND IMPLANT TRAY | ORTHOPEDIC & SPINAL SUPPLIES
19024 | 4232150033400 | SCREW, LOCKING HEAD 2.7MM OR EQUIVALENT FOR TITANIUM SUPERIOR ANTERIOR CLAVICLE PLATE WITH LATERAL EXTENSION, ASSORTED SIZES | ORTHOPEDIC & SPINAL SUPPLIES
19025 | 4232150033300 | SCREW, LOCKING HEAD 2.7MM OR EQUIVALENT FOR STAINLESS STEEL SUPERIOR ANTERIOR CLAVICLE PLATE WITH LATERAL EXTENSION, ASSORTED SIZES | ORTHOPEDIC & SPINAL SUPPLIES
19026 | 4232150033200 | SCREW, LOCKED HEAD 3.5MM OR EQUIVALENT FOR TITANIUM SUPERIOR ANTERIOR CLAVICLE PLATE WITH LATERAL EXTENSION, ASSORTED SIZES | ORTHOPEDIC & SPINAL SUPPLIES
19027 | 4232150033100 | SCREW, LOCKED HEAD 3.5MM OR EQUIVALENT FOR STAINLESS STEEL SUPERIOR ANTERIOR CLAVICLE PLATE WITH LATERAL EXTENSION, ASSORTED SIZES | ORTHOPEDIC & SPINAL SUPPLIES
19028 | 4232150033000 | SCREW, LOCKING HEAD 2.7MM OR EQUIVALENT FOR TITANIUM SUPERIOR CLAVICLE PLATE WITH LATERAL EXTENSION, ASSORTED SIZES | ORTHOPEDIC & SPINAL SUPPLIES
19029 | 4232160005100 | CONNECTOR, ASSORTED MECHANISM AND SIZES ON DEMAND, FOR PEDIATRIC, SPINAL | ORTHOPEDIC & SPINAL SUPPLIES
19030 | 4232160005300 | CERVICAL DISC PROSTHESIS MEDIUM, ASSORTED HEIGHT AS REQUESTED BY END USER, SPINAL | ORTHOPEDIC & SPINAL SUPPLIES
19031 | 4232160005400 | LOCKING MECHANISM SET SCREW FOR TITANIUM PEDICLE SCREW, SPINAL | ORTHOPEDIC & SPINAL SUPPLIES
19032 | 4232160005500 | SCREWS, FOR LAMINOPLASTY, ASSORTED DIAMETER, ASSORTED LENGTH, SPINAL | ORTHOPEDIC & SPINAL SUPPLIES
19033 | 4232160005600 | CERVICAL DISC PROSTHESIS LARGE, ASSORTED HEIGHT AS REQUESTED BY END USER, SPINAL | ORTHOPEDIC & SPINAL SUPPLIES
19034 | 4232160005700 | CERVICAL DISC PROSTHESIS SMALL, ASSORTED HEIGHT AS REQUESTED BY END USER, SPINAL | ORTHOPEDIC & SPINAL SUPPLIES
19035 | 4232150033700 | SCREW, LATERAL MASS, TITANIUM, POLYAXIAL, CANCELLOUS, 3 MM DIAMETER, ASSORTED LENGTH, COMPATIBLE WITH THE ROD, SPINAL | ORTHOPEDIC & SPINAL SUPPLIES
19036 | 4232160005800 | CONNECTOR, ASSORTED MECHANISM AND SIZES ON DEMAND, FOR ADULT, COMPATIBLE WITH NAVIGATION SYSTEM, SPINAL | ORTHOPEDIC & SPINAL SUPPLIES
19037 | 4232160006000 | SCREW (MONOAXIAL) FOR DEFORMITY WITH TOP REDUCTION MECHANISM, TITANIUM PEDICLE ASSORTED DIAMETER, ASSORTED LENGTH WITH PROPER LOCKING MECHANISM AS REQUESTED BY END USER, FOR ADULT, COMPATIBLE WITH NAVIGATION SYSTEM, SPINAL | ORTHOPEDIC & SPINAL SUPPLIES
19038 | 4232150032900 | SCREW, LOCKING HEAD 2.7MM OR EQUIVALENT FOR STAINLESS STEEL SUPERIOR CLAVICLE PLATE WITH LATERAL EXTENSION, ASSORTED SIZES | ORTHOPEDIC & SPINAL SUPPLIES
19039 | 4232150032800 | SCREW, LOCKED HEAD 3.5MM OR EQUIVALENT FOR TITANIUM SUPERIOR CLAVICLE PLATE WITH LATERAL EXTENSION, ASSORTED SIZES | ORTHOPEDIC & SPINAL SUPPLIES
19040 | 4232160006100 | SCREW (MONOAXIAL) FOR DEFORMITY WITH TOP REDUCTION MECHANISM, TITANIUM PEDICLE ASSORTED DIAMETER, ASSORTED LENGTH WITH PROPER LOCKING MECHANISM AS REQUESTED BY END USER, FOR PEDIATRIC, COMPATIBLE WITH NAVIGATION SYSTEM, SPINAL | ORTHOPEDIC & SPINAL SUPPLIES
19041 | 4232160006200 | SCREW (MONOAXIAL) FOR DEFORMITY WITH TOP REDUCTION MECHANISM, TITANIUM PEDICLE ASSORTED DIAMETER, ASSORTED LENGTH WITH PROPER LOCKING MECHANISM AS REQUESTED BY END USER, FOR PEDIATRIC, SPINAL | ORTHOPEDIC & SPINAL SUPPLIES
19042 | 4232160006300 | SCREW (POLYAXIAL) (OPEN OR CLOSED SCREW HEAD ON DEMAND) FOR DEFORMITY WITH TOP REDUCTION MECHANISM, TITANIUM, ILIAC, ASSORTED DIAMETER, ASSORTED LENGTH WITH PROPER LOCKING MECHANISM AS REQUESTED BY END USER, FOR ADULT, COMPATIBLE WITH NAVIGATION SYSTEM, SPINAL | ORTHOPEDIC & SPINAL SUPPLIES
19043 | 4232160006400 | SCREW (POLYAXIAL) (OPEN OR CLOSED SCREW HEAD ON DEMAND) FOR DEFORMITY WITH TOP REDUCTION MECHANISM, TITANIUM, ILIAC, ASSORTED DIAMETER, ASSORTED LENGTH WITH PROPER LOCKING MECHANISM AS REQUESTED BY END USER, FOR PEDIATRIC, COMPATIBLE WITH NAVIGATION SYSTEM, SPINAL | ORTHOPEDIC & SPINAL SUPPLIES
19044 | 4232160006500 | SCREW (POLYAXIAL) (OPEN OR CLOSED SCREW HEAD ON DEMAND) FOR DEFORMITY WITH TOP REDUCTION MECHANISM, TITANIUM, ILIAC, ASSORTED DIAMETER, ASSORTED LENGTH WITH PROPER LOCKING MECHANISM AS REQUESTED BY END USER, FOR PEDIATRIC, SPINAL | ORTHOPEDIC & SPINAL SUPPLIES
19045 | 4232160006600 | SCREW (POLYAXIAL) FOR DEFORMITY WITH TOP REDUCTION MECHANISM, TITANIUM PEDICLE ASSORTED DIAMETER, ASSORTED LENGTH WITH PROPER LOCKING MECHANISM AS REQUESTED BY END USER, FOR ADULT, COMPATIBLE WITH NAVIGATION SYSTEM, SPINAL | ORTHOPEDIC & SPINAL SUPPLIES
19046 | 4232160006700 | SCREW (POLYAXIAL) FOR DEFORMITY WITH TOP REDUCTION MECHANISM, TITANIUM PEDICLE ASSORTED DIAMETER, ASSORTED LENGTH WITH PROPER LOCKING MECHANISM AS REQUESTED BY END USER, FOR PEDIATRIC, COMPATIBLE WITH NAVIGATION SYSTEM, SPINAL | ORTHOPEDIC & SPINAL SUPPLIES
19047 | 4232160006800 | SCREW (POLYAXIAL) FOR DEFORMITY WITH TOP REDUCTION MECHANISM, TITANIUM PEDICLE ASSORTED DIAMETER, ASSORTED LENGTH WITH PROPER LOCKING MECHANISM AS REQUESTED BY END USER, FOR PEDIATRIC, SPINAL | ORTHOPEDIC & SPINAL SUPPLIES
19048 | 4232160006900 | SCREW (UNIAXIAL) FOR DEFORMITY WITH TOP REDUCTION MECHANISM, TITANIUM PEDICLE ASSORTED DIAMETER, ASSORTED LENGTH WITH PROPER LOCKING MECHANISM AS REQUESTED BY END USER, FOR ADULT, COMPATIBLE WITH NAVIGATION SYSTEM, SPINAL | ORTHOPEDIC & SPINAL SUPPLIES
19049 | 4232160007000 | SCREW (UNIAXIAL) FOR DEFORMITY WITH TOP REDUCTION MECHANISM, TITANIUM PEDICLE ASSORTED DIAMETER, ASSORTED LENGTH WITH PROPER LOCKING MECHANISM AS REQUESTED BY END USER, FOR PEDIATRIC, COMPATIBLE WITH NAVIGATION SYSTEM, SPINAL | ORTHOPEDIC & SPINAL SUPPLIES
19050 | 4232160007100 | SCREW (UNIAXIAL) FOR DEFORMITY WITH TOP REDUCTION MECHANISM, TITANIUM PEDICLE ASSORTED DIAMETER, ASSORTED LENGTH WITH PROPER LOCKING MECHANISM AS REQUESTED BY END USER, FOR PEDIATRIC, SPINAL | ORTHOPEDIC & SPINAL SUPPLIES
19051 | 4232160005900 | CONNECTOR, ASSORTED MECHANISM AND SIZES ON DEMAND, FOR PEDIATRIC, COMPATIBLE WITH NAVIGATION SYSTEM, SPINAL | ORTHOPEDIC & SPINAL SUPPLIES
19052 | 4232160004900 | GROWING DEVICE, ASSORTED SIZES AS REQUESTED BY END USER | ORTHOPEDIC & SPINAL SUPPLIES
19053 | 4232150033800 | SCREW, LATERAL MASS, TITANIUM, POLYAXIAL, CORTICAL, 4 MM DIAMETER, ASSORTED LENGTH, COMPATIBLE WITH THE ROD WITH PROPER LOCKING MECHANISM, COMPATIBLE WITH NAVIGATION SYSTEM, SPINAL | ORTHOPEDIC & SPINAL SUPPLIES
19054 | 4232160004700 | PLATE, LCP PELVIS RECONSTRUCTION SYMPHYSIAL PLATE, OR EQUIVALENT, ASSORTED SIZES | ORTHOPEDIC & SPINAL SUPPLIES
19055 | 4232151301000 | WIRE, KIRSCHNER TROCAR TIP ASSORTED LENGTHS, DIAMETER 0.6 MM TO 1 MM | ORTHOPEDIC & SPINAL SUPPLIES
19056 | 4232151301100 | WIRE, KIRSCHNER THREADED TIP ASSORTED LENGTHS, DIAMETER 1.1 MM TO 1.8 MM | ORTHOPEDIC & SPINAL SUPPLIES
19057 | 4232151301200 | WIRE, KIRSCHNER THREADED TIP ASSORTED LENGTHS, DIAMETER 0.6 MM TO 1 MM | ORTHOPEDIC & SPINAL SUPPLIES
19058 | 4232151303300 | SCREW, SCHANZ FOR MEDIUM EXTERNAL FIXATION SELF-DRILLING, ASSORTED LENGTHS | ORTHOPEDIC & SPINAL SUPPLIES
19059 | 4232151303500 | SCREW, SCHANZ FOR SMALL EXTERNAL FIXATOR ASSORTED THREADS AND LENGTHS, SELF-DRILLING | ORTHOPEDIC & SPINAL SUPPLIES
19060 | 4232151303800 | SCREW, HYDROXYAPATITE COATED SCHANZ PIN FOR LARGE EXTERNAL FIXATION, ASSORTED LENGTHS | ORTHOPEDIC & SPINAL SUPPLIES
19061 | 4232151304600 | SCREW, SCHANZ FOR SMALL EXTERNAL FIXATION SELF-DRILLING, ASSORTED LENGTHS, SELF-DRILLING | ORTHOPEDIC & SPINAL SUPPLIES
19062 | 4232151400000 | STAPLE, TITANIUM ASSORTED SIZES AND SHAPES | ORTHOPEDIC & SPINAL SUPPLIES
19063 | 4232151600000 | SET, COMPLETE INSTRUMENTATION FOR HUMERUS INTRAMEDULLARY NAIL AND SCREW FIXATION, WITH NECESSARY CASE | ORTHOPEDIC & SPINAL SUPPLIES
19064 | 4232151600100 | SET, COMPLETE INSTRUMENTATION FOR FEMUR PIRIFORMIS INTRAMEDULLARY NAIL AND SCREW FIXATION | ORTHOPEDIC & SPINAL SUPPLIES
19065 | 4232151600200 | SCREW, FOR TEMPORARY ANTIBIOTICS IMPREGNATED INTRAMEDULLARY NAILING ASSORTED SIZE (FEMORAL AND TIBIAL) | ORTHOPEDIC & SPINAL SUPPLIES
19066 | 4232151600300 | ENDCAP, FOR TITANIUM INTRAMEDULLARY FLEXIBLE NAIL, ASSORTED SIZES | ORTHOPEDIC & SPINAL SUPPLIES
19067 | 4232151601300 | SCREW, PROXIMAL FOR TITANIUM HIND FOOT FUSION NAIL ASSORTED LENGTHS | ORTHOPEDIC & SPINAL SUPPLIES
19068 | 4232151601500 | SCREW, DISTAL FOR TITANIUM HIND FOOT FUSION NAIL ASSORTED LENGTHS | ORTHOPEDIC & SPINAL SUPPLIES
19069 | 4232151647800 | VARIABLE ANGLE CORTICAL SCREW, STERILE | ORTHOPEDIC & SPINAL SUPPLIES
19070 | 4232151648300 | SCREW, RECON FOR PEDIATRIC INTRAMEDULLARY INTERLOCKING FEMORAL, ASSORTED SIZES | ORTHOPEDIC & SPINAL SUPPLIES
19071 | 4232151648400 | SCREW, PEDIATRIC INTRAMEDULLARY INTERLOCKING FEMORAL, PROXIMAL LOCKING, ASSORTED SIZES | ORTHOPEDIC & SPINAL SUPPLIES
19072 | 4232151802000 | WIRE WITH OLIVE ASSORTED SIZE S AS REQUESTED BY END USER, ORTHOPEDIC | ORTHOPEDIC & SPINAL SUPPLIES
19073 | 4232151801900 | WIRE FOR RING FIXATOR SYSTEM ASSORTED SIZE S AS REQUESTED BY END USER, ORTHOPEDIC | ORTHOPEDIC & SPINAL SUPPLIES
19074 | 4232150033900 | SCREW, LATERAL MASS, TITANIUM, POLYAXIAL, CANCELLOUS, 3 MM DIAMETER, ASSORTED LENGTH, COMPATIBLE WITH THE ROD WITH PROPER LOCKING MECHANISM, COMPATIBLE WITH NAVIGATION SYSTEM, SPINAL | ORTHOPEDIC & SPINAL SUPPLIES
19075 | 4232151801800 | UNIVERSAL JOINT (HINGE), ORTHOPEDIC | ORTHOPEDIC & SPINAL SUPPLIES
19076 | 4232151801700 | MULTIAXIAL CORRECTION IMPLANTS FOR RING FIXATOR, ORTHOPEDIC | ORTHOPEDIC & SPINAL SUPPLIES
19077 | 4232151801400 | SUPPORT FOR RING FIXATOR SYSTEM, ORTHOPEDIC | ORTHOPEDIC & SPINAL SUPPLIES
19078 | 4232150700000 | PLATE, LOCKED COMPRESSION SINGLE LINE FOR EPIPHYSIODESIS, ASSORTED SIZES | ORTHOPEDIC & SPINAL SUPPLIES
19079 | 4232151801300 | JOINT FOR RING FIXATOR SYSTEM, ORTHOPEDIC | ORTHOPEDIC & SPINAL SUPPLIES
19080 | 4232151801100 | ILIZAROV SYSTEM FEMORAL ARCH STAINLESS STEEL ASSORTED SIZE S AND ANGLES (90, 120) AS REQUESTED BY END USER, ORTHOPEDIC | ORTHOPEDIC & SPINAL SUPPLIES
19081 | 4232151801000 | ILIZAROV SYSTEM FEMORAL ARCH COMPOSITE ASSORTED SIZE S AND ANGLES (90, 120) AS REQUESTED BY END USER, ORTHOPEDIC | ORTHOPEDIC & SPINAL SUPPLIES
19082 | 4232151800900 | ILIZAROV SYSTEM 4 POINT DESTRUCTION/COMPRESSION COUNTER, ASSORTED SIZE S AND THICKNESS, ORTHOPEDIC | ORTHOPEDIC & SPINAL SUPPLIES
19083 | 4232151800800 | ILIZAROV RANCHO CUBE ASSORTED SIZE S (1 - 5 HOLE) AS REQUESTED BY END USER, ORTHOPEDIC | ORTHOPEDIC & SPINAL SUPPLIES
19084 | 4232151800700 | HINGE FOR RING FIXATOR SYSTEM ASSORTED SHAPE AND SIZE S AS REQUESTED BY END USER, ORTHOPEDIC | ORTHOPEDIC & SPINAL SUPPLIES
19085 | 4232151648500 | SCREW, PEDIATRIC INTRAMEDULLARY INTERLOCKING FEMORAL, DISTAL LOCKING, ASSORTED SIZES | ORTHOPEDIC & SPINAL SUPPLIES
19086 | 4232151801200 | INTERMEDIATE PIECE (FOR UNIVERSAL JOINT), ORTHOPEDIC | ORTHOPEDIC & SPINAL SUPPLIES
19087 | 4232150633300 | SCREW, LOCKED HEAD FOR KNEE OSTEOTOMY ASSORTED SIZES AS REQUESTED BY END USER | ORTHOPEDIC & SPINAL SUPPLIES
19088 | 4232150632800 | SCREW, GRAFT FIXATION PEEK ASSORTED DIAMETERS AND LENGTHS AS REQUESTED BY END USER | ORTHOPEDIC & SPINAL SUPPLIES
19089 | 4232150632300 | SCREW, SELF-TAPPING FOR PIRIFORMIS NECK FEMORAL NAIL FIXATION ASSORTED SIZES AND LENGTHS | ORTHOPEDIC & SPINAL SUPPLIES
19090 | 4232150042900 | INSTRUMENTATION AND IMPLANT SET, 3D PRINTED TITANIUM, FOR LATERAL SACRO ILIAC FUSION, SPINAL | ORTHOPEDIC & SPINAL SUPPLIES
19091 | 4232150043000 | INSTRUMENTATION SET, COMPLETE AND NECESSARY STERILIZATION CASE (TRAY BOX AND LID), WITH PROPER LOCKING MECHANISM, FOR SPINAL BAND, SPINAL | ORTHOPEDIC & SPINAL SUPPLIES
19092 | 4232150043100 | INSTRUMENTATION SET, COMPLETE FOR DUAL MOBILITY TOTAL HIP ARTHROPLASTY, WITH NECESSARY CASE AND TRAY | ORTHOPEDIC & SPINAL SUPPLIES
19093 | 4232150043200 | INSTRUMENTATION SET, COMPLETE FOR STEMLESS SHOULDER ARTHROPLASTY WITH NECESSARY CASE AND TRAY, AS REQUESTED BY END USER | ORTHOPEDIC & SPINAL SUPPLIES
19094 | 4232150043300 | INSTRUMENTATION SET, COMPLETE FOR CABLE SYSTEM, WITH NECESSARY CASE AND TRAY | ORTHOPEDIC & SPINAL SUPPLIES
19095 | 4232150043400 | INSTRUMENTATION SET, COMPLETE FOR MODULAR HIP SYSTEM FOR DDH, WITH NECESSARY CASE AND TRAY | ORTHOPEDIC & SPINAL SUPPLIES
19096 | 4232150043500 | STEM, FOR MODULAR HIP SYSTEM FOR DDH WITH PROXIMAL SLEEVE ASSORTED SIZES COMPATIBLE WITH DDH | ORTHOPEDIC & SPINAL SUPPLIES
19097 | 4232150043600 | INSTRUMENTATION SET, COMPLETE FOR PEDIATRIC INTRAMEDULLARY INTERLOCKING FEMORAL NAIL - TROCHANTERIC ENTRY POINT, WITH NECESSARY CASE AND TRAY | ORTHOPEDIC & SPINAL SUPPLIES
19098 | 4232150043700 | INSTRUMENTATION SET, COMPLETE FOR TITANIUM SCAPULA PLATES, WITH NECESSARY CASE AND IMPLANT TRAY | ORTHOPEDIC & SPINAL SUPPLIES
19099 | 4232150043800 | INSTRUMENTATION SET, COMPLETE VARIABLE ANGLED-LOCKING PATELLA PLATES, WITH NECESSARY CASE AND IMPLANT TRAY | ORTHOPEDIC & SPINAL SUPPLIES
19100 | 4232150043900 | STEM, FOR RADIAL HEAD REPLACEMENT, ASSORTED SIZES AS REQUESTED BY END USER | ORTHOPEDIC & SPINAL SUPPLIES
19101 | 4232150044000 | STEM, LONG FOR RADIAL HEAD REPLACEMENT, ASSORTED SIZES AS REQUESTED BY END USER | ORTHOPEDIC & SPINAL SUPPLIES
19102 | 4232150044100 | INSTRUMENTATION SET, COMPLETE FOR ANATOMIC VARIABLE ANGLE LCP PROXIMAL FEMUR STAINLESS STEEL PLATING WITH NECESSARY CASE AND IMPLANT TRAY | ORTHOPEDIC & SPINAL SUPPLIES
19103 | 4232150044200 | STEM ADAPTER, MODULAR CONVERTER SHOULDER ARTHROPLASTY HUMERUS CEMENTED ASSORTED TYPES AND SIZES AS REQUESTED BY END USER | ORTHOPEDIC & SPINAL SUPPLIES
19104 | 4232150042800 | INSTRUMENTATION AND IMPLANT SET, COMPLETE AND NECESSARY STERILIZATION CASE (TRAY, BOX, LID) FOR 3D PRINTED TITANIUM ANTERIOR LUMBAR INTERBODY FUSION CAGES (ALIF), SPINAL | ORTHOPEDIC & SPINAL SUPPLIES
19105 | 4232150044300 | SCREW, DISTAL LOCKING FOR INFANT LOCKED HIP PLATE, ASSORTED SIZES | ORTHOPEDIC & SPINAL SUPPLIES
19106 | 4232150044500 | PLATE, TITANIUM FOR FIXATION OF POSTERIOR OCCIPITOCERVICAL DEFORMITY (HIGH VARIABLE ANGLE MORE THAN 45 DEGREES) FIXATION, WITH LOCKING MECHANISM, OCCIPITAL SIZE AND SHAPE ACCORDING TO END USER, SPINAL | ORTHOPEDIC & SPINAL SUPPLIES
19107 | 4232150044600 | CORD, TETHERING 4 AND 5MM ASSORTED LENGTH, AS PER END USER REQUESTED | ORTHOPEDIC & SPINAL SUPPLIES
19108 | 4232150044700 | SCREW, TETHERING ASSORTED DIAMETER AND LENGTH, WITH PROPER LOCKING MECHANISM | ORTHOPEDIC & SPINAL SUPPLIES
19109 | 4232150044800 | BAND, SUBLAMINAR SPINAL, ASSORTED SIZES AND LENGTH, SPINAL | ORTHOPEDIC & SPINAL SUPPLIES
19110 | 4232150044900 | INSERT, POLYETHYLENE FOR INTERIOR CERVICAL DISC REPLACEMENT, ASSORTED SIZES AND DEPTH, AS REQUESTED BY END USERS, SPINAL | ORTHOPEDIC & SPINAL SUPPLIES
19111 | 4232150045000 | KYPHOPLASTY DISPOSABLE KIT FOR BOTH PEDICLE AND ALL NECESSARY IMPLANT TOOLS AND CEMENT AS ONE SET, COMPATIBLE WITH NAVIGATION, SPINAL | ORTHOPEDIC & SPINAL SUPPLIES
19112 | 4232150045100 | END CAP, PEDIATRIC INTRAMEDULLARY INTERLOCKING FEMORAL, ASSORTED SIZES AS REQUESTED BY END USER | ORTHOPEDIC & SPINAL SUPPLIES
19113 | 4232150045200 | PLATE, TITANIUM VARIABLE ANGLED-LOCKING PATELLA PLATES ASSORTED SIZES, AS REQUESTED BY END USER | ORTHOPEDIC & SPINAL SUPPLIES
19114 | 4232150045300 | SCREW, VARIABLE ANGLED LOCKED HEAD VARIABLE ANGLED-LOCKING PATELLA PLATES, ASSORTED SIZES | ORTHOPEDIC & SPINAL SUPPLIES
19115 | 4232150045400 | SCREW, CORTICAL VARIABLE ANGLED-LOCKING PATELLA PLATES, ASSORTED SIZES | ORTHOPEDIC & SPINAL SUPPLIES
19116 | 4232150045500 | HEAD, FOR CEMENTLESS RADIAL HEAD REPLACEMENT, ASSORTED SIZES AND SHAPES | ORTHOPEDIC & SPINAL SUPPLIES
19117 | 4232150045600 | SCREW, VARIABLE ANGLED 2.7 MM VARIABLE ANGLED CLAVICLE PLATING ASSORTED SIZES | ORTHOPEDIC & SPINAL SUPPLIES
19118 | 4232150045700 | SCREW, DISTAL LOCKING FOR VARIABLE ANGLE LCP PROXIMAL FEMUR STAINLESS STEEL PLATING ASSORTED SIZES AS REQUESTED BY END USER | ORTHOPEDIC & SPINAL SUPPLIES
19119 | 4232150045800 | SCREW, CORTICAL FOR VARIABLE ANGLE LCP PROXIMAL FEMUR STAINLESS STEEL PLATING ASSORTED SIZES AS REQUESTED BY END USER | ORTHOPEDIC & SPINAL SUPPLIES
19120 | 4232150044400 | SCREW, FOR INFANT LOCKED VARIABLE ANGLE HIP SCREW, ASSORTED SIZES | ORTHOPEDIC & SPINAL SUPPLIES
19121 | 4232150042700 | INSTRUMENTATION SET, COMPLETE AND NECESSARY STERILIZATION CASE (TRAY, BOX, LID) FOR 3D PRINTED TITANIUM LATERAL LUMBAR INTERBODY FUSION, SPINAL | ORTHOPEDIC & SPINAL SUPPLIES
19122 | 4232150042600 | INSTRUMENTATION SET, COMPLETE AND NECESSARY STERILIZATION CASE (TRAY, BOX, LID) FOR 3D PRINTED TITANIUM LORDOTIC CAGE ANTERIOR CERVICAL DISC FUSION, SPINAL | ORTHOPEDIC & SPINAL SUPPLIES
19123 | 4232150042500 | INSTRUMENTATION AND IMPLANT SET, COMPLETE, 3D PRINTED LORDOTIC, FOR POSTERIOR LUMBAR INTERBODY FUSION (PLIF) FOR TITANIUM, SPINAL | ORTHOPEDIC & SPINAL SUPPLIES
19124 | 4232150035100 | WASHER, FOR CANNULATED STAINLESS STEEL SCREW FULL THREADED 2MM TO 3 MM, ASSORTED SIZES | ORTHOPEDIC & SPINAL SUPPLIES
19125 | 4232150035200 | WASHER, FOR CANNULATED STAINLESS STEEL SCREW PARTIAL THREADED 2MM TO 3 MM, ASSORTED SIZES | ORTHOPEDIC & SPINAL SUPPLIES
19126 | 4232150035300 | WASHER, FOR CANNULATED STAINLESS STEEL SCREW PARTIAL THREADED 3.5MM TO 4MM, ASSORTED SIZES | ORTHOPEDIC & SPINAL SUPPLIES
19127 | 4232150035500 | ENDCAP, FOR INTRAMEDULLARY TIBIAL NAIL ASSORTED SIZES | ORTHOPEDIC & SPINAL SUPPLIES
19128 | 4232150035600 | ENDCAP, FOR RETROGRADE FEMORAL NAIL AND SCREW FIXATION | ORTHOPEDIC & SPINAL SUPPLIES
19129 | 4232150035700 | ENDCAP, FOR INTRAMEDULLARY ANTEROGRADE TROCHANTERIC FEMORAL NAIL FIXATION ASSORTED SIZES | ORTHOPEDIC & SPINAL SUPPLIES
19130 | 4232150035800 | ENDCAP, FOR INTRAMEDULLARY RETROGRADE DEFORMITY TITANIUM NAIL, ASSORTED SIZES | ORTHOPEDIC & SPINAL SUPPLIES
19131 | 4232150035900 | ENDCAP, FOR CEPHALOMEDULLARY FEMUR NAIL AND SCREW FIXATION | ORTHOPEDIC & SPINAL SUPPLIES
19132 | 4232150036000 | ENDCAP, FOR INTRAMEDULLARY MAGNETIC EXPANDABLE NAIL FIXATION ASSORTED SIZES | ORTHOPEDIC & SPINAL SUPPLIES
19133 | 4232150036100 | ENDCAP, FOR MEDIUM EXTERNAL FIXATOR SCHANZ PIN | ORTHOPEDIC & SPINAL SUPPLIES
19134 | 4232150036200 | ENDCAP, FOR SMALL EXTERNAL FIXATOR SCHANZ PIN | ORTHOPEDIC & SPINAL SUPPLIES
19135 | 4232150036400 | BONE PINS 4.0 MM X 127 MM FOR ROBOTIC | ORTHOPEDIC & SPINAL SUPPLIES
19136 | 4232150036500 | BONE PINS 4.0 MM X 152 MM FOR ROBOTIC | ORTHOPEDIC & SPINAL SUPPLIES
19137 | 4232150040700 | SET SCREW, WITH PROPER LOCKING MECHANISM, SPINAL | ORTHOPEDIC & SPINAL SUPPLIES
19138 | 4232150040800 | INSTRUMENTATION SET, COMPLETE AND NECESSARY STERILIZATION CASE (TRAY, BOX, LID) FOR PRE-FILLED ALLOGRAFT PEEK CAGE ANTERIOR CERVICAL DISC FUSION, SPINAL | ORTHOPEDIC & SPINAL SUPPLIES
19139 | 4232150040900 | INSTRUMENTATION SET FOR CONNECTORS, INSTRUMENTATION COMPLETE AND NECESSARY STERILIZATION CASE (TRAY, BOX, LID) IMPLANTS FOR POSTERIOR THORACIC-LUMBOSACRAL FIXATION WITH PROPER LOCKING MECHANISM, FOR PEDIATRIC DEFORMITY, FOR 4.75 MM ROD OR EQUIVALENT | ORTHOPEDIC & SPINAL SUPPLIES
19140 | 4232150041000 | INSTRUMENTS SET, COMPLETE AND NECESSARY STERILIZATION CASE (TRAY, BOX, LID) FOR LATERAL EXPANDABLE LUMBAR CAGE ASSORTED SIZES AND DIAMETER, SPINAL | ORTHOPEDIC & SPINAL SUPPLIES
19141 | 4232150042400 | INSTRUMENTATION AND IMPLANT SET, COMPLETE AND NECESSARY STERILIZATION CASE (TRAY, BOX, LID) FOR 3D PRINTED TITANIUM BANANA CAGE, TRA NSFORAMINAL LUMBAR INTERBODY FUSION (TLIF) CAGES, SPINAL | ORTHOPEDIC & SPINAL SUPPLIES
19142 | 4232150042300 | INSTRUMENTATION SET, COMPLETE AND NECESSARY STERILIZATION CASE (TRAY BOX LID) FOR 3D PRINTED TITANIUM TRANSFORAMINAL LUMBAR INTERBODY FUSION (TLIF) CAGE S SPINAL | ORTHOPEDIC & SPINAL SUPPLIES
19143 | 4232150042200 | INSTRUMENTATION SET, COMPLETE AND NECESSARY STERILIZATION CASE (TRAY BOX LID) FOR 3D PRINTED TITANIUM FOR ANTERIOR CERVICAL DISC FUSION CAGES SPINAL | ORTHOPEDIC & SPINAL SUPPLIES
19144 | 4232150042100 | STAPLES, TETHERING SINGLE AND DUAL ASSORTED DIAMETER, AS PER END USER REQUESTED | ORTHOPEDIC & SPINAL SUPPLIES
19145 | 4232150042000 | INSTRUMENTATION SET, COMPLETE AND NECESSARY STERILIZATION CASE (TRAY, BOX, LID FOR INSTRUMENTS AND PREPARATION) FOR THORACO-LUMBAR PEDIATRIC SCOLIOSIS CORRECTION, TETHERING WITH PROPER LOCKING MECHANISM, SPINAL | ORTHOPEDIC & SPINAL SUPPLIES
19146 | 4232150041900 | INSTRUMENTATION SET, COMPLETE AND NECESSARY STERILIZATION CASE (TRAY BOX AND LID) FOR POSTERIOR CERVICAL DEFORMITY (HIGH VARIABLE ANGLE MORE THAN 45 DEGREES) FIXATION, LATERAL MASS SCREWS, OCCIPITAL PLATE RODS HOOKS FOR VARIABLE ANGLED, SPINAL | ORTHOPEDIC & SPINAL SUPPLIES
19147 | 4232150045900 | PLATE, LCP ANATOMIC VARIABLE ANGLE LCP PROXIMAL FEMUR LEFT OR RIGHT STAINLESS STEEL ASSORTED TYPES AND SIZES AS REQUESTED BY END USER | ORTHOPEDIC & SPINAL SUPPLIES
19148 | 4232150041800 | INSTRUMENTATION SET FOR CONNECTORS, COMPLETE AND NECESSARY STERILIZATION CASE (TRAY, BOX, LID) IMPLANTS FOR POSTERIOR THORACIC-LUMBOSACRAL FIXATION WITH PROPER LOCKING MECHANISM, FOR ADULT DEFORMITY, FOR 5.5 - 5.5 MM ROD OR EQUIVALENT | ORTHOPEDIC & SPINAL SUPPLIES
19149 | 4232150041600 | INSTRUMENTATION SET, COMPLETE FOR INFANT LOCKED VARIABLE ANGLE HIP PLATE, WITH NECESSARY CASE AND IMPLANT TRAY | ORTHOPEDIC & SPINAL SUPPLIES
19150 | 4232150041500 | IMPLANT, ANTERIOR CERVICAL, FOR DISC REPLACEMENT, ASSORTED SIZES AND DEPTH, AS REQUESTED BY END USERS, SPINAL | ORTHOPEDIC & SPINAL SUPPLIES
19151 | 4232150041400 | INSTRUMENTATION SET, COMPLETE AND NECESSARY STERILIZATION CASE (TRAY, BOX, LID FOR INSTRUMENTS AND PREPARATION) FOR ANTERIOR CERVICAL DISC REPLACEMENT, SPINAL | ORTHOPEDIC & SPINAL SUPPLIES
19152 | 4232150041300 | INSTRUMENTATION SET, COMPLETE AND IMPLANT TRAY WITH NECESSARY STERILIZATION CASE (TRAY, BOX AND LID) FOR POSTERIOR THORACOLUMBAR COR TICAL FIX SCREWS, FIXATION RODS AND HOOKS, SPINAL | ORTHOPEDIC & SPINAL SUPPLIES
19153 | 4232150041200 | SET, COMPLETE SPINAL RETRACTORS RADIOLUCENT LATERAL, LUMBAR SELF RETAINING WITH DETACHABLE BLADES WITH ILLUMINATION, ALL SIZES OF BLADES (FOUR FROM EACH SIZE), SPINAL | ORTHOPEDIC & SPINAL SUPPLIES
19154 | 4232150041100 | INSTRUMENTATION SET, COMPLETE FOR SINGLE STEP INSERTION, CANNULATED MINIMALLY INVASIVE THORACOLUMBAR FIXATION, SPINAL | ORTHOPEDIC & SPINAL SUPPLIES
19155 | 4232150041700 | INSTRUMENTATION SET, COMPLETE FOR 2.7 VARIABLE ANGLED CLAVICLE PLATING, WITH NECESSARY CASE AND IMPLANT TRAY | ORTHOPEDIC & SPINAL SUPPLIES
19156 | 4232160007200 | SCREW, SAVING TITANIUM 4 MM DIAM, ASSORTED LENGTH FOR LATERAL MASS WITH PROPER LOCKING MECHANISM, COMPATIBLE WITH NAVIGATION SYSTEM, SPINAL | ORTHOPEDIC & SPINAL SUPPLIES
19157 | 4232150046000 | SCREW, LOCKING FOR VARIABLE ANGLE LCP PROXIMAL FEMUR STAINLESS STEEL PLATING ASSORTED SIZES AS REQUESTED BY END USER | ORTHOPEDIC & SPINAL SUPPLIES
19158 | 4232150046200 | BULLET, FOR SIMPLE LOCKING INTRAMEDULLARY SYSTEM, ASSORTED LENGTH AND DIAMETER | ORTHOPEDIC & SPINAL SUPPLIES
19159 | 4232150529500 | PLATE, LCP ANATOMIC DISTAL ANTEROLATERAL TIBIA LEFT OR RIGHT STAINLESS STEEL ASSORTED TYPES AND SIZES AS REQUESTED BY END USER | ORTHOPEDIC & SPINAL SUPPLIES
19160 | 4232150529900 | PLATE, LCP ANATOMIC DISTAL FEMUR LOCKING COMPRESSION LEFT OR RIGHT TITANIUM, ASSORTED TYPES AND SIZES AS REQUESTED BY END USER | ORTHOPEDIC & SPINAL SUPPLIES
19161 | 4232150530400 | PLATE, STAINLESS STEEL DISTAL OR PROXIMAL FOR PERI-PROSTHETIC FRACTURE, ASSORTED SIZES | ORTHOPEDIC & SPINAL SUPPLIES
19162 | 4232150530500 | PLATE, LCP ANATOMIC PROXIMAL HUMERUS LEFT OR RIGHT TITANIUM ASSORTED TYPES AND SIZES AS REQUESTED BY END USER | ORTHOPEDIC & SPINAL SUPPLIES
19163 | 4232150532300 | PLATE, BLADE ADULT ASSORTED ANGLES AND SIZES | ORTHOPEDIC & SPINAL SUPPLIES
19164 | 4232150034800 | WASHER, FOR CANNULATED STAINLESS STEEL SCREW PARTIAL THREADED 8MM, ASSORTED SIZES | ORTHOPEDIC & SPINAL SUPPLIES
19165 | 4232150532400 | PLATE, ANATOMIC HOOK CLAVICLE LEFT OR RIGHT STAINLESS STEEL ASSORTED SIZES AS REQUESTED BY END USER | ORTHOPEDIC & SPINAL SUPPLIES
19166 | 4232150532900 | PLATE, LATERAL DISTAL FEMUR OSTEOTOMY LEFT OR RIGHT ASSORTED SIZES AS REQUESTED BY END USER | ORTHOPEDIC & SPINAL SUPPLIES
19167 | 4232150533000 | PLATE, MEDIAL DISTAL FEMUR OSTEOTOMY LEFT OR RIGHT ASSORTED SIZES AS REQUESTED BY END USER | ORTHOPEDIC & SPINAL SUPPLIES
19168 | 4232150533300 | PLATE, HIGH LATERAL TIBIAL OSTEOTOMY LEFT OR RIGHT ASSORTED SIZES AS REQUESTED BY END USER | ORTHOPEDIC & SPINAL SUPPLIES
19169 | 4232150533400 | PLATE, HIGH MEDIAL TIBIAL OSTEOTOMY LEFT OR RIGHT ASSORTED SIZES AS REQUESTED BY END USER | ORTHOPEDIC & SPINAL SUPPLIES
19170 | 4232150533500 | SCREW, LOCKING HEAD ANATOMIC DISTAL ANTEROLATERAL TIBIA STAINLESS STEEL ASSORTED SIZES | ORTHOPEDIC & SPINAL SUPPLIES
19171 | 4232150034700 | WASHER, FOR CANNULATED STAINLESS STEEL SCREW PARTIAL THREADED 5MM, ASSORTED SIZES | ORTHOPEDIC & SPINAL SUPPLIES
19172 | 4232150034600 | WASHER, FOR CANNULATED STAINLESS STEEL SCREW FULL THREADED 8MM, ASSORTED SIZES | ORTHOPEDIC & SPINAL SUPPLIES
19173 | 4232150529000 | PLATE, LCP 3.5MM ANATOMIC PROXIMAL LATERAL TIBIA LEFT OR RIGHT STAINLESS STEEL ASSORTED TYPES AND SIZES AS REQUESTED BY END USER | ORTHOPEDIC & SPINAL SUPPLIES
19174 | 4232150034500 | WASHER, FOR CANNULATED STAINLESS STEEL SCREW FULL THREADED 5MM, ASSORTED SIZES | ORTHOPEDIC & SPINAL SUPPLIES
19175 | 4232150534000 | PLATE, LCP ANATOMIC PROXIMAL FEMUR LOCKING COMPRESSION LEFT OR RIGHT STAINLESS STEEL ASSORTED TYPES AND SIZES AS REQUESTED BY END USER | ORTHOPEDIC & SPINAL SUPPLIES
19176 | 4232150534100 | TROCHANTERIC TITANIUM STABILIZER PLATE FOR DYNAMIC HIP COMPRESSION PLATE | ORTHOPEDIC & SPINAL SUPPLIES
19177 | 4232150563300 | PLATE, LCP ANATOMIC DISTAL HUMERUS LEFT OR RIGHT LATERAL STAINLESS STEEL ASSORTED TYPES, SHAPES AND SIZES AS REQUESTED BY END USER | ORTHOPEDIC & SPINAL SUPPLIES
19178 | 4232150600400 | SCREW, SELF-TAPPING RETROGRADE FEMORAL NAIL DISTAL LOCKING ASSORTED SIZES AND LENGTHS | ORTHOPEDIC & SPINAL SUPPLIES
19179 | 4232150600500 | SCREW, SELF-TAPPING FOR PIRIFORMIS FEMORAL NAIL FIXATION DISTAL AND PROXIMAL LOCKING ASSORTED SIZES AND LENGTHS | ORTHOPEDIC & SPINAL SUPPLIES
19180 | 4232150600700 | SCREW, SELF-TAPPING RETROGRADE FEMORAL NAIL PROXIMAL LOCKING ASSORTED SIZES AND LENGTHS | ORTHOPEDIC & SPINAL SUPPLIES
19181 | 4232150601300 | SCREW, LOCKED HEAD VARIABLE ANGLE FOR VOLAR DISTAL RADIUS FIXATION TITANIUM ASSORTED LENGTHS AND SIZES | ORTHOPEDIC & SPINAL SUPPLIES
19182 | 4232150627500 | SCREW, CANCELLOUS FOR TITANIUM SMALL FRAGMENT FIXATION, ASSORTED LENGTHS AND SIZES | ORTHOPEDIC & SPINAL SUPPLIES
19183 | 4232150628200 | SCREW, CANNULATED PARTIAL THREADED SELF DRILLING 2MM TO 2.5MM STAINLESS STEEL ASSORTED TYPES AND LENGTHS AS REQUESTED BY END USER | ORTHOPEDIC & SPINAL SUPPLIES
19184 | 4232150628900 | SCREW, CORTICAL FOR MINI FRAGMENT STAINLESS STEEL PLATING, ASSORTED LENGTHS AND SIZES | ORTHOPEDIC & SPINAL SUPPLIES
19185 | 4232150629200 | SCREW, LAG OF DYNAMIC HIP SCREW PLATE STAINLESS STEEL ASSORTED TYPES AND SIZES AS REQUESTED BY END USER | ORTHOPEDIC & SPINAL SUPPLIES
19186 | 4232150631400 | SCREW, LOCKING PROXIMAL SCREW FOR PROXIMAL FEMUR LOCKING COMPRESSION STAINLESS STEEL PLATING ASSORTED SIZES AS REQUESTED BY END USER | ORTHOPEDIC & SPINAL SUPPLIES
19187 | 4232150631800 | SCREW, SELF-TAPPING INTRAMEDULLARY CEPHALOMEDULLARY FEMORAL NAIL DISTAL LOCKING ASSORTED SIZES AND LENGTHS | ORTHOPEDIC & SPINAL SUPPLIES
19188 | 4232150632200 | SCREW, SELF-TAPPING ANTEGRADE PROXIMAL TROCHANTERIC FEMORAL NAIL FIXATION ASSORTED SIZES AND LENGTHS | ORTHOPEDIC & SPINAL SUPPLIES
19189 | 4232150533700 | PLATE, CONDYLAR BLADE PLATE ADULT ASSORTED ANGLES AND SIZES | ORTHOPEDIC & SPINAL SUPPLIES
19190 | 4232150528900 | LOCKING ATTACHMENT PLATES FOR LOCKING COMPRESSION PLATE ALL SIZES | ORTHOPEDIC & SPINAL SUPPLIES
19191 | 4232150528500 | PLATE, LCP BASIC SMALL FRAGMENT RECONSTRUCTION TITANIUM ASSORTED TYPES AND SIZES | ORTHOPEDIC & SPINAL SUPPLIES
19192 | 4232150528300 | PLATE, LCP TITANIUM MINI FRAGMENT ASSORTED SHAPES AND SIZES | ORTHOPEDIC & SPINAL SUPPLIES
19193 | 4232150046300 | COMPRESSION SCREW, HIND FOOT FUSION TITANIUM ASSORTED SIZES AS REQUESTED BY END USER | ORTHOPEDIC & SPINAL SUPPLIES
19194 | 4232150046400 | EXCHANGE TUBE, PEDIATRIC INTRAMEDULLARY INTERLOCKING FEMORAL | ORTHOPEDIC & SPINAL SUPPLIES
19195 | 4232150046500 | HOOK, FOR POSTERIOR CERVICAL DEFORMITY, (HIGH VARIABLE ANGLE MORE THAN 45 DEGREES) FIXATION, STRAIGHT LAMINAR TITANIUM WITH PROPER LOCKING MECHANISM, SPINAL | ORTHOPEDIC & SPINAL SUPPLIES
19196 | 4232150046600 | HOOK TOP, FOR POSTERIOR CERVICAL DEFORMITY (HIGH VARIABLE ANGLE MORE THAN 45 DEGREES) FIXATION, LOADING LAMINAR TITANIUM WITH PROPER LOCKING MECHANISM, SPINAL | ORTHOPEDIC & SPINAL SUPPLIES
19197 | 4232150046700 | HOOK SIDE, FOR POSTERIOR CERVICAL DEFORMITY (HIGH VARIABLE ANGLE MORE THAN 45 DEGREES) FIXATION, LOADING LAMINAR TITANIUM WITH PROPER LOCKING MECHANISM, SPINAL | ORTHOPEDIC & SPINAL SUPPLIES
19198 | 4232150102600 | WIRE BAYONET POINT CORTICAL WITH STOPPER STAINLESS STEEL POLY AXIAL CIRCULAR EXTERNAL FIXATOR, ASSORTED SIZES | ORTHOPEDIC & SPINAL SUPPLIES
19199 | 4232150107900 | WIRE, KIRSCHNER TROCAR TIP ASSORTED LENGTHS, DIAMETER 2 MM TO 3 MM | ORTHOPEDIC & SPINAL SUPPLIES
19200 | 4232150108000 | WIRE, KIRSCHNER THREADED TIP ASSORTED LENGTHS, DIAMETER 2 MM TO 3 MM | ORTHOPEDIC & SPINAL SUPPLIES
19201 | 4232150400100 | NAIL, INTRAMEDULLARY FOR PIRIFORMIS FEMUR NAIL FIXATION ASSORTED DIAMETER AND LENGTHS | ORTHOPEDIC & SPINAL SUPPLIES
19202 | 4232150402600 | NAIL, HIND FOOT FUSION TITANIUM ASSORTED SIZES AS REQUESTED BY END USER | ORTHOPEDIC & SPINAL SUPPLIES
19203 | 4232150403100 | NAIL, INTRAMEDULLARY CEPHALOMEDULLARY FEMUR LONG ASSORTED DIAMETER, LENGTHS AND ANGLES | ORTHOPEDIC & SPINAL SUPPLIES
19204 | 4232150403200 | NAIL, INTRAMEDULLARY CEPHALOMEDULLARY FEMUR SHORT ASSORTED DIAMETER, LENGTHS AND ANGLES | ORTHOPEDIC & SPINAL SUPPLIES
19205 | 4232150403300 | NAIL, RETROGRADE INTRAMEDULLARY FEMUR ASSORTED DIAMETERS AND LENGTHS | ORTHOPEDIC & SPINAL SUPPLIES
19206 | 4232150403400 | SET, COMPLETE INSTRUMENTATION FOR TITANIUM HIND FOOT FUSION NAIL, WITH NECESSARY CASE AND IMPLANT TRAY | ORTHOPEDIC & SPINAL SUPPLIES
19207 | 4232150403600 | NAIL, INTRAMEDULLARY ANTEROGRADE TROCHANTERIC FEMUR ASSORTED DIAMETER AND LENGTHS | ORTHOPEDIC & SPINAL SUPPLIES
19208 | 4232150403900 | SET, COMPLETE INSTRUMENTATION FOR FEMUR ANTEGRADE TROCHANTERIC INTRAMEDULLARY NAIL AND SCREW FIXATION | ORTHOPEDIC & SPINAL SUPPLIES
19209 | 4232150404000 | SET, COMPLETE INSTRUMENTATION FOR TEMPORARY ANTIBIOTICS IMPREGNATED INTRAMEDULLARY NAILING | ORTHOPEDIC & SPINAL SUPPLIES
19210 | 4232150527500 | PLATE, OF DYNAMIC HIP SCREW STAINLESS STEEL ASSORTED TYPES AND SIZES | ORTHOPEDIC & SPINAL SUPPLIES
19211 | 4232150527300 | PLATE, FOR DYNAMIC CONDYLAR SCREW STAINLESS STEEL ASSORTED TYPES AND SIZES | ORTHOPEDIC & SPINAL SUPPLIES
19212 | 4232150518800 | PLATE, LCP STAINLESS STEEL SUPERIOR ANTERIOR LEFT OR RIGHT CLAVICLE WITH LATERAL EXTENSION ASSORTED SIZES, AS REQUESTED BY END USER | ORTHOPEDIC & SPINAL SUPPLIES
19213 | 4232150501700 | SET, COMPLETE INSTRUMENTATION FOR TITANIUM DISTAL HUMERAL PLATING WITH NECESSARY CASE AND IMPLANT TRAY | ORTHOPEDIC & SPINAL SUPPLIES
19214 | 4232150500900 | PLATE, LCP ANATOMIC DISTAL RADIUS VOLAR TITANIUM ASSORTED TYPES AND SIZES AS REQUESTED BY END USER | ORTHOPEDIC & SPINAL SUPPLIES
19215 | 4232150500400 | PLATE, LCP ANATOMIC DISTAL HUMERUS LEFT OR RIGHT MEDIAL STAINLESS STEEL ASSORTED TYPES AND SIZES AS REQUESTED BY END USER | ORTHOPEDIC & SPINAL SUPPLIES
19216 | 4232150046100 | ADAPTER, STEMLESS HUMERAL SHOULDER ARTHROPLASTY ASSORTED TYPES AND SIZES AS REQUESTED BY END USER | ORTHOPEDIC & SPINAL SUPPLIES
19217 | 4232150433800 | ENDCAP, FOR INTRAMEDULLARY HUMERAL NAIL FIXATION ASSORTED SIZES | ORTHOPEDIC & SPINAL SUPPLIES
19218 | 4232150409500 | NAIL, INTRAMEDULLARY MAGNETIC EXPANDABLE TIBIAL ANTEGRADE TITANIUM ASSORTED SIZES AS REQUESTED BY END USER | ORTHOPEDIC & SPINAL SUPPLIES
19219 | 4232150409400 | NAIL, INTRAMEDULLARY MAGNETIC EXPANDABLE HUMERUS ANTEGRADE TITANIUM ASSORTED SIZES AS REQUESTED BY END USER | ORTHOPEDIC & SPINAL SUPPLIES
19220 | 4232150409300 | NAIL, INTRAMEDULLARY MAGNETIC EXPANDABLE FEMORAL RETROGRADE TITANIUM ASSORTED SIZES AS REQUESTED BY END USER | ORTHOPEDIC & SPINAL SUPPLIES
19221 | 4232150409200 | NAIL, INTRAMEDULLARY MAGNETIC EXPANDABLE FEMORAL ANTEGRADE TITANIUM ASSORTED SIZES REQUESTED BY END USER | ORTHOPEDIC & SPINAL SUPPLIES
19222 | 4232150409100 | NAIL, FOR DEFORMITY INTRAMEDULLARY RETROGRADE TITANIUM, ASSORTED LENGTHS AND SIZES | ORTHOPEDIC & SPINAL SUPPLIES
19223 | 4232150404100 | TELESCOPING NAIL FOR PEDIATRIC DEFORMED BONES ASSORTED SIZE S AND LENGTHS AS REQUESTED BY END USER, ORTHOPEDIC | ORTHOPEDIC & SPINAL SUPPLIES
19224 | 4232150409700 | NAIL, PEDIATRIC INTRAMEDULLARY INTERLOCKING FEMORAL ASSORTED SIZES | ORTHOPEDIC & SPINAL SUPPLIES
19225 | 4232160007300 | SILICONE GRID INSERT LARGE "DIAMOND GRID", BLUE, EXTRA WIDE MESHED, EXTERNAL DIMENSIONS: (W X D): 470 X 240 MM, FOR THE STORAGE OF I NSTRUMENTS IN STANDARD WIRE TRAYS, PLASTIC AND STERILIZATION CONTAINERS, SPINAL | ORTHOPEDIC & SPINAL SUPPLIES
19226 | 4232160007500 | TRANSVERSE CONNECTOR (CROSS LINK) FOR POSTERIOR CERVICAL FIXATION WITH PROPER COUPLING AND LOCKING MECHANISM, COMPATIBLE WITH NAVIGATION SYSTEM, SPINAL | ORTHOPEDIC & SPINAL SUPPLIES
19227 | 4232160007600 | HOOK TOP LOADING FOR DEFORMITY WITH TOP REDUCTION MECHANISM TITANIUM PEDICLE THORACIC WITH PROPER LOCKING MECHANISM SPINAL | ORTHOPEDIC & SPINAL SUPPLIES
19228 | 4232160768100 | MONOPOLAR ELECTRODE, STRAIGHT, TOTAL LENGTH 130 MM OR EQUIVALENT, DISPOSABLE, STERILE (CLEANING PAD FOR ELECTRODES, WITH ADHESIVE FILM, STERILE MUST BE PROVIDED FREE OF CHARGE), SPINAL | ORTHOPEDIC & SPINAL SUPPLIES
19229 | 4232160768300 | NONSTICK BAYONET INSULATED BIPOLAR FORCEPS DIFFERENT LENGTH AND TIP ACCORDING SIZE END USER TIP OR EQUIVALENT, SPINAL | ORTHOPEDIC & SPINAL SUPPLIES
19230 | 4232160768700 | HOOK, BLUNT TIP, STRAIGHT, 2 MM ANGLED TIP, LENGTH 9 INCH OR EQUIVALENT, SPINAL | ORTHOPEDIC & SPINAL SUPPLIES
19231 | 4232160768800 | HOOK, BLUNT TIP, STRAIGHT, 3 MM ANGLED TIP, LENGTH 9 INCH OR EQUIVALENT, SPINAL | ORTHOPEDIC & SPINAL SUPPLIES
19232 | 4232160768900 | HOOK, BLUNT TIP, STRAIGHT, 4 MM ANGLED TIP, LENGTH 9 INCH OR EQUIVALENT, SPINAL | ORTHOPEDIC & SPINAL SUPPLIES
19233 | 4232160769000 | HOOK, BLUNT TIP, STRAIGHT, 5 MM ANGLED TIP, LENGTH 9 INCH OR EQUIVALENT, SPINAL | ORTHOPEDIC & SPINAL SUPPLIES
19234 | 4232160769100 | HOOK, BLUNT TIP, STRAIGHT, 6 MM ANGLED TIP, LENGTH 9 INCH OR EQUIVALENT, SPINAL | ORTHOPEDIC & SPINAL SUPPLIES
19235 | 4232160769200 | HOOK, SHARP TIP, STRAIGHT, 2 MM ANGLED TIP, LENGTH 9 INCH OR EQUIVALENT, SPINAL | ORTHOPEDIC & SPINAL SUPPLIES
19236 | 4232160769300 | HOOK, SHARP TIP, STRAIGHT, 3 MM ANGLED TIP, LENGTH 9 INCH OR EQUIVALENT, SPINAL | ORTHOPEDIC & SPINAL SUPPLIES
19237 | 4232160769400 | HOOK, SHARP TIP, STRAIGHT, 4 MM ANGLED TIP, LENGTH 9 INCH OR EQUIVALENT, SPINAL | ORTHOPEDIC & SPINAL SUPPLIES
19238 | 4232160769500 | HOOK, SHARP TIP, STRAIGHT, 5 MM ANGLED TIP, LENGTH 9 INCH OR EQUIVALENT, SPINAL | ORTHOPEDIC & SPINAL SUPPLIES
19239 | 4232160769600 | HOOK, BALL PROBE, STRAIGHT, 2 MM ANGLED TIP, LENGTH 9 INCH OR EQUIVALENT, SPINAL | ORTHOPEDIC & SPINAL SUPPLIES
19240 | 4232150030500 | SCREW, CORTICAL FOR DORSAL DISTAL RADIUS FIXATION TITANIUM ASSORTED LENGTHS AND SIZES | ORTHOPEDIC & SPINAL SUPPLIES
19241 | 4232150030400 | SCREW, CORTICAL FOR DORSAL DISTAL RADIUS FIXATION STAINLESS STEEL ASSORTED LENGTHS AND SIZES | ORTHOPEDIC & SPINAL SUPPLIES
19242 | 4232160775300 | DYNAMIC PLATE, TITANIUM ANTERIOR CERVICAL DIFFERENT SIZE ACORDING END USER LOW PROFILE WITH LOCKING MECHANISM ASSORTED SIZES AS REQUIRED BY END USERS, SPINAL | ORTHOPEDIC & SPINAL SUPPLIES
19243 | 4232160776100 | SCREW, TITANIUM, DIFFERENT SIZE ACORDING END USER OR EQUIVALENT, SELF - TAPPING OR EQUIVALENT, SPINAL | ORTHOPEDIC & SPINAL SUPPLIES
19244 | 4232160777300 | INSTRUMENTATION SET COMPLETE AND NECESSARY STERILIZATION CASE (TRAY, BOX, LID FOR INSTRUMENTS AND HOOKS IMPLANTS) FOR POSTERIOR THOR ACO-LUMBAR SACRAL FIXATION RODS AND HOOKS WITH PROPER LOCKING MECHANISM (THE HOOKS ARE TOP LOADING FOR DEFORMITY WITH TOP REDUCTION MECHANISM), FOR ADULT, SPINAL | ORTHOPEDIC & SPINAL SUPPLIES
19245 | 4232160777400 | INSTRUMENTATION SET COMPLETE AND NECESSARY STERILIZATION CASE (TRAY, BOX, LID FOR INSTRUMENTS AND SCREWS IMPLANTS AND REDUCTION TOOLS AND DEFORMITY CORRECTION TOOLS) FOR POSTERIOR THORACIC-LUMBOSACRAL FIXATION RODS AND SCREWS WITH PROPER LOCKING MECHANISM, THE SCREWS ARE TOP LOADING FOR DEFORM ITY WITH TOP REDUCTION MECHANISM, FOR ADULT, SPINAL | ORTHOPEDIC & SPINAL SUPPLIES
19246 | 4232160790700 | BONESCALPEL DIAMOND SHAVER 4 MM WITH SILICONE SLEEVE, DISPOSABLE, SPINAL | ORTHOPEDIC & SPINAL SUPPLIES
19247 | 4232160790800 | BONESCALPEL MICRO HOOK SHAVER WITH SILICONE SLEEVE, DISPOSABLE, SPINAL | ORTHOPEDIC & SPINAL SUPPLIES
19248 | 4232160792700 | EXPANDABLE TITANIUM IMPLANT WITH TWO ENDPLATES FOR ANATOMICAL REDUCTION OF VERTEBRAL COMPRESSION FRACTURES, MAXIMAL EXPANSION 12 MM, ENDPLATES LENGTH 14 MM OR EQUIVALENT WITH BONE CEMENT KIT, SPINAL | ORTHOPEDIC & SPINAL SUPPLIES
19249 | 4232160792800 | EXPANDABLE TITANIUM IMPLANT WITH TWO ENDPLATES FOR ANATOMICAL REDUCTION OF VERTEBRAL COMPRESSION FRACTURES, MAXIMAL EXPANSION 17 MM, PLATE LENGTH 19 MM OR EQUIVALENT WITH BONE CEMENT KIT, SPINAL | ORTHOPEDIC & SPINAL SUPPLIES
19250 | 4232160792900 | EXPANDABLE TITANIUM IMPLANT WITH TWO ENDPLATES FOR ANATOMICAL REDUCTION OF VERTEBRAL COMPRESSION FRACTURES, MAXIMAL EXPANSION 20 MM, PLATE LENGTH 21 MM OR EQUIVALENT WITH BONE CEMENT KIT, SPINAL | ORTHOPEDIC & SPINAL SUPPLIES
19251 | 4232160794100 | APFELBAUM DISSECTOR SET STRAIGHT 22 MM OR EQUIVALENT, SPINAL | ORTHOPEDIC & SPINAL SUPPLIES
19252 | 4232160795600 | COMPLETE SET FOR SPINE CORD STIMULATOR, SURGICAL LEAD, WITH EXTENSION, WITH ALL ACCESSORIES, SPINAL | ORTHOPEDIC & SPINAL SUPPLIES
19253 | 4232160796000 | CURVED CHISEL AND ; ELEVATOR, NON SLIPPERY, 3/4 IN OVERALL LENGTH 195 MM OR EQUIVALENT, SPINAL | ORTHOPEDIC & SPINAL SUPPLIES
19254 | 4232160797900 | KNIFE HANDLE #7, STRAIGHT, LENGTH 9 INCH OR EQUIVALENT, SPINAL | ORTHOPEDIC & SPINAL SUPPLIES
19255 | 4232160798200 | KYPHOPLASTY DISPOSABLE KIT FOR BOTH PEDICLE AND ALL NECESSARY IMPLANT, TOOLS AND CEMENT AS ONE SET, SPINAL | ORTHOPEDIC & SPINAL SUPPLIES
19256 | 4232160798900 | PLIER, NARROW END, SPINAL | ORTHOPEDIC & SPINAL SUPPLIES
19257 | 4232160765700 | CAGE FOR CORPECTOMY, TITANIUM, EXPANDABLE ANTERIOR CERVICAL, ADJUSTABLE ENDPLATE, WITH LOCKING MECHANISM, ASSORTED SIZES AS REQUESTED BY END USER, SPINAL | ORTHOPEDIC & SPINAL SUPPLIES
19258 | 4232160763300 | SPINAL CURETTE COBB DIFFERENT SIZE LONG AND SHORT HANDLE EQUALLY DISTRIBUTED BURS NON SLIPPERY SPINAL | ORTHOPEDIC & SPINAL SUPPLIES
19259 | 4232160763200 | RETRACTOR, CEREBELLAR, SHARP PRONGS, STRAIGHT SHAFT DIFFERENT LENGTHS AND SIZE S ACCORDING TO END USER, SPINAL | ORTHOPEDIC & SPINAL SUPPLIES
19260 | 4232160763000 | RETRACTOR, CEREBELLAR, BLUNT PRONGS, ANGULAR SHAFT DIFFERENT LENGTHS AND SIZE S ACCORDING TO END USER, SPINAL | ORTHOPEDIC & SPINAL SUPPLIES
19261 | 4232160709500 | SPINAL KERRISON ANGLED 45 DEGREE BACKWARD DOUBLE COATED, ANTI REFLECTION, SELF CLEANING EJECTOR, LENGTH 400 MM SIZE 8 MM, SPINAL | ORTHOPEDIC & SPINAL SUPPLIES
19262 | 4232160709600 | SPINAL KERRISON DOUBLE COATED, ANTI REFLECTION, SELF CLEANING EJECTOR ANGLED 45 DEGREE FORWARD CURVED SHAFT LENGTH 200 MM SIZE 2 MM, SPINAL | ORTHOPEDIC & SPINAL SUPPLIES
19263 | 4232150035000 | WASHER, FOR CANNULATED TITANIUM SCREW PARTIAL THREADED 8MM, ASSORTED SIZES | ORTHOPEDIC & SPINAL SUPPLIES
19264 | 4232160709800 | SPINAL KERRISON DOUBLE COATED, ANTI REFLECTION, SELF CLEANING EJECTOR ANGLED 45 DEGREE FORWARD CURVED SHAFT LENGTH 200 MM SIZE 4 MM, SPINAL | ORTHOPEDIC & SPINAL SUPPLIES
19265 | 4232160709900 | SPINAL KERRISON DOUBLE COATED, ANTI REFLECTION, SELF CLEANING EJECTOR ANGLED 45 DEGREE FORWARD CURVED SHAFT LENGTH 250 MM SIZE 2 MM, SPINAL | ORTHOPEDIC & SPINAL SUPPLIES
19266 | 4232160710000 | SPINAL KERRISON DOUBLE COATED, ANTI REFLECTION, SELF CLEANING EJECTOR ANGLED 45 DEGREE FORWARD CURVED SHAFT LENGTH 250 MM SIZE 3 MM, SPINAL | ORTHOPEDIC & SPINAL SUPPLIES
19267 | 4232160710100 | SPINAL KERRISON DOUBLE COATED, ANTI REFLECTION, SELF CLEANING EJECTOR ANGLED 45 DEGREE FORWARD CURVED SHAFT LENGTH 250 MM SIZE 4 MM, SPINAL | ORTHOPEDIC & SPINAL SUPPLIES
19268 | 4232160722200 | SCREW (POLYAXIAL, UNIAXIAL, MONOAXIAL) TITANIUM FOR PEDIATRIC FIXATION TOP LOADING FOR ROD 4 MM OR EQUIVALENT WITH MULTIPLE SIZE (DIAMETER AND LENGTH) WITH PROPER LOCKING MECHANISM SIZE ACCORDING TO END USER, SPINAL | ORTHOPEDIC & SPINAL SUPPLIES
19269 | 4232160723000 | HOOK TOP - LOADING LAMINAR TITANIUM, SPINAL | ORTHOPEDIC & SPINAL SUPPLIES
19270 | 4232160723100 | HOOK SIDE - LOADING LAMINAR TITANIUM, SPINAL | ORTHOPEDIC & SPINAL SUPPLIES
19271 | 4232160723300 | PLATE, TITANIUM, OCCIPITAL SIZE AND SHAPE ACCORDING TO END USER FOR POSTERIOR OCCIPITOCERVICAL FIXATION WITH LOCKING MECHANISM, SPINAL | ORTHOPEDIC & SPINAL SUPPLIES
19272 | 4232160733900 | TWO ENDPLATES FOR EACH TITANIUM EXPANDABLE THORACOLUMBAR VERTEBRAL BODY REPLACEMENT CAGES (IN ASSORTED SIZE S AND ANGLES ACCORDING TO END USERS, SPINAL | ORTHOPEDIC & SPINAL SUPPLIES
19273 | 4232160734100 | CAGES, POLYETHYLENE (PEEK) FOR LATERAL LUMBAR INTERBODY FUSION OF DIFFERENT SIZES AND LENGTH ACCORDING TO END USER, SPINAL | ORTHOPEDIC & SPINAL SUPPLIES
19274 | 4232160736900 | HOOK, TITANIUM PEDICLE THORACIC OFFSET LEFT WITH H PROPER LOCKING MECHANISM, SPINAL | ORTHOPEDIC & SPINAL SUPPLIES
19275 | 4232160801900 | BONE MORPHOGENIC PROTEIN STRIPS, SPINAL | ORTHOPEDIC & SPINAL SUPPLIES
19276 | 4232160737600 | LATERAL OFFSET CONNECTOR PIECE WITH LOCKING MECHANISM, TITANIUM, ACCOMODATE THE ROD DIFFERENT SHAPES ACCORDING TO END USER, SPINAL | ORTHOPEDIC & SPINAL SUPPLIES
19277 | 4232160745000 | FIXED HEAD SCREW TITANIUM PEDICLE 6.5 MM DIAMETER, ASSORTED LONG WITH PROPER LOCKING MECHANISM AS REQUESTED BY THE END USERS, SPINAL | ORTHOPEDIC & SPINAL SUPPLIES
19278 | 4232160746600 | CONNECTOR DEVICE FOR ILIAC SCREW, TITANIUM WITH PROPER LOCKING MECHANISM OR EQUIVALENT, SPINAL | ORTHOPEDIC & SPINAL SUPPLIES
19279 | 4232160752900 | PLATE, CORPOREAL TITANIUM RIGHT SIDE LOW PROFILE FOR ANTERIOR THORACOLUMBAR FIXATION AND CONNECTING MECHANISM FOR ROD OR EQUIVALENT DIFFERENT SIZE S AND ANGLES ACCORDING TO END USER, SPINAL | ORTHOPEDIC & SPINAL SUPPLIES
19280 | 4232160753000 | PLATE, CORPOREAL TITANIUM LEFT SIDE LOW PROFILE FOR ANTERIOR THORACOLUMBAR FIXATION AND CONNECTING MECHANISM FOR RODS OR EQUIVALENT DIFFERENT SIZE S AND ANGLES ACCORDING TO END USER, SPINAL | ORTHOPEDIC & SPINAL SUPPLIES
19281 | 4232160755100 | LERMAN HALO VEST ADULT SIZES ACCORDING TO END USER NON - INVASIVE OR EQUIVALENT SPINAL | ORTHOPEDIC & SPINAL SUPPLIES
19282 | 4232160755200 | LERMAN HALO VEST PEDIATRIC SIZE S ACCORDING TO END USER NON - INVASIVE OR EQUIVALENT, SPINAL | ORTHOPEDIC & SPINAL SUPPLIES
19283 | 4232160755300 | SKULL TRACTION TONGS PEDIATRIC, SPINAL | ORTHOPEDIC & SPINAL SUPPLIES
19284 | 4232160755400 | SKULL TRACTION TONGS ADULT, SPINAL | ORTHOPEDIC & SPINAL SUPPLIES
19285 | 4232160755700 | PLATE, TITANIUM ANTERIOR CERVICAL ONE LEVEL PLATE LOW PROFILE WITH LOCKING MECHANISM, ASSORTED SIZES AS REQUIRED BY ENDU SERS, SPINAL | ORTHOPEDIC & SPINAL SUPPLIES
19286 | 4232160758100 | CAGES POLYETHYLENE (PEEK) FOR ANTERIOR LUMBAR INTERBODY FUSION (ALIF) OF DIFFERENT SIZE S ACCORDING TO END USER, SPINAL | ORTHOPEDIC & SPINAL SUPPLIES
19287 | 4232160758300 | "1- CORKSCREW TO STIMULATE MOTOR AREA FOR MEP 2- 8 CHANNELS ELECTRODES FOR RECORDING STIMULATION 3-PROBE FOR STIMULATION OF SCREW TE STING (S URGEON DIRECTED), SPINAL" | ORTHOPEDIC & SPINAL SUPPLIES
19288 | 4232160758400 | "1- CORKSCREW TO STIMULATE MOTOR AREA FOR SSEP 2- 8 CHANNELS ELECTRODES FOR RECORDING STIMULATION3- PROBE FOR STIMULATION OF SCREW T ESTING (SURGEON DIRECTED), SPINAL" | ORTHOPEDIC & SPINAL SUPPLIES
19289 | 4232160760100 | CAGES TITANIUM FOR TRANSFORAMINAL LUMBAR INTERBODY FUSION (TLIF) SIZE ACCORDING TO END USER SPINAL | ORTHOPEDIC & SPINAL SUPPLIES
19290 | 4232160761200 | SPINAL CURETTE EPSTEIN, LARGE, LONG AND SHORT HANDLE EQUALLY DISTRIBUTED, BURS NON SLIPPERY, SPINAL | ORTHOPEDIC & SPINAL SUPPLIES
19291 | 4232160738000 | ROD 5.5 MM DIAMETER COBALT CHROME 500 MM LONG OR EQUIVALENT SPINAL | ORTHOPEDIC & SPINAL SUPPLIES
19292 | 4232160709400 | SPINAL KERRISON ANGLED 45 DEGREE BACKWARD DOUBLE COATED, ANTI REFLECTION, SELF CLEANING EJECTOR, LENGTH 400 MM SIZE 6 MM, SPINAL | ORTHOPEDIC & SPINAL SUPPLIES
19293 | 4232160802000 | IMPLANT CASE (TRAY, BOX, LID), SPINAL | ORTHOPEDIC & SPINAL SUPPLIES
19294 | 4232160907200 | ROD TITANIUM 5.5 MMX 400 OR EQUIVALENT, SPINAL | ORTHOPEDIC & SPINAL SUPPLIES
19295 | 4232160923100 | ROD, COBALT CHROME 4.5 MM DIAMETER 500 MM LONG OR EQUIVALENT, COMPATIBLE WITH NAVIGATION SYSTEM, SPINAL | ORTHOPEDIC & SPINAL SUPPLIES
19296 | 4232160923200 | ROD TITANIUM ASSORTED DIAMETER 110 MM LENGTH IT SHOULD BE COMPATIBLE WITH GROUP NUMBER IT MUST BE COMPATIBLE WITH GROUP 22 | ORTHOPEDIC & SPINAL SUPPLIES
19297 | 4232160923300 | ROD TITANIUM ASSORTED DIAMETER 130 MM LENGTH IT SHOULD BE COMPATIBLE WITH GROUP NUMBER IT MUST BE COMPATIBLE WITH GROUP 22 | ORTHOPEDIC & SPINAL SUPPLIES
19298 | 4232160923400 | ROD TITANIUM ASSORTED DIAMETER 30 MM LENGTH IT SHOULD BE COMPATIBLE WITH GROUP NUMBER IT MUST BE COMPATIBLE WITH GROUP 22 | ORTHOPEDIC & SPINAL SUPPLIES
19299 | 4232160923500 | ROD TITANIUM ASSORTED DIAMETER 35 MM LENGTH IT SHOULD BE COMPATIBLE WITH GROUP NUMBER IT MUST BE COMPATIBLE WITH GROUP 22 | ORTHOPEDIC & SPINAL SUPPLIES
19300 | 4232160923600 | ROD TITANIUM ASSORTED DIAMETER 45 MM LENGTH IT SHOULD BE COMPATIBLE WITH GROUP NUMBER IT MUST BE COMPATIBLE WITH GROUP 22 | ORTHOPEDIC & SPINAL SUPPLIES
19301 | 4232160923700 | ROD TITANIUM ASSORTED DIAMETER 50 MM LENGTH IT SHOULD BE COMPATIBLE WITH GROUP NUMBER IT MUST BE COMPATIBLE WITH GROUP 22 | ORTHOPEDIC & SPINAL SUPPLIES
19302 | 4232160923800 | ROD TITANIUM ASSORTED DIAMETER 55 MM LENGTH IT SHOULD BE COMPATIBLE WITH GROUP NUMBER IT MUST BE COMPATIBLE WITH GROUP 22 | ORTHOPEDIC & SPINAL SUPPLIES
19303 | 4232160923900 | ROD TITANIUM ASSORTED DIAMETER 65 MM LENGTH IT SHOULD BE COMPATIBLE WITH GROUP NUMBER IT MUST BE COMPATIBLE WITH GROUP 22 | ORTHOPEDIC & SPINAL SUPPLIES
19304 | 4232160924000 | ROD TITANIUM ASSORTED DIAMETER 70 MM LENGTH IT SHOULD BE COMPATIBLE WITH GROUP NUMBER IT MUST BE COMPATIBLE WITH GROUP 22 | ORTHOPEDIC & SPINAL SUPPLIES
19305 | 4232160924100 | ROD TITANIUM ASSORTED DIAMETER 75 MM LENGTH IT SHOULD BE COMPATIBLE WITH GROUP NUMBER IT MUST BE COMPATIBLE WITH GROUP 22 | ORTHOPEDIC & SPINAL SUPPLIES
19306 | 4232160924200 | ROD TITANIUM ASSORTED DIAMETER 80 MM LENGTH IT SHOULD BE COMPATIBLE WITH GROUP NUMBER IT MUST BE COMPATIBLE WITH GROUP 22 | ORTHOPEDIC & SPINAL SUPPLIES
19307 | 4232160924300 | ROD TITANIUM ASSORTED DIAMETER 85 MM LENGTH IT SHOULD BE COMPATIBLE WITH GROUP NUMBER IT MUST BE COMPATIBLE WITH GROUP 22 | ORTHOPEDIC & SPINAL SUPPLIES
19308 | 4232160924400 | ROD TITANIUM ASSORTED DIAMETER 90 MM LENGTH IT SHOULD BE COMPATIBLE WITH GROUP NUMBER IT MUST BE COMPATIBLE WITH GROUP 22 | ORTHOPEDIC & SPINAL SUPPLIES
19309 | 4232160924500 | ROD TITANIUM ASSORTED DIAMETER 95 MM LENGTH IT SHOULD BE COMPATIBLE WITH GROUP NUMBER IT MUST BE COMPATIBLE WITH GROUP 22 | ORTHOPEDIC & SPINAL SUPPLIES
19310 | 4232160924600 | ROD FOR CANNULATED MINIMAL INVASIVE THORACOLUMBAR FIXATION, ASSORTED SIZES AND TYPES, COMPATIBLE WITH NAVIGATION SYSTEM | ORTHOPEDIC & SPINAL SUPPLIES
19311 | 4232160924700 | ROD, FOR POSTERIOR CERVICAL DEFORMITY (HIGH VARIABLE ANGLE MORE THAN 45 DEGREES) FIXATION, VARIABLE ANGLED, TITANIUM 4 MM DIAMETER 100 MM, LATERAL MASS, SPINAL | ORTHOPEDIC & SPINAL SUPPLIES
19312 | 4232160924800 | ROD, FOR POSTERIOR CERVICAL DEFORMITY (HIGH VARIABLE ANGLE MORE THAN 45 DEGREES) FIXATION, VARIABLE ANGLED, TITANIUM 4 MM DIAMETER 150 MM, LATERAL MASS, SPINAL | ORTHOPEDIC & SPINAL SUPPLIES
19313 | 4232160924900 | ROD, FOR POSTERIOR CERVICAL DEFORMITY (HIGH VARIABLE ANGLE MORE THAN 45 DEGREES) FIXATION, VARIABLE ANGLED, TITANIUM 4 MM DIAMETER 300 MM, LATERAL MASS, SPINAL | ORTHOPEDIC & SPINAL SUPPLIES
19314 | 4232160925000 | ROD, FOR POSTERIOR CERVICAL DEFORMITY (HIGH VARIABLE ANGLE MORE THAN 45 DEGREES) FIXATION, VARIABLE ANGLED, TITANIUM 4 MM DIAMETER 50 MM, LATERAL MASS, SPINAL | ORTHOPEDIC & SPINAL SUPPLIES
19315 | 4232160925100 | ROD, 5.5 MM DIAMETER TITANIUM FOR CORTICAL FIX SCREW, ASSORTED LENGTH LONG OR EQUIVALENT | ORTHOPEDIC & SPINAL SUPPLIES
19316 | 4232160925200 | ROD, 4 MM DIAMETER OR EQUIVALENT, TITANIUM PREPENT LORDOTIC FOR LATERAL MASS, ASSORTED LENGTH, AS PER END USER REQUESTED, SPINAL | ORTHOPEDIC & SPINAL SUPPLIES
19317 | 4232160925300 | ROD, 4 MM DIAMETER OR EQUIVALENT, COBALT CHROME PREPENT LORDOTIC FOR LATERAL MASS, ASSORTED LENGTH, AS PER END USER REQUESTED, SPINAL | ORTHOPEDIC & SPINAL SUPPLIES
19318 | 4232160925400 | ROD, FOR SINGLE STEP INSERTION, CANNULATED MINIMAL INVASIVE THORACOLUMBAR FIXATION ASSORTED SIZES AND TYPES, SPINAL | ORTHOPEDIC & SPINAL SUPPLIES
19319 | 4232160925500 | ROD, 5.5 MM DIAMETER COBALT CHROME FOR CORTICAL FIX SCREW, ASSORTED LENGTH LONG OR EQUIVALENT | ORTHOPEDIC & SPINAL SUPPLIES
19320 | 4232161053300 | SCREW, CANNULATED LATERAL MASS, TITANIUM 3.5 MM DIAMETER, ASSORTED LENGTH WITH PROPER LOCKING MECHANISM, SPINAL | ORTHOPEDIC & SPINAL SUPPLIES
19321 | 4232161064900 | POLYAXIAL 2/3 RING ASSORTED SIZES, ASSORTED SIZES, AS REQUESTED BY END USER | ORTHOPEDIC & SPINAL SUPPLIES
19322 | 4232161068100 | POLYAXIAL HA COATED SELF-DRILLING SCHANZ SCREWS SIZE 4-6 MM DIAM, ASSORTED SIZES AS REQUESTED BY END USER, ORTHOPEDIC | ORTHOPEDIC & SPINAL SUPPLIES
19323 | 4232161068200 | SCREW OCCIPITAL, TITANIUM, ASSORTED DIAMETER, ASSORTED LENGTH AS REQUESTED BY END USER, SPINAL | ORTHOPEDIC & SPINAL SUPPLIES
19324 | 4232160923000 | ROD, COBALT CHROME 5.5 MM DIAMETER 500 MM LONG OR EQUIVALENT, COMPATIBLE WITH NAVIGATION SYSTEM, FOR POSTERIOR THORACO-LUMBAR SACRAL FIXATION, SPINAL | ORTHOPEDIC & SPINAL SUPPLIES
19325 | 4232160922900 | GROWING RODS WITH MAGNETIC MECHANISM EXPANSION TECHNIQUE, 6 MM, SPINAL | ORTHOPEDIC & SPINAL SUPPLIES
19326 | 4232160922800 | LATERAL OFFSET WITH LOCKING MECHANISM, TITANIUM, ACCOMMODATE THE ROD, COMPATIBLE WITH NAVIGATION SYSTEM, SPINAL | ORTHOPEDIC & SPINAL SUPPLIES
19327 | 4232160922700 | ROD FOR CANNULATED MINIMAL INVASIVE THORACOLUMBAR FIXATION, FOR MULTI LEVEL, ASSORTED SIZES AND TYPES | ORTHOPEDIC & SPINAL SUPPLIES
19328 | 4232160908800 | ROD, TITANIUM (4.0 MM DIAMETER, 400 MM LONG) OR EQUIVALENT, SPINAL | ORTHOPEDIC & SPINAL SUPPLIES
19329 | 4232160909700 | ROD, TITANIUM 220 MM LONG LOW PROFILES FOR ANTERIOR THORACOLUMBAR FIXATION OR EQUIVALENT, SPINAL | ORTHOPEDIC & SPINAL SUPPLIES
19330 | 4232160910700 | ROD TITANIUM (4.5 MM DIAMETER 500 MM LONG) OR EQUIVALENT SPINAL | ORTHOPEDIC & SPINAL SUPPLIES
19331 | 4232160911500 | ROD, TITANIUM 5.5 MM DIAMETER 500 MM LONG OR EQUIVALENT, SPINAL | ORTHOPEDIC & SPINAL SUPPLIES
19332 | 4232160912300 | ROD, 4 MM DIAMETER, 100 MM LENGTH, TITANIUM FOR LATERAL MASS OR EQUIVALENT, SPINAL | ORTHOPEDIC & SPINAL SUPPLIES
19333 | 4232160912400 | ROD, 4 MM DIAMETER, 150 MM LENGTH, TITANIUM FOR LATERAL MASS OR EQUIVALENT, SPINAL | ORTHOPEDIC & SPINAL SUPPLIES
19334 | 4232160912500 | ROD, 4 MM DIAMETER, 300 MM LENGTH, TITANIUM FOR LATERAL MASS OR EQUIVALENT, SPINAL | ORTHOPEDIC & SPINAL SUPPLIES
19335 | 4232160912600 | ROD, 4 MM DIAMETER, 50 MM LENGTH, TITANIUM FOR LATERAL MASS OR EQUIVALENT, SPINAL | ORTHOPEDIC & SPINAL SUPPLIES
19336 | 4232160913100 | GROWING RODS WITH MAGNETIC MECHANISM EXPANSION TECHNIQUE, 4.5 MM, SPINAL | ORTHOPEDIC & SPINAL SUPPLIES
19337 | 4232160913200 | GROWING RODS WITH MAGNETIC MECHANISM EXPANSION TECHNIQUE, 5.5 MM, SPINAL | ORTHOPEDIC & SPINAL SUPPLIES
19338 | 4232160920800 | ROD FOR CANNULATED MINIMAL INVASIVE THORACOLUMBAR FIXATION, ASSORTED SIZES AND TYPES | ORTHOPEDIC & SPINAL SUPPLIES
19339 | 4232150030300 | SCREW, TITANIUM HEADLESS CANNULATED SELF-DRILLING 6.6MM TO 7.5MM ASSORTED TYPES AND LENGTHS REQUESTED BY END USER | ORTHOPEDIC & SPINAL SUPPLIES
19340 | 4232160920900 | ROD, TITANIUM DIAMETER 5.5 MM OR EQUIVALENT, ASSORTED LENGTH AS REQUESTED BY END USER, SPINAL | ORTHOPEDIC & SPINAL SUPPLIES
19341 | 4232160921000 | ROD TITANIUM ASSORTED DIAMETER 100 MM LENGTH IT SHOULD BE COMPATIBLE WITH GROUP NUMBER IT MUST BE COMPATIBLE WITH GROUP 22 | ORTHOPEDIC & SPINAL SUPPLIES
19342 | 4232160802100 | RETRACTOR CEREBELLAR BLUNT STRAIGHT DIFFERENT SIZE ACCORDING TO END USER, SPINAL | ORTHOPEDIC & SPINAL SUPPLIES
19343 | 4232160921100 | ROD TITANIUM ASSORTED DIAMETER 40 MM LENGTH IT SHOULD BE COMPATIBLE WITH GROUP NUMBER IT MUST BE COMPATIBLE WITH GROUP 22 | ORTHOPEDIC & SPINAL SUPPLIES
19344 | 4232160921300 | ROD, COBALT CHROME, ASSORTED SIZES AND DIAMETER, SPINAL | ORTHOPEDIC & SPINAL SUPPLIES
19345 | 4232160921400 | ROD, PURE TITANIUM, ASSORTED SIZES AND DIAMETER, SPINAL | ORTHOPEDIC & SPINAL SUPPLIES
19346 | 4232160921500 | ROD TITANIUM ASSORTED DIAMETER 120 MM LENGTH IT SHOULD BE COMPATIBLE WITH GROUP NUMBER IT MUST BE COMPATIBLE WITH GROUP 22 | ORTHOPEDIC & SPINAL SUPPLIES
19347 | 4232160921600 | ROD, 4 MM DIAMETER, 50 MM LENGTH, TITANIUM FOR LATERAL MASS OR EQUIVALENT, COMPATIBLE WITH NAVIGATION SYSTEM, SPINAL | ORTHOPEDIC & SPINAL SUPPLIES
19348 | 4232160921700 | ROD, TITANIUM 4.5 MM DIAMETER 500 MM LONG OR EQUIVALENT, SPINAL | ORTHOPEDIC & SPINAL SUPPLIES
19349 | 4232160921800 | ROD, TITANIUM ALLOY, ASSORTED SIZES AND DIAMETER, SPINAL | ORTHOPEDIC & SPINAL SUPPLIES
19350 | 4232160921900 | ROD, 4 MM DIAMETER, 100 MM LENGTH, TITANIUM FOR LATERAL MASS OR EQUIVALENT, COMPATIBLE WITH NAVIGATION SYSTEM, SPINAL | ORTHOPEDIC & SPINAL SUPPLIES
19351 | 4232160922000 | ROD, 4 MM DIAMETER, 150 MM LENGTH, TITANIUM FOR LATERAL MASS OR EQUIVALENT, COMPATIBLE WITH NAVIGATION SYSTEM, SPINAL | ORTHOPEDIC & SPINAL SUPPLIES
19352 | 4232160922100 | ROD, 4 MM DIAMETER, 300 MM LENGTH, TITANIUM FOR LATERAL MASS OR EQUIVALENT, COMPATIBLE WITH NAVIGATION SYSTEM, SPINAL | ORTHOPEDIC & SPINAL SUPPLIES
19353 | 4232160922200 | ROD, COBALT CHROME 4.5 MM DIAMETER 500 MM LONG OR EQUIVALENT, SPINAL | ORTHOPEDIC & SPINAL SUPPLIES
19354 | 4232160922300 | ROD, COBALT CHROME (4.0 MM DIAMETER, 400 MM LONG) OR EQUIVALENT, SPINAL | ORTHOPEDIC & SPINAL SUPPLIES
19355 | 4232160922400 | ROD, EXTRA STIFFNESS, COBALT CHROME, ASSORTED SIZES AND DIAMETER, SPINAL | ORTHOPEDIC & SPINAL SUPPLIES
19356 | 4232160922500 | ROD, TITANIUM WITH DUAL DIAMETERS 4 MM AND 5.5 MM OR EQUIVALENT, ASSORTED LENGTH FOR CERVICO THORACIC POSTERIOR FIXATION, IT MUST BE COMPATIBLE WITH GROUP 7 AND 13, SPINAL | ORTHOPEDIC & SPINAL SUPPLIES
19357 | 4232160922600 | ROD, TRANSLATIONAL CERVICO-THORACIC JUNCTION, ASSORTED SIZES, SPINAL | ORTHOPEDIC & SPINAL SUPPLIES
19358 | 4232160921200 | ROD TITANIUM ASSORTED DIAMETER 60 MM LENGTH IT SHOULD BE COMPATIBLE WITH GROUP NUMBER IT MUST BE COMPATIBLE WITH GROUP 22 | ORTHOPEDIC & SPINAL SUPPLIES
19359 | 4232160709300 | SPINAL KERRISON ANGLED 45 DEGREE BACKWARD DOUBLE COATED, ANTI REFLECTION, SELF CLEANING EJECTOR, LENGTH 400 MM SIZE 5 MM, SPINAL | ORTHOPEDIC & SPINAL SUPPLIES
19360 | 4232160709700 | SPINAL KERRISON DOUBLE COATED, ANTI REFLECTION, SELF CLEANING EJECTOR ANGLED 45 DEGREE FORWARD CURVED SHAFT LENGTH 200 MM SIZE 3 MM, SPINAL | ORTHOPEDIC & SPINAL SUPPLIES
19361 | 4232160709200 | SPINAL KERRISON ANGLED 45 DEGREE BACKWARD DOUBLE COATED, ANTI REFLECTION, SELF CLEANING EJECTOR, LENGTH 400 MM SIZE 4 MM, SPINAL | ORTHOPEDIC & SPINAL SUPPLIES
19362 | 4232160402400 | CROSS LINK CONNECTOR, ASSORTED MECHANISM ASSORTED SIZES ON DEMAND, FOR PEDIATRIC, COMPATIBLE WITH NAVIGATION SYSTEM, SPINAL | ORTHOPEDIC & SPINAL SUPPLIES
19363 | 4232160402500 | CROSS LINK CONNECTOR, ASSORTED MECHANISM ASSORTED SIZES ON DEMAND, FOR PEDIATRIC, SPINAL | ORTHOPEDIC & SPINAL SUPPLIES
19364 | 4232160517700 | MESH CAGE TITANIUM FOR CERVICAL VERTEBRAL BODY REPLACEMENT SIZE 10 MMX 30 MM OR EQUIVALENT, SPINAL | ORTHOPEDIC & SPINAL SUPPLIES
19365 | 4232160518600 | MESH CAGE, TITANIUM ANTERIOR THORACES - LUMBAR VERTEBRAL BODY REPLACEMENT 14 MM DIAMETER, 110 MM LENGTH OR EQUIVALENT, SPINAL | ORTHOPEDIC & SPINAL SUPPLIES
19366 | 4232160518700 | MESH CAGE, TITANIUM ANTERIOR THORACES - LUMBAR VERTEBRAL BODY REPLACEMENT 14 MM DIAMETER, 130 MM LENGTH OR EQUIVALENT, SPINAL | ORTHOPEDIC & SPINAL SUPPLIES
19367 | 4232160518800 | MESH CAGE, TITANIUM ANTERIOR THORACES - LUMBAR VERTEBRAL BODY REPLACEMENT 14 MM DIAMETER, 150 MM LENGTH OR EQUIVALENT, SPINAL | ORTHOPEDIC & SPINAL SUPPLIES
19368 | 4232160518900 | MESH CAGE, TITANIUM ANTERIOR THORACES - LUMBAR VERTEBRAL BODY REPLACEMENT 14 MM DIAMETER, 70 MM LENGTH OR EQUIVALENT, SPINAL | ORTHOPEDIC & SPINAL SUPPLIES
19369 | 4232150032000 | SCREW, LOCKED HEAD FOR 4.5MM LCP ANATOMIC PROXIMAL TIBIAL PLATING STAINLESS STEEL, ASSORTED SIZES | ORTHOPEDIC & SPINAL SUPPLIES
19370 | 4232160519000 | MESH CAGE, TITANIUM ANTERIOR THORACES - LUMBAR VERTEBRAL BODY REPLACEMENT 14 MM DIAMETER, 90 MM LENGTH OR EQUIVALENT, SPINAL | ORTHOPEDIC & SPINAL SUPPLIES
19371 | 4232160519100 | MESH CAGE, TITANIUM ANTERIOR THORACES - LUMBAR VERTEBRAL BODY REPLACEMENT 14 MM DIAMETER, 30 MM LENGTH OR EQUIVALENT, SPINAL | ORTHOPEDIC & SPINAL SUPPLIES
19372 | 4232160519400 | MESH CAGE, TITANIUM ANTERIOR THORACES - LUMBAR VERTEBRAL BODY REPLACEMENT 16 MM DIAMETER, 150 MM LENGTH OR EQUIVALENT, SPINAL | ORTHOPEDIC & SPINAL SUPPLIES
19373 | 4232160519700 | MESH CAGE, TITANIUM ANTERIOR THORACES - LUMBAR VERTEBRAL BODY REPLACEMENT 16 MM DIAMETER, 70 MM LENGTH OR EQUIVALENT, SPINAL | ORTHOPEDIC & SPINAL SUPPLIES
19374 | 4232160520100 | MESH CAGE, TITANIUM ANTERIOR THORACES - LUMBAR VERTEBRAL BODY REPLACEMENT 18 MM DIAMETER, 150 MM LENGTH OR EQUIVALENT, SPINAL | ORTHOPEDIC & SPINAL SUPPLIES
19375 | 4232150031900 | SCREW, LOCKED HEAD FOR 3.5MM LCP ANATOMIC PROXIMAL TIBIAL PLATING TITANIUM, ASSORTED SIZES | ORTHOPEDIC & SPINAL SUPPLIES
19376 | 4232150031800 | SCREW, LOCKED HEAD FOR 3.5MM LCP ANATOMIC PROXIMAL TIBIAL PLATING STAINLESS STEEL, ASSORTED SIZES | ORTHOPEDIC & SPINAL SUPPLIES
19377 | 4232160520300 | MESH CAGE, TITANIUM ANTERIOR THORACES - LUMBAR VERTEBRAL BODY REPLACEMENT 18 MM DIAMETER, 70 MM LENGTH OR EQUIVALENT, SPINAL | ORTHOPEDIC & SPINAL SUPPLIES
19378 | 4232150031700 | SCREW, LOCKED HEAD FOR VOLAR DISTAL RADIUS FIXATION TITANIUM ASSORTED LENGTHS AND SIZES | ORTHOPEDIC & SPINAL SUPPLIES
19379 | 4232150031600 | SCREW, LOCKED HEAD 3.5MM OR EQUIVALENT FOR LCP METAPHYSEAL MEDIAL DISTAL TIBIA, ASSORTED SIZES | ORTHOPEDIC & SPINAL SUPPLIES
19380 | 4232160520500 | MESH CAGE, TITANIUM ANTERIOR THORACES - LUMBAR VERTEBRAL BODY REPLACEMENT 20 MM DIAMETER, 110 MM LENGTH OR EQUIVALENT, SPINAL | ORTHOPEDIC & SPINAL SUPPLIES
19381 | 4232160520700 | MESH CAGE, TITANIUM ANTERIOR THORACES - LUMBAR VERTEBRAL BODY REPLACEMENT 20 MM DIAMETER, 150 MM LENGTH OR EQUIVALENT, SPINAL | ORTHOPEDIC & SPINAL SUPPLIES
19382 | 4232160520800 | MESH CAGE, TITANIUM ANTERIOR THORACES - LUMBAR VERTEBRAL BODY REPLACEMENT 20 MM DIAMETER, 50 MM LENGTH OR EQUIVALENT, SPINAL | ORTHOPEDIC & SPINAL SUPPLIES
19383 | 4232160520900 | MESH CAGE, TITANIUM ANTERIOR THORACES - LUMBAR VERTEBRAL BODY REPLACEMENT 20 MM DIAMETER, 70 MM LENGTH OR EQUIVALENT, SPINAL | ORTHOPEDIC & SPINAL SUPPLIES
19384 | 4232160521000 | MESH CAGE, TITANIUM ANTERIOR THORACES - LUMBAR VERTEBRAL BODY REPLACEMENT 20 MM DIAMETER, 90 MM LENGTH OR EQUIVALENT, SPINAL | ORTHOPEDIC & SPINAL SUPPLIES
19385 | 4232160521100 | MESH CAGE, TITANIUM ANTERIOR THORACES - LUMBAR VERTEBRAL BODY REPLACEMENT 22 MM DIAMETER, 110 MM LENGTH OR EQUIVALENT, SPINAL | ORTHOPEDIC & SPINAL SUPPLIES
19386 | 4232160521200 | MESH CAGE, TITANIUM ANTERIOR THORACES - LUMBAR VERTEBRAL BODY REPLACEMENT 22 MM DIAMETER, 130 MM LENGTH OR EQUIVALENT, SPINAL | ORTHOPEDIC & SPINAL SUPPLIES
19387 | 4232160521300 | MESH CAGE, TITANIUM ANTERIOR THORACES - LUMBAR VERTEBRAL BODY REPLACEMENT 22 MM DIAMETER, 150 MM LENGTH OR EQUIVALENT, SPINAL | ORTHOPEDIC & SPINAL SUPPLIES
19388 | 4232150030600 | SCREW, CORTICAL FOR TITANIUM LARGE FRAGMENT FIXATION, ASSORTED LENGHTS AND SIZES | ORTHOPEDIC & SPINAL SUPPLIES
19389 | 4232160521500 | MESH CAGE, TITANIUM ANTERIOR THORACES - LUMBAR VERTEBRAL BODY REPLACEMENT 22 MM DIAMETER, 70 MM LENGTH OR EQUIVALENT, SPINAL | ORTHOPEDIC & SPINAL SUPPLIES
19390 | 4232160521600 | MESH CAGE, TITANIUM ANTERIOR THORACES - LUMBAR VERTEBRAL BODY REPLACEMENT 22 MM DIAMETER, 90 MM LENGTH OR EQUIVALENT, SPINAL | ORTHOPEDIC & SPINAL SUPPLIES
19391 | 4232160402300 | CROSS LINK CONNECTOR, ASSORTED MECHANISM ASSORTED SIZES ON DEMAND, FOR ADULT, COMPATIBLE WITH NAVIGATION SYSTEM, SPINAL | ORTHOPEDIC & SPINAL SUPPLIES
19392 | 4232160402200 | CROSS LINK CONNECTOR, ASSORTED MECHANISM ASSORTED SIZES ON DEMAND, FOR ADULT, SPINAL | ORTHOPEDIC & SPINAL SUPPLIES
19393 | 4232160300300 | VERTEBROPLASTY SET WITH COMPLETE AND NECESSARY STERILIZATION CASE, DISPOSABLE, SPINAL | ORTHOPEDIC & SPINAL SUPPLIES
19394 | 4232160200200 | CABLE, FOR STAINLESS STEEL PERI-PROSTHETIC FRACTURE FIXATION SYSTEM, WITH NECESSARY ATTACHMENTS | ORTHOPEDIC & SPINAL SUPPLIES
19395 | 4232160007700 | HOOK TOP LOADING FOR DEFORMITY WITH TOP REDUCTION MECHANISM, TITANIUM LAMINAR WITH PROPER LOCKING MECHANISM, ASSORTED SHAPE AND SIZES INCLUDING OFFSET, FOR PEDIATRIC, COMPATIBLE WITH NAVIGATION SYSTEM, SPINAL | ORTHOPEDIC & SPINAL SUPPLIES
19396 | 4232160007800 | HOOK TOP LOADING FOR DEFORMITY WITH TOP REDUCTION MECHANISM, TITANIUM LAMINAR WITH PROPER LOCKING MECHANISM, ASSORTED SHAPE AND SIZES INCLUDING OFFSET, FOR ADULT, COMPATIBLE WITH NAVIGATION SYSTEM, SPINAL | ORTHOPEDIC & SPINAL SUPPLIES
19397 | 4232160007900 | HOOK TOP LOADING FOR DEFORMITY WITH TOP REDUCTION MECHANISM, TITANIUM REDUCTION WITH PROPER LOCKING MECHANISM, ASSORTED SHAPE AND SIZES INCLUDING OFFSET, FOR ADULT, SPINAL | ORTHOPEDIC & SPINAL SUPPLIES
19398 | 4232160008000 | HOOK TOP LOADING FOR DEFORMITY WITH TOP REDUCTION MECHANISM, TITANIUM REDUCTION WITH PROPER LOCKING MECHANISM, ASSORTED SHAPE AND SIZES INCLUDING OFFSET, FOR PEDIATRIC, SPINAL | ORTHOPEDIC & SPINAL SUPPLIES
19399 | 4232160008100 | HOOK SCISSORS, SINGLE ACTION JAWS, DIAMETER 2.5 MM, WORKING LENGTH 25 CM OR EQUIVALENT, SPINAL | ORTHOPEDIC & SPINAL SUPPLIES
19400 | 4232160008200 | HOOK, TOP-LOADING, LAMINAR, TITANIUM WITH PROPER LOCKING MECHANISM, COMPATIBLE WITH NAVIGATION SYSTEM, SPINAL | ORTHOPEDIC & SPINAL SUPPLIES
19401 | 4232160008300 | HOOK TOP LOADING FOR DEFORMITY WITH TOP REDUCTION MECHANISM TITANIUM LAMINAR LUMBAR WITH PROPER LOCKING MECHANISM SPINAL | ORTHOPEDIC & SPINAL SUPPLIES
19402 | 4232160008400 | HOOK TOP LOADING FOR DEFORMITY WITH TOP REDUCTION MECHANISM, TITANIUM PEDICLE WITH PROPER LOCKING MECHANISM, ASSORTED SHAPE AND SIZES INCLUDING OFFSET, FOR PEDIATRIC, SPINAL | ORTHOPEDIC & SPINAL SUPPLIES
19403 | 4232160008500 | HOOK TOP LOADING FOR DEFORMITY WITH TOP REDUCTION MECHANISM, TITANIUM REDUCTION WITH PROPER LOCKING MECHANISM, ASSORTED SHAPE AND SIZES INCLUDING OFFSET, FOR PEDIATRIC, COMPATIBLE WITH NAVIGATION SYSTEM, SPINAL | ORTHOPEDIC & SPINAL SUPPLIES
19404 | 4232160008600 | HOOK, STRAIGHT, LAMINAR, TITANIUM WITH PROPER LOCKING MECHANISM, COMPATIBLE WITH NAVIGATION SYSTEM, SPINAL | ORTHOPEDIC & SPINAL SUPPLIES
19405 | 4232160008700 | HOOK TOP LOADING FOR DEFORMITY WITH TOP REDUCTION MECHANISM, TITANIUM PEDICLE WITH PROPER LOCKING MECHANISM, ASSORTED SHAPE AND SIZES INCLUDING OFFSET, FOR PEDIATRIC, COMPATIBLE WITH NAVIGATION SYSTEM, SPINAL | ORTHOPEDIC & SPINAL SUPPLIES
19406 | 4232160008800 | HOOK TOP LOADING FOR DEFORMITY WITH TOP REDUCTION MECHANISM, TITANIUM REDUCTION WITH PROPER LOCKING MECHANISM, ASSORTED SHAPE AND SIZES INCLUDING OFFSET, FOR ADULT, COMPATIBLE WITH NAVIGATION SYSTEM, SPINAL | ORTHOPEDIC & SPINAL SUPPLIES
19407 | 4232160008900 | HOOK, SIDE -LOADING, LAMINAR, TITANIUM WITH PROPER LOCKING MECHANISM, COMPATIBLE WITH NAVIGATION SYSTEM, SPINAL | ORTHOPEDIC & SPINAL SUPPLIES
19408 | 4232160009000 | HOOKS, (PEDICLE, SUBLAMINAR AND TRANSVERSE PROCESS) FOR TITANIUM PEDIATRIC MATCHING ROD DIAMETER 4 MM OR EQUIVALENT AND LOCKING MECH ANISM, SPINAL | ORTHOPEDIC & SPINAL SUPPLIES
19409 | 4232160521800 | MESH CAGE, TITANIUM ANTERIOR THORACES - LUMBAR VERTEBRAL BODY REPLACEMENT 24 MM DIAMETER, 150 MM LENGTH OR EQUIVALENT, SPINAL | ORTHOPEDIC & SPINAL SUPPLIES
19410 | 4232160009100 | HOOK TOP LOADING FOR DEFORMITY WITH TOP REDUCTION MECHANISM, TITANIUM PEDICLE WITH PROPER LOCKING MECHANISM, ASSORTED SHAPE AND SIZES INCLUDING OFFSET, FOR ADULT, COMPATIBLE WITH NAVIGATION SYSTEM, SPINAL | ORTHOPEDIC & SPINAL SUPPLIES
19411 | 4232160009200 | HOOK TOP LOADING FOR DEFORMITY WITH TOP REDUCTION MECHANISM, TITANIUM TRANSVERSE PROCESS WITH PROPER LOCKING MECHANISM, ASSORTED SHAPE AND SIZES INCLUDING OFFSET, FOR ADULT, COMPATIBLE WITH NAVIGATION SYSTEM, SPINAL | ORTHOPEDIC & SPINAL SUPPLIES
19412 | 4232150032600 | SCREW, LOCKED HEAD VARIABLE ANGLE FOR DORSAL DISTAL RADIUS FIXATION TITANIUM ASSORTED LENGTHS AND SIZES | ORTHOPEDIC & SPINAL SUPPLIES
19413 | 4232150032500 | SCREW, CORTICAL 3.5MM OR EQUIVALENT FOR TITANIUM SUPERIOR CLAVICLE PLATE WITH LATERAL EXTENSION, ASSORTED SIZES | ORTHOPEDIC & SPINAL SUPPLIES
19414 | 4232160009300 | HOOK TOP LOADING FOR DEFORMITY WITH TOP REDUCTION MECHANISM, TITANIUM TRANSVERSE PROCESS WITH PROPER LOCKING MECHANISM, ASSORTED SHAPE AND SIZES INCLUDING OFFSET, FOR PEDIATRIC, COMPATIBLE WITH NAVIGATION SYSTEM, SPINAL | ORTHOPEDIC & SPINAL SUPPLIES
19415 | 4232160009400 | HOOK TOP LOADING FOR DEFORMITY WITH TOP REDUCTION MECHANISM, TITANIUM TRANSVERSE WITH PROPER LOCKING MECHANISM, ASSORTED SHAPE AND SIZES INCLUDING OFFSET, FOR PEDIATRIC, SPINAL | ORTHOPEDIC & SPINAL SUPPLIES
19416 | 4232150032400 | SCREW, VARIABLE ANGLE LOCKING FOR 3.5MM FOR VARIABLE ANGLE ANATOMIC PROXIMAL TIBIAL PLATING, ASSORTED SIZES | ORTHOPEDIC & SPINAL SUPPLIES
19417 | 4232150032300 | SCREW, CORTICAL FOR DORSAL VARIABLE ANGLE DISTAL RADIUS FIXATION TITANIUM ASSORTED LENGTHS AND SIZES | ORTHOPEDIC & SPINAL SUPPLIES
19418 | 4232150032200 | SCREW, LOCKED HEAD 3.5MM OR EQUIVALENT, FOR DISTAL HUMERAL EXTRA ARTICULAR PLATING, ASSORTED SIZES | ORTHOPEDIC & SPINAL SUPPLIES
19419 | 4232150032100 | SCREW, LOCKED HEAD FOR 4.5MM LCP ANATOMIC PROXIMAL TIBIAL PLATING TITANIUM, ASSORTED SIZES | ORTHOPEDIC & SPINAL SUPPLIES
19420 | 4232160009500 | NERVE HOOK, DISTAL WIDTH 3 MM, BAYONET-SHAPED, WORKING LENGTH 16 CM OR EQUIVALENT, SPINAL | ORTHOPEDIC & SPINAL SUPPLIES
19421 | 4232160009800 | NERVE RETRACTOR, HOOK LENGTH 2 MM, DIAMETER 4 MM, ANGLED SHEATH, WORKING LENGTH 20 CM OR EQUIVALENT, SPINAL | ORTHOPEDIC & SPINAL SUPPLIES
19422 | 4232160009900 | PALPATION HOOK, BAYONET-SHAPED, DISTALLY ANGLED 90 DEGREE, WITH BALL END, WITH ROUND HANDLE, WORKING LENGTH 20 CM OR EQUIVALENT, SPINAL | ORTHOPEDIC & SPINAL SUPPLIES
19423 | 4232160010000 | PALPATION HOOK, STRAIGHT, DISTALLY 10 MM LONG AND ANGLED 90°, WITH BALL, WORKING LENGTH 20 CM OR EQUIVALENT, SPINAL | ORTHOPEDIC & SPINAL SUPPLIES
19424 | 4232160010100 | LATERAL OFFSET WITH LOCKING MECHANISM TITANIUM ACCOMMODATE THE ROD, FOR POSTERIOR CERVICAL DEFORMITY (HIGH VARIABLE ANGLE MORE THAN 45 DEGREES) FIXATION, SPINAL | ORTHOPEDIC & SPINAL SUPPLIES
19425 | 4232150032700 | SCREW, LOCKED HEAD 3.5MM OR EQUIVALENT FOR STAINLESS STEEL SUPERIOR CLAVICLE PLATE WITH LATERAL EXTENSION, ASSORTED SIZES | ORTHOPEDIC & SPINAL SUPPLIES
19426 | 4232160522000 | MESH CAGE, TITANIUM ANTERIOR THORACES - LUMBAR VERTEBRAL BODY REPLACEMENT 24 MM DIAMETER, 70 MM LENGTH OR EQUIVALENT, SPINAL | ORTHOPEDIC & SPINAL SUPPLIES
19427 | 4232160521400 | MESH CAGE, TITANIUM ANTERIOR THORACES - LUMBAR VERTEBRAL BODY REPLACEMENT 22 MM DIAMETER, 50 MM LENGTH OR EQUIVALENT, SPINAL | ORTHOPEDIC & SPINAL SUPPLIES
19428 | 4232160535100 | CAGES, PEEK FOR TRANSFORAMINAL LUMBAR INTERBODY FUSION (TLIF) ASSORTED SIZE, SPINAL | ORTHOPEDIC & SPINAL SUPPLIES
19429 | 4232160706100 | HOOK, TITANIUM LAMINAR LUMBAR OFFSET LEFT WITH PROPER LOCKING MECHANISM, SPINAL | ORTHOPEDIC & SPINAL SUPPLIES
19430 | 4232160522100 | MESH CAGE, TITANIUM ANTERIOR THORACES - LUMBAR VERTEBRAL BODY REPLACEMENT 14 MM DIAMETER 50 MM LENGTH OR EQUIVALENT, SPINAL | ORTHOPEDIC & SPINAL SUPPLIES
19431 | 4232160706300 | HOOK, TITANIUM LAMINAR THORACIC WITH PROPER LOCKING MECHANISM, SPINAL | ORTHOPEDIC & SPINAL SUPPLIES
19432 | 4232160706400 | HOOK, TITANIUM LAMINAR THORACIC OFFSET LEFT WITH PROPER LOCKING MECHANISM, SPINAL | ORTHOPEDIC & SPINAL SUPPLIES
19433 | 4232160706500 | HOOK, TITANIUM LAMINAR THORACIC OFFSET RIGHT WITH PROPER LOCKING MECHANISM, SPINAL | ORTHOPEDIC & SPINAL SUPPLIES
19434 | 4232160706600 | HOOK, TITANIUM PEDICLE THORACIC OFFSET RIGHT WITH H PROPER LOCKING MECHANISM, SPINAL | ORTHOPEDIC & SPINAL SUPPLIES
19435 | 4232160706700 | HOOK, TITANIUM PEDICLE THORACIC WITH PROPER LOCKING MECHANISM, SPINAL | ORTHOPEDIC & SPINAL SUPPLIES
19436 | 4232160706800 | HOOK, TITANIUM TRANSVERSE THORACIC WITH PROPER LOCKING MECHANISM, SPINAL | ORTHOPEDIC & SPINAL SUPPLIES
19437 | 4232160707600 | WIRE COIL FOR SPINOUS PROCESS SIZE, 0.8 MM DIAMETER, SPINAL | ORTHOPEDIC & SPINAL SUPPLIES
19438 | 4219250101000 | DRAPE, UNIVERSAL FOR O-ARM X-RAY MACHINE, DISPOSABLE | ORTHOPEDIC & SPINAL SUPPLIES
19439 | 4232160707700 | WIRE COIL FOR SPINOUS PROCESS SIZE, 1.0 MM DIAMETER, SPINAL | ORTHOPEDIC & SPINAL SUPPLIES
19440 | 4232160707900 | SPINAL KERRISON ANGLED 45 DEGREE BACKWARD DOUBLE COATED, ANTI REFLECTION, SELF CLEANING EJECTOR, LENGTH 250 MM SIZE 1 MM, SPINAL | ORTHOPEDIC & SPINAL SUPPLIES
19441 | 4232150031100 | SCREW, LOCKING HEAD FOR STAINLESS STEEL SMALL FRAGMENT FIXATION, ASSORTED LENGTHS AND SIZES | ORTHOPEDIC & SPINAL SUPPLIES
19442 | 4232150031000 | SCREW, LOCKING HEAD FOR STAINLESS STEEL LARGE FRAGMENT FIXATION, ASSORTED LENGTHS AND SIZES | ORTHOPEDIC & SPINAL SUPPLIES
19443 | 4232160708000 | SPINAL KERRISON ANGLED 45 DEGREE BACKWARD DOUBLE COATED, ANTI REFLECTION, SELF CLEANING EJECTOR, LENGTH 250 MM SIZE 2 MM, SPINAL | ORTHOPEDIC & SPINAL SUPPLIES
19444 | 4232150030900 | SCREW, LOCKING PROXIMAL SCREW FOR PROXIMAL FEMUR LOCKING COMPRESSION TITANIUM PLATING ASSORTED SIZES AS REQUESTED BY END USER | ORTHOPEDIC & SPINAL SUPPLIES
19445 | 4232150030800 | SCREW, DISTAL LOCKED HEAD FOR PROXIMAL FEMUR LOCKING COMPRESSION TITANIUM PLATING ASSORTED SIZES AS REQUESTED BY END USER | ORTHOPEDIC & SPINAL SUPPLIES
19446 | 4232160708100 | SPINAL KERRISON ANGLED 45 DEGREE BACKWARD DOUBLE COATED, ANTI REFLECTION, SELF CLEANING EJECTOR, LENGTH 250 MM SIZE 3 MM, SPINAL | ORTHOPEDIC & SPINAL SUPPLIES
19447 | 4232160708200 | SPINAL KERRISON ANGLED 45 DEGREE BACKWARD DOUBLE COATED, ANTI REFLECTION, SELF CLEANING EJECTOR, LENGTH 250 MM SIZE 4 MM, SPINAL | ORTHOPEDIC & SPINAL SUPPLIES
19448 | 4232160708300 | SPINAL KERRISON ANGLED 45 DEGREE BACKWARD DOUBLE COATED, ANTI REFLECTION, SELF CLEANING EJECTOR, LENGTH 250 MM SIZE 5 MM, SPINAL | ORTHOPEDIC & SPINAL SUPPLIES
19449 | 4232160708400 | SPINAL KERRISON ANGLED 45 DEGREE BACKWARD DOUBLE COATED, ANTI REFLECTION, SELF CLEANING EJECTOR, LENGTH 250 MM SIZE 6 MM, SPINAL | ORTHOPEDIC & SPINAL SUPPLIES
19450 | 4232160708500 | SPINAL KERRISON ANGLED 45 DEGREE BACKWARD DOUBLE COATED, ANTI REFLECTION, SELF CLEANING EJECTOR, LENGTH 300 MM SIZE 2 MM, SPINAL | ORTHOPEDIC & SPINAL SUPPLIES
19451 | 4232160708600 | SPINAL KERRISON ANGLED 45 DEGREE BACKWARD DOUBLE COATED, ANTI REFLECTION, SELF CLEANING EJECTOR, LENGTH 300 MM SIZE 3 MM, SPINAL | ORTHOPEDIC & SPINAL SUPPLIES
19452 | 4232160708700 | SPINAL KERRISON ANGLED 45 DEGREE BACKWARD DOUBLE COATED, ANTI REFLECTION, SELF CLEANING EJECTOR, LENGTH 300 MM SIZE 4 MM, SPINAL | ORTHOPEDIC & SPINAL SUPPLIES
19453 | 4232160708800 | SPINAL KERRISON ANGLED 45 DEGREE BACKWARD DOUBLE COATED, ANTI REFLECTION, SELF CLEANING EJECTOR, LENGTH 300 MM SIZE 5 MM, SPINAL | ORTHOPEDIC & SPINAL SUPPLIES
19454 | 4232160708900 | SPINAL KERRISON ANGLED 45 DEGREE BACKWARD DOUBLE COATED, ANTI REFLECTION, SELF CLEANING EJECTOR, LENGTH 300 MM SIZE 6 MM, SPINAL | ORTHOPEDIC & SPINAL SUPPLIES
19455 | 4232160709000 | SPINAL KERRISON ANGLED 45 DEGREE BACKWARD DOUBLE COATED, ANTI REFLECTION, SELF CLEANING EJECTOR, LENGTH 400 MM SIZE 2 MM, SPINAL | ORTHOPEDIC & SPINAL SUPPLIES
19456 | 4232160709100 | SPINAL KERRISON ANGLED 45 DEGREE BACKWARD DOUBLE COATED, ANTI REFLECTION, SELF CLEANING EJECTOR, LENGTH 400 MM SIZE 3 MM, SPINAL | ORTHOPEDIC & SPINAL SUPPLIES
19457 | 4232150030700 | SCREW, LOCKED HEAD 5MM OR EQUIVALENT FOR LCP METAPHYSEAL MEDIAL DISTAL TIBIA, ASSORTED SIZES | ORTHOPEDIC & SPINAL SUPPLIES
19458 | 4232160706000 | HOOK, TITANIUM LAMINAR LUMBAR EXTENDED BODY WITH PROPER LOCKING MECHANISM, SPINAL | ORTHOPEDIC & SPINAL SUPPLIES
19459 | 4232160705900 | HOOK, TITANIUM LAMINAR LUMBAR WITH PROPER LOCKING MECHANISM, SPINAL | ORTHOPEDIC & SPINAL SUPPLIES
19460 | 4232160706200 | HOOK, TITANIUM LAMINAR LUMBAR OFFSET RIGHT WITH PROPER LOCKING MECHANISM, SPINAL | ORTHOPEDIC & SPINAL SUPPLIES
19461 | 4232160705700 | HOOK TOP LOADING FOR DEFORMITY WITH TOP REDUCTION MECHANISM, TITANIUM TRANSVERSE PROCESS WITH PROPER LOCKING MECHANISM, ASSORTED SHAPE AND SIZES INCLUDING OFFSET, FOR ADULT, SPINAL | ORTHOPEDIC & SPINAL SUPPLIES
19462 | 4232160535200 | CAGE, TITANIUM, LORDOTIC, FOR POSTERIOR LUMBAR INTERBODY FUSION (PLIF), ASSORTED SIZES AS REQUIRED BY THE END USERS, SPINAL | ORTHOPEDIC & SPINAL SUPPLIES
19463 | 4232160544300 | CAGE, PEEK, LORDOTIC, FOR POSTERIOR LUMBAR INTERBODY FUSION (PLIF), ASSORTED SIZES AS REQUIRED BY THE END USERS, SPINAL | ORTHOPEDIC & SPINAL SUPPLIES
19464 | 4232150031500 | SCREW CORTICAL FOR FUSION FOOT PLATE TITANIUM ASSORTED TYPES AND SIZES AS REQUESTED BY END USER | ORTHOPEDIC & SPINAL SUPPLIES
19465 | 4232160553400 | CAGES TITANIUM FOR ANTERIOR LUMBAR INTERBODY FUSION (ALIF) WITH LOCKING SCREW OR EQUIVALENT LARGE SIZE SPINAL / | ORTHOPEDIC & SPINAL SUPPLIES
19466 | 4232150031400 | SCREW, CORTICAL 3.5MM OR EQUIVALENT, FOR DISTAL HUMERAL EXTRA ARTICULAR PLATING, ASSORTED SIZES | ORTHOPEDIC & SPINAL SUPPLIES
19467 | 4232160560000 | CAGES, 3D PRINTED TITANIUM FOR TRANSFORAMINAL LUMBAR INTERBODY FUSION (TLIF) SIZE ACCORDING TO END USER SPINAL | ORTHOPEDIC & SPINAL SUPPLIES
19468 | 4232160560100 | CAGES, 3D PRINTED TITANIUM BANANA, FOR TRANSFORAMINAL LUMBAR INTERBODY FUSION (TLIF), ASSORTED HEIGHT DIFFERENT DEPTH AND ANGLE, SPINAL | ORTHOPEDIC & SPINAL SUPPLIES
19469 | 4232160560200 | CAGE, 3D PRINTED TITANIUM, LORDOTIC, FOR POSTERIOR LUMBAR INTERBODY FUSION (PLIF), ASSORTED HEIGHT DIFFERENT DEPTH AND ANGLE, AS REQUIRED BY THE END USERS, SPINAL | ORTHOPEDIC & SPINAL SUPPLIES
19470 | 4232150031300 | SCREW, LOCKING HEAD FOR TITANIUM SMALL FRAGMENT FIXATION, ASSORTED LENGTHS AND SIZES | ORTHOPEDIC & SPINAL SUPPLIES
19471 | 4232150031200 | SCREW, LOCKING HEAD FOR TITANIUM LARGE FRAGMENT FIXATION, LENGTHS AND SIZES | ORTHOPEDIC & SPINAL SUPPLIES
19472 | 4232160560300 | CAGES, 3D PRINTED TITANIUM LORDOTIC FOR ANTERIOR CERVICAL DISC FUSION ASSORTED HEIGHT DIFFERENT DEPTH AND ANGLE, ACCORDING TO END USER, SPINAL | ORTHOPEDIC & SPINAL SUPPLIES
19473 | 4232160705800 | HOOK STRAIGHT LAMINAR TITANIUM, SPINAL | ORTHOPEDIC & SPINAL SUPPLIES
19474 | 4232160560500 | CAGE, LATERAL EXPANDABLE LUMBAR WITH APPROPRIATE FIXATION METHOD (ASSORTED SIZES AND DIAMETER, SPINAL) | ORTHOPEDIC & SPINAL SUPPLIES
19475 | 4232160560600 | CAGE, PRE-FILLED ALLOGRAFT PEEK CAGE LORDOTIC FOR ANTERIOR CERVICAL DISC FUSION ASSORTED HEIGHT DIFFERENT DEPTH ACCORDING TO END USER, SPINAL | ORTHOPEDIC & SPINAL SUPPLIES
19476 | 4232160560400 | CAGES, 3D PRINTED TITANIUM FOR ANTERIOR LUMBAR INTERBODY FUSION (ALIF) OF DIFFERENT SIZES ACCORDING TO END USER REQUESTED, SPINAL | ORTHOPEDIC & SPINAL SUPPLIES
19477 | 4232160560800 | CAGES, 3D PRINTED TITANIUM FOR LATERAL LUMBAR INTERBODY FUSION ASSORTED HEIGHT DIFFERENT DEPTH AND ANGLE, ACCORDING TO END USER, SPINAL | ORTHOPEDIC & SPINAL SUPPLIES
19478 | 4232160704600 | HOOK TOP LOADING FOR DEFORMITY WITH TOP REDUCTION MECHANISM, TITANIUM LAMINAR WITH PROPER LOCKING MECHANISM, ASSORTED SHAPE AND SIZES INCLUDING OFFSET, FOR PEDIATRIC, SPINAL | ORTHOPEDIC & SPINAL SUPPLIES
19479 | 4232160653500 | MESH CAGE, LORDOTIC, TITANIUM VERTEBRAL BODY REPLACEMENT, ASSORTED SIZES AND DIAMETER AS REQUESTED BY END USER, SPINAL | ORTHOPEDIC & SPINAL SUPPLIES
19480 | 4232160644400 | CAGES, POLYETHYLENE (PEEK) FOR OBLIQUE LUMBAR INTERBODY FUSION OF DIFFERENT SIZES AND LENGTH ACCORDING TO END USER, SPINAL | ORTHOPEDIC & SPINAL SUPPLIES
19481 | 4232160560700 | CAGES, 3D PRINTED TITANIUM ANTERIOR CERVICAL FOR DISC ASSORTED HEIGHT, ASSORTED DEPTH SIZE AS REQUESTED BY END USERS, SPINAL | ORTHOPEDIC & SPINAL SUPPLIES
19482 | 4232160626200 | CAGES, TITANIUM, LORDOTIC FOR ANTERIOR CERVICAL DISC FUSION ASSORTED HEIGHT DIFFERENT DEPTH ACCORDING TO END USER, SPINAL | ORTHOPEDIC & SPINAL SUPPLIES
19483 | 4232160617100 | CAGES, TITANIUM EXPANDABLE THORACOLUMBAR VERTEBRAL BODY REPLACEMENT, ASSORTED WIDTH, ASSORTED HEIGHT ON DEMAND, SPINAL | ORTHOPEDIC & SPINAL SUPPLIES
19484 | 4232160608000 | CAGES, POLYETHYLENE (PEEK) ANTERIOR CERVICAL FOR DISC ASSORTED HEIGHT, ASSORTED DEPTH SIZE AS REQUESTED BY END USERS, SPINAL | ORTHOPEDIC & SPINAL SUPPLIES
19485 | 4232160635300 | CAGES, PEEK, FOR ANTERIOR CERVICAL DISC FUSION, WITH INTEGRATED BONE GRAFT, ASSORTED SIZES AS REQUESTED BY END USER, SPINAL | ORTHOPEDIC & SPINAL SUPPLIES
19486 | 4232160580700 | CAGES FOR TRANSFORAMINAL LUMBAR INTERBODY FUSION (TLIF) BANANA CAGE PEEK ASSORTED SIZES, SPINAL | ORTHOPEDIC & SPINAL SUPPLIES
19487 | 4232160571600 | CAGE, TITANIUM, EXPANDABLE FOR POSTERIOR LUMBAR INTERBODY FUSION (PLIF), ASSORTED SIZES AS REQUIRED BY THE END USERS, SPINAL | ORTHOPEDIC & SPINAL SUPPLIES
19488 | 4232160562500 | CAGE, EXPANDABLE LORDOTIC FOR POSTERIOR LUMBAR INTERBODY FUSION (PLIF) ASSORTED SIZES, ASSORTED HEIGHT, SPINAL | ORTHOPEDIC & SPINAL SUPPLIES
19489 | 4232160561000 | CAGE, STAND ALONE ANTERIOR LUMBAR INTERBODY FUSION, ASSORTED DIAMETER, LORDOTIC IN ASSORTED DEPTH SIZE AS REQUESTED BY END USER, SPINAL | ORTHOPEDIC & SPINAL SUPPLIES
19490 | 4232160560900 | CAGE, 3D PRINTED TITANIUM, FOR LATERAL SACRO ILIAC FUSION, ASSORTED HEIGHT DIFFERENT LENGTH, AS REQUIRED BY THE END USERS, SPINAL | ORTHOPEDIC & SPINAL SUPPLIES
19491 | 4232160589800 | CAGE, STAND ALONE ANTERIOR CERVICAL INTERBODY FUSION, ASSORTED DIAMETER, LORDOTIC IN ASSORTED DEPTH SIZE AS REQUESTED BY END USER, SPINAL | ORTHOPEDIC & SPINAL SUPPLIES
19492 | 4232150034900 | WASHER, FOR CANNULATED TITANIUM SCREW PARTIAL THREADED 5MM, ASSORTED SIZES | ORTHOPEDIC & SPINAL SUPPLIES
19493 | 4216160100100 | HEMODIALYSIS FISTULA KIT ( PRE AND POST DIALYSIS ) ALL STERILE, THE FIRST SET IS FOR PRE DIALYSIS WHICH CONTENTS : (1) 2% CHLORHEXIDINE SWAB STICK, (3) SYRINGE 10 ML, (2) GAUZE SWAB 10 X 10 CM 12 PLY, (4) TOWEL 40 X 40 CM, (1) PAPER ADHESIVE TAPE 2.5 CM X 2 M, (1) WASTE BAG, (1) PLASTIC FORCEP TWEEZERS, (1 PAIR) SURGICAL GLOVES POWDER FREE IN A SINGLE PACKAGE, (2) NEEDLE G20, (1) STERILE FIELD 50 X 50 CM, (2) GALLIPOT TRAY, THE SECOND SET IS FOR POST DIALYSIS WHICH CONTENTS (1 PAIR) SURGICAL GLOVES POWDER FREE IN A SINGLE PACKAGE, (5) GAUZE SWAB 5X5 CM 8 PLY, (2) SYRINGE 2 ML, (5) GAUZE SWAB 10X10 CM 8 PLY, (1) STERILE FIELD 50 X 50 CM, (1) TOWEL 40 X 40 CM, (1) CONFORMING BANDAGE 8 CM X 4 M | GENERAL MEDICAL SUPPLIES (NURSING AND WOUND CARE) SUPPLEMENTARY
19494 | 4227201809500 | CLOTH, SNUGGLE UP NEST, MEDIUM, 1350 - 2250 GM | GENERAL MEDICAL SUPPLIES (NURSING AND WOUND CARE) SUPPLEMENTARY
19495 | 4227201809300 | CLOTH, SNUGGLE UP NEST, EXTRA SMALL, LESS THAN 900 GM | GENERAL MEDICAL SUPPLIES (NURSING AND WOUND CARE) SUPPLEMENTARY
19496 | 4227201809600 | CLOTH, SNUGGLE UP NEST, SMALL, 800 - 1350 GM | GENERAL MEDICAL SUPPLIES (NURSING AND WOUND CARE) SUPPLEMENTARY
19497 | 4227160019200 | CONNECTOR, TRANSPARENT, CONICAL WITH WITH LUER LOCK FITTING, DISPOSABLE, STERILE | GENERAL MEDICAL SUPPLIES (NURSING AND WOUND CARE) SUPPLEMENTARY
19498 | 4618180300900 | SHIELD, LASER EYE PROTECTION FOR PATIENT USE, ADHESIVE, FOR DERMATOLOGY, DISPOSABLE | GENERAL MEDICAL SUPPLIES (NURSING AND WOUND CARE) SUPPLEMENTARY
19499 | 4618180400000 | GOGGLES, PROTECTIVE AGAINST BLOOD AND FLUIDS, SHOULD FIT OVER AND AROUND EYES, ANTIFOG FEATURE. SINGLE USE | GENERAL MEDICAL SUPPLIES (NURSING AND WOUND CARE) SUPPLEMENTARY
19500 | 4713150202500 | WIPES, PREMOISTENED, FOR FRAGILE AND DRY SKIN CLEANSING AND HYDRATION, CONTAINS ALOE VERA AND PHOSPHOLIPIDS AND ALLANTOIN, FREE OF ALCOHOL AND ACIDS AND PERFUME, SIZE 20 X 20 CM ( + / - 2 ), STERILE, (WOUND AND OSTOMY CARE) | GENERAL MEDICAL SUPPLIES (NURSING AND WOUND CARE) SUPPLEMENTARY
19501 | 4224200040000 | LANCET, HEEL INCISION, SAFETY, FOR MICRO PREEMIE, ASSORTED SIZES, STERILE | GENERAL MEDICAL SUPPLIES (NURSING AND WOUND CARE) SUPPLEMENTARY
19502 | 4231151509100 | DRESSING, MULTILAYERS, WITH SOFT SILICONE FOAM, WITH SILVER, ADHESIVE, WITHOUT BORDER, ABSORBENT FIBER LAYER, HEEL SHAPE, FOAM SHOULD COVER HEEL AND MALLEOLUS, SIZE 15 X 25 CM (+/- 2 CM), STERILE, (WOUND AND OSTOMY CARE) | GENERAL MEDICAL SUPPLIES (NURSING AND WOUND CARE) SUPPLEMENTARY
19503 | 4214390202000 | MOISTURE MANAGEMENT KIT, CONTAINS : (40-45) DIAPER, UNDERWEAR STYLE, WITH STRETCHABLE WAIST BAND, SIZE ADULT XX-LARGE / ( 80 - 100 ) MOISTURIZER WIPE, WITH CLEANSING LOTION, ALCOHOL FREE, PH 5.5 / (1) WATERLESS CLEANSING FOAM, NO RINSING WATER, ENRICHED WITH CREATINE TO SUPPORT AND REINFORCED THE SKIN'S PROTECTIVE BARRIER | GENERAL MEDICAL SUPPLIES (NURSING AND WOUND CARE) SUPPLEMENTARY
19504 | 4214252316000 | NEEDLE, HYPODERMIC, SIZE: G20 X 1 INCH, PACKING: INDIVIDUALLY WRAPPED, DISPOSABLE, STERILE | GENERAL MEDICAL SUPPLIES (NURSING AND WOUND CARE) SUPPLEMENTARY
19505 | 4222200501400 | OPTICAL SENSOR FOR EARLY DETECTION OF VENOUS INFILTRATION COMPATIBLE WITH IV WATCH MACHINE (1 MACHINE FREE WITH EACH 80 SENSOR). | GENERAL MEDICAL SUPPLIES (NURSING AND WOUND CARE) SUPPLEMENTARY
19506 | 4214252311200 | NEEDLE, HYPODERMIC, SIZE: G18 X 1 INCH, PACKING: INDIVIDUALLY WRAPPED, DISPOSABLE, STERILE | GENERAL MEDICAL SUPPLIES (NURSING AND WOUND CARE) SUPPLEMENTARY
19507 | 4214230504700 | MARKER, MINI SKIN, REMOVABLE, INK, (WHITE INK) TO PREVENT TATO, FOR DERMATOLOGY, DISPOSABLE, STERILE | GENERAL MEDICAL SUPPLIES (NURSING AND WOUND CARE) SUPPLEMENTARY
19508 | 4214210603400 | BLANKET ADULT, WHITE COLOR, MADE OF 100% COTTON, WEIGHT 3000 - 6000 GM, WEAVING LIKE NET, SIDES BORDER WITH THICK WEAVING ON BOTH SIDES, EDGE STITCHED, WASHABLE AND DISINFECTABLE, SIZE 190 X 250 CM ( + / - 10 CM ) | GENERAL MEDICAL SUPPLIES (NURSING AND WOUND CARE) SUPPLEMENTARY
19509 | 4214182000800 | ELECTRICAL STIMULATION WOUND THERAPY DELIVERS ELECTRICAL SAFE SUB-SENSORY 40-500 (MA) PULSES TO THE WOUND, BUILT-IN BATTERY WORKS FOR 12-DAYS, WITH 12 ADHESIVE ELECTRODES, SINGLE USE | GENERAL MEDICAL SUPPLIES (NURSING AND WOUND CARE) SUPPLEMENTARY
19510 | 4213210501000 | BED SHEET, WHITE COLOR, MADE OF 50% COTTON AND 50% POLYESTER, WEIGHT 800 - 1000 GM, STITCHED EDGE, WASHABLE AND DISINFECTABLE, SIZE 190 X 250 CM ( + / - 10 CM ) | GENERAL MEDICAL SUPPLIES (NURSING AND WOUND CARE) SUPPLEMENTARY
19511 | 4213210400200 | PILLOW BED, MADE OF POLYESTER FIBER, WITH COVER MADE OF LIQUID REPELLENT, WASHABLE, WHITE COLOR, WEIGHT AT LEAST 1000 GM, SIZE 45 X 70 CM | GENERAL MEDICAL SUPPLIES (NURSING AND WOUND CARE) SUPPLEMENTARY
19512 | 4219242000300 | FIRST AID KIT ( ADVANCE ), PLASTIC BOX FOR FIRST AID CONTAINS THE FOLLOWING ITEMS: 6 GAUZE BANDAGE 5CM X 4.5M, 6 GAUZE BANDAGE 8CM X 4.5M, 2 ELASTIC CREPE BANDAGE 5CM X 4.5M, 2 ELASTIC CREPE BANDAGE 7.5CM X 4.5M, 2 ELASTIC CREPE BANDAGE 10CM X 4.5M, 1 RUBBER TOURNIQUET (ROLL), 6 TRIANGULAR BANDAGE, 4 CONFORMING BANDAGE 7.5CM X 4.5M, 4 CONFORMING BANDAGE 15CM X 4.5M, 1 ELASTIC ADHESIVE BANDAGE 7.5CM, 1 ELASTIC ADHESIVE BANDAGE 15CM, 1 MEDICAL ADHESIVE TAPE 2.5CM X 9M, 12 GAUZE SWAB 10 X 10CM 8PLY 2PC/PKT, 6 PARAFFIN DRESSING 10 X 10CM, 20 ALCOHOL SWAB, 6 CHLORHEXIDINE WIPES, 6 EYE PAD STERILE, 2 NITRILE GLOVES SZ LARGE, 2 NITRILE GLOVES SZ MEDIUM, 4 TONGUE DEPRESSOR, 1 EMERGENCY FOIL BLANKET – ADULT, 1 SCISSORS, 2 NON-WOVEN WOUND DRESSING 8.5 X 6CM, 4 FORCEPS, 10 COTTON BALLS 5PC/PKT | GENERAL MEDICAL SUPPLIES (NURSING AND WOUND CARE) SUPPLEMENTARY
19513 | 4219242000200 | FIRST AID KIT ( MEDIUM ), PLASTIC BOX FOR FIRST AID CONTAINS THE FOLLOWING ITEMS : 6 GAUZE BANDAGE 5CM X 4.5M, 6 GAUZE BANDAGE 8CM X 4.5M, 2 ELASTIC CREPE BANDAGE 5CM X 4.5M, 2 ELASTIC CREPE BANDAGE 7.5CM X 4.5M, 4 TRAUMA PAD, 4 TRIANGULAR BANDAGE, 4 TRIANGULAR BANDAGE, 4 CONFORMING BANDAGE 7.5CM X 4.5M, 4 CONFORMING BANDAGE 10CM X 4.5M, 1 ELASTIC ADHESIVE BANDAGE 7.5CM, 1 ELASTIC ADHESIVE BANDAGE 15CM, 1 MEDICAL ADHESIVE TAPE 2.5CM X 9M, 12 GAUZE SWAB 10 X 10CM 8PLY 2PC/PKT, 4 PARAFFIN DRESSING 10 X 10CM, 16 ALCOHOL SWAB, 4 CHLORHEXIDINE WIPES, 5 EYE PAD STERILE, 1 NITRILE GLOVES SZ LARGE, 1 NITRILE GLOVES SZ MEDIUM, 2 EMPTY PLASTIC BOTTLE, 1 SCISSORS, 2 NON-WOVEN WOUND DRESSING 8.5 X 6CM, 2 FORCEPS, 10 COTTON BALLS 5PC/PKT | GENERAL MEDICAL SUPPLIES (NURSING AND WOUND CARE) SUPPLEMENTARY
19514 | 4219242000100 | FIRST AID KIT ( BASIC ), PLASTIC BOX FOR FIRST AID CONTAINS THE FOLLOWING ITEMS : 2 GAUZE BANDAGE 5CM X 4.5M, 1 GAUZE BANDAGE 8CM X 4.5M, 1 ELASTIC CREPE BANDAGE 7.5CM X 4.5M, 1 TRAUMA PAD, 1TRIANGULAR BANDAGE, 1 CONFORMING BANDAGE 7.5CM X 4.5M, 1 ELASTIC ADHESIVE BANDAGE 5CM, 2 MEDICAL ADHESIVE TAPE 1.25CM X 9M, 8 GAUZE SWAB 10 X 10CM 8PLY 2PC/PKT, 4 ALCOHOL SWAB, 1NITRILE GLOVES SZ LARGE, 1 NITRILE GLOVES SZ MEDIUM, 1 EMPTY PLASTIC BOTTLE, 1 SCISSORS, 2 NON-WOVEN WOUND DRESSING 8.5 X 6CM, 1 PLASTIC FORCEPS | GENERAL MEDICAL SUPPLIES (NURSING AND WOUND CARE) SUPPLEMENTARY
19515 | 4229650000100 | CRYOTHERAPY, LIQUID, NITROGEN SET, FOR DERMATOLOGY, MINI CRYOGUN, FLASK (SPRAY), 350 ML - 500 ML, WITH LUER LOCK, CLEANING ADAPTER, PLASTIC PROBE STAND, AND ATTACHED BASE, FOR DERMATOLOGY | GENERAL MEDICAL SUPPLIES (NURSING AND WOUND CARE) SUPPLEMENTARY
19516 | 4229640701000 | PAPER PRINTER WITH INK, COLOUR MEDICAL PRINTERS, SIZE 144 X 100 MM ( A6 PAPER ), COMPATIBLE WITH SONY PRINTER | GENERAL MEDICAL SUPPLIES (NURSING AND WOUND CARE) SUPPLEMENTARY
19517 | 4219160700200 | CURTAIN, MEDICAL, MADE OF POLYPROPYLENE WITH ANTIMICROBIAL, WITH PATENTED HOOKS FOR EASY INSTALLATION AND VELCRO STICKER TO SECURE THE CURTAIN, SIZE: HEIGHT 2.5 M X WIDTH 7.5 M, ASSORTED COLORS, DISPOSABLE | GENERAL MEDICAL SUPPLIES (NURSING AND WOUND CARE) SUPPLEMENTARY
19518 | 4219160700100 | CURTAIN MEDICAL MADE OF POLYPROPYLENE WITH ANTIMICROBIAL WITH PATENTED HOOKS FOR EASY INSTALLATION AND VELCRO STICKER TO SECURE THE CURTAIN SIZE: HEIGHT 2 M X WIDTH 7.5 M ASSORTED COLORS DISPOSABLE | GENERAL MEDICAL SUPPLIES (NURSING AND WOUND CARE) SUPPLEMENTARY
19519 | 4229472100600 | PUNCH, FOR BIOPSY, 3 MM ROUND, FOR DERMATOLOGY, DISPOSABLE, STERILE | GENERAL MEDICAL SUPPLIES (NURSING AND WOUND CARE) SUPPLEMENTARY
19520 | 4229472100700 | PUNCH, FOR BIOPSY, 4 MM ROUND, FOR DERMATOLOGY, DISPOSABLE, STERILE | GENERAL MEDICAL SUPPLIES (NURSING AND WOUND CARE) SUPPLEMENTARY
19521 | 4229545100200 | GLOVE / MITTS, MOISTENED WITH A POLOXAMER, FOR ULCERS CLEANSING AND HYDRATING, CONTAINING ALOE VERA AND ALLANTOIN, FREE OF ALCOHOL AND ACIDS, EACH GLOVE SHOULD BE INDIVIDUALLY WRAPPED, SIZE: 20 X 20 (+/- 2 CM ), DISPOSABLE, STERILE, MSDS SHOULD BE PROVIDED IN SOFT COPY, (WOUND AND OSTOMY CARE) | GENERAL MEDICAL SUPPLIES (NURSING AND WOUND CARE) SUPPLEMENTARY
19522 | 4229542500300 | APPLICATOR, WOODEN, 75 % SILVER NITRATE, 25 % POTASSIUM NITRATE, LENGTH 6 INCH | GENERAL MEDICAL SUPPLIES (NURSING AND WOUND CARE) SUPPLEMENTARY
19523 | 4229540609900 | SPONGE, SYNTHETIC WITH X-RAY DETECTABLE, VERY SOFT AND HIGHLY ABSORBENT (NOT LESS THAN 5 TIMES ITS WEIGHT) OR NEUROSURGERY, SIZE: 5/32 X 1/2 INCH, DISPOSABLE, STERILE | GENERAL MEDICAL SUPPLIES (NURSING AND WOUND CARE) SUPPLEMENTARY
19524 | 4229540602200 | SPONGE, SYNTHETIC WITH X-RAY DETECTABLE, VERY SOFT AND HIGHLY ABSORBENT (NOT LESS THAN 5 TIMES ITS WEIGHT) OR NEUROSURGERY, SIZE: 3/8 X 1/2 INCH, DISPOSABLE, STERILE | GENERAL MEDICAL SUPPLIES (NURSING AND WOUND CARE) SUPPLEMENTARY
19525 | 4229540602000 | SPONGE, SYNTHETIC WITH X-RAY DETECTABLE, VERY SOFT AND HIGHLY ABSORBENT (NOT LESS THAN 5 TIMES ITS WEIGHT) OR NEUROSURGERY, SIZE:19/32 X 25/32 INCH (+/- 0.2 INCH), DISPOSABLE, STERILE | GENERAL MEDICAL SUPPLIES (NURSING AND WOUND CARE) SUPPLEMENTARY
19526 | 4229540601900 | PATTIES FOR NEUROSURGERIES NON STICKY X - RAY DETECTABLE VERY SOFT AND HIGHLY ABSORBENT SIZE: 13 X 40 MM ( +/- 2 MM) DISPOSABLE STERILE | GENERAL MEDICAL SUPPLIES (NURSING AND WOUND CARE) SUPPLEMENTARY
19527 | 4218172305200 | PAPER, ECG, FOR BTL / PROGETTI 6 VIEW, SIZE APPROX. 112 MM X 25 M | GENERAL MEDICAL SUPPLIES (NURSING AND WOUND CARE) SUPPLEMENTARY
19528 | 4214253300300 | NEEDLE, HUBER, SAFETY, FOR INFUSION, 19G X 0.75 INCH, DISPOSABLE, STERILE | GENERAL MEDICAL SUPPLIES (NURSING AND WOUND CARE) SUPPLEMENTARY
19529 | 4214252316100 | NEEDLE, HYPODERMIC, SIZE: G22 X 1 INCH, PACKING: INDIVIDUALLY WRAPPED, DISPOSABLE, STERILE | GENERAL MEDICAL SUPPLIES (NURSING AND WOUND CARE) SUPPLEMENTARY
19530 | 4214270240100 | CATHETER INTERMITTENT PURE SILICONE (MEDICAL GRADE SILICONE) HYDROPHILIC COATED SELF LUBRICATED READY TO USE FREE OF PVC AND L = ATEX FEMALE CH 10 15-20 CM DISPOSABLE STERILE | GENERAL MEDICAL SUPPLIES (NURSING AND WOUND CARE) SUPPLEMENTARY
19531 | 4214390201900 | MOISTURE MANAGEMENT KIT, CONTAINS : (40-45) DIAPER, UNDERWEAR STYLE, WITH STRETCHABLE WAIST BAND, SIZE ADULT X-LARGE / ( 80 - 100 ) MOISTURIZER WIPE, WITH CLEANSING LOTION, ALCOHOL FREE, PH 5.5 / (1) WATERLESS CLEANSING FOAM, NO RINSING WATER, ENRICHED WITH CREATINE TO SUPPORT AND REINFORCED THE SKIN'S PROTECTIVE BARRIER | GENERAL MEDICAL SUPPLIES (NURSING AND WOUND CARE) SUPPLEMENTARY
19532 | 4214390201800 | MOISTURE MANAGEMENT KIT, CONTAINS : (40-45) DIAPER, UNDERWEAR STYLE, WITH STRETCHABLE WAIST BAND, SIZE ADULT LARGE / ( 80 - 100 ) MOISTURIZER WIPE, WITH CLEANSING LOTION, ALCOHOL FREE, PH 5.5 / (1) WATERLESS CLEANSING FOAM, NO RINSING WATER, ENRICHED WITH CREATINE TO SUPPORT AND REINFORCED THE SKIN'S PROTECTIVE BARRIER | GENERAL MEDICAL SUPPLIES (NURSING AND WOUND CARE) SUPPLEMENTARY
19533 | 4218191812600 | PAPER, THERMAL DYNAMAP, FOR VITALS SIGN, SIZENS MONITORING, APPROX. 50 MM X 30 M | GENERAL MEDICAL SUPPLIES (NURSING AND WOUND CARE) SUPPLEMENTARY
19534 | 4231250003800 | SPACER, FOR PLASMA THERAPY, TO PROMOTE WOUND HEALING, ANTIBACTERIAL, DISPOSABLE, SINGLE USE, STERILE, (1 PORTABLE FREE OF CHARGE WITH EACH 250 SPACER ) (WOUND AND OSTOMY CARE) | GENERAL MEDICAL SUPPLIES (NURSING AND WOUND CARE) SUPPLEMENTARY
19535 | 4223160922900 | TUBE CONNECTING MALE LUER LOCK AND DRAINAGE BAG CONNECTOR ONE WAY STOPCOCK ATTACHED 14 FR 15-30CM | GENERAL MEDICAL SUPPLIES (NURSING AND WOUND CARE) SUPPLEMENTARY
19536 | 4231230000200 | LIQUID SKIN SOAP, NO RINSE, FOAMING BODY WASH, GENTLE CLEANSER, HYPOALLERGENIC, CONTAIN OCTENIDINE HCL, FOR EB PATIENTS | GENERAL MEDICAL SUPPLIES (NURSING AND WOUND CARE) SUPPLEMENTARY
19537 | 4220340526400 | CATHETER, PICC, SINGLE LUMEN, PUR CATHETER, 1.9 FRENCH CATHETER, 30-50 CM, X-RAY OPAQUE, ONE PIECE CATHETER CONSTRUCTION, INTEGRAL EXTENSION WITH WING, CATHETER GRADUATIONS EVERY CM, KIT SHOULD CONTENTS 1 X CATHETER, GAUZE, BALL SWAB, DRESSING FILM, FORCEPS, 1 X 10 ML SYRINGE, 1 X MICROFLASH INTRODUCER, HYPODERMIC NEEDLE, 1 X TAPE MEASURE, 1 X DRAPE, DISPOSABLE, STERILE | GENERAL MEDICAL SUPPLIES (NURSING AND WOUND CARE) SUPPLEMENTARY
19538 | 4218220501700 | COVER THERMOMETER RECTAL COMPATIBLE WITH SPACLAP DISPOSABLE LATEX FREE | GENERAL MEDICAL SUPPLIES (NURSING AND WOUND CARE) SUPPLEMENTARY
19539 | 4231210000200 | POWDER, COLLAGEN WITH IONIC SILVER, FOR DUAL ACTION WOUND MANAGEMENT PROMOTING HEALING AND PROVIDING ANTIMICROBIAL PROTECTION, MAINTAIN A MOIST WOUND ENVIRONMENT, 5 G, STERILE, (WOUND AND OSTOMY) | GENERAL MEDICAL SUPPLIES (NURSING AND WOUND CARE) SUPPLEMENTARY
19540 | 4231154603600 | DRESSING, ABSORBENT, WOUND PAD, CONTAIN OF SUPERABSORBENT POLYACRYLATE (SAP), SATURATED WITH RINGER SOLUTION, SIZE 10 X 10 CM(+\-2 CM), DISPOSABLE, STERILE, MSDS SHOULD BE PROVIDED IN SOFT COPY, (WOUND AND OSTOMY CARE) | GENERAL MEDICAL SUPPLIES (NURSING AND WOUND CARE) SUPPLEMENTARY
19541 | 4214270240000 | CATHETER INTERMITTENT PURE SILICONE (MEDICAL GRADE SILICONE) HYDROPHILIC COATED SELF LUBRICATED READY TO USE FREE OF PVC AND L = ATEX FEMALE CH 08 15-20 CM DISPOSABLE STERILE | GENERAL MEDICAL SUPPLIES (NURSING AND WOUND CARE) SUPPLEMENTARY
19542 | 4229540600300 | SPONGE, SYNTHETIC WITH X-RAY DETECTABLE, VERY SOFT AND HIGHLY ABSORBENT (NOT LESS THAN 5 TIMES ITS WEIGHT) OR NEUROSURGERY, SIZE: 0.5 X 1.5 INCH, DISPOSABLE, STERILE | GENERAL MEDICAL SUPPLIES (NURSING AND WOUND CARE) SUPPLEMENTARY
19543 | 4231154508400 | DRESSING NON-ABSORBENT GEL PAD ANTIBACTERIAL WORK WITH PHYSICAL ATTRACTION SIZE 7.5 X 7.5 CM (+/- 1 CM) DISPOSABLE STERILE (WOUND AND OSTOMY CARE) | GENERAL MEDICAL SUPPLIES (NURSING AND WOUND CARE) SUPPLEMENTARY
19544 | 4231151409400 | DRESSING, FILM, TRANSPARENT, BREATHABLE, SOFT SILICONE ADHESIVE, IMPREGNATED WITH 2-3% CHLORHEXIDINE AS THE SOLE ANTIMICROBIAL AGENT, HYPOALLERGENIC, SIZE 6 X 7 CM (+/- 1 CM), DISPOSABLE, STERILE, (WOUND AND OSTOMY CARE) | GENERAL MEDICAL SUPPLIES (NURSING AND WOUND CARE) SUPPLEMENTARY
19545 | 4214270240200 | CATHETER INTERMITTENT PURE SILICONE (MEDICAL GRADE SILICONE) HYDROPHILIC COATED SELF LUBRICATED READY TO USE FREE OF PVC AND L = ATEX FEMALE CH 12 15-20 CM DISPOSABLE STERILE | GENERAL MEDICAL SUPPLIES (NURSING AND WOUND CARE) SUPPLEMENTARY
19546 | 4214270240300 | CATHETER INTERMITTENT PURE SILICONE (MEDICAL GRADE SILICONE) HYDROPHILIC COATED SELF LUBRICATED READY TO USE FREE OF PVC AND L = ATEX FEMALE CH 14 15-20 CM DISPOSABLE STERILE | GENERAL MEDICAL SUPPLIES (NURSING AND WOUND CARE) SUPPLEMENTARY
19547 | 4214270400500 | BAG, URINARY, BABY, SIZE: 50 ML, NON-TOXIC, MEDICAL, PVC MATERIAL, CLEAR PRINTING, INDIVIDUALLY WRAPPED, DISPOSABLE, STERILE | GENERAL MEDICAL SUPPLIES (NURSING AND WOUND CARE) SUPPLEMENTARY
19548 | 4220181003700 | FILM, DRY VIEW, BLUE BASE, TO BE USED WITH DRY VIEW STAR 3000 DRY CAMERA, SIZE: 35 X 43 CM | GENERAL MEDICAL SUPPLIES (NURSING AND WOUND CARE) SUPPLEMENTARY
19549 | 4231151409500 | DRESSING, FILM, TRANSPARENT, BREATHABLE, SOFT SILICONE ADHESIVE, IMPREGNATED WITH 2-3% CHLORHEXIDINE AS THE SOLE ANTIMICROBIAL AGENT, HYPOALLERGENIC, SIZE 10 X 12 CM (+/- 2 CM), DISPOSABLE, STERILE, (WOUND AND OSTOMY CARE) | GENERAL MEDICAL SUPPLIES (NURSING AND WOUND CARE) SUPPLEMENTARY
19550 | 4220181003900 | FILM, DRY VIEW, DVM, FOR MAMMOGRAPHY, TO BE USED WITH DRY VIEW 8900 AND 6800 LASER CAMERA, SIZE 8 INCH X 10 INCH | GENERAL MEDICAL SUPPLIES (NURSING AND WOUND CARE) SUPPLEMENTARY
19551 | 4229540600200 | SPONGE, SYNTHETIC WITH X-RAY DETECTABLE, VERY SOFT AND HIGHLY ABSORBENT (NOT LESS THAN 5 TIMES ITS WEIGHT) OR NEUROSURGERY, SIZE: 0.5 X 2.5 INCH (+/- 0.3 INCH), DISPOSABLE, STERILE | GENERAL MEDICAL SUPPLIES (NURSING AND WOUND CARE) SUPPLEMENTARY
19552 | 4214274400000 | CATHETER, FOLEY, 3-WAYS, PURE SILICONE, OPEN TIP OVER GUIDEWIRE, 30-50 CM LONG WITH LATERAL EYES, BALLOON SIZE: 5-15 ML WITH FUNNEL END VALVE SUITABLE TO BE USED WITH SYRINGE LUER LOCK, CYLINDRICAL, SIZE: CH 24, DISPOSABLE, STERILE | GENERAL MEDICAL SUPPLIES (NURSING AND WOUND CARE) SUPPLEMENTARY
19553 | 4214280003300 | COMPRESSION SYSTEM, FEMORAL, FOR HEMOSTASIS MANAGEMENT, INCLUDING MANOMETER, BELT, AND COMPRESSION ARSH, SINGLE USE. | GENERAL MEDICAL SUPPLIES (NURSING AND WOUND CARE) SUPPLEMENTARY
19554 | 4231150008100 | DRESSING, MULTI TRAUMA, MULTI LAYERS, HIGHLY ABSORBENT PAD, SOFT, WITHOUT ADHESIVE BORDER, SIZE 10 X 30 INCH ( +/- 2 INCH), STERILE (WOUND AND OSTOMY CARE) | GENERAL MEDICAL SUPPLIES (NURSING AND WOUND CARE) SUPPLEMENTARY
19555 | 4231151409300 | MESH NON-WOVEN FABRIC WITH POLY-L-LACTIC ACID (PLLA) ANTIMICROBIAL FOR TISSUE REPAIR IN GRANULATING WOUND – SKIN REGENERATION SIZE 10 X 7 CM ( +/- 2 CM ) DISPOSABLE STERILE (WOUND AND OSTOMY CARE) | GENERAL MEDICAL SUPPLIES (NURSING AND WOUND CARE) SUPPLEMENTARY
19556 | 4214310000000 | GEL, OBSTETRIC, PHTHALATE FREE, TO REDUCE LABOR TIME AND PAIN, TUBE, 15-20 GM, STERILE, DISPOSABLE | GENERAL MEDICAL SUPPLIES (NURSING AND WOUND CARE) SUPPLEMENTARY
19557 | 4112310300000 | CASSETTE, AUTOMATED PERITONEAL DIALYSIS, PEDIATRIC, 4 PRONGS, STERILE | RENAL DIALYSIS SUPLEMANTARY
19558 | 4110420703200 | WATER ANALYSIS SAMPLING KIT WITH CONNECTOR FEMALE FIT TO LOOP VALVE STERILE DISPOSABLE | RENAL DIALYSIS SUPLEMANTARY
19559 | 4216163304300 | DIALYZER HIGH FLUX HOLLOW FIBER MEMBRANE MATERIAL: POLYMETHYLMETHACRYLATE (PMMA) SURFACE AREA 1.3 M2 HIGH ULTRA FILTRATION COEFFICIENT 29ML/HR/MM HG STERILIZED BY GAMMA RADIATION | RENAL DIALYSIS SUPLEMANTARY
19560 | 4229531000400 | CATHETER PERITONEAL DIALYSIS FOR CAPD (CONTINUOUS AMBULATORY PERITONEAL DIALYSIS) ADULT SIZE PYROGEN FREE CURVED EXTRA PERITONEAL PART WITH COILED END INTRAPERITONEAL PART RADIOPAQUE MEDICAL GRADE SILICONE RUBBER CATHETER WITH TWO DACRON FELT CUFFS AND CONNECTOR WITH I.D. 2.6MM INTRAPERITONEAL 13-17CM LONG DISPOSABLE STERILE | RENAL DIALYSIS SUPLEMANTARY
19561 | 4216163304200 | DIALYZER HIGH FLUX HOLLOW FIBR MEMBRANE MATERIAL: POLYMETHYLMETHACRYLATE (PMMA) SURFACE AREA 1.6 M2 HIGH ULTRA FILTRATION COEFFICIENT 33ML/HR/MM HG STERILIZED BY GAMMA RADIATION | RENAL DIALYSIS SUPLEMANTARY
19562 | 4216163302000 | DIALYZER, LOW FLUX, HOLLOW FIBER, PEDIATRIC SIZE, MEMBRANE MATERIAL: POLYSULFON AND ITS DERIVATIVES WITH: MALE LUER LOCK FOR TUBING, SURFACE AREA 0.2 - 0.3 M2, VIT. B12 CLEARANCE AT Q.B. 200ML/MN KEEPING BLOOD FLOW CONSTANT AT THIS RATE 10ML/MN, ULTRAFILTRATION RATE BETWEEN 0.5-1ML/HR/MM HG, NEGATIVE PRESSURE, STERILIZED BY STEAM OR BETA GAMMA RADIATION | RENAL DIALYSIS SUPLEMANTARY
19563 | 4216165907200 | CATHETER, HEMODIALYSIS, SILICONE, KIT, STRAIGHT 8 FR X 8-9 CM, SHORT TERM | RENAL DIALYSIS SUPLEMANTARY
19564 | 4216150402700 | A NEEDLE FREE CONNECTOR DEVICE WITH ANTIMICROBIAL FOR CENTRAL VENOUS CATHETERS OF CHRONIC HEMODIALYSIS WITH MALE LUER LOCK THAT CAN BE EASILY ATTACHED TO THE VASCULAR ACCESS AND FEMALE LUER LOCK WITH SILICONE SEAL TO CONNECT SAFELY THE DEVICE TO THE BLOOD TUBING STRAIGHT WITH FLUID PATH MORE THAN 350 ML /MIN THE CONNECTOR REMAINS IN PLACE DURING AND AFTER THE HEMODIALYSIS TREATMENT UP TO 7 DAYS ON A SINGLE STERILE PACKAGE | RENAL DIALYSIS SUPLEMANTARY
19565 | 4216150402900 | STERICHEK OR EQUIVALENT, STRIPS FOR WATER TREATMENT PLANT, TO CHECK ON RESIDUAL PEROXIDE AND CONFIRM DIALYSIS WATER IS CLEAR FROM CHEMICALS USED FOR DISINFECTION | RENAL DIALYSIS SUPLEMANTARY
19566 | 4216150403400 | CATHETER, PERITONEAL DIALYSIS, PEDIATRIC, SILICONE, DOUBLE CUFF, SWAN NECK, COILED 38 - 39 CM | RENAL DIALYSIS SUPLEMANTARY
19567 | 4216163301800 | DIALYZER HIGH FLUX WITH ANTI OXIDANT MADE OF POLYSULFONE OR ACRYL NITRITE OR MEMBRANE SURFACE AREA 1.6 M 2 HIGH ULTRA FILTRATION COE FFICIENT MORE THAN 15 ML/HOUR/ 1 MM HG. STERILIZED BY STEAM OR GAMMA RADIATION | RENAL DIALYSIS SUPLEMANTARY
19568 | 4216163303100 | DIALYZER LOW FLUX WITH ANTI OXIDANT MADE OF POLYSULFONE WITH ITS DERIVATIVES SURFACE AREA 1.0-1.3 M2 HIGH ULTRA FILTRATION COEFFICIENT 8- 10 ML/HOUR/1MMHG STERILIZED BY STEAM OR BETA GAMMA RADIATION | RENAL DIALYSIS SUPLEMANTARY
19569 | 4216165905900 | CATHETER, HEMODIALYSIS, SILICONE, KIT, 12.5 FRENCH X 35 - 42 CM TIP TO CUFF, LONG TERM | RENAL DIALYSIS SUPLEMANTARY
19570 | 4216165905700 | CATHETER, HEMODIALYSIS, SILICONE, KIT, 12.5 FRENCH X 29 - 35 CM TIP TO CUFF, LONG TERM | RENAL DIALYSIS SUPLEMANTARY
19571 | 4216161503600 | DIALYZER HIGH FLUX HOLLOW FIBR MEMBRANE MATERIAL: POLYMETHYLMETHACRYLATE (PMMA) SURFACE AREA 2.1 M2 HIGH ULTRA FILTRATION COEFFICIENT 43ML/HR/MM HG STERILIZED BY GAMMA RADIATION | RENAL DIALYSIS SUPLEMANTARY
19572 | 4216161500900 | CITRATE THERAPY, WITH A SURFACE TREATED BASE MEMBRANE 1.5 M 2, COMPRISING FILTER SET AN 69 OR EQUIVALENT AND HEPARIN MATERIAL KIT, TO REMOVE COMPOUNDS OF INTEREST ENDOTOXIN AND CYTOKINES FRAGMENTS, BY ADSORPTION AND ALSO EXTENDS THE LIFE OF THE FILTER BY AVOIDING CLOTTING, INFLAMMATORY MEDIATORS BY THIS MECHANISM, WHICH ACT AS AN INFLAMMATORY STIMULUS IN MANY SEPTIC EPISODES, HEPARIN IS IMMOBILIZED TO THE BLOOD - CONTACTING SURFACE OF THE MEMBRANE, FOR INCREASED BLEEDING RISK OF THE AKI POPULATION RECEIVING CRRT WITH PRISMAFLEX MACHINE OR EQUIVALENT, USING CRRT TREATMENT ON 25 ML/KG/HOUR, CVVHDF: CONTINUOUS VENOVENOUS HEMODIAFILTRATION AND ANY CRRT MODALITY STERILIZATION BY GAMMA | RENAL DIALYSIS SUPLEMANTARY
19573 | 4222150302500 | CATHETER PERMANENT JUGULAR VEIN FOR CHILDREN CONSISTING OF: DUAL LUMEN SILICONE RUBBER CATHETER WITH DARCON FELT CUFF HUB AND CLEAR SILICON EXTENSION TUBES TERMINATING WITH LUER LOCK ADAPTERS 12 FR + - 0.5 X 28 CM OUTER DIAMETER 2.8 X 4.9 MM INNER DIAMETER 1.5 MM J - STRAIGHT 0.038 INCH GUIDEWIRE SHEATH DILATOR TUNNELING STYLET INTRODUCER NEEDLE AND 10 CC LUER LOCK SYRINGE DISPOSABLE STERILE | RENAL DIALYSIS SUPLEMANTARY
19574 | 4216161500800 | SURFACE TREATED, BASE MEMBRANE, 1.5 M 2, COMPRISING FILTER SET, AN 69 AND HEPARIN MATERIAL KIT, TO REMOVE COMPOUNDS OF INTEREST ENDOTOXIN AND CYTOKINES FRAGMENTS, BY ADSORPTION AND ALSO EXTENDS THE LIFE OF THE FILTER BY AVOIDING CLOTTING, INFLAMMATORY MEDIATORS BY THIS MECHANISM WHICH ACT AS AN INFLAMMATORY STIMULUS IN MANY SEPTIC EPISODES, HEPARIN IS IMMOBILIZED TO THE BLOOD - CONTACTING SURFACE OF THE MEMBRANE FOR INCREASED BLEEDING RISK OF THE AKI POPULATION RECEIVING CRRT WITH PRISMAFLEX MACHINE OR EQUIVALENT, USING CRRT TREATMENT ON 25 ML/KG/HOUR, CVVHDF: CONTINUOUS VENOVENOUS HEMODIAFILTRATION AND ANY CRRT MODALITY STERILIZATION BY GAMMA | RENAL DIALYSIS SUPLEMANTARY
19575 | 4216180003500 | NEONATAL CONTINUOUS RENAL REPLACEMENT THERAPY SESSION, EACH SET ALLOWS ANY OF FOLLOWING RENAL REPLACEMENT THERAPIES TO BE PERFORMED AT TIME: (SCUF) SLOW CONTINUOUS ULTRAFILTRATION, (CVVH) CONTINUOUS VENOVENOUS HEMOFILTRATION, (CVVHD) CONTINUOUS VENOVENOUS HEMODIALYSIS, THE SET IS COMPOSED OF: HIGH FLUX FILTER, MEMBRANE SURFACE AREA 0.075 - 0.15 - 0.25 M2, BASED ON DEMAND SOLUTION WITH AVAILABILITY OF K 2.5 MMOL/L CONCENTRATION, WITH CALCIUM 1.5 MMOL/L CONCENTRATION, WITH DEXTROSE 1 GM/L, FOR EVERY KIT TO PROVIDE 8 BAGS, PRIMING COLLECTION BAG CONNECTED TO THE END OF ACCESS VENOUS LINE, FILTRATE BAG 3 LITERS WITH 3 DRAINAGE BAGS IN EACH KIT, DIALYSATE INLET LINE, EFFLUENT OUTLET LINE | RENAL DIALYSIS SUPLEMANTARY
19576 | 4216180003600 | SOLUTION, POTASSIUM 2.5, WITH CALCIUM 1.5, CRRT, INTRAVENOUS USE ONLY, 2000 ML COMPATIBLE WITH CARPEDIEM MACHINE | RENAL DIALYSIS SUPLEMANTARY
19577 | 4216161503500 | DIALYZER HIGH FLUX HOLLOW FIBR MEMBRANE MATERIAL: POLYMETHYLMETHACRYLATE (PMMA) SURFACE AREA 1.8 M2 HIGH ULTRA FILTRATION COEFFICIENT 35ML/HR/MM HG STERILIZED BY GAMMA RADIATION | RENAL DIALYSIS SUPLEMANTARY
19578 | 4213220300200 | GLOVES EXAMINATION LATEX NON - POWDERED DISPOSABLE NON-STERILE SIZE: LARGE (8 - 8.5) PACKING: 100 PIECES/PACKET | FRAMEWORK AGREEMENT
19579 | 4213220300000 | GLOVES EXAMINATION LATEX NON - POWDERED DISPOSABLE NON-STERILE SIZE: MEDIUM (7 - 7.5) PACKING: 100 PIECES/PACKET | FRAMEWORK AGREEMENT
19580 | 4213220300100 | GLOVES EXAMINATION LATEX NON - POWDERED DISPOSABLE NON-STERILE SIZE: SMALL (6 - 6.5) PACKING: 100 PIECES/PACKET | FRAMEWORK AGREEMENT
19581 | 4231270200500 | CARRIER SKIN GRAFT SIZE 1 : 2 TO BE USED WITH SKIN GRAFT MACHINE | GENERAL CONSUMABLES (GENERAL SURGICAL SUPPLIES) SUPPLEMENTARY
19582 | 4220341071200 | MESH, DUAL, PTFE, 1 MM X 7.5 CM X 10 CM ( +/- 1 CM ), DISPOSABLE, STERILE | GENERAL CONSUMABLES (GENERAL SURGICAL SUPPLIES) SUPPLEMENTARY
19583 | 4229551313000 | MESH, PRE - CUT LIGHTWEIGHT POLYPROPYLENE, LARGE PORE SELF - ADHERING, NON TRAUMATIC, HAS ADHESIVE GEL CONSIST FROM POLYVINYLPYRROLIDONE (PVP) AND POLYETHYLENE GLYCOL (PEG), 7.5 X 15.5 CM ( +/- 1 CM ) STERILE. | GENERAL CONSUMABLES (GENERAL SURGICAL SUPPLIES) SUPPLEMENTARY
19584 | 4231270200200 | GRAFT, ALLOGRAFT, HUMAN SKIN, BIOLOGICAL, SPLIT-THICKNESS / NON-MESHED, PROVIDES GROWTH FACTORS AND EXTRACELLULAR MATRIX TO AID WOUND HEALING, SIZE 200 CM² ( +/- 25 CM² ). | GENERAL CONSUMABLES (GENERAL SURGICAL SUPPLIES) SUPPLEMENTARY
19585 | 4231160701600 | HEMOSTATIC, DRY PATCH, SEALING, ABSORBABLE, COLLAGEN BASE, SIZE 4.8 X 4.8 CM ( +/- 1 CM ), STERILE | GENERAL CONSUMABLES (GENERAL SURGICAL SUPPLIES) SUPPLEMENTARY
19586 | 4229350301100 | SUCTION TUBE PVC THICKNESS 3MM LENGTH 8-10 FEET DISPOSABLE, SHOULD BE COMPATIBLE WITH HOSPITAL | GENERAL CONSUMABLES (GENERAL SURGICAL SUPPLIES) SUPPLEMENTARY
19587 | 4229350301200 | CANISTER PLASTIC WITH LID 1000-1300 CC FOR LIPOSUCTION DEVICE, SHOULD BE COMPATIBLE WITH HOSPITAL MACHINE. | GENERAL CONSUMABLES (GENERAL SURGICAL SUPPLIES) SUPPLEMENTARY
19588 | 4229551309300 | "MESH, DUAL, PTFE, 2 MM X 20 CM X 30 CM ( +/- 2 CM ), DISPOSABLE, STERILE" | GENERAL CONSUMABLES (GENERAL SURGICAL SUPPLIES) SUPPLEMENTARY
19589 | 4214250205400 | NEEDLE, URETEROSCOPIC, METAL, PEDIATRIC, ASSORTED SIZE, STERILE | GENERAL CONSUMABLES (GENERAL SURGICAL SUPPLIES) SUPPLEMENTARY
19590 | 4229548019500 | SET, PERITONEAL, LAVAGE, CONTAIN: 1 CATHETER 8 FR RADIOPAQUE, 1 GUIDE-WIRE 0.035 INCH, STRAIGHT SOFT TIP ON ONE END AND "J" TIP ON THE OTHER TIP, 1 CATHETER 18 GA X 6-8 CM RADIOPAQUE, 1 INTRODUCER NEEDLE 18 GA, 1 INJECTION NEEDLE 25 GA, 1 INJECTION NEEDLE 22 GA, 2 SYRINGE 5 ML LUER-SLIP, 1 DRAPE: 50X 70CM ( +/-10 CM ) WITH FENESTRATION 7(+/-1CM), 1 SCALPEL 11#, 2 SWAB GAUZE 5 X 5 CM, 4 SWAB GAUZE 10 X 10 CM, 1 TUBING SET WITH FLUID ADMINISTRATION, DISPOSABLE, STERILE | GENERAL CONSUMABLES (GENERAL SURGICAL SUPPLIES) SUPPLEMENTARY
19591 | 4229552513700 | EXTRA CELLULAR BILAYER BOVINE, PERICARDIUM MEMBRANE, LOW BIOLOGIC MASS SHEET, FOR RECONSTRUCTIVE SURGERY, SIZE 10 X 15 CM ( +/- 2 CM ), THICKNESS 0.5MM, STERILE. | GENERAL CONSUMABLES (GENERAL SURGICAL SUPPLIES) SUPPLEMENTARY
19592 | 4111600472300 | BLADE, SKIN GRAFT, HUMPY KNIFE, SIZE 155-160 MM WITH 3 HOLES, DISPOSABLE, STERILE, (SKIN GRAFT HANDLE -REUSABLE- FREE OF CHARGE WITH EACH 100 BLADE) | GENERAL CONSUMABLES (GENERAL SURGICAL SUPPLIES) SUPPLEMENTARY
19593 | 4214270240500 | URETHRAL, DRUG COATED BALLOON, FOR URETHRAL STRICTURE, DIAMETER 30 FR, LENGTH 5 CM, LATEX FREE, WITH INFLATION DEVICE, SINGLE USE, STERILE. | GENERAL CONSUMABLES (GENERAL SURGICAL SUPPLIES) SUPPLEMENTARY
19594 | 4229516201100 | IRRIGATION TUBING, FOR FLEXIBLE URETEROSCOPY, MANUAL PUMP, PRESSURE CONTROL CHAMBER, 1 SPIKE, SINGLE USE, STERILE | GENERAL CONSUMABLES (GENERAL SURGICAL SUPPLIES) SUPPLEMENTARY
19595 | 4229514329000 | LEEP SQUARE 10 X 10 MM FOR CAUTERY IN GYNECOLOGY PROCEDURE STERILE | GENERAL CONSUMABLES (GENERAL SURGICAL SUPPLIES) SUPPLEMENTARY
19596 | 4229161432000 | INSTRUMENT, SCISSORS, DRESSING, BLUNT, MOLDED FROM A HIGH-STIFFNESS, STRAIGHT, BLUNT/BLUNT, LENGTH 14 CM (+/-2), STERILE, DISPOSABLE | GENERAL CONSUMABLES (GENERAL SURGICAL SUPPLIES) SUPPLEMENTARY
19597 | 4231160701500 | HEMOSTATIC, DRY PATCH, SEALING, ABSORBABLE, COLLAGEN BASE, SIZE 9.5 X 4.8 CM ( +/- 1 CM ), STERILE. | GENERAL CONSUMABLES (GENERAL SURGICAL SUPPLIES) SUPPLEMENTARY
19598 | 4229552514100 | MESH, TRI-LAYER 3D SCAFFOLD BIOMATERIAL, POLYGLYCOLIC ACID AND TRIMETHYLENE CARBONATE MACROPOROUS, MONOFILAMENT PTFE KNIT, 30 X 40 CM ( +/- 3CM ) RECTANGLE | GENERAL CONSUMABLES (GENERAL SURGICAL SUPPLIES) SUPPLEMENTARY
19599 | 4231160601800 | HEMOSTASIS, SEALING PATCH GELATIN, IMPREGNATED WITH POLYOXAZOLINE POLYMER, SIZE 5 X 10 CM ( +/- 1 CM ), ABSORBABLE IN 4-6 WEEKS, STERILE. | GENERAL CONSUMABLES (GENERAL SURGICAL SUPPLIES) SUPPLEMENTARY
19600 | 4229552514000 | MESH, TRI-LAYER 3D SCAFFOLD BIOMATERIAL, POLYGLYCOLIC ACID AND TRIMETHYLENE CARBONATE MACROPOROUS, MONOFILAMENT PTFE KNIT, 10X15 CM ( +/- 2CM ) OVAL | GENERAL CONSUMABLES (GENERAL SURGICAL SUPPLIES) SUPPLEMENTARY
19601 | 4229552513800 | EXTRA CELLULAR BILAYER BOVINE, PERICARDIUM MEMBRANE, LOW BIOLOGIC MASS SHEET, FOR RECONSTRUCTIVE SURGERY, SIZE 15 X 20 CM ( +/- 2 CM ), THICKNESS 0.5MM, STERILE. | GENERAL CONSUMABLES (GENERAL SURGICAL SUPPLIES) SUPPLEMENTARY
19602 | 4229551320900 | MESH, DUAL, PTFE, 2 MM X 10 CM X 15 CM ( +/- 1 CM ), DISPOSABLE, STERILE | GENERAL CONSUMABLES (GENERAL SURGICAL SUPPLIES) SUPPLEMENTARY
19603 | 4229552513600 | BIOLOGICAL MEMBRANES, FOR BREAST RECONSTRUCTION, PROTECTIVE POUCH, 2 RESORBABLE MONOFILAMENT SUTURES PURSE STRING, THICKNESS 0.5 MM, ASSORTED SIZES, STERILE. | GENERAL CONSUMABLES (GENERAL SURGICAL SUPPLIES) SUPPLEMENTARY
19604 | 4229351104100 | REINJECTION TUBE PROPRIETARY TUBING DESIGNED USED FOR LIPOFILLING SILICONE TUBE STERILE DISPOSABLE, SHOULD BE COMPATIBLE WITH HOSPITAL | GENERAL CONSUMABLES (GENERAL SURGICAL SUPPLIES) SUPPLEMENTARY
19605 | 4229351104000 | NANO FILTER FAT TISSUE MICROMETERS HOMOGENIZATION AND FILTERING, STERILE, DISPOSABLE, SHOULD BE COMPATIBLE WITH HOSPITAL MACHINE. | GENERAL CONSUMABLES (GENERAL SURGICAL SUPPLIES) SUPPLEMENTARY
19606 | 4229351103900 | INFILTRATION TUBE PVC WITH SINGLE SPIKE LENGTH 8-10 FEET STERILE DISPOSABLE, SHOULD BE COMPATIBLE WITH HOSPITAL MACHINE. | GENERAL CONSUMABLES (GENERAL SURGICAL SUPPLIES) SUPPLEMENTARY
19607 | 4229552513900 | EXTRA CELLULAR BILAYER BOVINE, PERICARDIUM MEMBRANE, LOW BIOLOGIC MASS SHEET, FOR RECONSTRUCTIVE SURGERY, SIZE 20 X 10 CM ( +/- 2 CM ), THICKNESS 0.5MM, STERILE. | GENERAL CONSUMABLES (GENERAL SURGICAL SUPPLIES) SUPPLEMENTARY
19608 | 4214251800900 | SET BIOPSY PERCUTANEOUS FOR LIVER CONSISTS OF: SCALPEL FOR SKIN INCISION ASPIRATION SYRINGE 10 ML SELF LOCKING RATCHET CATCH DOUBLE PISTON SEAL IN ORDER TO MAINTAIN THE HIGH NEGATIVE PRESSURE INJECTION NEEDLE FOR ASPIRATION OF SALINE G20 X 1.5 INCH (0.9 X 39 MM) LOCK FITTING BIOPSY NEEDLE 90 MM LENGTH THIN WALL NEEDLE FOR MINIMAL TRAUMA EXTREMELY Y SHARP BEVEL FOR PERFECT SPECIMEN REMOVAL SPACER DISPOSABLE STERILE | GENERAL CONSUMABLES (GENERAL SURGICAL SUPPLIES) SUPPLEMENTARY
19609 | 4214270240400 | URETHRAL, DRUG COATED BALLOON, FOR URETHRAL STRICTURE, DIAMETER 30 FR, LENGTH 3 CM, LATEX FREE, WITH INFLATION DEVICE, SINGLE USE, STERILE. | GENERAL CONSUMABLES (GENERAL SURGICAL SUPPLIES) SUPPLEMENTARY
19610 | 4320154300000 | VASCULAR COUPLING DEVICE, USED FOR VEINS AND ARTERIES ANASTOMOSIS, ASSORTED SIZE, SINGLE USE, STERILE.(1 FREE OF CHARGE SET OF VASCULAR COUPLING WITH 20 EACH COUPLER) | GENERAL CONSUMABLES (GENERAL SURGICAL SUPPLIES) SUPPLEMENTARY
19611 | 4214253700300 | PNEUMOTHORAX SET, FOR THORACIC SURGERY, SIZE 14 FR, LENGTH 30 CM (+/- 2 CM), DISPOSABLE, STERILE | GENERAL CONSUMABLES (GENERAL SURGICAL SUPPLIES) SUPPLEMENTARY
19612 | 4214271303700 | ACCESS URETERAL SHEATH, BENDABLE OR DEFLECTABLE WITH FLEXIBLE TIP, HYDROPHILIC COATED, WITH STONE COLLECTION BOTTLE 140 - 160 ML, ASSORTED SIZES, STERILE | GENERAL CONSUMABLES (GENERAL SURGICAL SUPPLIES) SUPPLEMENTARY
19613 | 4229551316100 | "MESH, BIFACE, DOUBLE SIDED, HERNIA PROSTHESIS, SIZE: 25 X 35 CM (+/- 2 CM), THE VISCERAL SIDE IS MADE OF NON ADHERENT MATERIAL THAT DOES NOT STICK TO THE VISCERA. THE PARIETAL SIDE IS MADE OF SYNTHETIC ADHESIVE MATERIAL THAT ACCEPTS HOMOGENEITY WITH THE ABDOMINAL WALL TISSUES AND CONTRIBUTE TO REINFORCEMENT OF THE DEFECT AND CONSIST OF MULTIPLE HOLES THAT ALLOW FLUID DRAINAGE AND HELP BODY TO OVERCOME INFECTION, STERILE" | GENERAL CONSUMABLES (GENERAL SURGICAL SUPPLIES) SUPPLEMENTARY
19614 | 4214320001400 | NEEDLE, DOUBLE LUMEN, FOR ASPIRATION AND FLUSHING OF OOCYTES FROM OVARIAN FOLLICLES, SIZE: 17 G, LENGTH 30 - 35 CM | GENERAL CONSUMABLES (GENERAL SURGICAL SUPPLIES) SUPPLEMENTARY
19615 | 4231160709600 | "HEMOSTATIC, ABSORBABLE, OXIDIZED CELLULOSE -NON-REGENERATED-, MULTILAYER TRIUM, FIBRILLAR ADVANCED MATERIAL, SIZE: 5 X 10 CM (+/- 0.5 CM), STERILE" | GENERAL CONSUMABLES (GENERAL SURGICAL SUPPLIES) SUPPLEMENTARY
19616 | 4213170105600 | "DRAPE, DUAL REFRACTIVE, PLASTIC TRANSPARENT, APERTURE ( DUAL REFRACTIVE ) SIZE 8-18 CM ( +/2 CM ), OVERALL SIZE: 40 CM X 25 CM ( +/- 3 CM ), STERILE" | GENERAL CONSUMABLES (GENERAL SURGICAL SUPPLIES) SUPPLEMENTARY
19617 | 4231200502400 | STRIP, REINFORCED SKIN CLOSURE, 1/4 X 1.5 INCH (6 MM X 38 MM), STERILE. | GENERAL CONSUMABLES (GENERAL SURGICAL SUPPLIES) SUPPLEMENTARY
19618 | 4231160709700 | "HEMOSTATIC, POWDER, CONSISTING OF HYDROGEN CALCIUM SALT, OXIDIZED NON-REGENERATED CELLULOSE, SIZE: 5G, STERILE" | GENERAL CONSUMABLES (GENERAL SURGICAL SUPPLIES) SUPPLEMENTARY
19619 | 4220344710800 | PERCUTANEOUS HYDRO DISCECTOMY KIT INCLUDES STRAIGHT OR CURVED ACCESS CANNULA WITH GUIDEWIRE DILATOR SPINAL NEEDLE | INTERVENTIONAL RADIOLOGY AND CARDIAC CATHETERIZATION
19620 | 4231150202500 | CLOSURE DEVICE, FOR ASD / PFO, WITH THE ABILITY TO PERFORM TRANSSEPTAL PUNCTURE THROUGH THE DEVICE, ASSORTED SIZES AS PER HOSPITAL REQUEST" | INTERVENTIONAL RADIOLOGY AND CARDIAC CATHETERIZATION
19621 | 4220341700700 | STENT, ENDOVASCULAR ILIAC EXTENSION, SELF EXPANDABLE, WOVEN MULTIFILAMENT POLYESTER, ASSORTED SIZES AS PER HOSPITAL REQUEST | INTERVENTIONAL RADIOLOGY AND CARDIAC CATHETERIZATION
19622 | 4231150202400 | BALLOON, ANGIOPLASTY, URETERAL, DRUG-ELUTING, DUAL LUMEN, ASSORTED BALLOON DIAMETER AND LENGTH AS PER HOSPITAL REQUEST | INTERVENTIONAL RADIOLOGY AND CARDIAC CATHETERIZATION
19623 | 4231150202300 | BALLOON, ANGIOPLASTY, NEUROVASCULAR, INTRACRANIAL, DRUG-ELUTING, DUAL LUMEN, ASSORTED BALLOON DIAMETER AND LENGTH AS PER HOSPITAL REQUEST | INTERVENTIONAL RADIOLOGY AND CARDIAC CATHETERIZATION
19624 | 4220341066000 | CORONARY SINUS PARTIALLY OCCLUSION DEVICE WITH ALL NEEDED ACCESSORIES | INTERVENTIONAL RADIOLOGY AND CARDIAC CATHETERIZATION
19625 | 4231150202200 | CENTRAL VENOUS CATHETER BROVIAC OR EQUIVALENT SINGLE LUMEN RADIOPAQUE SILICON CONSTRUCTION DISPOSABLE STERILE. ASSORTED SIZES AS PER HOSPITAL REQUEST | INTERVENTIONAL RADIOLOGY AND CARDIAC CATHETERIZATION
19626 | 4220344719100 | MICROCATHETER FOR NEUROVASCULAR 0.010 - 0.015 IN MICROCATHETER SYSTEM ASSORTED TIP SHAPES CATHETER LENGTH NOT LESS THAN 150 CM DISPOSABLE STERILE | INTERVENTIONAL RADIOLOGY AND CARDIAC CATHETERIZATION
19627 | 4231150200500 | CENTRAL VENOUS CATHETER SET, BROVIAC OR EQUIVALENT, SINGLE LUMEN, RADIOPAQUE SILICONE CONSTRUCTION, DISPOSABLE, STERILE. ASSORTED SIZES AS PER HOSPITAL REQUEST | INTERVENTIONAL RADIOLOGY AND CARDIAC CATHETERIZATION
19628 | 4220341017400 | DRAINAGE CATHETER PERCUTANEOUS MULTIPURPOSE DRAINAGE CATHETER SET HYDROPHILIC 20 FR LOCKING PIGTAIL STIFFENING CANNULA STAINLESS STEEL TROCAR STYLET CATHETER LENGTH NOT MORE THAN 35 CM DISPOSABLE STERILE | INTERVENTIONAL RADIOLOGY AND CARDIAC CATHETERIZATION
19629 | 4220341017200 | PNEUMOTHORAX SET, 20 SIDE PORTS, 18G X 20 - 22 CM NEEDLE, 9FR X 25 - 30 CM CATHETER, DISPOSABLE, STERILE | INTERVENTIONAL RADIOLOGY AND CARDIAC CATHETERIZATION
19630 | 4229517115100 | THERMOCOUPLE, TO MEASURE TISSUE TEMPERATURE THROUGHOUT RADIOFREQUENCY ABLATION PROCEDURES | INTERVENTIONAL RADIOLOGY AND CARDIAC CATHETERIZATION
19631 | 4229517115200 | ULTRASOUND GUIDED REENTRY DEVICE, COMPATIBLE WITH 6 FR SHEATH, LENGTH 115 - 135 CM, DISPOSABLE, STERILE | INTERVENTIONAL RADIOLOGY AND CARDIAC CATHETERIZATION
19632 | 4229541505100 | COVER FOR SURGICAL HAND PIECE COMPATIBLE WITH SCOUT SYSTEM DISPOSABLE STERILE | INTERVENTIONAL RADIOLOGY AND CARDIAC CATHETERIZATION
19633 | 4220344000700 | MICRO DILATATION BALLOON CATHETER HYDROPHILIC COATED KINK RESISTANT 150-170 CM DISPOSABLE STERILE | INTERVENTIONAL RADIOLOGY AND CARDIAC CATHETERIZATION
19634 | 4220344708300 | ASPIRATION CATHETER WITH ASPIRATION TUBE FOR REMOVAL OF FRESH AND SOFT EMBOLI AND THROMBI FROM VESSELS IN CORONARY ARTERY ASSORTED SIZES AS PER HOSPITAL REQUEST | INTERVENTIONAL RADIOLOGY AND CARDIAC CATHETERIZATION
19635 | 4220344701700 | OCCLUSION BALLOON MICRO FOR NEURO INTERVENTION DUAL LUMEN DISTAL INNER DIAMETER NOT MORE THAN 0.010 | INTERVENTIONAL RADIOLOGY AND CARDIAC CATHETERIZATION
19636 | 4220344721100 | VENOUS OUTFLOW AND ADAPTER COMPONENT KIT INCLUDES ADAPTER SUPPORT SEAL AND VENOUS OUTFLOW COMPONENT | INTERVENTIONAL RADIOLOGY AND CARDIAC CATHETERIZATION
19637 | 4220341054100 | HEMOSTATIC VALVE WITH ROTATING AND EXTENSION LINE FITS CATHETERS UP TO 8 FR DISPOSABLE STERILE | INTERVENTIONAL RADIOLOGY AND CARDIAC CATHETERIZATION
19638 | 4218192002000 | PATCH, NON INVASIVE, USED TO MEASURE CARDIAC PRESSURES PARAMETERS, ASSORTED SIZES AS PER HOSPITAL REQUEST, DISPOSABLE, STERILE | INTERVENTIONAL RADIOLOGY AND CARDIAC CATHETERIZATION
19639 | 4229517115800 | INTRODUCER SHEATH SET RADIOPAQUE TIP MULLINS DESIGN ASSORTED SIZES AS PER HOSPITAL REQUEST | INTERVENTIONAL RADIOLOGY AND CARDIAC CATHETERIZATION
19640 | 4229517115900 | PROBE, FOR RADIOFREQUENCY ABLATION, BIPOLAR, DUAL OR SINGLE, WITH COMPATIBLE ACCESS KIT, ASSORTED SIZES AS PER HOSPITAL REQUEST | INTERVENTIONAL RADIOLOGY AND CARDIAC CATHETERIZATION
19641 | 4220341013500 | BALLOON CATHETER REENTRY SYSTEM INCLUDES POSITIONING BALLOON AND MICRO-CATHETER LANCET DISPOSABLE STERILE | INTERVENTIONAL RADIOLOGY AND CARDIAC CATHETERIZATION
19642 | 4231150202600 | HAND CONTROLLER, SINGLE USE, FOR CATH LAB CORONARY INJECTOR, STERILE | INTERVENTIONAL RADIOLOGY AND CARDIAC CATHETERIZATION
19643 | 4220341017300 | DRAINAGE CATHETER PERCUTANEOUS MULTIPURPOSE DRAINAGE CATHETER SET HYDROPHILIC 24 FR LOCKING PIGTAIL STIFFENING CANNULA STAINLESS STEEL TROCAR STYLET CATHETER LENGTH NOT MORE THAN 35 CM DISPOSABLE STERILE | INTERVENTIONAL RADIOLOGY AND CARDIAC CATHETERIZATION
19644 | 4231150202700 | MECHANICAL CLOSURE SYSTEM, FOR VARICOSE VEIN TREATMENT | INTERVENTIONAL RADIOLOGY AND CARDIAC CATHETERIZATION
19645 | 4220341090100 | DILATOR, FOR PUNCTURE SITE / VASCULAR DILATATION, HYDROPHILIC, 0.018IN GUIDEWIRE, LENGTH 10-15 CM, 4 TO 5FR, DISPOSABLE, STERILE | INTERVENTIONAL RADIOLOGY AND CARDIAC CATHETERIZATION
19646 | 4229430600900 | NEEDLE DELIVERY AND REFLECTOR SIZE 10 CM COMPATIBLE WITH SCOUT SYSTEM DISPOSABLE STERILE | INTERVENTIONAL RADIOLOGY AND CARDIAC CATHETERIZATION
19647 | 4220344711300 | BREAST TISSUE MARKER 2 CLIBES BRADED OPTIMAL VISIBILITY FOR ULTRASOUND MAXOGRAPHY AND MRI MARKER IS MRI COMPATIBLE UP TO 3 TESLA SIZE 17 - 18 GA. | INTERVENTIONAL RADIOLOGY AND CARDIAC CATHETERIZATION
19648 | 4220343359600 | CATHETER, DIAGNOSTIC ANGIOGRAPHIC, SHORT EXCHANGE AREA FOR THE WIRE (TIP ONLY), MULTI-TRACK OR EQUIVALENT, ASSORTED SIZES AS PER HOSPITAL REQUEST, DISPOSABLE, STERILE | INTERVENTIONAL RADIOLOGY AND CARDIAC CATHETERIZATION
19649 | 4220341071500 | PNEUMOSTAT CHEST DRAIN VALVE DISPOSABLE, SINGLE USE WITH A SMALL, GRADUATED 30 ML COLLECTION CAPACITY INTEGRATED WITH A NOVEL ONE-WAY DRY SEAL VALVE TECHNOLOGY. | INTERVENTIONAL RADIOLOGY AND CARDIAC CATHETERIZATION
19650 | 4220341106800 | PRESSURE MONITORING LINE, 100 CM LONG, PEDIATRIC, WITH MALE AND FEMALE ENDS AND FLUSH SYSTEM, NON COMPLIANT, DISPOSABLE, STERILE | INTERVENTIONAL RADIOLOGY AND CARDIAC CATHETERIZATION
19651 | 4220341017500 | DRAINAGE CATHETER PERCUTANEOUS MULTIPURPOSE DRAINAGE CATHETER SET HYDROPHILIC 18 FR LOCKING PIGTAIL STIFFENING CANNULA STAINLESS STEEL TROCAR STYLET CATHETER LENGTH NOT MORE THAN 35 CM DISPOSABLE STERILE | INTERVENTIONAL RADIOLOGY AND CARDIAC CATHETERIZATION
19652 | 4229430601000 | NEEDLE DELIVERY AND REFLECTOR SIZE 7.5 CM COMPATIBLE WITH SCOUT SYSTEM DISPOSABLE STERILE | INTERVENTIONAL RADIOLOGY AND CARDIAC CATHETERIZATION
19653 | 4220341108500 | PERIPHERAL VASCULAR CLOSURE DEVICE 8 FR - 10 FR | INTERVENTIONAL RADIOLOGY AND CARDIAC CATHETERIZATION
19654 | 4220344715800 | STENT, ENDOVASCULAR CONTRALATERAL, SELF EXPANDABLE, WOVEN MULTIFILAMENT POLYESTER, ASSORTED SIZES AS PER HOSPITAL REQUEST | INTERVENTIONAL RADIOLOGY AND CARDIAC CATHETERIZATION
19655 | 4220341070600 | VACUUM DRAINAGE BOTTLE 1000 ML COMPATIBLE WITH PERMANENT DRAIN STERILE | INTERVENTIONAL RADIOLOGY AND CARDIAC CATHETERIZATION
19656 | 4214250420400 | FINE NEEDLE BIOPSY (FNB NEEDLE), COMPATIBLE WITH INTERCHANGEABLE EUS DELIVERY SYSTEM, ASSORTED SIZES (INCLUDING 19G, 22 G, 25 G) | ENDOSCOPY SUPPLIES SUPPLEMENTARY
19657 | 4220170900100 | INTERNAL ANAL SPHINCTER ELECTROMYOGRAPHY KIT | ENDOSCOPY SUPPLIES SUPPLEMENTARY
19658 | 4229631300700 | DISTAL CAP FOR DIAGNOSTIC SIDEVIEW DUODENOSCOPE ASSORTED SIZES COMPATIBLE WITH EACH HOSPITAL MACHINE REUSABLE | ENDOSCOPY SUPPLIES SUPPLEMENTARY
19659 | 4228202100300 | DOUBLE HEADER CLEANING BRUSH FOR SUCTION/AIR WATER PORTS (TWO DIFFERENT SIZES BRUSHES AT EACH END), SINGLE USE | ENDOSCOPY SUPPLIES SUPPLEMENTARY
19660 | 4220170900200 | EXTERNAL ANAL SPHINCTER ELECTROMYOGRAPHY, REUSABLE | ENDOSCOPY SUPPLIES SUPPLEMENTARY
19661 | 4228202100200 | DOUBLE HEADER CLEANING BRUSH FOR SUCTION/AIR WATER PORTS (TWO DIFFERENT SIZES BRUSHES AT EACH END), REUSABLE | ENDOSCOPY SUPPLIES SUPPLEMENTARY
19662 | 4229546000200 | VENTING CAP ETHYLENE OXIDE (ETO) CHANNEL FOR FLEXIBLE ENDOSCOPE COMPATIBLE WITH EACH HOSPITAL MACHINE REUSABLE | ENDOSCOPY SUPPLIES SUPPLEMENTARY
19663 | 4229631301500 | FLEXIBLE LOWER COLONOSCOPE,DISPOSABLE | ENDOSCOPY SUPPLIES SUPPLEMENTARY
19664 | 4229633908100 | BALLOON APPLICATOR FOR RADIAL EUS SCOPE REUSABLE | ENDOSCOPY SUPPLIES SUPPLEMENTARY
19665 | 4229631301400 | FLEXIBLE ESOPHAGIOGASTRODEUDENOSCOPE, DISPOSABLE | ENDOSCOPY SUPPLIES SUPPLEMENTARY
19666 | 4229490818200 | BIOPSY FORCEPS FOR PLEUROSCOPY, SINGLE USE | ENDOSCOPY SUPPLIES SUPPLEMENTARY
19667 | 4220170900000 | PH BUFFER PH1, FOR PH CATHETER AND CALIBRATION OF WIRELESS CAPSULE PH MONITORING | ENDOSCOPY SUPPLIES SUPPLEMENTARY
19668 | 4220340341000 | ENDOSCOPIC SCISSOR CUTTER TO REMOVE DETACHABLE LIGATION LOOP, SINGLE USE | ENDOSCOPY SUPPLIES SUPPLEMENTARY
19669 | 4229496702000 | ELECTROCAUTERY KNIFE, FOR BRONCHOSCOPY, STANDARD TYPE, (IT SHOULD BE COMPATIBLE WITH HOSPITAL STANDARD) | ENDOSCOPY SUPPLIES SUPPLEMENTARY
19670 | 4229631701400 | LASER FIBER FOR DIRECT VISUALIZATION SYSTEM OF CHOLANGIOSCOPE REUSABLE | ENDOSCOPY SUPPLIES SUPPLEMENTARY
19671 | 4229494102300 | RADIOFREQUENCY ABLATION (RFA) CATHETER, RADIAL (CIRCUMFERENTIAL SELF ADJUSTABLE BALLOON), BALLOON LENGTH 8 CM AND ELECTRODE LENGTH 4 CM FOR BARRETT'S ESOPHAGUS, SET OF BALLOON CATHETER AND ELECTRODE | ENDOSCOPY SUPPLIES SUPPLEMENTARY
19672 | 4229553900300 | ENDOLUMINAL SPONGE VACUUM THERAPY WITH STENT | ENDOSCOPY SUPPLIES SUPPLEMENTARY
19673 | 4229631700900 | BIOPSY VALVE WITH IRRIGATION TUBE FOR GASTROSCOPE AND COLONOSCOPE AND DUODENOSCOPE, SINGLE USE | ENDOSCOPY SUPPLIES SUPPLEMENTARY
19674 | 4229501702300 | FILTERS FOR AUTOMATED ENDOSCOPY PRE-CLEANING MACHINE | ENDOSCOPY SUPPLIES SUPPLEMENTARY
19675 | 4214250420300 | INTERCHANGEABLE EUS DELIVERY SYSTEM WITH FINE NEEDLE BIOPSY (FNB NEEDLE), ASSORTED SIZES (INCLUDING 19G, 22 G, 25 G) | ENDOSCOPY SUPPLIES SUPPLEMENTARY
19676 | 4229494104300 | WIRE GUIDED GRADUATED MECHANICAL BILIARY DILATATOR, FOR BILIARY AND PANCREATIC STRICTURE ASSORTED SIZES AND DIAMETERS, DISPOSABLE | ENDOSCOPY SUPPLIES SUPPLEMENTARY
19677 | 4229501701600 | ENDOSCOPIC ULTRASOUND GUIDED FINE NEEDLE, FIDUCIAL PLACEMENT SYSTEM, PRELOADED | ENDOSCOPY SUPPLIES SUPPLEMENTARY
19678 | 4214260100700 | FINE NEEDLE ASPIRATION (FNA NEEDLE), COMPATIBLE WITH INTERCHANGEABLE EUS DELIVERY SYSTEM, ASSORTED SIZES (INCLUDING 19G, 22 G, 25 G) | ENDOSCOPY SUPPLIES SUPPLEMENTARY
19679 | 4214260100600 | INTERCHANGEABLE EUS DELIVERY SYSTEM WITH FINE NEEDLE ASPIRATION (FNA NEEDLE), ASSORTED SIZES (INCLUDING 19G, 22 G, 25 G) | ENDOSCOPY SUPPLIES SUPPLEMENTARY
19680 | 4229501701200 | CAPSULE ENDOSCOPY DELIVERY DEVICE (FOR DIRECT PLACEMENT OF VIDEO CAPSULE INTO THE STOMACH OR SMALL INTESTINE FOR PATIENT WITH DYSPHAGIA) | ENDOSCOPY SUPPLIES SUPPLEMENTARY
19681 | 4229501700800 | REPLACEMENT PERCUTANEOUS ENDOSCOPIC GASTROSTOMY (PEG) TUBE , RIGHT ANGLE, LONG , BALLOON, ≥6 MOTHS DURABILITY, ASSORTED SIZES | ENDOSCOPY SUPPLIES SUPPLEMENTARY
19682 | 4229633903000 | CERAMIC SCISSOR FOR LASER FIBER OF DIRECT VISUALIZATION SYSTEM OF CHOLANGIOSCOPE REUSABLE | ENDOSCOPY SUPPLIES SUPPLEMENTARY
19683 | 4229180253800 | BILIARY BIOPSY FORCEPS, NON WIRE GUIDED, DIMETER 2.1 MM OR LESS , LENGTH NOT LESS THAN 220 CM | ENDOSCOPY SUPPLIES SUPPLEMENTARY
19684 | 4229180253700 | BILIARY BIOPSY FORCEPS, WIRE GUIDED, DIMETER 2.1 MM OR LESS , LENGTH NOT LESS THAN 220 CM | ENDOSCOPY SUPPLIES SUPPLEMENTARY
19685 | 4229510402100 | ELECTROSURGICAL BIPOLAR CABLE ADAPTER FOR ELECTROSURGICAL UNIT | ENDOSCOPY SUPPLIES SUPPLEMENTARY
19686 | 4229631300300 | SINGLE USE AIR/WATER AND SUCTION VALVES SET TO BE USED WITH THE SINGLE USE FLEXIBLE DUODENOSCOPE | ENDOSCOPY SUPPLIES SUPPLEMENTARY
19687 | 4115000037000 | DETECTION, FOR ENDOSCOPY PROTEIN, 2.8MM | ENDOSCOPY SUPPLIES SUPPLEMENTARY
19688 | 4229553900200 | ENDOLUMINAL SPONGE VACUUM THERAPY WITHOUT STENT | ENDOSCOPY SUPPLIES SUPPLEMENTARY
19689 | 4110180400500 | RADIOFREQUENCY ABLATION (RFA) CATHETER, RECTANGULAR, THROUGH THE SCOPE (TTS) FOR BARRETT'S ESOPHAGUS | ENDOSCOPY SUPPLIES SUPPLEMENTARY
19690 | 4229633908200 | BALLOON APPLICATOR FOR LINEAR EUS SCOPE, REUSABLE | ENDOSCOPY SUPPLIES SUPPLEMENTARY
19691 | 4228152105600 | PAPER- IMPACT PRINTER- LARGE WITH SPINDLE DSD/SSD MEDIVATOR RANGE OR EQUIVALENT | ENDOSCOPY SUPPLIES SUPPLEMENTARY
19692 | 4229161603600 | POLYPECTOMY ROTATABLE SNARE MULTISTAGE NOT LESS THAN THREE DIFFERENT SIZE IN ONE SNARE ASSORTED SIZES | ENDOSCOPY SUPPLIES SUPPLEMENTARY
19693 | 4110180402000 | CLEANING BRUSH WITH BALL TIP FOR SCOPE CHANNEL, REUSABLE, ASSORTED SIZES | ENDOSCOPY SUPPLIES SUPPLEMENTARY
19694 | 4110180402400 | ALCOHOL 70% ISOPROPYL SOLUTION, FOR ALCOHOL FLUSH TO PROMOTE SCOPE CHANNELS DRYING, 5 LITERS | ENDOSCOPY SUPPLIES SUPPLEMENTARY
19695 | 4227190907100 | BIOPSY VALVE, FOR BRONCHOSCOPE, SINGLE USE (IT SHOULD BE COMPATIBLE WITH HOSPITAL STANDARD) | ENDOSCOPY SUPPLIES SUPPLEMENTARY
19696 | 4227190906300 | BIOPSY VALVE, FOR BRONCHOSCOPE, REUSABLE (IT SHOULD BE COMPATIBLE WITH HOSPITAL STANDARD) | ENDOSCOPY SUPPLIES SUPPLEMENTARY
19697 | 4229631700300 | AIR/WATER VALVE FOR GASTROSCOPE AND COLONOSCOPE AND DUODENOSCOPE, SINGLE USE | ENDOSCOPY SUPPLIES SUPPLEMENTARY
19698 | 4227150401400 | THROUGH THE SCOPE (TTS) UNCOVERED SELF EXPANDING ESOPHAGEAL METALLIC STENT, ASSORTED SIZES AND DIAMETERS | ENDOSCOPY SUPPLIES SUPPLEMENTARY
19699 | 4228200001300 | ADAPTOR (PLUG) AIR/WATER /SUCTION FOR MANUAL CLEANING FOR GASTROSCOPE AND COLONOSCOPE AND DUODENOSCOPE COMPATIBLE WITH EACH HOSPITAL SCOPE DISPOSABLE | ENDOSCOPY SUPPLIES SUPPLEMENTARY
19700 | 4229494105000 | BILIARY GUIDEWIRE WITH HYDROPHILIC TIP , ASSORTED TYPES OF TIP (STRAIGHT AND ANGULATED), ASSORTED TYPES OF STIFFNESS (REGULAR/ STIFF), 0.018 INCH , SHORT WIRE (260 CM LENGTH) | ENDOSCOPY SUPPLIES SUPPLEMENTARY
19701 | 4228152105700 | PAPER- PRINTER IMPACT PRINTER- SMALL WITH SPINDLE DSD/SSD MEDIVATOR RANGE OR EQUIVALENT | ENDOSCOPY SUPPLIES SUPPLEMENTARY
19702 | 4229631701500 | LASER FIBER STRIP FOR DIRECT VISUALIZATION SYSTEM OF CHOLANGIOSCOPE REUSABLE | ENDOSCOPY SUPPLIES SUPPLEMENTARY
19703 | 4229490013000 | EUS CELIAC PLEXUS NEUROLYSIS FNA NEEDLE, DISTAL NEEDLE TIP WITH SIDE HOLES, ASSORTED SIZES | ENDOSCOPY SUPPLIES SUPPLEMENTARY
19704 | 4220341777700 | CARDIAC ASSIST DEVICE, SURGICALLY IMPLANTED HEART PUMP, GENERATES BLOOD FLOW FROM LEFT VENTRICLE TO THE AORTA, COMPLETE KIT | CARDIOVASCULAR TENDER
19705 | 4220341777800 | CONFORMABLE STENT GRAFT ENDOPROSTHESIS FOR THORACIC AORTIC TRAUMA, TYPE B DISSECTION & ANEURYSM, NITINOL STENT, EPTFE, SUTURELESS CONSTRUCTION, MULTIPLE STAGED DEPLOYMENT DELIVERY SYSTEM ENABLES ADJUSTMENT, PLACEMENT AND PROXIMAL ANGULATION TO PREVENT BIRD BEAK AND ENDO LEAK. UNIQE TREATMENT RANGE STARTING FROM 16MM DIAMETER. ASSORTED SIZES AS PER HOSPITAL REQUEST. | CARDIOVASCULAR TENDER
19706 | 4229600606200 | VASCULAR GRAFT REINFORCED EXPANDED TAPERED POLYTETRA FLUORO ETHYLENE (PTFE) FOR ANGIOACCESS INTERNAL DIAMETER 4-5MM, 40CM LONG IMPREGNATED WITH SIROLIMUS | CARDIOVASCULAR TENDER
19707 | 4229600606500 | VASCULAR GRAFT, REINFORCED EXPANDED, RINGED, POLYTETRA FLUORO ETHYLENE (PTFE) FOR ANGIOACCESS, INTERNAL DIAMETER 6 MM, 40 CM LONG WITH 5 CM RING SECTION, IMPREGNATED WITH SIROLIMUS | CARDIOVASCULAR TENDER
19708 | 4220341777900 | CONFORMABLE STENT GRAFT ENDOPROSTHESIS FOR ABDOMINAL AORTIC ANEURYSM, NITINOL STENT, SUTURELESS CONSTRUCTION EPTFE, MULTIPLE STAGED DEPLOYMENT DELIVERY SYSTEM ENABLES ADJUSTMENT, PLACEMENT AND ANGULATION FOR PRECISE POSITIONING. INDICATED TO TREAT HOSTILE INFRARENAL NECK UP TO 90 DEGREE. INDICATED TO TREAT YOUNG PATIENTS’ ANATOMY STARTING FROM 16MM. ASSORTED SIZES AS PER HOSPITAL REQUEST. | CARDIOVASCULAR TENDER
19709 | 4229471400200 | CENTRIFUGAL BLOOD PUMP PEDIATRIC DISPOSABLE STERILE | CARDIOVASCULAR TENDER
19710 | 4229600606700 | VASCULAR GRAFT REINFORCED EXPANDED STRAIGHT POLYTETRA FLUORO ETHYLENE (PTFE) FOR ANGIOACCESS INTERNAL DIAMETER 6 MM , 40 CM LONG | CARDIOVASCULAR TENDER
19711 | 4214253603600 | CATHETER THORACIC RIGHT ANGLED OR STRAIGHT (ASSORTED) FOR ADULT AND PEDIATRIC PVC COATED FOR LOW CLOT FORMATION WITH RADIO-OPAQUE STRIPE MULTIPLE SPIRAL EYELETS AND DEPTH MARKING ASSORTED SIZES AS PER HOSPITAL REQUEST DISPOSABLE STERILE | CARDIOVASCULAR TENDER
19712 | 4229474101800 | VENO VENOUS DUAL LUMEN WIRE REINFORCED CANNULA FOR RIGHT VENTRICLE SUPPORT WITH RADIOPAQUE TIP MARKERS, ASSORTED SIZES AS PER HOSPITAL REQUEST, DISPOSABLE, STERILE | CARDIOVASCULAR TENDER
19713 | 4222230201100 | BLOOD TRANSFUSION BLUE FILTER REINFUSION FOR SALVAGED BLOOD DISPOSABLE STERILE | CARDIOVASCULAR TENDER
19714 | 4229514101200 | ASPIRATION AND ANTICOAGULATION COLLECTION KIT (INCLUDING TABLE LINE , RESERVOIR.), FOR CELL SAVER, MUST BE COMPATIBLE WITH HOSPITAL MACHINE, DISPOSABLE, STERILE | CARDIOVASCULAR TENDER
19715 | 4220341035200 | T-SHAPE VASCULAR PTFE GRAFT NITINOL REINFORCED USED FOR HEMODIALYSIS ACCESS PROVIDED WITH DEPLOYMENT SYSTEM. SIZE 4 - 7 MM LENGTH 35 CM STERILE | CARDIOVASCULAR TENDER
19716 | 4229600606600 | VASCULAR GRAFT REINFORCED EXPANDED RINGED POLYTETRA FLURO ETHYLENE (PTFE) FOR ANGIOACCESS INTERNAL DIAMETER 6 MM, 40 CM LONG WITH 5 CM RING SECTION | CARDIOVASCULAR TENDER
19717 | 4220344713400 | PATCH BOVINE BIO-SCAFFOLD SIZE 8 CM X 14 CM STERILE | CARDIOVASCULAR TENDER
19718 | 4220341101200 | CATHETER, EMBOLECTOMY, SINGLE LUMEN, PROGRESSIVE INFLATION, CONCENTRIC, HIGHLY RUPTURE-RESISTANT, RADIOPAQUE, SIZE 3FR, 40 TO 80 CM LONG ACCORDING TO CENTER REQUEST, PEBAX MATERIAL, DISPOSABLE, STERILE | CARDIOVASCULAR TENDER
19719 | 4220344713100 | TISSUE VALVE IMPLANT AORTIC MOUNTED ASSORTED SIZES AS PER HOSPITAL REQUEST STERILE | CARDIOVASCULAR TENDER
19720 | 4220341101300 | CATHETER, EMBOLECTOMY, SINGLE LUMEN, PROGRESSIVE INFLATION, CONCENTRIC, HIGHLY RUPTURE-RESISTANT, RADIOPAQUE, SIZE 2FR, 80 TO 40 CM LONG ACCORDING TO CENTER REQUEST, PEBAX MATERIAL, DISPOSABLE, STERILE | CARDIOVASCULAR TENDER
19721 | 4229600645400 | GRAFT VASCULAR EPTFE HEPARIN-BONDED SIZE 4 -7 MM X 45 - 50 CM STERILE | CARDIOVASCULAR TENDER
19722 | 4220341101100 | CATHETER, EMBOLECTOMY, SINGLE LUMEN, PROGRESSIVE INFLATION, CONCENTRIC, HIGHLY RUPTURE-RESISTANT, RADIOPAQUE, SIZE 4FR, 40 TO 80 CM LONG ACCORDING TO CENTER REQUEST, PEBAX MATERIAL, DISPOSABLE, STERILE | CARDIOVASCULAR TENDER
19723 | 4216160001800 | EXTRACORPOREAL MEMBRANE OXYGENATION (ECMO) SET NEONATE APPROVED TO BE USED FOR NOT LESS THAN 29 DAYS CONSISTS OF: CENTRIFUGAL PUMP HEAD AND OXYGENATOR AND TUBING LINES, COATED COMPATIBLE WITH THE EXISTING ECMO MACHINE FOR THE REQUESTED HOSPITAL DISPOSABLE STERILE | CARDIOVASCULAR TENDER
19724 | 4220341100700 | CATHETER, EMBOLECTOMY, OVER-THE-WIRE, PROGRESSIVE INFLATION, CONCENTRIC, HIGHLY RUPTURE-RESISTANT, RADIOPAQUE, SIZE 3FR, 80 CM LONG, PEBAX MATERIAL, DISPOSABLE, STERILE | CARDIOVASCULAR TENDER
19725 | 4220341100800 | CATHETER, EMBOLECTOMY, SINGLE LUMEN, PROGRESSIVE INFLATION, CONCENTRIC, HIGHLY RUPTURE-RESISTANT, RADIOPAQUE, SIZE 7FR, 80 CM LONG, PEBAX MATERIAL, DISPOSABLE, STERILE | CARDIOVASCULAR TENDER
19726 | 4229600306900 | RING MITRAL VALVE FULLY-RIGID ASSORTED SIZES AS PER HOSPITAL REQUEST STERILE | CARDIOVASCULAR TENDER
19727 | 4220341101000 | CATHETER, EMBOLECTOMY, SINGLE LUMEN, PROGRESSIVE INFLATION, CONCENTRIC, HIGHLY RUPTURE-RESISTANT, RADIOPAQUE, SIZE 5FR, 80 CM LONG, PEBAX MATERIAL, DISPOSABLE, STERILE | CARDIOVASCULAR TENDER
19728 | 4229600618400 | VASCULAR GRAFT REINFORCED EXPANDED STRAIGHT POLYTETRA FLUORO ETHYLENE (PTFE) FOR ANGIOACCESS INTERNAL DIAMETER 6 MM, 40 CM LONG IMPREGNATED WITH SIROLIMUS | CARDIOVASCULAR TENDER
19729 | 4229600618500 | VASCULAR GRAFT REINFORCED EXPANDED TAPERED POLYTETRA FLUORO ETHYLENE (PTFE) FOR ANGIOACCESS INTERNAL DIAMETER 4 - 5 MM, 40 CM LONG | CARDIOVASCULAR TENDER
19730 | 4220341100900 | CATHETER, EMBOLECTOMY, SINGLE LUMEN, PROGRESSIVE INFLATION, CONCENTRIC, HIGHLY RUPTURE-RESISTANT, RADIOPAQUE, SIZE 6FR, 80 CM LONG, PEBAX MATERIAL, DISPOSABLE, STERILE | CARDIOVASCULAR TENDER
19731 | 4215210011700 | MAXILLARY PATIENT SPECIFIC ORTHOGNATHICS , CUSTOM PLATES , INCLUDED PLANNING SESSION, ,WITH 2 SURGICAL SPLINT (INTERMEDIATE + FINAL ), WITH 2 TITANIUM CUTTING GUIDES, ( COMPATIBLE SCREWS SHOULD BE PROVIDED) | DENTAL SUPPLIES (LABORATORY, IMPLANT AND MAXILLOFACIAL SURGERY) SUPPLEMENTARY
19732 | 4215210011500 | MAXILLARY PATIENT SPECIFIC ORTHOGNATHICS, INCLUDED PLANNING SESSION ,WITH 2 SURGICAL SPLINT (INTERMEDIATE + FINAL ) AND 2 TITANIUM CUTTING GUIDES | DENTAL SUPPLIES (LABORATORY, IMPLANT AND MAXILLOFACIAL SURGERY) SUPPLEMENTARY
19733 | 4215210011900 | CHIN PATIENT SPECIFIC ORTHOGNATHICS , INCLUDED PLANNING SESSION, WITH 2 TITANIUM CUTTING GUIDES. | DENTAL SUPPLIES (LABORATORY, IMPLANT AND MAXILLOFACIAL SURGERY) SUPPLEMENTARY
19734 | 4215210012000 | CHIN PATIENT SPECIFIC ORTHOGNATHICS , CUSTOM PLATES , INCLUDED PLANNING SESSION, WITH 2 TITANIUM GUIDES.( COMPATIBLE SCREWS SHOULD BE PROVIDED) | DENTAL SUPPLIES (LABORATORY, IMPLANT AND MAXILLOFACIAL SURGERY) SUPPLEMENTARY
19735 | 4215210012100 | PATIENT SPECIFIC DISTRACTION UNILATERAL MAXILLA,DISTRACTION FULL KIT , VECTOR GUIDE, CUTTING GUIDE (WITH PLANNING SESSION AND CUSTOM MADE COMPONENTS) . ( COMPATIBLE SCREWS SHOULD BE PROVIDED) | DENTAL SUPPLIES (LABORATORY, IMPLANT AND MAXILLOFACIAL SURGERY) SUPPLEMENTARY
19736 | 4215210011400 | CHIN PATIENT SPECIFIC ORTHOGNATHICS , CUSTOM PLATES , INCLUDED PLANNING SESSION, WITH 2 POLYAMID GUIDES.( COMPATIBLE SCREWS SHOULD BE PROVIDED) | DENTAL SUPPLIES (LABORATORY, IMPLANT AND MAXILLOFACIAL SURGERY) SUPPLEMENTARY
19737 | 4215210011300 | CHIN PATIENT SPECIFIC ORTHOGNATHICS , INCLUDED PLANNING SESSION, WITH 2 POLYAMID CUTTING GUIDES. | DENTAL SUPPLIES (LABORATORY, IMPLANT AND MAXILLOFACIAL SURGERY) SUPPLEMENTARY
19738 | 4215210012300 | PATIENT SPECIFIC DISTRACTION UNILATERAL MANDIBLE,DISTRACTION FULL KIT , VECTOR GUIDE, CUTTING GUIDE (WITH PLANNING SESSION AND CUSTOM MADE COMPONENTS) . ( COMPATIBLE SCREWS SHOULD BE PROVIDED) | DENTAL SUPPLIES (LABORATORY, IMPLANT AND MAXILLOFACIAL SURGERY) SUPPLEMENTARY
19739 | 4215210011600 | MANDIBULAR PATIENT SPECIFIC ORTHOGNATHICS, INCLUDED PLANNING SESSION ,WITH 2 SURGICAL SPLINT (INTERMEDIATE + FINAL ) AND 2 TITANIUM CUTTING GUIDES | DENTAL SUPPLIES (LABORATORY, IMPLANT AND MAXILLOFACIAL SURGERY) SUPPLEMENTARY
19740 | 4215210012400 | PATIENT SPECIFIC DISTRACTION BILATERAL MANDIBLE,DISTRACTION FULL KIT , VECTOR GUIDE, CUTTING GUIDE (WITH PLANNING SESSION AND CUSTOM MADE COMPONENTS) . ( COMPATIBLE SCREWS SHOULD BE PROVIDED) | DENTAL SUPPLIES (LABORATORY, IMPLANT AND MAXILLOFACIAL SURGERY) SUPPLEMENTARY
19741 | 4215210011800 | MANDIBULAR PATIENT SPECIFIC ORTHOGNATHICS , CUSTOM PLATES , INCLUDED PLANNING SESSION, ,WITH 2 SURGICAL SPLINT (INTERMEDIATE + FINAL ), WITH 2 TITANIUM CUTTING GUIDES, ( COMPATIBLE SCREWS SHOULD BE PROVIDED) | DENTAL SUPPLIES (LABORATORY, IMPLANT AND MAXILLOFACIAL SURGERY) SUPPLEMENTARY
19742 | 4214253001200 | ELECTRONIC WAXING TIPS, ASSORTED TYPES OF TIPS, COMPATIBLE WITH RENFERT | DENTAL SUPPLIES (LABORATORY, IMPLANT AND MAXILLOFACIAL SURGERY) SUPPLEMENTARY
19743 | 4215210011100 | MAXILLARY PATIENT SPECIFIC ORTHOGNATHICS , CUSTOM PLATES , INCLUDED PLANNING SESSION, ,WITH 2 SURGICAL SPLINT (INTERMEDIATE + FINAL ), WITH 2 POLYAMID CUTTING GUIDES, ( COMPATIBLE SCREWS SHOULD BE PROVIDED) | DENTAL SUPPLIES (LABORATORY, IMPLANT AND MAXILLOFACIAL SURGERY) SUPPLEMENTARY
19744 | 4215168600200 | INTERNAL / CRESTAL APPROACH SINUS LIFT KIT | DENTAL SUPPLIES (LABORATORY, IMPLANT AND MAXILLOFACIAL SURGERY) SUPPLEMENTARY
19745 | 4215166002300 | APPLICATOR BRUSH FOR LIQUID SEPARATOR | DENTAL SUPPLIES (LABORATORY, IMPLANT AND MAXILLOFACIAL SURGERY) SUPPLEMENTARY
19746 | 4215164100700 | PKT WAX CARVER STAINLESS STEEL DOUBLE-ENDED SIZE 5 | DENTAL SUPPLIES (LABORATORY, IMPLANT AND MAXILLOFACIAL SURGERY) SUPPLEMENTARY
19747 | 4215164100600 | PKT WAX CARVER STAINLESS STEEL DOUBLE-ENDED SIZE 3 | DENTAL SUPPLIES (LABORATORY, IMPLANT AND MAXILLOFACIAL SURGERY) SUPPLEMENTARY
19748 | 4215164100500 | PKT WAX CARVER STAINLESS STEEL DOUBLE-ENDED SIZE 1 | DENTAL SUPPLIES (LABORATORY, IMPLANT AND MAXILLOFACIAL SURGERY) SUPPLEMENTARY
19749 | 4215164100400 | PKT WAX CARVER STAINLESS STEEL DOUBLE-ENDED SIZE 2 | DENTAL SUPPLIES (LABORATORY, IMPLANT AND MAXILLOFACIAL SURGERY) SUPPLEMENTARY
19750 | 4215164100300 | PKT WAX CARVER STAINLESS STEEL DOUBLE-ENDED SIZE 4 | DENTAL SUPPLIES (LABORATORY, IMPLANT AND MAXILLOFACIAL SURGERY) SUPPLEMENTARY
19751 | 4215161493300 | MILLING BUR CS SHAPE C5 LWH 1.5 MM COMPATIBLE WITH CEREC MILLING MACHINE. | DENTAL SUPPLIES (LABORATORY, IMPLANT AND MAXILLOFACIAL SURGERY) SUPPLEMENTARY
19752 | 4215161493200 | DIAMOND BUR LWH 1.2 MM COMPATIBLE WITH CEREC MILLING MACHINE. | DENTAL SUPPLIES (LABORATORY, IMPLANT AND MAXILLOFACIAL SURGERY) SUPPLEMENTARY
19753 | 4215161493100 | DIAMOND BUR LWH 1.4 MM COMPATIBLE WITH CEREC MILLING MACHINE. | DENTAL SUPPLIES (LABORATORY, IMPLANT AND MAXILLOFACIAL SURGERY) SUPPLEMENTARY
19754 | 4215161493000 | FINISHER BUR CARBIDE SIZE 10 DIAMETER 1 MM COMPATIBLE WITH CEREC MILLING MACHINE. | DENTAL SUPPLIES (LABORATORY, IMPLANT AND MAXILLOFACIAL SURGERY) SUPPLEMENTARY
19755 | 4215161492900 | SHAPER BUR CARBIDE SIZE 25 DIAMETER 2.5 MM COMPATIBLE WITH CEREC MILLING MACHINE. | DENTAL SUPPLIES (LABORATORY, IMPLANT AND MAXILLOFACIAL SURGERY) SUPPLEMENTARY
19756 | 4215161492800 | POINTED CYLINDER BUR SIZE 12S LWH 12 MM COMPATIBLE WITH CEREC MILLING MACHINE. | DENTAL SUPPLIES (LABORATORY, IMPLANT AND MAXILLOFACIAL SURGERY) SUPPLEMENTARY
19757 | 4215161492700 | STEP BUR SIZE 12S LWH 12 MM COMPATIBLE WITH CEREC MILLING MACHINE. | DENTAL SUPPLIES (LABORATORY, IMPLANT AND MAXILLOFACIAL SURGERY) SUPPLEMENTARY
19758 | 4215161489700 | BUR CARBIDE HP CYLINDER FOR ACRYLIC CUTTING SIZE 6.0 MM ISO# 500 - 104 - 118 - 174 - 060 | DENTAL SUPPLIES (LABORATORY, IMPLANT AND MAXILLOFACIAL SURGERY) SUPPLEMENTARY
19759 | 4215161416700 | DIAMOND-COATED MILLING DRILLS, ASSORTED DIAMETERS, COMPATIBLE WITH AMANN GIRRBACH MILLING MACHINES | DENTAL SUPPLIES (LABORATORY, IMPLANT AND MAXILLOFACIAL SURGERY) SUPPLEMENTARY
19760 | 4215160602600 | LECRON WAX CARVER STAINLESS STEEL HANDLE DOUBLE-ENDED KNIFE END/SMALL SCOPE END SIZE 5 | DENTAL SUPPLIES (LABORATORY, IMPLANT AND MAXILLOFACIAL SURGERY) SUPPLEMENTARY
19761 | 4215160600500 | WAX CARVER SET WHICH CONSISTS OF 12 PCS: LE - CORN CARVER, LARGE WAX SPATULA, BLADE HANDLE (SCALPEL), WAX SPATULA NO. 7, LARGE WAX KNIFE, SMALL WAX KNIFE, P.K.T NO. 1, P.K.T NO. 2, P.K.T NO. 4, P.K.T NO. 5, ASH NO. 5 CARVER AND TWEEZERSS | DENTAL SUPPLIES (LABORATORY, IMPLANT AND MAXILLOFACIAL SURGERY) SUPPLEMENTARY
19762 | 4214253001100 | ELECTRONIC WAXING TIPS, ASSORTED TYPES OF TIPS, COMPATIBLE WITH AMANN GIRRBACH | DENTAL SUPPLIES (LABORATORY, IMPLANT AND MAXILLOFACIAL SURGERY) SUPPLEMENTARY
19763 | 4215169701000 | SOFTENING AGENT, REDUCES HARDNESS TO SHORE A 15-20. | DENTAL SUPPLIES (LABORATORY, IMPLANT AND MAXILLOFACIAL SURGERY) SUPPLEMENTARY
19764 | 4215169703700 | WAX LADLE WAX MELTING LADLE WITH NATURAL WOODEN HANDLE. | DENTAL SUPPLIES (LABORATORY, IMPLANT AND MAXILLOFACIAL SURGERY) SUPPLEMENTARY
19765 | 4215180503200 | MANDREL FELT CONE TO BE MOUNTED ON, SCREW TYPE, LARGE SIZE. | DENTAL SUPPLIES (LABORATORY, IMPLANT AND MAXILLOFACIAL SURGERY) SUPPLEMENTARY
19766 | 4215180512900 | ZIRCONIA MILLING BUR, TYPE 2L, FOR ROUGH MILLING, COMPATIBLE WITH ZIRCONZAHN CAD/CAM SYSTEM | DENTAL SUPPLIES (LABORATORY, IMPLANT AND MAXILLOFACIAL SURGERY) SUPPLEMENTARY
19767 | 4215210011000 | MANDIBULAR PATIENT SPECIFIC ORTHOGNATHICS, INCLUDED PLANNING SESSION ,WITH 2 SURGICAL SPLINT (INTERMEDIATE + FINAL ) AND 2 POLYAMID CUTTING GUIDES | DENTAL SUPPLIES (LABORATORY, IMPLANT AND MAXILLOFACIAL SURGERY) SUPPLEMENTARY
19768 | 4215210010900 | MAXILLARY PATIENT SPECIFIC ORTHOGNATHICS, INCLUDED PLANNING SESSION ,WITH 2 SURGICAL SPLINT (INTERMEDIATE + FINAL ) AND 2 POLYAMID CUTTING GUIDES | DENTAL SUPPLIES (LABORATORY, IMPLANT AND MAXILLOFACIAL SURGERY) SUPPLEMENTARY
19769 | 4215210010800 | ORBITEL RECONSTRUCTION, CUSTOMIZED IMPLANT - PEEK (MULTIPIECE), PLANNING SESSION INCLUDED, ( COMPATIBLE SCREWS SHOULD BE PROVIDED) | DENTAL SUPPLIES (LABORATORY, IMPLANT AND MAXILLOFACIAL SURGERY) SUPPLEMENTARY
19770 | 4215210010700 | ORBITEL RECONSTRUCTION, CUSTOMIZED IMPLANT - PEEK, DEFECT DIMENSION Ø 10-25 MM , PLANNING SESSION INCLUDED ( COMPATIBLE SCREWS SHOULD BE PROVIDED) | DENTAL SUPPLIES (LABORATORY, IMPLANT AND MAXILLOFACIAL SURGERY) SUPPLEMENTARY
19771 | 4215210010600 | ORBITEL RECONSTRUCTION, CUSTOMIZED IMPLANT - TITANIUM (MULTIPIECE), PLANNING SESSION INCLUDED, ( COMPATIBLE SCREWS SHOULD BE PROVIDED) | DENTAL SUPPLIES (LABORATORY, IMPLANT AND MAXILLOFACIAL SURGERY) SUPPLEMENTARY
19772 | 4215210010500 | ORBITEL RECONSTRUCTION, CUSTOMIZED IMPLANT - TITANIUM, DEFECT DIMENSION Ø 10-25 MM, PLANNING SESSION INCLUDED, ( COMPATIBLE SCREWS SHOULD BE PROVIDED) | DENTAL SUPPLIES (LABORATORY, IMPLANT AND MAXILLOFACIAL SURGERY) SUPPLEMENTARY
19773 | 4215210010400 | PATIENTSPECIFIC RECONSTRUCTION FOR THE CRANIUM - TITANIUM ,DEFECT DIMENSION Ø >150 MM, PLANNING SESSION INCLUDED (GRID OR WITH HOLES) ( COMPATIBLE SCREWS SHOULD BE PROVIDED) | DENTAL SUPPLIES (LABORATORY, IMPLANT AND MAXILLOFACIAL SURGERY) SUPPLEMENTARY
19774 | 4215210010300 | PATIENTSPECIFIC RECONSTRUCTION FOR THE CRANIUM - TITANIUM ,DEFECT DIMENSION Ø 110-150 MM, PLANNING SESSION INCLUDED (GRID OR WITH HOLES) ( COMPATIBLE SCREWS SHOULD BE PROVIDED) | DENTAL SUPPLIES (LABORATORY, IMPLANT AND MAXILLOFACIAL SURGERY) SUPPLEMENTARY
19775 | 4229170200200 | ZYGOMATIC SUSPENSION AWL 7 18CM, GRADE 410-420 SERIES STAINLESS STEEL (HIGH CARBON CONTENT AND A CERTAIN PERCENTAGE OF CHROMIUM) HEAT TREATED FOR GREATER RIGIDITY | DENTAL SUPPLIES (LABORATORY, IMPLANT AND MAXILLOFACIAL SURGERY) SUPPLEMENTARY
19776 | 4215210011200 | MANDIBULAR PATIENT SPECIFIC ORTHOGNATHICS , CUSTOM PLATES , INCLUDED PLANNING SESSION, ,WITH 2 SURGICAL SPLINT (INTERMEDIATE + FINAL ), WITH 2 POLYAMID CUTTING GUIDES, ( COMPATIBLE SCREWS SHOULD BE PROVIDED) | DENTAL SUPPLIES (LABORATORY, IMPLANT AND MAXILLOFACIAL SURGERY) SUPPLEMENTARY
19777 | 4215210010200 | PATIENTSPECIFIC RECONSTRUCTION FOR THE CRANIUM - TITANIUM ,DEFECT DIMENSION Ø 60-110 MM, PLANNING SESSION INCLUDED (GRID OR WITH HOLES) ( COMPATIBLE SCREWS SHOULD BE PROVIDED) | DENTAL SUPPLIES (LABORATORY, IMPLANT AND MAXILLOFACIAL SURGERY) SUPPLEMENTARY
19778 | 4215210010000 | PATIENTSPECIFIC RECONSTRUCTION FOR THE CRANIUM - PEEK ,DEFECT DIMENSION Ø >150 MM, PLANNING SESSION INCLUDED (WITH OR WITHOUT HOLES) ( COMPATIBLE SCREWS SHOULD BE PROVIDED) | DENTAL SUPPLIES (LABORATORY, IMPLANT AND MAXILLOFACIAL SURGERY) SUPPLEMENTARY
19779 | 4215210009900 | PATIENTSPECIFIC RECONSTRUCTION FOR THE CRANIUM - PEEK ,DEFECT DIMENSION Ø 110-150 MM, PLANNING SESSION INCLUDED (WITH OR WITHOUT HOLES) ( COMPATIBLE SCREWS SHOULD BE PROVIDED) | DENTAL SUPPLIES (LABORATORY, IMPLANT AND MAXILLOFACIAL SURGERY) SUPPLEMENTARY
19780 | 4215210009800 | PATIENTSPECIFIC RECONSTRUCTION FOR THE CRANIUM - PEEK ,DEFECT DIMENSION Ø 60-110 MM, PLANNING SESSION INCLUDED (WITH OR WITHOUT HOLES) ( COMPATIBLE SCREWS SHOULD BE PROVIDED) | DENTAL SUPPLIES (LABORATORY, IMPLANT AND MAXILLOFACIAL SURGERY) SUPPLEMENTARY
19781 | 4215210009700 | PATIENTSPECIFIC RECONSTRUCTION FOR THE CRANIUM - PEEK ,DEFECT DIMENSION Ø <60 MM, PLANNING SESSION INCLUDED, (WITH OR WITHOUT HOLES) ( COMPATIBLE SCREWS SHOULD BE PROVIDED) | DENTAL SUPPLIES (LABORATORY, IMPLANT AND MAXILLOFACIAL SURGERY) SUPPLEMENTARY
19782 | 4229310708700 | MUNRO MANDIBULAR LATERAL RAMUS RETRACTOR, STAINLESS STEEL, 20X80MM APPROXIMATE | DENTAL SUPPLIES (LABORATORY, IMPLANT AND MAXILLOFACIAL SURGERY) SUPPLEMENTARY
19783 | 4229310709500 | SET OF OBWEGESER ABDOMINAL RETRACTORS, FOR ILIAC BONE HARVEST, STAINLESS STEEL ,DIFFERENT SIZE | DENTAL SUPPLIES (LABORATORY, IMPLANT AND MAXILLOFACIAL SURGERY) SUPPLEMENTARY
19784 | 4215210000300 | VACUUM FORM CLEAR PLASTIC SHEET FOR DENTAL BLEACHING TRAY | DENTAL SUPPLIES (LABORATORY, IMPLANT AND MAXILLOFACIAL SURGERY) SUPPLEMENTARY
19785 | 4215180513100 | ZIRCONIA MILLING BUR, TYPE 0.5S, FOR VERY PRECISE MILLING, COMPATIBLE WITH ZIRCONZAHN CAD/CAM SYSTEM | DENTAL SUPPLIES (LABORATORY, IMPLANT AND MAXILLOFACIAL SURGERY) SUPPLEMENTARY
19786 | 4215180513000 | ZIRCONIA MILLING BUR, TYPE 1L, FOR PRECISE MILLING, COMPATIBLE WITH ZIRCONZAHN CAD/CAM SYSTEM | DENTAL SUPPLIES (LABORATORY, IMPLANT AND MAXILLOFACIAL SURGERY) SUPPLEMENTARY
19787 | 4215210010100 | PATIENTSPECIFIC RECONSTRUCTION FOR THE CRANIUM - TITANIUM ,DEFECT DIMENSION Ø <60 MM, PLANNING SESSION INCLUDED (GRID OR WITH HOLES) ( COMPATIBLE SCREWS SHOULD BE PROVIDED) | DENTAL SUPPLIES (LABORATORY, IMPLANT AND MAXILLOFACIAL SURGERY) SUPPLEMENTARY
19788 | 4215210012500 | PATIENT SPECIFIC PREPROSTHETIC,SUB PERIOSTEAL IMPLANT ONE QUADRANT ,SURGICAL GUIDE, INCLUDED PLANNING SESSION UP TO FINAL PROSTHESIS , ( SHOULD BE PROVIDED WITH ABUTMENT CONNECTIONS COMPATIBLE WITH EACH HOSPITAL IMPLANT SYSTEM AND SCREWS) | DENTAL SUPPLIES (LABORATORY, IMPLANT AND MAXILLOFACIAL SURGERY) SUPPLEMENTARY
19789 | 4224200026300 | OIL COLORS, WITH HIGH CHROMA, HIGH TINTING STRENGTH, EXCELLENT ADHESION, FOR PAINTING ARTIFICIAL ACRYLIC EYES - CERULEAN BLUE OR COBALT BLUE COLOR 10-40 ML (TUBE=EA) | DENTAL SUPPLIES (LABORATORY, IMPLANT AND MAXILLOFACIAL SURGERY) SUPPLEMENTARY
19790 | 4215210012700 | RECONSTRUCTION OF THE MANDIBLE WITH TRANSPLANT GUIDE, RESECTION GUIDES, PLANNING SESSION INCLUDED, CUSTOM PLATES AND MODELS ,HALF JAW. ( COMPATIBLE SCREWS SHOULD BE PROVIDED) | DENTAL SUPPLIES (LABORATORY, IMPLANT AND MAXILLOFACIAL SURGERY) SUPPLEMENTARY
19791 | 4215220012500 | MOUTHGUARD SHEET, HARD MATERIAL, SQUARE, CLEAR, DIAMETER 125 MM, THICKNESS 2.0 MM (+/- 0.2) | DENTAL SUPPLIES (LABORATORY, IMPLANT AND MAXILLOFACIAL SURGERY) SUPPLEMENTARY
19792 | 4215220012400 | MOUTHGUARD SHEET, HARD MATERIAL, SQUARE, CLEAR, DIAMETER 125 MM, THICKNESS 1.0 MM (+/- 0.2) | DENTAL SUPPLIES (LABORATORY, IMPLANT AND MAXILLOFACIAL SURGERY) SUPPLEMENTARY
19793 | 4215220012200 | MOUTHGUARD SHEETS, FOR VACUUM FORMING SYSTEM, THICKNESS 1.0 MM | DENTAL SUPPLIES (LABORATORY, IMPLANT AND MAXILLOFACIAL SURGERY) SUPPLEMENTARY
19794 | 4215220002800 | MULTI SHADE INVESTMENT RING 200G | DENTAL SUPPLIES (LABORATORY, IMPLANT AND MAXILLOFACIAL SURGERY) SUPPLEMENTARY
19795 | 4215210015200 | BILATERAL TMJ PROSTHESIS PATIENT-SPECIFIC GLENOID FOSSA COMPONENT( TITANIUM ASSEMBLY AND ULTRA-HIGH MOLECULAR WEIGHT POLYETHYLENE (UHMW),CONDYLE COMPONENT(TITANIUM),SURGICAL GUIDES,PLANNING SESSION INCLUDED, ( COMPATIBLE SCREWS SHOULD BE PROVIDED) | DENTAL SUPPLIES (LABORATORY, IMPLANT AND MAXILLOFACIAL SURGERY) SUPPLEMENTARY
19796 | 4215210015100 | UNILATERAL TMJ PROSTHESIS PATIENT-SPECIFIC GLENOID FOSSA COMPONENT( TITANIUM ASSEMBLY AND ULTRA-HIGH MOLECULAR WEIGHT POLYETHYLENE (UHMW),CONDYLE COMPONENT(TITANIUM),SURGICAL GUIDES,PLANNING SESSION INCLUDED, ( COMPATIBLE SCREWS SHOULD BE PROVIDED) | DENTAL SUPPLIES (LABORATORY, IMPLANT AND MAXILLOFACIAL SURGERY) SUPPLEMENTARY
19797 | 4215210015000 | MIDFACE RECONSTRUCTION, CUSTOMIZED IMPLANT - PEEK, DEFECT DIMENSION Ø >70 MM, PLANNING SESSION INCLUDED, WITH RESECTION GUIDES ( COMPATIBLE SCREWS SHOULD BE PROVIDED) | DENTAL SUPPLIES (LABORATORY, IMPLANT AND MAXILLOFACIAL SURGERY) SUPPLEMENTARY
19798 | 4215210014900 | MIDFACE RECONSTRUCTION, CUSTOMIZED IMPLANT - PEEK, DEFECT DIMENSION Ø 35-70 MM, PLANNING SESSION INCLUDED, WITH RESECTION GUIDES ( COMPATIBLE SCREWS SHOULD BE PROVIDED) | DENTAL SUPPLIES (LABORATORY, IMPLANT AND MAXILLOFACIAL SURGERY) SUPPLEMENTARY
19799 | 4215210014800 | MIDFACE RECONSTRUCTION, CUSTOMIZED IMPLANT - PEEK, DEFECT DIMENSION Ø <35 MM, PLANNING SESSION INCLUDED, WITH RESECTION GUIDES ( COMPATIBLE SCREWS SHOULD BE PROVIDED) | DENTAL SUPPLIES (LABORATORY, IMPLANT AND MAXILLOFACIAL SURGERY) SUPPLEMENTARY
19800 | 4215210014700 | MIDFACE RECONSTRUCTION, CUSTOMIZED IMPLANT - PEEK, DEFECT DIMENSION Ø >70 MM, PLANNING SESSION INCLUDED, WITHOUT RESECTION GUIDES ( COMPATIBLE SCREWS SHOULD BE PROVIDED) | DENTAL SUPPLIES (LABORATORY, IMPLANT AND MAXILLOFACIAL SURGERY) SUPPLEMENTARY
19801 | 4215210014600 | MIDFACE RECONSTRUCTION, CUSTOMIZED IMPLANT - PEEK, DEFECT DIMENSION Ø 35-70 MM, PLANNING SESSION INCLUDED, WITHOUT RESECTION GUIDES ( COMPATIBLE SCREWS SHOULD BE PROVIDED) | DENTAL SUPPLIES (LABORATORY, IMPLANT AND MAXILLOFACIAL SURGERY) SUPPLEMENTARY
19802 | 4215220012600 | MOUTHGUARD SHEET, SOFT MATERIAL, SQUARE, CLEAR, DIAMETER 125 MM, THICKNESS 2.0 MM (+/- 0.2) | DENTAL SUPPLIES (LABORATORY, IMPLANT AND MAXILLOFACIAL SURGERY) SUPPLEMENTARY
19803 | 4215210014500 | MIDFACE RECONSTRUCTION, CUSTOMIZED IMPLANT - PEEK, DEFECT DIMENSION Ø <35 MM, PLANNING SESSION INCLUDED, WITHOUT RESECTION GUIDES ( COMPATIBLE SCREWS SHOULD BE PROVIDED) | DENTAL SUPPLIES (LABORATORY, IMPLANT AND MAXILLOFACIAL SURGERY) SUPPLEMENTARY
19804 | 4215210014400 | MIDFACE RECONSTRUCTION, CUSTOMIZED IMPLANT - TITANIUM, DEFECT DIMENSION Ø >70 MM, PLANNING SESSION INCLUDED, WITH RESECTION GUIDES ( COMPATIBLE SCREWS SHOULD BE PROVIDED) | DENTAL SUPPLIES (LABORATORY, IMPLANT AND MAXILLOFACIAL SURGERY) SUPPLEMENTARY
19805 | 4215210014300 | MIDFACE RECONSTRUCTION, CUSTOMIZED IMPLANT - TITANIUM,DEFECT DIMENSION Ø 35-70 MM, PLANNING SESSION INCLUDED, WITH RESECTION GUIDES ( COMPATIBLE SCREWS SHOULD BE PROVIDED) | DENTAL SUPPLIES (LABORATORY, IMPLANT AND MAXILLOFACIAL SURGERY) SUPPLEMENTARY
19806 | 4215210014200 | MIDFACE RECONSTRUCTION, CUSTOMIZED IMPLANT - TITANIUM, DEFECT DIMENSION Ø <35 MM, PLANNING SESSION INCLUDED, WITH RESECTION GUIDES ( COMPATIBLE SCREWS SHOULD BE PROVIDED) | DENTAL SUPPLIES (LABORATORY, IMPLANT AND MAXILLOFACIAL SURGERY) SUPPLEMENTARY
19807 | 4215210014100 | MIDFACE RECONSTRUCTION, CUSTOMIZED IMPLANT - TITANIUM, DEFECT DIMENSION Ø >70 MM, PLANNING SESSION INCLUDED, WITHOUT RESECTION GUIDES ( COMPATIBLE SCREWS SHOULD BE PROVIDED) | DENTAL SUPPLIES (LABORATORY, IMPLANT AND MAXILLOFACIAL SURGERY) SUPPLEMENTARY
19808 | 4215210014000 | MIDFACE RECONSTRUCTION, CUSTOMIZED IMPLANT - TITANIUM, DEFECT DIMENSION Ø 35-70 MM, PLANNING SESSION INCLUDED, WITHOUT RESECTION GUIDES ( COMPATIBLE SCREWS SHOULD BE PROVIDED) | DENTAL SUPPLIES (LABORATORY, IMPLANT AND MAXILLOFACIAL SURGERY) SUPPLEMENTARY
19809 | 4215210013900 | MIDFACE RECONSTRUCTION, CUSTOMIZED IMPLANT - TITANIUM, DEFECT DIMENSION Ø <35 MM, PLANNING SESSION INCLUDED, WITHOUT RESECTION GUIDES ( COMPATIBLE SCREWS SHOULD BE PROVIDED) | DENTAL SUPPLIES (LABORATORY, IMPLANT AND MAXILLOFACIAL SURGERY) SUPPLEMENTARY
19810 | 4215210013800 | RECONSTRUCTION OF THE MAXILLA WITH TRANSPLANT GUIDE, RESECTION GUIDES, CUSTOM PLATES AND MODELS ,DEFECT DIMENSION Ø >70 MM, PLANNING SESSION INCLUDED, ( COMPATIBLE SCREWS SHOULD BE PROVIDED) | DENTAL SUPPLIES (LABORATORY, IMPLANT AND MAXILLOFACIAL SURGERY) SUPPLEMENTARY
19811 | 4215210013700 | RECONSTRUCTION OF THE MAXILLA WITH TRANSPLANT GUIDE, RESECTION GUIDES, CUSTOM PLATES AND MODELS ,DEFECT DIMENSION Ø 35-70 MM, PLANNING SESSION INCLUDED . ( COMPATIBLE SCREWS SHOULD BE PROVIDED) | DENTAL SUPPLIES (LABORATORY, IMPLANT AND MAXILLOFACIAL SURGERY) SUPPLEMENTARY
19812 | 4215210013600 | RECONSTRUCTION OF THE MAXILLA WITH TRANSPLANT GUIDE, RESECTION GUIDES, CUSTOM PLATES AND MODELS ,DEFECT DIMENSION Ø <35 MM, PLANNING SESSION INCLUDED, ( COMPATIBLE SCREWS SHOULD BE PROVIDED) | DENTAL SUPPLIES (LABORATORY, IMPLANT AND MAXILLOFACIAL SURGERY) SUPPLEMENTARY
19813 | 4224200029600 | OIL COLORS, WITH HIGH CHROMA, HIGH TINTING STRENGTH, EXCELLENT ADHESION, FOR PAINTING ARTIFICIAL ACRYLIC EYES -BURNT UMBER COLOR 10-40 ML (TUBE=EA) | DENTAL SUPPLIES (LABORATORY, IMPLANT AND MAXILLOFACIAL SURGERY) SUPPLEMENTARY
19814 | 4224200029200 | THIXOTROPIC AGENT TO RAISE OR INCREASE THE VISCOSITY OF MOST PLATINUM SILICONE ELASTOMERS.10-40 ML | DENTAL SUPPLIES (LABORATORY, IMPLANT AND MAXILLOFACIAL SURGERY) SUPPLEMENTARY
19815 | 4215210012600 | PATIENT SPECIFIC PREPROSTHETIC,SUB PERIOSTEAL IMPLANT TWO QUADRANT ,SURGICAL GUIDE, INCLUDED PLANNING SESSION UP TO FINAL PROSTHESIS , ( SHOULD BE PROVIDED WITH ABUTMENT CONNECTIONS COMPATIBLE WITH EACH HOSPITAL IMPLANT SYSTEM AND SCREWS) | DENTAL SUPPLIES (LABORATORY, IMPLANT AND MAXILLOFACIAL SURGERY) SUPPLEMENTARY
19816 | 4224200028800 | PRIMER AGENT TO ENHANCING THE BOND BETWEEN PLATINUM SILICON TO VARIOUS SUBSTRATES 1 - 2.5 OZ | DENTAL SUPPLIES (LABORATORY, IMPLANT AND MAXILLOFACIAL SURGERY) SUPPLEMENTARY
19817 | 4215220024300 | SEMI-PRECIOUS ALLOY FOR METAL TO CERAMIC WORK | DENTAL SUPPLIES (LABORATORY, IMPLANT AND MAXILLOFACIAL SURGERY) SUPPLEMENTARY
19818 | 4215220400200 | MILLING MACHINE BURS FOR CEREC MACHINE TO MILLING BUR ZrO2 CS LWH 2.5 MM COMPATIBLE WITH CEREC MILLING MACHINE | DENTAL SUPPLIES (LABORATORY, IMPLANT AND MAXILLOFACIAL SURGERY) SUPPLEMENTARY
19819 | 4215300501800 | NANO CERAMIC HYBRID BIOCOMPATIBLE DENTAL PHOTO RESIN WITH CURING WAVELENGTH 365-405NM FOR DENTAL APPLICATIONS WITH DIFFERENT SHADES, 1-2 LITER - COMPATIBLE WITH EACH HOSPITAL MACHINE | DENTAL SUPPLIES (LABORATORY, IMPLANT AND MAXILLOFACIAL SURGERY) SUPPLEMENTARY
19820 | 4215271801100 | SOFT STAINLESS STEEL WIRES, 20 GAUGE, 30G, SPOOL | DENTAL SUPPLIES (LABORATORY, IMPLANT AND MAXILLOFACIAL SURGERY) SUPPLEMENTARY
19821 | 4215271702300 | SOFT STAINLESS STEEL WIRES, 26 GAUGE 0.4MM, 30G, SPOOL | DENTAL SUPPLIES (LABORATORY, IMPLANT AND MAXILLOFACIAL SURGERY) SUPPLEMENTARY
19822 | 4215271700600 | SOFT STAINLESS STEEL WIRES, 22 GAUGE 0.6MM, 30G, SPOOL | DENTAL SUPPLIES (LABORATORY, IMPLANT AND MAXILLOFACIAL SURGERY) SUPPLEMENTARY
19823 | 4215271300800 | ORTHODONTIC SPOT WELDER WITH AUXILLIARY CABLES FOR SOLDERING SMALL SIZE WITH ACCESSORIES AND SPARES | DENTAL SUPPLIES (LABORATORY, IMPLANT AND MAXILLOFACIAL SURGERY) SUPPLEMENTARY
19824 | 4215270101200 | ORTHODONTIC RUBBER FOR ORTHO STUDY MODEL BASE | DENTAL SUPPLIES (LABORATORY, IMPLANT AND MAXILLOFACIAL SURGERY) SUPPLEMENTARY
19825 | 4229161101200 | HOWARD BONE FILE, STRAIGHT CUT BONE AND SMOOTHING, STAINLESS STEEL, SIZE 12 | DENTAL SUPPLIES (LABORATORY, IMPLANT AND MAXILLOFACIAL SURGERY) SUPPLEMENTARY
19826 | 4110170801200 | STONE MODEL POLISHER LIQUID, USED FOR GLOSSING OF STONE MODEL, 500ML - 1L | DENTAL SUPPLIES (LABORATORY, IMPLANT AND MAXILLOFACIAL SURGERY) SUPPLEMENTARY
19827 | 4215251602500 | AUTOMATIC VACUUM MIXING BOWL, INCLUDING PADDLE, ASSORTED SIZES, COMPATIBLE WITH RENFERT UNITS | DENTAL SUPPLIES (LABORATORY, IMPLANT AND MAXILLOFACIAL SURGERY) SUPPLEMENTARY
19828 | 4215247515000 | MOUTHGUARD SHEET, HARD MATERIAL, ROUND, CLEAR, DIAMETER 125 MM, THICKNESS 2.0 MM (+/- 0.2) | DENTAL SUPPLIES (LABORATORY, IMPLANT AND MAXILLOFACIAL SURGERY) SUPPLEMENTARY
19829 | 4215247514900 | MOUTHGUARD SHEET, HARD MATERIAL, ROUND, CLEAR, DIAMETER 125 MM, THICKNESS 1.0 MM (+/- 0.2) | DENTAL SUPPLIES (LABORATORY, IMPLANT AND MAXILLOFACIAL SURGERY) SUPPLEMENTARY
19830 | 4215220300800 | ELECTRIC DENTAL BUNSEN BURNER | DENTAL SUPPLIES (LABORATORY, IMPLANT AND MAXILLOFACIAL SURGERY) SUPPLEMENTARY
19831 | 4215247510700 | DENTAL LATHAM APPLIANCE | DENTAL SUPPLIES (LABORATORY, IMPLANT AND MAXILLOFACIAL SURGERY) SUPPLEMENTARY
19832 | 4215246436900 | TITANIUM PREMILL ABUTMENTS, WITH HEX CONNECTION, BONE LEVEL, INCLUDING SCREWS, ASSORTED DIAMETERS, DESIGNED FOR CAD/CAM MILLING SYSTEM, COMPATIBLE WITH EACH HOSPITAL IMPLANT SYSTEM | DENTAL SUPPLIES (LABORATORY, IMPLANT AND MAXILLOFACIAL SURGERY) SUPPLEMENTARY
19833 | 4215245100400 | UTILITY WAX FOR BORDER MOLDING | DENTAL SUPPLIES (LABORATORY, IMPLANT AND MAXILLOFACIAL SURGERY) SUPPLEMENTARY
19834 | 4215241535300 | PRECIOUS ALLOY FOR METAL TO CERAMIC WORK - TYPE III HARD | DENTAL SUPPLIES (LABORATORY, IMPLANT AND MAXILLOFACIAL SURGERY) SUPPLEMENTARY
19835 | 4215241208300 | DEBUBBLIZER SURFACE TENSION-REDUCING LIQUID USED TO ELIMINATE AIR BUBBLES ON MOLDS BEFORE INVESTING, 500ML - 1L | DENTAL SUPPLIES (LABORATORY, IMPLANT AND MAXILLOFACIAL SURGERY) SUPPLEMENTARY
19836 | 4215240001200 | PLASTIC RETENTION FOR DIRECT APPLICATION TO WAXING (ASSORTMENT) 500 - 600 /PKG | DENTAL SUPPLIES (LABORATORY, IMPLANT AND MAXILLOFACIAL SURGERY) SUPPLEMENTARY
19837 | 4215224024400 | PMMA-COATED MILLING DRILLS, ASSORTED DIAMETERS, COMPATIBLE WITH AMANN GIRRBACH MILLING MACHINES | DENTAL SUPPLIES (LABORATORY, IMPLANT AND MAXILLOFACIAL SURGERY) SUPPLEMENTARY
19838 | 4215224024300 | ZIRCONIUM-COATED MILLING DRILLS, ASSORTED DIAMETERS, COMPATIBLE WITH AMANN GIRRBACH MILLING MACHINES | DENTAL SUPPLIES (LABORATORY, IMPLANT AND MAXILLOFACIAL SURGERY) SUPPLEMENTARY
19839 | 4215224024200 | LIQUID MONOMER, CLEAR, FOR HEAT CURE ACRYLIC RESIN, 500 ML – 1 L | DENTAL SUPPLIES (LABORATORY, IMPLANT AND MAXILLOFACIAL SURGERY) SUPPLEMENTARY
19840 | 4215224024100 | LIQUID MONOMER, CLEAR, FOR COLD CURE ACRYLIC RESIN, 500 ML – 1 L | DENTAL SUPPLIES (LABORATORY, IMPLANT AND MAXILLOFACIAL SURGERY) SUPPLEMENTARY
19841 | 4215222001000 | DENTAL MOUNTED STONES (BURS), BOX CONTAINS ASSORTMENT OF MOUNTED STONES FOR NON-PRECIOUS ALLOYS | DENTAL SUPPLIES (LABORATORY, IMPLANT AND MAXILLOFACIAL SURGERY) SUPPLEMENTARY
19842 | 4215221305100 | SCREW RETAINED MOUNTING FOR PLATE COMPATIBLE WITH STRATOS ARTICULATOR | DENTAL SUPPLIES (LABORATORY, IMPLANT AND MAXILLOFACIAL SURGERY) SUPPLEMENTARY
19843 | 4215247510400 | DENTAL TWO STAGE EXPANSION SCREWS | DENTAL SUPPLIES (LABORATORY, IMPLANT AND MAXILLOFACIAL SURGERY) SUPPLEMENTARY
19844 | 4224200028700 | PIGMENT FOR INTRINSIC SKIN COLORATION OF SILICONE RUBBERS USED WITH SPECTROMETER DIGITAL COLOR MATCHING SYSTEM WHITE COLOR 10 - 50 ML | DENTAL SUPPLIES (LABORATORY, IMPLANT AND MAXILLOFACIAL SURGERY) SUPPLEMENTARY
19845 | 4215210012200 | PATIENT SPECIFIC DISTRACTION BILATERAL MAXILLA,DISTRACTION FULL KIT , VECTOR GUIDE, CUTTING GUIDE (WITH PLANNING SESSION AND CUSTOM MADE COMPONENTS) . ( COMPATIBLE SCREWS SHOULD BE PROVIDED) | DENTAL SUPPLIES (LABORATORY, IMPLANT AND MAXILLOFACIAL SURGERY) SUPPLEMENTARY
19846 | 4224200028500 | PIGMENT FOR INTRINSIC SKIN COLORATION OF SILICONE RUBBERS USED WITH SPECTROMETER DIGITAL COLOR MATCHING SYSTEM RED COLOR 10 - 50 ML | DENTAL SUPPLIES (LABORATORY, IMPLANT AND MAXILLOFACIAL SURGERY) SUPPLEMENTARY
19847 | 4224200025000 | CUSTOM FLOCKING KIT FOR SILICONE COLORATION 10 COLORS. INTRINSIC | DENTAL SUPPLIES (LABORATORY, IMPLANT AND MAXILLOFACIAL SURGERY) SUPPLEMENTARY
19848 | 4224200027400 | PIGMENT FOR INTRINSIC SKIN COLORATION OF SILICONE RUBBERS USED WITH SPECTROMETER DIGITAL COLOR MATCHING SYSTEM DEEP GREY COLOR 10 - 50 ML | DENTAL SUPPLIES (LABORATORY, IMPLANT AND MAXILLOFACIAL SURGERY) SUPPLEMENTARY
19849 | 4224200025100 | EXTRINSIC COLORATION SYSTEM FOR FACIAL SILICONE PROSTHESIS 8 COLORS | DENTAL SUPPLIES (LABORATORY, IMPLANT AND MAXILLOFACIAL SURGERY) SUPPLEMENTARY
19850 | 4224200025300 | FUNCTIONAL INTRINSIC KIT FOR SILICONE COLORATION 23 COLORS 10-50ML | DENTAL SUPPLIES (LABORATORY, IMPLANT AND MAXILLOFACIAL SURGERY) SUPPLEMENTARY
19851 | 4224200025400 | FUNCTIONAL SILICONE FLUID TO REDUCE VISCOSITY OF SILICONE ELASTOMERS BY NOT CHANGING THE DUROMETER 1 - 5.5 OZ | DENTAL SUPPLIES (LABORATORY, IMPLANT AND MAXILLOFACIAL SURGERY) SUPPLEMENTARY
19852 | 4224200028600 | PIGMENT FOR INTRINSIC SKIN COLORATION OF SILICONE RUBBERS USED WITH SPECTROMETER DIGITAL COLOR MATCHING SYSTEM RED MOTTLE COLOR 10 - 50 ML | DENTAL SUPPLIES (LABORATORY, IMPLANT AND MAXILLOFACIAL SURGERY) SUPPLEMENTARY
19853 | 4224200025500 | MAXILLOFACIAL FACIAL PROSTHETICS PLATINUM SILICONE ELASTOMER 10:1 LOW VISCOSITY, TRANSLUCENT 500G-1KG 1:1 | DENTAL SUPPLIES (LABORATORY, IMPLANT AND MAXILLOFACIAL SURGERY) SUPPLEMENTARY
19854 | 4224200027300 | PIGMENT FOR INTRINSIC SKIN COLORATION OF SILICONE RUBBERS USED WITH SPECTROMETER DIGITAL COLOR MATCHING SYSTEM DARK DAPPLE COLOR 10 - 50 ML | DENTAL SUPPLIES (LABORATORY, IMPLANT AND MAXILLOFACIAL SURGERY) SUPPLEMENTARY
19855 | 4224200024800 | ACETOXY SILICONE DISPERSION ADHESIVE TO SEAL THE COLORATION WITH SILICONE 1 - 5 OZ | DENTAL SUPPLIES (LABORATORY, IMPLANT AND MAXILLOFACIAL SURGERY) SUPPLEMENTARY
19856 | 4224200027200 | PIGMENT FOR INTRINSIC SKIN COLORATION OF SILICONE RUBBERS USED WITH SPECTROMETER DIGITAL COLOR MATCHING SYSTEM CREAM COLOR 10 - 50 ML | DENTAL SUPPLIES (LABORATORY, IMPLANT AND MAXILLOFACIAL SURGERY) SUPPLEMENTARY
19857 | 4224200027100 | PIGMENT FOR INTRINSIC SKIN COLORATION OF SILICONE RUBBERS USED WITH SPECTROMETER DIGITAL COLOR MATCHING SYSTEM AUBERGINE COLOR 10 - 50 ML | DENTAL SUPPLIES (LABORATORY, IMPLANT AND MAXILLOFACIAL SURGERY) SUPPLEMENTARY
19858 | 4224200025700 | MAXILLOFACIAL FACIAL PROSTHETICS SILICONE ELASTOMER 10:1 RATIO- 500G -1KG | DENTAL SUPPLIES (LABORATORY, IMPLANT AND MAXILLOFACIAL SURGERY) SUPPLEMENTARY
19859 | 4224200027000 | OIL COLORS, WITH HIGH CHROMA, HIGH TINTING STRENGTH, EXCELLENT ADHESION, FOR PAINTING ARTIFICIAL ACRYLIC EYES - ZINC WHITE COLOR 10-40 ML (TUBE=EA) | DENTAL SUPPLIES (LABORATORY, IMPLANT AND MAXILLOFACIAL SURGERY) SUPPLEMENTARY
19860 | 4224200026900 | OIL COLORS, WITH HIGH CHROMA, HIGH TINTING STRENGTH, EXCELLENT ADHESION, FOR PAINTING ARTIFICIAL ACRYLIC EYES - YELLOW OCHRE COLOR 10-40 ML (TUBE=EA) | DENTAL SUPPLIES (LABORATORY, IMPLANT AND MAXILLOFACIAL SURGERY) SUPPLEMENTARY
19861 | 4224200026800 | OIL COLORS, WITH HIGH CHROMA, HIGH TINTING STRENGTH, EXCELLENT ADHESION, FOR PAINTING ARTIFICIAL ACRYLIC EYES - VANDYKE BROWN COLOR 10-40 ML (TUBE=EA) | DENTAL SUPPLIES (LABORATORY, IMPLANT AND MAXILLOFACIAL SURGERY) SUPPLEMENTARY
19862 | 4224200026700 | OIL COLORS, WITH HIGH CHROMA, HIGH TINTING STRENGTH, EXCELLENT ADHESION, FOR PAINTING ARTIFICIAL ACRYLIC EYES - TITANIUM WHITE COLOR 10-40 ML (TUBE=EA) | DENTAL SUPPLIES (LABORATORY, IMPLANT AND MAXILLOFACIAL SURGERY) SUPPLEMENTARY
19863 | 4224200025900 | MEDICAL SILICONE ADHESIVE IS FOR PATIENTS WITH IMPLANT RETAINED PROSTHESIS 0.25 - 1.5OZ | DENTAL SUPPLIES (LABORATORY, IMPLANT AND MAXILLOFACIAL SURGERY) SUPPLEMENTARY
19864 | 4224200026400 | OIL COLORS, WITH HIGH CHROMA, HIGH TINTING STRENGTH, EXCELLENT ADHESION, FOR PAINTING ARTIFICIAL ACRYLIC EYES - IVORY BLACK COLOR 10-40 ML (TUBE=EA) | DENTAL SUPPLIES (LABORATORY, IMPLANT AND MAXILLOFACIAL SURGERY) SUPPLEMENTARY
19865 | 4224200025600 | MAXILLOFACIAL FACIAL PROSTHETICS SILICONE ELASTOMER 1:1 RATIO, 500G -1KG | DENTAL SUPPLIES (LABORATORY, IMPLANT AND MAXILLOFACIAL SURGERY) SUPPLEMENTARY
19866 | 4224200026600 | OIL COLORS, WITH HIGH CHROMA, HIGH TINTING STRENGTH, EXCELLENT ADHESION, FOR PAINTING ARTIFICIAL ACRYLIC EYES - ROSE MADDER OR ALIZARIN CRIMSON COLOR 10-40 ML (TUBE=EA) | DENTAL SUPPLIES (LABORATORY, IMPLANT AND MAXILLOFACIAL SURGERY) SUPPLEMENTARY
19867 | 4215210013500 | RECONSTRUCTION OF THE MANDIBLE WITH CRIB MESH, RESECTION GUIDES, FULL JAW, PLANNING SESSION INCLUDED, ( COMPATIBLE SCREWS SHOULD BE PROVIDED) | DENTAL SUPPLIES (LABORATORY, IMPLANT AND MAXILLOFACIAL SURGERY) SUPPLEMENTARY
19868 | 4224200027500 | PIGMENT FOR INTRINSIC SKIN COLORATION OF SILICONE RUBBERS USED WITH SPECTROMETER DIGITAL COLOR MATCHING SYSTEM DEEP MOTTLE COLOR 10 - 50 ML | DENTAL SUPPLIES (LABORATORY, IMPLANT AND MAXILLOFACIAL SURGERY) SUPPLEMENTARY
19869 | 4224200028400 | PIGMENT FOR INTRINSIC SKIN COLORATION OF SILICONE RUBBERS USED WITH SPECTROMETER DIGITAL COLOR MATCHING SYSTEM RED BROWN COLOR 10 - 50 ML | DENTAL SUPPLIES (LABORATORY, IMPLANT AND MAXILLOFACIAL SURGERY) SUPPLEMENTARY
19870 | 4224200028300 | PIGMENT FOR INTRINSIC SKIN COLORATION OF SILICONE RUBBERS USED WITH SPECTROMETER DIGITAL COLOR MATCHING SYSTEM PINK COLOR 10 - 50 ML | DENTAL SUPPLIES (LABORATORY, IMPLANT AND MAXILLOFACIAL SURGERY) SUPPLEMENTARY
19871 | 4224200028200 | PIGMENT FOR INTRINSIC SKIN COLORATION OF SILICONE RUBBERS USED WITH SPECTROMETER DIGITAL COLOR MATCHING SYSTEM ORANGE COLOR 10 - 50 ML | DENTAL SUPPLIES (LABORATORY, IMPLANT AND MAXILLOFACIAL SURGERY) SUPPLEMENTARY
19872 | 4224200028100 | PIGMENT FOR INTRINSIC SKIN COLORATION OF SILICONE RUBBERS USED WITH SPECTROMETER DIGITAL COLOR MATCHING SYSTEM ORANGE BROWN COLOR 10 - 50 ML | DENTAL SUPPLIES (LABORATORY, IMPLANT AND MAXILLOFACIAL SURGERY) SUPPLEMENTARY
19873 | 4215210012800 | RECONSTRUCTION OF THE MANDIBLE WITH TRANSPLANT GUIDE, RESECTION GUIDES, PLANNING SESSION INCLUDED, CUSTOM PLATES AND MODELS ,FULL JAW. ( COMPATIBLE SCREWS SHOULD BE PROVIDED) | DENTAL SUPPLIES (LABORATORY, IMPLANT AND MAXILLOFACIAL SURGERY) SUPPLEMENTARY
19874 | 4215210012900 | MANDIBLE RECONSTRUCTION, CUSTOMIZED PLATE, HALF JAW, WITHOUT RESECTION GUIDES, PLANNING SESSION INCLUDED, ( COMPATIBLE SCREWS SHOULD BE PROVIDED) | DENTAL SUPPLIES (LABORATORY, IMPLANT AND MAXILLOFACIAL SURGERY) SUPPLEMENTARY
19875 | 4215210013400 | RECONSTRUCTION OF THE MANDIBLE WITH CRIB MESH, RESECTION GUIDES, HALF JAW, PLANNING SESSION INCLUDED, ( COMPATIBLE SCREWS SHOULD BE PROVIDED) | DENTAL SUPPLIES (LABORATORY, IMPLANT AND MAXILLOFACIAL SURGERY) SUPPLEMENTARY
19876 | 4215210013000 | MANDIBLE RECONSTRUCTION, CUSTOMIZED PLATE, FULL JAW, WITHOUT RESECTION GUIDES, PLANNING SESSION INCLUDED, ( COMPATIBLE SCREWS SHOULD BE PROVIDED) | DENTAL SUPPLIES (LABORATORY, IMPLANT AND MAXILLOFACIAL SURGERY) SUPPLEMENTARY
19877 | 4224200026500 | OIL COLORS, WITH HIGH CHROMA, HIGH TINTING STRENGTH, EXCELLENT ADHESION, FOR PAINTING ARTIFICIAL ACRYLIC EYES - OLIVE GREEN COLOR 10-40 ML (TUBE=EA) | DENTAL SUPPLIES (LABORATORY, IMPLANT AND MAXILLOFACIAL SURGERY) SUPPLEMENTARY
19878 | 4224200028000 | PIGMENT FOR INTRINSIC SKIN COLORATION OF SILICONE RUBBERS USED WITH SPECTROMETER DIGITAL COLOR MATCHING SYSTEM OLIVE COLOR 10 - 50 ML | DENTAL SUPPLIES (LABORATORY, IMPLANT AND MAXILLOFACIAL SURGERY) SUPPLEMENTARY
19879 | 4215210013200 | MANDIBLE RECONSTRUCTION, CUSTOMIZED IMPLANT - PEEK, FULL JAW, PLANNING SESSION INCLUDED, ( COMPATIBLE SCREWS SHOULD BE PROVIDED) | DENTAL SUPPLIES (LABORATORY, IMPLANT AND MAXILLOFACIAL SURGERY) SUPPLEMENTARY
19880 | 4215210013300 | MANDIBLE RECONSTRUCTION, CUSTOMIZED IMPLANT - PEEK (MULTIPIECE), PLANNING SESSION INCLUDED, ( COMPATIBLE SCREWS SHOULD BE PROVIDED) | DENTAL SUPPLIES (LABORATORY, IMPLANT AND MAXILLOFACIAL SURGERY) SUPPLEMENTARY
19881 | 4224200027800 | PIGMENT FOR INTRINSIC SKIN COLORATION OF SILICONE RUBBERS USED WITH SPECTROMETER DIGITAL COLOR MATCHING SYSTEM LIGHT GREY COLOR 10 - 50 ML | DENTAL SUPPLIES (LABORATORY, IMPLANT AND MAXILLOFACIAL SURGERY) SUPPLEMENTARY
19882 | 4224200027700 | PIGMENT FOR INTRINSIC SKIN COLORATION OF SILICONE RUBBERS USED WITH SPECTROMETER DIGITAL COLOR MATCHING SYSTEM LIGHT DAPPLE 10 - 50 ML | DENTAL SUPPLIES (LABORATORY, IMPLANT AND MAXILLOFACIAL SURGERY) SUPPLEMENTARY
19883 | 4224200027600 | PIGMENT FOR INTRINSIC SKIN COLORATION OF SILICONE RUBBERS USED WITH SPECTROMETER DIGITAL COLOR MATCHING SYSTEM DEEP ORANGE COLOR 10 - 50 ML | DENTAL SUPPLIES (LABORATORY, IMPLANT AND MAXILLOFACIAL SURGERY) SUPPLEMENTARY
19884 | 4215210013100 | MANDIBLE RECONSTRUCTION, CUSTOMIZED IMPLANT - PEEK, HALF JAW, PLANNING SESSION INCLUDED, ( COMPATIBLE SCREWS SHOULD BE PROVIDED) | DENTAL SUPPLIES (LABORATORY, IMPLANT AND MAXILLOFACIAL SURGERY) SUPPLEMENTARY
19885 | 4229496600000 | CATHETER FOR CHOLANGIOGRAM DUAL LUMEN NON-RADIOPAQUE CATHETER 3-6 FRENCH DIAMETER WITH RIBBED BALLOON NEAR THE TIP AND CURVED TIP INTRODU CER FOR LAPAROSCOPIC CHOLANGIOGRAM DISPOSABLE STERILE | GENERAL CONSUMABLES FOR: SURGICAL SUTURES, LAPRASCOPIC AND ROBOTIC SURGEONS SUPPLEMENTARY
19886 | 4231201001900 | STAPLER, ARTICULATING, TRANSVERSE ANASTOMOSIS (TA), 55 X 3.5-3.8, DISPOSABLE, STERILE | GENERAL CONSUMABLES FOR: SURGICAL SUTURES, LAPRASCOPIC AND ROBOTIC SURGEONS SUPPLEMENTARY
19887 | 4231201001800 | STAPLER, ARTICULATING, TRANSVERSE ANASTOMOSIS (TA), 30 X 4.5-4.8, DISPOSABLE, STERILE | GENERAL CONSUMABLES FOR: SURGICAL SUTURES, LAPRASCOPIC AND ROBOTIC SURGEONS SUPPLEMENTARY
19888 | 4231201001700 | STAPLER, ARTICULATING, TRANSVERSE ANASTOMOSIS (TA), 30 X 3.5-3.8, DISPOSABLE, STERILE | GENERAL CONSUMABLES FOR: SURGICAL SUTURES, LAPRASCOPIC AND ROBOTIC SURGEONS SUPPLEMENTARY
19889 | 4215161007100 | SUTURE, POLYGLACTIN 910, ANTIBACTERIAL (COATED TRICLOSAN), MULTIFILAMENT, ABSORBABLE, SIZE 5/0, 19-20 MM, 3/8 CIRCLE, PRIME REVERSE CUTTING NEEDLE, 45-50 CM, UNDYED, STERILE | GENERAL CONSUMABLES FOR: SURGICAL SUTURES, LAPRASCOPIC AND ROBOTIC SURGEONS SUPPLEMENTARY
19890 | 4231220204500 | WOUND CLOSURE KIT, DYNAMIC SYSTEM,WITH 10 PAIR ADHESIVE TENSION ANCHORS EACH PAIR WITH 50CM SILICONE ELASTOMER THREAD, TEMPORARY USED FOR SKIN , SINGLE USE, STERILE. | GENERAL CONSUMABLES FOR: SURGICAL SUTURES, LAPRASCOPIC AND ROBOTIC SURGEONS SUPPLEMENTARY
19891 | 4231220204700 | BLUNT TIP TROCAR 12X100 MM WITH ATRAUMATIC GEL, WITH SUTURE BUTTONS, NON-LATEX, WITH 20 CC SYRINGE, DISPOSABLE, STERILE | GENERAL CONSUMABLES FOR: SURGICAL SUTURES, LAPRASCOPIC AND ROBOTIC SURGEONS SUPPLEMENTARY
19892 | 4231220170600 | SUTURE, POLYAMIDE, MONOFILAMENT, NON-ABSORBABLE, SIZE 3/0, 23-24 MM, 3/8 CIRCLE, REVERSE CUTTING NEEDLE, 45-50 CM, BLACK, STERILE | GENERAL CONSUMABLES FOR: SURGICAL SUTURES, LAPRASCOPIC AND ROBOTIC SURGEONS SUPPLEMENTARY
19893 | 4231220204100 | SUTURE, POLYGLACTIN 910, MULTIFILAMENT, ABSORBABLE, SIZE 1, 25-26 MM, 5/8 CIRCLE, TAPER POINT NEEDLE, 70-75 CM, VIOLET, STERILE | GENERAL CONSUMABLES FOR: SURGICAL SUTURES, LAPRASCOPIC AND ROBOTIC SURGEONS SUPPLEMENTARY
19894 | 4231220019400 | SUTURE, POLIGLECAPRONE 25, MONOFILAMENT, ABSORBABLE, SIZE 4/0, 15-16 MM, 3/8 CIRCLE, REVERSE PRIME CUTTING NEEDLE, 45 CM, UNDYED, STERILE | GENERAL CONSUMABLES FOR: SURGICAL SUTURES, LAPRASCOPIC AND ROBOTIC SURGEONS SUPPLEMENTARY
19895 | 4231220204200 | SUTURE, POLIGLECAPRONE 25, ANTIBACTERIAL (COATED TRICLOSAN), MONOFILAMENT, ABSORBABLE, SIZE 2/0, 25-26 MM, 1/2 CIRCLE, TAPER CUT, 70-75 CM, STERILE | GENERAL CONSUMABLES FOR: SURGICAL SUTURES, LAPRASCOPIC AND ROBOTIC SURGEONS SUPPLEMENTARY
19896 | 4229290439000 | SUTURE, POLYGLACTIN 910, ANTIBACTERIAL (COATED TRICLOSAN), MULTIFILAMENT, ABSORBABLE, SIZE 4/0, 21-22 MM, 1/2 CIRCLE, TAPER POINT NEEDLE, 70-75 CM, VIOLET, STERILE | GENERAL CONSUMABLES FOR: SURGICAL SUTURES, LAPRASCOPIC AND ROBOTIC SURGEONS SUPPLEMENTARY
19897 | 4231220204300 | WOUND CLOSURE KIT, FOR ABDOMINAL WALL, DYNAMIC SYSTEM, CONTAIN OF : - 10 PAIRS OF SILICONE ANCHORS EACH PAIR WITH 50CM SILICONE ELASTOMER THREAD, CANNULATOR X1, ELASTOMER RETAINER X1, SILICONE SHEET X 1, SURGIFISH X 1 TEMPORARY USED FOR ABDOMINAL , SINGLE USE, STERILE. | GENERAL CONSUMABLES FOR: SURGICAL SUTURES, LAPRASCOPIC AND ROBOTIC SURGEONS SUPPLEMENTARY
19898 | 4231220204400 | WOUND CLOSURE KIT, DYNAMIC SYSTEM,WITH ANCHOR HOOKS, CONTAIN: 10 PAIRS OF METAL ANCHORS EACH PAIR WITH 50CM SILICONE ELASTOMER , LANCET X 3, LOOP CANNULATOR X 3, TEMPORARY USED FOR SKIN , SINGLE USE, STERILE. | GENERAL CONSUMABLES FOR: SURGICAL SUTURES, LAPRASCOPIC AND ROBOTIC SURGEONS SUPPLEMENTARY
19899 | 4231220204600 | INSTRUMENT, ELECTROSURGICAL, FOR LAPAROSCOPIC, SEALER / DIVIDER AND GRASPER, PERMANENTLY FUSES TISSUE BUNDLES AND VESSELS, WITH INTEGRATED KNIFE, 5 MM ROTATION SHAFT, ARTICULATIING 80 DEGREE ( +/- 5 DEGREE ), CURVED JAW, LENGTH 35-37CM, DISPOSABLE, STERILE | GENERAL CONSUMABLES FOR: SURGICAL SUTURES, LAPRASCOPIC AND ROBOTIC SURGEONS SUPPLEMENTARY
19900 | 4231220108400 | SUTURE, POLYGLACTIN 910, MULTIFILAMENT, ABSORBABLE, SIZE 1, 36 MM (+/- 1 MM) , 1/2 CIRCLE, TAPER POINT NEEDLE, 90-95 CM, VIOLET, STERILE | GENERAL CONSUMABLES FOR: SURGICAL SUTURES, LAPRASCOPIC AND ROBOTIC SURGEONS SUPPLEMENTARY
19901 | 4229290438600 | SUTURE, POLYGLYCONATE, UNIDIRECTIONAL, DUAL ANGLE CUT, LOOP LOCK, MONOFILAMENT, ABSORBABLE, SIZE 3/0, 25-26 MM, 1/2 CIRCLE, TAPER POINT NEEDLE, 20-23 CM, STERILE | GENERAL CONSUMABLES FOR: SURGICAL SUTURES, LAPRASCOPIC AND ROBOTIC SURGEONS SUPPLEMENTARY
19902 | 4229290438500 | SUTURE, POLYGLYCONATE, UNIDIRECTIONAL, DUAL ANGLE CUT, LOOP LOCK, MONOFILAMENT, ABSORBABLE, SIZE 2/0, 25-26 MM, 1/2 CIRCLE, TAPER POINT NEEDLE, 30 CM, STERILE | GENERAL CONSUMABLES FOR: SURGICAL SUTURES, LAPRASCOPIC AND ROBOTIC SURGEONS SUPPLEMENTARY
19903 | 4229290438900 | SUTURE, PTFE, MONOFILAMENT, NON-ABSORBABLE, SIZE 2/0, 17-18 MM, 1/2 CIRCLE, TAPER POINT DOUBLE ARM NEEDLE, 90-95 CM, WHITE, STERILE | GENERAL CONSUMABLES FOR: SURGICAL SUTURES, LAPRASCOPIC AND ROBOTIC SURGEONS SUPPLEMENTARY
19904 | 4231220204900 | PORT, TRANSVAGINAL, FLEXIBLE, GEL ACCESS PLATFORM, ASSORTED SIZES, DISPOSABLE, STERILE. | GENERAL CONSUMABLES FOR: SURGICAL SUTURES, LAPRASCOPIC AND ROBOTIC SURGEONS SUPPLEMENTARY
19905 | 4231220205000 | STAPLER, FOR SLEEVE GASTRECTOMY, SINGLE FIRE, JAW LENGTH 20 - 25 CM, 6 ROWS OF STAPLERS, 1 - 1.2 MM TO 2 - 2.2 MM, WITH CABLE, DISPOSABLE, STERILE, ONE COMPATIBLE POWER UNIT FREE OF CHARGE WITH EACH 18 STAPLERS. | GENERAL CONSUMABLES FOR: SURGICAL SUTURES, LAPRASCOPIC AND ROBOTIC SURGEONS SUPPLEMENTARY
19906 | 4231220205100 | TROCAR, BLADELESS, 19 x 100 MM, WITH SUTURE HOLES, 5 MM ADAPTER, CANNULA OBTURATOR, DISPOSABLE, STERILE | GENERAL CONSUMABLES FOR: SURGICAL SUTURES, LAPRASCOPIC AND ROBOTIC SURGEONS SUPPLEMENTARY
19907 | 4229290438700 | SUTURE, POLYESTER, COATED SILICON OR POLYBUTILATE, MULTIFILAMENT, NON-ABSORBABLE, SIZE 2/0, 15-16 MM, 1/2 CIRCLE, TAPER CUT DOUBLE ARM NEEDLE, WITH 3 X 3 MM FIRM PLEDGET, 8-10 X 70-75 CM, 5 GREEN OR BLUE, 5 WHITE, STERILE | GENERAL CONSUMABLES FOR: SURGICAL SUTURES, LAPRASCOPIC AND ROBOTIC SURGEONS SUPPLEMENTARY
19908 | 4231220204800 | PORT, TRANSANAL, FLEXIBLE, GEL ACCESS PLATFORM, ASSORTED SIZES, DISPOSABLE, STERILE. | GENERAL CONSUMABLES FOR: SURGICAL SUTURES, LAPRASCOPIC AND ROBOTIC SURGEONS SUPPLEMENTARY
19909 | 4229680432500 | CLAMP, APPROXIMATOR, BIEMER-MUELLER, STRAIGHT, OPENING LENGTH 3 - 5 MM, JAW LENGTH 4 - 5 MM, REUSABLE | SPECIALIZED INSTRUMENTATION FOR OPEN AND LAPAROSCOPIC SURGERIES
19910 | 4229161424400 | GRASPER, MINIMALLY INVASIVE, WITH DEBAKEY JAWS 1/2 TEETH DELICATE 1.5/11 MM 3 MM MALLEABLE SHAFT, REUSABLE | SPECIALIZED INSTRUMENTATION FOR OPEN AND LAPAROSCOPIC SURGERIES
19911 | 4229161424100 | RETRACTOR, MINI THORACOTOMY, MINIMAL INVASIVE, WITH STRONG SPREADING BAR 60MM, COMPLETE SYSTEM, STAINLESS STEEL, REUSABLE | SPECIALIZED INSTRUMENTATION FOR OPEN AND LAPAROSCOPIC SURGERIES
19912 | 4229161405200 | SCISSORS, REYNOLDS DISSECTING, CURVED, LENGTH 17 - 18 CM, BLUNT/BLUNT REUSABLE | SPECIALIZED INSTRUMENTATION FOR OPEN AND LAPAROSCOPIC SURGERIES
19913 | 4229161424000 | SCISSORS, SUPERCUTS, JAMESON 15CM, (OR EQUIVALENT), REUSABLE | SPECIALIZED INSTRUMENTATION FOR OPEN AND LAPAROSCOPIC SURGERIES
19914 | 4229161423900 | SCISSORS, 70 DEGREE, DOUBLE-ACTION, TUBE-SHAFT, VALVE GATE PRO (OR EQUIVALENT), DIAMETER = 5, 25CM, REUSABLE | SPECIALIZED INSTRUMENTATION FOR OPEN AND LAPAROSCOPIC SURGERIES
19915 | 4229680421400 | FORCEPS, DEBAKEY-LIDDICOAT, VASCULAR REGULAR TITANIUM 19.5 CM, TIP WIDTH 1.8 MM,REUSABLE | SPECIALIZED INSTRUMENTATION FOR OPEN AND LAPAROSCOPIC SURGERIES
19916 | 4229680432800 | FORCEPS, CLAMP, VASCULAR, COOLEY, STAINLESS STEEL, LENGTH 26.5 CM, REUSABLE | SPECIALIZED INSTRUMENTATION FOR OPEN AND LAPAROSCOPIC SURGERIES
19917 | 4229490811100 | FORCEPS, GRASPING, LAPAROSCOPIC, FOR FOREIGN BODIES, 5 FR, DOUBLE ACTION JAWS, FLEXIBLE, LENGTH 40 - 60 CM (OR EQUIVALENT), REUSABLE | SPECIALIZED INSTRUMENTATION FOR OPEN AND LAPAROSCOPIC SURGERIES
19918 | 4229680432900 | CLAMP BULLDOG DEBAKEY CURVED JAW JAW LENGTH 2 CM TOTAL LENGTH 5 - 6 CM STAINLESS STEEL REUSABLE | SPECIALIZED INSTRUMENTATION FOR OPEN AND LAPAROSCOPIC SURGERIES
19919 | 4229680425300 | SCISSORS, DISSECTING, METZENBAUM/SUPERCUT/CURVED, STAINLESS STEEL, LENGTH = 26.0CM, REUSABLE | SPECIALIZED INSTRUMENTATION FOR OPEN AND LAPAROSCOPIC SURGERIES
19920 | 4229161425600 | SCISSORS SUPERCUT DISSECTING CURVED 115 MM, DELICATE PATTERN WAVE CUT BLUNT/BLUNT REUSABLE | SPECIALIZED INSTRUMENTATION FOR OPEN AND LAPAROSCOPIC SURGERIES
19921 | 4229680418500 | FORCEPS, TISSUE, STANDARD, STAINLESS STEEL, LENGTH 18 CM, TEETH: 2X3, REUSABLE | SPECIALIZED INSTRUMENTATION FOR OPEN AND LAPAROSCOPIC SURGERIES
19922 | 4229680418300 | INSERT, RHINOLOGY, #9, TUNGSTEN CARBIDE, REUSABLE | SPECIALIZED INSTRUMENTATION FOR OPEN AND LAPAROSCOPIC SURGERIES
19923 | 4229680433200 | FORCEPS, CLAMP, VASCULAR, ATRAUMATIC/DEBAKEY/ANGLED, STAINLESS STEEL, LENGTH 19 CM, REUSABLE | SPECIALIZED INSTRUMENTATION FOR OPEN AND LAPAROSCOPIC SURGERIES
19924 | 4229680433300 | FORCEPS, DEBAKEY, ANGLED TIP, TIP WIDTH 2 MM, STAINLESS STEEL, LENGTH 21 CM, REUSABLE | SPECIALIZED INSTRUMENTATION FOR OPEN AND LAPAROSCOPIC SURGERIES
19925 | 4229161426400 | SCISSORS, JACOBSON MICRO, 7MM BLADES, LENGTH = 180MM, ANGLED, SHARP, 90 DEGREE, FLAT HANDLE, REUSABLE | SPECIALIZED INSTRUMENTATION FOR OPEN AND LAPAROSCOPIC SURGERIES
19926 | 4229680432700 | FORCEPS, CLAMP, LAMBERT KAY, DEBAKEY, STAINLESS STEEL, LENGTH 20 - 21 CM, REUSABLE | SPECIALIZED INSTRUMENTATION FOR OPEN AND LAPAROSCOPIC SURGERIES
19927 | 4229680432400 | SPREADER, RIB, FINOCHIETTO, ALUMINUM, SIZE 38 MM X 44 MM X 135 MM, REUSABLE | SPECIALIZED INSTRUMENTATION FOR OPEN AND LAPAROSCOPIC SURGERIES
19928 | 4229161326300 | KNIFE, PYLORIC W/ LUER-LOCK CONNECTOR FOR CLEANING, SIZE 3 MM, LENGTH 10 CM, REUSABLE | SURGICAL INSTRUMENT TENDER
19929 | 4229161423600 | SCISSORS, CHITWOOD THORACOSCOPIC, SHAFT 5 MM, CURVED BLADES 3 CM, BLACK RING HANDLE, WORKING LENGTH 18.5 CM, TOTAL LENGTH 29 CM, REUSABLE | SPECIALIZED INSTRUMENTATION FOR OPEN AND LAPAROSCOPIC SURGERIES
19930 | 4229680429700 | FORCEPS, CLAMP, SEMB, STRONGLY CURVED, STAINLESS STEEL, LENGTH 24 - 25 CM, REUSABLE | SPECIALIZED INSTRUMENTATION FOR OPEN AND LAPAROSCOPIC SURGERIES
19931 | 4229680424600 | MEDIASTINOSCOPE, EXAMINATION, REUSABLE | SPECIALIZED INSTRUMENTATION FOR OPEN AND LAPAROSCOPIC SURGERIES
19932 | 4229680421300 | CLAMP, TANGENTIAL, OCCLUSION/DEBAKEY, STAINLESS STEEL, LENGTH 19 - 21 CM, REUSABLE | SPECIALIZED INSTRUMENTATION FOR OPEN AND LAPAROSCOPIC SURGERIES
19933 | 4229161413300 | SCISSORS, MAYO, STRAIGHT, TUNGSTEN CARBIDE, LENGTH 23 CM, REUSABLE | SPECIALIZED INSTRUMENTATION FOR OPEN AND LAPAROSCOPIC SURGERIES
19934 | 4229680430300 | FORCEPS, CLAMP, BONE CUTTING, STILLE-HORSLEY/DOUBLE ACTION/CURVED SHAFT, STAINLESS STEEL, 27 - 28 CM REUSABLE | SPECIALIZED INSTRUMENTATION FOR OPEN AND LAPAROSCOPIC SURGERIES
19935 | 4229680421100 | RETRACTOR, MULTIPURPOSE, DEAVER, STAINLESS STEEL, TIP SIZE: 38.0 - 40.0 MM/ WIDE,LENGTH 30.0 - 32.0 CM, REUSABLE | SPECIALIZED INSTRUMENTATION FOR OPEN AND LAPAROSCOPIC SURGERIES
19936 | 4229680421000 | RETRACTOR, SCAPULA, DAVIDSON/FENESTRATED, DEPTH 90 - 95 MM, WIDTH 75 - 80 MM, TOTAL LENGTH 18.5 - 19.5 CM, STAINLESS STEEL, REUSABLE | SPECIALIZED INSTRUMENTATION FOR OPEN AND LAPAROSCOPIC SURGERIES
19937 | 4229680424100 | NEEDLE HOLDER, MAYO-HEGAR, STAINLESS STEEL, LENGTH 30 - 31 CM, REUSABLE | SPECIALIZED INSTRUMENTATION FOR OPEN AND LAPAROSCOPIC SURGERIES
19938 | 4229680424000 | SCISSORS, MAYO, STRAIGHT, STAINLESS STEEL, LENGTH 23 CM, REUSABLE | SPECIALIZED INSTRUMENTATION FOR OPEN AND LAPAROSCOPIC SURGERIES
19939 | 4229161423800 | SCISSORS, METZENBAUM THORACOSCOPIC, SHAFT 10 MM, CURVED BLADES 3.5 CM, BLACK RING HANDLE, WORKING LENGTH 19.5 CM, TOTAL LENGTH 29 CM, REUSABLE | SPECIALIZED INSTRUMENTATION FOR OPEN AND LAPAROSCOPIC SURGERIES
19940 | 4229680422900 | RETRACTOR, RICHARDSON/KELLY, STAINLESS STEEL, TIP SIZE: 70 MM X 65 MM, LENGTH 25 - 26 CM, REUSABLE | SPECIALIZED INSTRUMENTATION FOR OPEN AND LAPAROSCOPIC SURGERIES
19941 | 4229680429100 | FORCEPS, TISSUE, RUSSIAN/STRAIGHT, STAINLESS STEEL, LENGTH 25 - 26 CM, REUSABLE | SPECIALIZED INSTRUMENTATION FOR OPEN AND LAPAROSCOPIC SURGERIES
19942 | 4229680420600 | RETRACTOR, RIB, BURFORD-FINOCHIETTO/WITH 2 PAIRS OF BLADES, STAINLESS STEEL, SIZE: CHILD, REUSABLE | SPECIALIZED INSTRUMENTATION FOR OPEN AND LAPAROSCOPIC SURGERIES
19943 | 4229490809600 | ENDOSCOPY, BIOPSY FORCEPS, DOUBLE ACTION JAWS, 5 FR., LENGTH 30 CM (OR EQUIVALENT), REUSABLE | SURGICAL INSTRUMENT TENDER
19944 | 4229680420100 | FORCEPS, TISSUE, BABCOCK/ATRAUMATIC, STAINLESS STEEL, LENGTH = 24.0CM, REUSABLE | SPECIALIZED INSTRUMENTATION FOR OPEN AND LAPAROSCOPIC SURGERIES
19945 | 4229680419300 | TELESCOPE, EXAMINATION, ANGLE: 30 DEGREE, DIAMETER 4 MM, REUSABLE | SPECIALIZED INSTRUMENTATION FOR OPEN AND LAPAROSCOPIC SURGERIES
19946 | 4229680422100 | RETRACTOR/RIB SPREADER, MORSE, STAINLESS STEEL, ADULT, REUSABLE | SPECIALIZED INSTRUMENTATION FOR OPEN AND LAPAROSCOPIC SURGERIES
19947 | 4229680418600 | DEPRESSOR, TONGUE, DISTANCING, DAVIS -BOYLE, FENESTRATED/NO.1, REUSABLE, | SPECIALIZED INSTRUMENTATION FOR OPEN AND LAPAROSCOPIC SURGERIES
19948 | 4229161404200 | SCISSORS, POTTS TENOTOMY, CURVED, 175MM, REUSABLE | SPECIALIZED INSTRUMENTATION FOR OPEN AND LAPAROSCOPIC SURGERIES
19949 | 4229161423400 | SCISSORS METZENBAUM ROTATING DISMANTLING WITH CONNECTOR PIN FOR UNIPOLAR COAGULATION WITH LUER-LOCK CONNECTOR FOR CLEANING DOUBLE ACTION JAWS CURVED LENGTH OF JAWS 15 MMTOTAL LENGTH 31 - 37 PLASTIC HANDLE WITHOUT RATCHET WITH LARGER CONTACT AREA OUTER TUBE INSULATED SCISSORS INSERT REUSABLE | SURGICAL INSTRUMENT TENDER
19950 | 4229680422300 | CORD, FIBER OPTIC, CONNECTION, BOTH PLUG ENDS, CAMERA ONLY, REUSABLE | SPECIALIZED INSTRUMENTATION FOR OPEN AND LAPAROSCOPIC SURGERIES
19951 | 4229161419300 | SCISSORS, METZENBAUM STRAIGHT STAINLESS STEEL, LENGTH 14 - 14.5 CM, REUSABLE | SPECIALIZED INSTRUMENTATION FOR OPEN AND LAPAROSCOPIC SURGERIES
19952 | 4229680436600 | INLAY, CHILDREN TUBE HOLDING, CARRIER, REUSABLE | SPECIALIZED INSTRUMENTATION FOR OPEN AND LAPAROSCOPIC SURGERIES
19953 | 4229680433600 | FORCEPS, CLAMP, STANDARD, STAINLESS STEEL, LENGTH = 20.0CM, TIP LENGTH = 50MM, KIDNEY/PANCREAS, REUSABLE | SPECIALIZED INSTRUMENTATION FOR OPEN AND LAPAROSCOPIC SURGERIES
19954 | 4229680437800 | FORCEPS, BIPOLAR, COAGULATION, NON-STICK/STRAIGHT/BLUNT, STAINLESS STEEL, COLORED, LENGTH 23 CM, INSULATED, TIP: 2 MM, REUSABLE | SPECIALIZED INSTRUMENTATION FOR OPEN AND LAPAROSCOPIC SURGERIES
19955 | 4229680437700 | FORCEPS, BIPOLAR COAGULATION, NON-STICK/ANGLED/BLUNT, STAINLESS STEEL, COLORED, LENGTH 12 CM, INSULATED, TIP: 0.6 MM, REUSABLE | SPECIALIZED INSTRUMENTATION FOR OPEN AND LAPAROSCOPIC SURGERIES
19956 | 4229490822200 | CLAMP, ATRAUMATIC SLIDER-SHAFT, JAW LENGTH 100 MM, 2X3 DEBAKEY-SERRATIONS, TOTAL LENGTH 36 CM (OR EQUIVALENT), REUSABLE | SPECIALIZED INSTRUMENTATION FOR OPEN AND LAPAROSCOPIC SURGERIES
19957 | 4229490822100 | CLAMP, ATRAUMATIC SLIDER-SHAFT, JAW LENGTH 100 MM, 1X2 DEBAKEY-SERRATIONS, TOTAL LENGTH 36 CM (OR EQUIVALENT), REUSABLE | SPECIALIZED INSTRUMENTATION FOR OPEN AND LAPAROSCOPIC SURGERIES
19958 | 4229490822000 | CLAMP, ATRAUMATIC SLIDER-SHAFT, JAW LENGTH 75 MM, 1X2 DEBAKEY-SERRATIONS, TOTAL LENGTH 34 CM (OR EQUIVALENT), REUSABLE | SPECIALIZED INSTRUMENTATION FOR OPEN AND LAPAROSCOPIC SURGERIES
19959 | 4229680437600 | FORCEPS, BIPOLAR COAGULATION, NON-STICK/FLUSH/STRAIGHT, STAINLESS STEEL, COLORED, LENGTH 30 CM, INSULATED, TIP: 2 MM, REUSABLE | SURGICAL INSTRUMENT TENDER
19960 | 4229680437400 | NEEDLE HOLDER, MICRO/CURVED/WITH LOCK, STAINLESS STEEL, LENGTH = 21.0CM, REUSABLE | SPECIALIZED INSTRUMENTATION FOR OPEN AND LAPAROSCOPIC SURGERIES
19961 | 4229680437200 | NEEDLE HOLDER, MICRO/STRAIGHT/WITH LOCK, TIP DIAMETER 1.2 MM, LENGTH 18 CM, STAINLESS STEEL, REUSABLE | SPECIALIZED INSTRUMENTATION FOR OPEN AND LAPAROSCOPIC SURGERIES
19962 | 4229161213500 | RONGEUR, MINIMALLY INVASIVE, 30 DEGREE DOWN, LENGTH 30 CM, JAWS : 3 X 10 MM, WORKING LENGTH 23 CM, REUSABLE | SPECIALIZED INSTRUMENTATION FOR OPEN AND LAPAROSCOPIC SURGERIES
19963 | 4229161213700 | RONGEUR, MINIMALLY INVASIVE, 45 DEGREE UP, LENGTH = 230MM, JAWS : 6 X 12MM, WORKING LENGTH = 150MM, REUSABLE | SPECIALIZED INSTRUMENTATION FOR OPEN AND LAPAROSCOPIC SURGERIES
19964 | 4229161213900 | RONGEUR, PROF.OBADIA DESIGN MINIMALLY INVASIVE MITRAL VALVE, LENGTH = 300MM, JAWS: 3 X 10MM, WORKING LENGTH = 230 MM, STRAIGHT (OR E QUIVALENT), REUSABLE | SPECIALIZED INSTRUMENTATION FOR OPEN AND LAPAROSCOPIC SURGERIES
19965 | 4229161214100 | PITUITARY RONGEUR KERRISON, 90 DEGREE -DOWNWARD, 1MM, LENGTH = 15CM, REUSABLE | SPECIALIZED INSTRUMENTATION FOR OPEN AND LAPAROSCOPIC SURGERIES
19966 | 4229161214200 | PITUITARY RONGEUR KERRISON, 90 DEGREE -DOWNWARD, 2MM, LENGTH = 15CM, REUSABLE | SPECIALIZED INSTRUMENTATION FOR OPEN AND LAPAROSCOPIC SURGERIES
19967 | 4229161214300 | PITUITARY RONGEUR KERRISON, 90 DEGREE -DOWNWARD, 3MM, LENGTH = 15CM, REUSABLE | SPECIALIZED INSTRUMENTATION FOR OPEN AND LAPAROSCOPIC SURGERIES
19968 | 4229161214400 | PITUITARY RONGEUR KERRISON, 90 DEGREE -DOWNWARD, 4MM, LENGTH = 15CM, REUSABLE | SPECIALIZED INSTRUMENTATION FOR OPEN AND LAPAROSCOPIC SURGERIES
19969 | 4229680437900 | RETRACTOR, RIB SPREADER, DEBAKEY/COMPLETE, STAINLESS STEEL, WITH 3 PAIR OF BLADES, ASSORTED SIZES, REUSABLE | SPECIALIZED INSTRUMENTATION FOR OPEN AND LAPAROSCOPIC SURGERIES
19970 | 4229161214500 | PITUITARY RONGEUR KERRISON, 90 DEGREE -UPWARD, 1MM, LENGTH = 15CM, REUSABLE | SPECIALIZED INSTRUMENTATION FOR OPEN AND LAPAROSCOPIC SURGERIES
19971 | 4229680438000 | RETRACTOR, WOUND, VOLKMANN/SHARP/6 PRONGS, STAINLESS STEEL, LENGTH = 22.5CM, REUSABLE | SPECIALIZED INSTRUMENTATION FOR OPEN AND LAPAROSCOPIC SURGERIES
19972 | 4229680438200 | FORCEPS, RING/STRAIGHT, STAINLESS STEEL, LENGTH 21 CM, DIAMETER 1 MM X 0.5MM, REUSABLE | SPECIALIZED INSTRUMENTATION FOR OPEN AND LAPAROSCOPIC SURGERIES
19973 | 4229680440200 | FORCEPS, MICRO, ATRAUMATIC/STRAIGHT, TITANIUM, LENGTH = 17.0- 18.0 CM, TIP WIDTH= 0.3 -0.4 MM, REUSABLE | SURGICAL INSTRUMENT TENDER
19974 | 4229680440100 | NEEDLE HOLDER, RYDER/VASCULAR, TUNGSTEN CARBIDE, LENGTH 12- 13 CM, REUSABLE | SPECIALIZED INSTRUMENTATION FOR OPEN AND LAPAROSCOPIC SURGERIES
19975 | 4229680439900 | NEEDLE HOLDER, CRILE-WOOD, TUNGSTEN CARBIDE, LENGTH 20 - 21CM, REUSABLE | SPECIALIZED INSTRUMENTATION FOR OPEN AND LAPAROSCOPIC SURGERIES
19976 | 4229680439800 | FORCEPS, WANGENSTEEN, TUNGSTEN CARBIDE, LENGTH 23 CM, REUSABLE | SPECIALIZED INSTRUMENTATION FOR OPEN AND LAPAROSCOPIC SURGERIES
19977 | 4229680439700 | FORCEPS, POTTS-SMITH, TUNGSTEN CARBIDE, LENGTH 23 CM, REUSABLE | SPECIALIZED INSTRUMENTATION FOR OPEN AND LAPAROSCOPIC SURGERIES
19978 | 4229680439600 | SCISSORS, DISSECTING, TCC-BLACKLINE/FINE/CURVED, STAINLESS STEEL, LENGTH = 17.0CM, REUSABLE | SPECIALIZED INSTRUMENTATION FOR OPEN AND LAPAROSCOPIC SURGERIES
19979 | 4229680439400 | HOOK, SUTURE, NEUROSURGERY, DIAMETER = 1.5MM, LENGTH = 26.0CM, REUSABLE | SPECIALIZED INSTRUMENTATION FOR OPEN AND LAPAROSCOPIC SURGERIES
19980 | 4229680439300 | TUBE, SUCTION, PEDIATRIC, 90 DEGREE, DIAMETER 5 MM, LENGTH 15 - 16 CM, REUSABLE | SPECIALIZED INSTRUMENTATION FOR OPEN AND LAPAROSCOPIC SURGERIES
19981 | 4229680439100 | INSTRUMENT, CONNECTOR, SEAL SLIM/IQ/CPL/CODING, SHAFT LENGTH = 200.0MM, REUSABLE | SPECIALIZED INSTRUMENTATION FOR OPEN AND LAPAROSCOPIC SURGERIES
19982 | 4229680439000 | SCISSORS, MICRO, SUPERCUT/DIETRICH-POTTS/ANGLED 45 DEGREE, STAINLESS STEEL, LENGTH = 18.0CM, TIP WIDTH= 7.0MM, REUSABLE | SPECIALIZED INSTRUMENTATION FOR OPEN AND LAPAROSCOPIC SURGERIES
19983 | 4229680438900 | SCISSORS, SURGICAL, SUPERCUT/DIETRICH-POTTS/ANGLED 125 DEGREE, STAINLESS STEEL, LENGTH = 18.0CM, TIP WIDTH= 10.0MM, REUSABLE | SPECIALIZED INSTRUMENTATION FOR OPEN AND LAPAROSCOPIC SURGERIES
19984 | 4229680438800 | SCISSORS, DISSECTING, SUPERCUT/REYNOLDS/CURVED, STAINLESS STEEL, LENGTH = 18.0CM, REUSABLE | SPECIALIZED INSTRUMENTATION FOR OPEN AND LAPAROSCOPIC SURGERIES
19985 | 4229680438700 | SCISSORS, DISSECTING, SUPERCUT/REYNOLDS/CURVED, STAINLESS STEEL, LENGTH = 15.5CM, REUSABLE | SPECIALIZED INSTRUMENTATION FOR OPEN AND LAPAROSCOPIC SURGERIES
19986 | 4229680438600 | SCISSORS, DISSECTING, MAYO LEXER/FINE/CURVED, STAINLESS STEEL, LENGTH = 16.5CM, REUSABLE | SPECIALIZED INSTRUMENTATION FOR OPEN AND LAPAROSCOPIC SURGERIES
19987 | 4229680438500 | SCISSORS, DISSECTING, SUPERCUT/METZENBAUM/CURVED, TUNGSTEN CARBIDE, LENGTH = 23.0CM, REUSABLE | SPECIALIZED INSTRUMENTATION FOR OPEN AND LAPAROSCOPIC SURGERIES
19988 | 4229680438100 | RETRACTOR, ZENKER/ANGULATED, STAINLESS STEEL, TIP SIZE: 10 MM X 3 MM, LENGTH 18 CM, REUSABLE | SPECIALIZED INSTRUMENTATION FOR OPEN AND LAPAROSCOPIC SURGERIES
19989 | 4229161214600 | PITUITARY RONGEUR KERRISON, 90 DEGREE -UPWARD, 2MM, LENGTH = 15CM, REUSABLE | SPECIALIZED INSTRUMENTATION FOR OPEN AND LAPAROSCOPIC SURGERIES
19990 | 4229161214700 | PITUITARY RONGEUR KERRISON, 90 DEGREE -UPWARD, 3MM, LENGTH = 15CM, REUSABLE | SPECIALIZED INSTRUMENTATION FOR OPEN AND LAPAROSCOPIC SURGERIES
19991 | 4229161214800 | PITUITARY RONGEUR KERRISON, 90 DEGREE -UPWARD, 4MM, LENGTH = 15CM, REUSABLE | SPECIALIZED INSTRUMENTATION FOR OPEN AND LAPAROSCOPIC SURGERIES
19992 | 4229680435700 | DILATOR, VASCULAR, DEBAKEY, NITINOL, LENGTH = 19.0CM, TIP DIAMETER = 4.5MM, REUSABLE | SPECIALIZED INSTRUMENTATION FOR OPEN AND LAPAROSCOPIC SURGERIES
19993 | 4229680435600 | DILATOR, VASCULAR, DEBAKEY, NITINOL, LENGTH = 19.0CM, TIP DIAMETER = 3.5MM, REUSABLE | SPECIALIZED INSTRUMENTATION FOR OPEN AND LAPAROSCOPIC SURGERIES
19994 | 4229680435500 | DILATOR, VASCULAR, DEBAKEY, NITINOL, LENGTH = 19.0CM, TIP DIAMETER = 2.5MM, REUSABLE | SPECIALIZED INSTRUMENTATION FOR OPEN AND LAPAROSCOPIC SURGERIES
19995 | 4229680435400 | SCISSORS, SURGICAL, CUT BIPOLAR/SUPER SLIM/CURVED, STAINLESS STEEL, LENGTH = 13.0CM, REUSABLE | SPECIALIZED INSTRUMENTATION FOR OPEN AND LAPAROSCOPIC SURGERIES
19996 | 4229680435300 | SCISSORS, MICRO, CORONARY/ANGLED 60 DEGREE/ROUND HANDLE, STAINLESS STEEL, LENGTH = 18.0CM, TIP WIDTH= 10.0MM, REUSABLE | SPECIALIZED INSTRUMENTATION FOR OPEN AND LAPAROSCOPIC SURGERIES
19997 | 4229680435200 | SCISSORS, MICRO, CORONARY/ANGLED 125 DEGREE, STAINLESS STEEL, LENGTH = 18.0CM, TIP WIDTH= 7.0MM, REUSABLE | SPECIALIZED INSTRUMENTATION FOR OPEN AND LAPAROSCOPIC SURGERIES
19998 | 4229680435000 | CARRIER, TUBE HOLDING, TUBE HOLDING INLAYS, REUSABLE | SPECIALIZED INSTRUMENTATION FOR OPEN AND LAPAROSCOPIC SURGERIES
19999 | 4229680434900 | CANNULA, HEPARIN, DIAMETER 2.0 MM, TOTAL LENGTH 4.5 CM, REUSABLE | SPECIALIZED INSTRUMENTATION FOR OPEN AND LAPAROSCOPIC SURGERIES
20000 | 4229680434800 | CLAMP BULLDOG MINI STRAIGHT JAW JAW LENGTH 14 MM TOTAL LENGTH 3 - 4 CM STAINLESS STEEL REUSABLE | SPECIALIZED INSTRUMENTATION FOR OPEN AND LAPAROSCOPIC SURGERIES
20001 | 4229680434700 | CLAMP, BULLDOG, GREGORY-STYLE/SOFT, ANGLED JAW, TOTAL LENGTH 10 - 11 CM, STAINLESS STEEL, REUSABLE | SPECIALIZED INSTRUMENTATION FOR OPEN AND LAPAROSCOPIC SURGERIES
20002 | 4229680434600 | CLAMP BULLDOG GLOVER CURVED JAW JAW LENGTH 25 MM TOTAL LENGTH 6 - 7 CM STAINLESS STEEL REUSABLE | SPECIALIZED INSTRUMENTATION FOR OPEN AND LAPAROSCOPIC SURGERIES
20003 | 4229680434500 | BOWL, FLAT, METAL, DIAMETER = 167.0MM, HEIGHT: 45.0MM, CAPACITY: 0.5L, REUSABLE | SPECIALIZED INSTRUMENTATION FOR OPEN AND LAPAROSCOPIC SURGERIES
20004 | 4229680434100 | CLAMP, AORTIC, ATRAUMATIC/ABDOMINAL/KOWALSKI/FIG.2, STAINLESS STEEL, LENGTH = 27.0 CM, REUSABLE | SPECIALIZED INSTRUMENTATION FOR OPEN AND LAPAROSCOPIC SURGERIES
20005 | 4229680433900 | CLAMP, PROFUNDA/GREGORY, ATRAUMATIC, TOTAL LENGTH 18 CM, STAINLESS STEEL, REUSABLE | SPECIALIZED INSTRUMENTATION FOR OPEN AND LAPAROSCOPIC SURGERIES
20006 | 4229680433800 | CLAMP, PROFUNDA/GREGORY, ATRAUMATIC, TOTAL LENGTH 16 CM, STAINLESS STEEL, REUSABLE | SPECIALIZED INSTRUMENTATION FOR OPEN AND LAPAROSCOPIC SURGERIES
20007 | 4229680435800 | FORCEPS, CLAMP, MINI-GEMINI/CURVED, STAINLESS STEEL, LENGTH 18 CM, REUSABLE | SPECIALIZED INSTRUMENTATION FOR OPEN AND LAPAROSCOPIC SURGERIES
20008 | 4229680435900 | FORCEPS, CLAMP, MINI-GEMINI/CURVED, STAINLESS STEEL, LENGTH 23 CM, REUSABLE | SPECIALIZED INSTRUMENTATION FOR OPEN AND LAPAROSCOPIC SURGERIES
20009 | 4229680436100 | SCISSORS, DISSECTING, FINE/S-SHAPE, STAINLESS STEEL, LENGTH = 18.0CM, REUSABLE | SPECIALIZED INSTRUMENTATION FOR OPEN AND LAPAROSCOPIC SURGERIES
20010 | 4229680436200 | FORCEPS, RESANO, STAINLESS STEEL, LENGTH 23 CM, REUSABLE | SPECIALIZED INSTRUMENTATION FOR OPEN AND LAPAROSCOPIC SURGERIES
20011 | 4229161214900 | RONGEUR BLUMENTHAL BONE CURVED 15.0 - 16.0 CM , REUSABLE | SPECIALIZED INSTRUMENTATION FOR OPEN AND LAPAROSCOPIC SURGERIES
20012 | 4229161426500 | SCISSORS, JACOBSON MICRO, SUPERGRIP, 7MM BLADES, LENGTH = 180MM, ANGLED, SHARP, 45 DEGREE, REUSABLE | SPECIALIZED INSTRUMENTATION FOR OPEN AND LAPAROSCOPIC SURGERIES
20013 | 4229161215000 | RONGEUR CASPAR STRAIGHT 18.0 - 19.0 CM, SERRATED 2 X 12 MM REUSABLE | SPECIALIZED INSTRUMENTATION FOR OPEN AND LAPAROSCOPIC SURGERIES
20014 | 4229161215100 | RONGEUR CUSHING STRAIGHT 14.0 - 15.0 CM, 4 X 14MM REUSABLE | SPECIALIZED INSTRUMENTATION FOR OPEN AND LAPAROSCOPIC SURGERIES
20015 | 4229161215200 | RONGEUR LEMPERT BONE STRAIGHT 15.0 - 17 CM, REUSABLE | SPECIALIZED INSTRUMENTATION FOR OPEN AND LAPAROSCOPIC SURGERIES
20016 | 4229161215300 | RONGEUR TAKAHASHI STRAIGHT, 12.0 CM, OVAL WIDTH 3MM REUSABLE | SPECIALIZED INSTRUMENTATION FOR OPEN AND LAPAROSCOPIC SURGERIES
20017 | 4229161215400 | RONGEUR, ECHLIN BONE, CURVED SIDEWAYS, TIP 2 MM, REUSABLE | SPECIALIZED INSTRUMENTATION FOR OPEN AND LAPAROSCOPIC SURGERIES
20018 | 4229680433500 | FORCEPS, CLAMP, STANDARD, STAINLESS STEEL, LENGTH = 20.0CM, TIP LENGTH = 40MM, KIDNEY/PANCREAS, REUSABLE | SPECIALIZED INSTRUMENTATION FOR OPEN AND LAPAROSCOPIC SURGERIES
20019 | 4229161215500 | RONGEUR, ECHLIN BONE, CURVED SIDEWAYS, TIP 3 MM, REUSABLE | SPECIALIZED INSTRUMENTATION FOR OPEN AND LAPAROSCOPIC SURGERIES
20020 | 4229161215700 | RONGEUR, MINI RUSKIN, 15.0 - 16.0 CM, STRAIGHT, REUSABLE | SPECIALIZED INSTRUMENTATION FOR OPEN AND LAPAROSCOPIC SURGERIES
20021 | 4229490821000 | FORCEPS, KUHN RHINOFORCE FRONTAL SINUS, FLAT JAWS, THROUGH-CUTTING, SHEATH 90 DEGREE UPTURNED, BACKWARD OPENING WITH CLEANING CONNECTOR, WORKING LENGTH 12 - 13 CM, REUSABLE | SURGICAL INSTRUMENT TENDER
20022 | 4229680437000 | REMOVER, SCALPEL BLADE, KLING EX, REUSABLE | SPECIALIZED INSTRUMENTATION FOR OPEN AND LAPAROSCOPIC SURGERIES
20023 | 4229680436700 | INLAY, INFANT TUBE HOLDING, CARRIER, REUSABLE | SPECIALIZED INSTRUMENTATION FOR OPEN AND LAPAROSCOPIC SURGERIES
20024 | 4229680436500 | INLAY, ADULTS TUBE HOLDER/VAR 2, REUSABLE | SPECIALIZED INSTRUMENTATION FOR OPEN AND LAPAROSCOPIC SURGERIES
20025 | 4229680436400 | INLAY, ADULTS TUBE HOLDER/VAR 1, REUSABLE | SPECIALIZED INSTRUMENTATION FOR OPEN AND LAPAROSCOPIC SURGERIES
20026 | 4229680436300 | FORCEPS, CLAMP, MOSQUITO/STRAIGHT, STAINLESS STEEL, LENGTH 21 CM, REUSABLE | SPECIALIZED INSTRUMENTATION FOR OPEN AND LAPAROSCOPIC SURGERIES
20027 | 4229161215600 | RONGEUR, ECHLIN BONE, CURVED SIDEWAYS, TIP 4 MM, REUSABLE | SPECIALIZED INSTRUMENTATION FOR OPEN AND LAPAROSCOPIC SURGERIES
20028 | 4229161426600 | SCISSORS, JACOBSON MICRO, SUPERGRIP, 7MM BLADES, LENGTH = 180MM, ANGLED, SHARP, 60 DEGREE, REUSABLE | SPECIALIZED INSTRUMENTATION FOR OPEN AND LAPAROSCOPIC SURGERIES
20029 | 4229680414400 | RETRACTOR HOESEL STAINLESS STEEL TIP SIZE: 140 MM X 30 MM LENGTH 25 - 26 CM REUSABLE | SPECIALIZED INSTRUMENTATION FOR OPEN AND LAPAROSCOPIC SURGERIES
20030 | 4229161426800 | SCISSORS, MINIMALLY INVASIVE, LENGTH 25 CM, CURVED 15 DEGREE, DIAMETER 5 - 7 MM, REUSABLE | SPECIALIZED INSTRUMENTATION FOR OPEN AND LAPAROSCOPIC SURGERIES
20031 | 4229180247000 | CLAMP, MINIMALLY INVASIVE, CHITWOOD, 2X3 DEBAKEY/SERRATED, ANGLED SHANKS, SLIDER SHAFT, JAW LENGTH 10 CM, TOTAL LENGTH 32 - 36 CM, S TAINLESS STEEL, REUSABLE | SPECIALIZED INSTRUMENTATION FOR OPEN AND LAPAROSCOPIC SURGERIES
20032 | 4229180246900 | CLAMP, MINIMALLY INVASIVE, CHITWOOD, 1X2 DEBAKEY/SERRATED, ANGLED SHANKS, SLIDER SHAFT, JAW LENGTH 7 - 8 CM, TOTAL LENGTH 32 - 36 CM, STAINLESS STEEL, REUSABLE | SPECIALIZED INSTRUMENTATION FOR OPEN AND LAPAROSCOPIC SURGERIES
20033 | 4229180246800 | CLAMP THORACOSCOPIC DEBAKEY COOLEY FORCEPS (10 MM) RING HANDLE, 90 DEGREE ANGLED JAW WITHOUT RATCHET 9-1/2 / 24 CM, WORKING LENGTH 13-1/2 / 34 CM (OR EQUIVALENT) REUSABLE | SPECIALIZED INSTRUMENTATION FOR OPEN AND LAPAROSCOPIC SURGERIES
20034 | 4229180246300 | NEEDLE HOLDER, RYDER-STYLE, DELICATE, TIP SIZE 2.0MM, LENGTH 24 - 26 CM, TUNGSTEN CARBIDE, REUSABLE | SPECIALIZED INSTRUMENTATION FOR OPEN AND LAPAROSCOPIC SURGERIES
20035 | 4229180246200 | NEEDLE HOLDER, MINIMALLY INVASIVE, RYDER-STYLE, WITH RATCHET, DIAMETER 5MM, LENGTH 25 - 26 CM, TUNGSTEN CARBIDE, REUSABLE | SPECIALIZED INSTRUMENTATION FOR OPEN AND LAPAROSCOPIC SURGERIES
20036 | 4229180245800 | FORCEPS, KUHN RHINOFORCE II FRONTAL SINUS, FLAT JAWS, THROUGH-CUTTING, SHEATH 60 DEGREE UPTURNED, BACKWARD OPENING WITH CLEANING CONNECTOR, WORKING LENGTH 12 - 13 CM, TO THE RIGHT, REUSABLE | SURGICAL INSTRUMENT TENDER
20037 | 4229180247200 | LAPAROSCOPIC, BABCOCK GRASPING FORCEPS, ROTATING, DISMANTLING, INSULATED, WITH CONNECTOR PIN FOR UNIPOLAR COAGULATION, WITH LUER-LOCK IRRIGATION CONNECTOR FOR CLEANING, DOUBLE ACTION JAWS, ATRAUMATIC, FENESTRATED, SIZE 3.5 MM, LENGTH 20 CM, REUSABLE | SPECIALIZED INSTRUMENTATION FOR OPEN AND LAPAROSCOPIC SURGERIES
20038 | 4229180245700 | FORCEPS, KUHN RHINOFORCE II FRONTAL SINUS, FLAT JAWS, THROUGH-CUTTING, SHEATH 60 DEGREE UPTURNED, BACKWARD OPENING WITH CLEANING CONNECTOR, WORKING LENGTH 12 - 13 CM, TO THE LEFT, REUSABLE | SURGICAL INSTRUMENT TENDER
20039 | 4229680398800 | GOUGE, PARTSCH, LENGTH 13 - 14 CM, TIP WIDTH 3 MM, REUSABLE | SPECIALIZED INSTRUMENTATION FOR OPEN AND LAPAROSCOPIC SURGERIES
20040 | 4229680398900 | GOUGE, PARTSCH, LENGTH 13 - 14 CM, TIP WIDTH 5 MM, REUSABLE | SPECIALIZED INSTRUMENTATION FOR OPEN AND LAPAROSCOPIC SURGERIES
20041 | 4229680399000 | GUIDE, NEEDLE, SLIGHTLY CURVED/TRIANGULAR SHAPE, STAINLESS STEEL, SIZE 10 CH, REUSABLE | SPECIALIZED INSTRUMENTATION FOR OPEN AND LAPAROSCOPIC SURGERIES
20042 | 4229680399100 | FORCEPS, CLAMP, PROVIDENCE /CURVED, STAINLESS STEEL, LENGTH 13 - 14 CM, REUSABLE | SPECIALIZED INSTRUMENTATION FOR OPEN AND LAPAROSCOPIC SURGERIES
20043 | 4229180235700 | FORCEPS, CLAMP, LAHEY SWEET STEEL 20 CM REUSABLE | SPECIALIZED INSTRUMENTATION FOR OPEN AND LAPAROSCOPIC SURGERIES
20044 | 4229180234200 | FORCEPS, GRASPING STONE SMALL FRAGMENTS FLEXIBLE STEEL 5 FR X 73CM REUSABLE | SPECIALIZED INSTRUMENTATION FOR OPEN AND LAPAROSCOPIC SURGERIES
20045 | 4229680398700 | GOUGE, PARTSCH, LENGTH 13 - 14 CM, TIP WIDTH 2 MM, REUSABLE | SPECIALIZED INSTRUMENTATION FOR OPEN AND LAPAROSCOPIC SURGERIES
20046 | 4229180232000 | FORCEPS, BONNEY TISSUE 1X2 17.0 - 18.0 CM REUSABLE | SPECIALIZED INSTRUMENTATION FOR OPEN AND LAPAROSCOPIC SURGERIES
20047 | 4229180247300 | LAPAROSCOPIC FORCEPS DISSECTING AND GRASPING ROTATING DISMANTLING INSULATED WITH CONNECTOR PIN FOR UNIPOLAR COAGULATION WITH LUER-LOCK IRRIGATION CONNECTOR FOR CLEANING DOUBLE ACTION JAWS RIGHT ANGLED SIZE 3.5 MM LENGTH 20 CM REUSABLE | SPECIALIZED INSTRUMENTATION FOR OPEN AND LAPAROSCOPIC SURGERIES
20048 | 4229180247500 | LAPAROSCOPIC, GRASPING FORCEPS, ROTATING, DISMANTLING, INSULATED, WITH CONNECTOR PIN FOR UNIPOLAR COAGULATION, WITH LUER-LOCK IRRIGATION CONNECTOR FOR CLEANING, DOUBLE ACTION JAWS, ATRAUMATIC, FENESTRATED, SIZE 3.5 MM, LENGTH 20 CM, REUSABLE | SPECIALIZED INSTRUMENTATION FOR OPEN AND LAPAROSCOPIC SURGERIES
20049 | 4229180249800 | LAPAROSCOPIC (KOH) ULTRA MICRO NEEDLE HOLDER JAWS CURVED TO LEFT WITH TUNGSTEN CARBIDE INSERT STRAIGHT HANDLE WITH DISENGAGEABLE RATCHET SIZE 3.5 MM LENGTH 20 CM, REUSABLE | SPECIALIZED INSTRUMENTATION FOR OPEN AND LAPAROSCOPIC SURGERIES
20050 | 4229180249300 | FORCEPS, REDDICK-OLSEN DISSECTING AND GRASPING, ROTATING WITH CONNECTOR PIN FOR UNIPOLAR COAGULATION SIZE 5 MM LENGTH 36 CM HEAVY DOUBLE ACTION JAWS WITH DISENGAGEABLE RATCHET WITH LARGER CONTACT AREA AT THE FINGER RING REUSABLE | SPECIALIZED INSTRUMENTATION FOR OPEN AND LAPAROSCOPIC SURGERIES
20051 | 4229180249200 | PUSHER, MINIMALLY INVASIVE, FOR VALVE POSITIONING, LENGTH 35 CM, REUSABLE | SPECIALIZED INSTRUMENTATION FOR OPEN AND LAPAROSCOPIC SURGERIES
20052 | 4229180248900 | KELLY FORCEPS, DISSECTING AND GRASPING, ROTATING WITH CONNECTOR PIN FOR UNIPOLAR COAGULATION SIZE 5 MM LENGTH 36 CM DOUBLE ACTION JAWS CONSISTING OF: PLASTIC HANDLE WITHOUT RATCHET OUTER TUBE INSULATED FORCEPS INSERT REUSABLE | SPECIALIZED INSTRUMENTATION FOR OPEN AND LAPAROSCOPIC SURGERIES
20053 | 4229180248600 | LAPAROSCOPIC, TAN PYLORIC SPREADER AND GRASPING FORCEPS ROTATING DISMANTLING INSULATED WITH CONNECTOR PIN FOR UNIPOLAR COAGULATION WITH LUER- LOCK IRRIGATION CONNECTOR FOR CLEANING DOUBLE ACTION JAWS IN- AND OUTSIDE SERRATED JAWS SIZE 3.5 MM LENGTH 20 CM, REUSABLE | SPECIALIZED INSTRUMENTATION FOR OPEN AND LAPAROSCOPIC SURGERIES
20054 | 4229680398400 | CHISEL, CUTTING, PARTSCH, BLADE WIDTH 6 MM, LENGTH 13 - 14 CM, REUSABLE | SPECIALIZED INSTRUMENTATION FOR OPEN AND LAPAROSCOPIC SURGERIES
20055 | 4229180247400 | LAPAROSCOPIC FORCEPS DISSECTING AND GRASPING ROTATING DISMANTLING INSULATED WITH CONNECTOR PIN FOR UNIPOLAR COAGULATION WITH LUER-LOCK IRRIGATION CONNECTOR FOR CLEANING SINGLE ACTION JAWS “TIGER JAWS” 2 X 4 TEETH SIZE 3.5 MM LENGTH 20 CM REUSABLE | SPECIALIZED INSTRUMENTATION FOR OPEN AND LAPAROSCOPIC SURGERIES
20056 | 4229180248400 | LAPAROSCOPIC ROTHENBERG BOWEL GRASPER, ROTATING, DISMANTLING, INSULATED, WITH CONNECTOR PIN FOR UNIPOLAR COAGULATION, WITH LUER-LOCK IRRIGATION CONNECTOR FOR CLEANING, DOUBLE ACTION JAWS, SIZE 3.5 MM, LENGTH 20 CM, REUSABLE | SPECIALIZED INSTRUMENTATION FOR OPEN AND LAPAROSCOPIC SURGERIES
20057 | 4229180248200 | LAPAROSCOPIC REDDICK-OLSEN FORCEPS DISSECTING AND GRASPING ROTATING DISMANTLING INSULATED WITH CONNECTOR PIN FOR UNIPOLAR COAGULATION WITH LUER-LOCK IRRIGATION CONNECTOR FOR CLEANING DOUBLE ACTION JAWS ROBUST SIZE 3.5 MM LENGTH 20 CM REUSABLE | SPECIALIZED INSTRUMENTATION FOR OPEN AND LAPAROSCOPIC SURGERIES
20058 | 4229180248100 | LAPAROSCOPIC, PERCUTANEOUS PYLORIC SPREADER ROTATING DISMANTLING WITHOUT CONNECTOR PIN FOR UNIPOLAR COAGULATION WITH LUER-LOCK IRRIGATION CONNECTOR FOR CLEANING DOUBLE ACTION JAWS SIZE 3.5 MM LENGTH 20 CM, REUSABLE | SPECIALIZED INSTRUMENTATION FOR OPEN AND LAPAROSCOPIC SURGERIES
20059 | 4229180247900 | LAPAROSCOPIC, MICRO HOOK SCISSORS, ROTATING, DISMANTLING, INSULATED, WITH CONNECTOR PIN FOR UNIPOLAR COAGULATION, WITH LUER-LOCK IRRIGATION CONNECTOR FOR CLEANING, SINGLE ACTION JAWS, SIZE 3.5 MM, LENGTH 20 CM, REUSABLE | SPECIALIZED INSTRUMENTATION FOR OPEN AND LAPAROSCOPIC SURGERIES
20060 | 4229180247800 | LAPAROSCOPIC KELLY FORCEPS DISSECTING AND GRASPING ROTATING DISMANTLING INSULATED WITH CONNECTOR PIN FOR UNIPOLAR COAGULATION WITH LUER-LOCK IRRIGATION CONNECTOR FOR CLEANING DOUBLE ACTION JAWS SIZE 3.5 MM LENGTH 20 CM REUSABLE | SPECIALIZED INSTRUMENTATION FOR OPEN AND LAPAROSCOPIC SURGERIES
20061 | 4229680398500 | SCISSORS, DISSECTING, GUM, STAINLESS STEEL, LENGTH = 13.0CM, REUSABLE | SPECIALIZED INSTRUMENTATION FOR OPEN AND LAPAROSCOPIC SURGERIES
20062 | 4229180247600 | LAPAROSCOPIC, GRASPING FORCEPS, ROTATING, DISMANTLING, INSULATED, WITH CONNECTOR PIN FOR UNIPOLAR COAGULATION, WITH LUER-LOCK IRRIGATION CONNECTOR FOR CLEANING, DOUBLE ACTION JAWS, ATRAUMATIC, WAVY SERRATION, SIZE 3.5 MM, LENGTH 20 CM, REUSABLE | SPECIALIZED INSTRUMENTATION FOR OPEN AND LAPAROSCOPIC SURGERIES
20063 | 4229180248300 | LAPAROSCOPIC REDDICK-OLSEN FORCEPS DISSECTING AND GRASPING ROTATING DISMANTLING WITHOUT CONNECTOR PIN FOR UNIPOLAR COAGULATION WITH LUER-LOCK IRRIGATION CONNECTOR FOR CLEANING DOUBLE ACTION JAWS ROBUST SIZE 3.5 MM LENGTH 20 CM REUSABLE | SPECIALIZED INSTRUMENTATION FOR OPEN AND LAPAROSCOPIC SURGERIES
20064 | 4229180229200 | LAPAROSCOPIC, BIOPSY FORCEPS, 5 FR, DOUBLE ACTION JAWS, FLEXIBLE, LENGTH 40 - 60 CM (OR EQUIVALENT), REUSABLE | SPECIALIZED INSTRUMENTATION FOR OPEN AND LAPAROSCOPIC SURGERIES
20065 | 4229680399300 | MALLET, HAMMERING, LUCAE, WEIGHT: 230.0GM, LENGTH = 19.5CM, DIAMETER = 19.0MM, REUSABLE | SPECIALIZED INSTRUMENTATION FOR OPEN AND LAPAROSCOPIC SURGERIES
20066 | 4229180224300 | CLAMP, THORACOSCOPIC, LEFT CURVED FOERSTER RING HANDLE WITH OVAL RING JAWS STAINLESS STEEL 10 MM X 20 MM REUSABLE | SPECIALIZED INSTRUMENTATION FOR OPEN AND LAPAROSCOPIC SURGERIES
20067 | 4229680402600 | CANNULA, INFILTRATION, LUER LOCK/22 HOLES/CURVED, DIAMETER = 4.0MM, LENGTH = 20.0CM, REUSABLE | SPECIALIZED INSTRUMENTATION FOR OPEN AND LAPAROSCOPIC SURGERIES
20068 | 4229180001500 | FORCEPS, HEANEY HYSTERECTOMY, CURVED, LENGTH 25CM, REUSABLE | SPECIALIZED INSTRUMENTATION FOR OPEN AND LAPAROSCOPIC SURGERIES
20069 | 4229680402700 | CANNULA, INFILTRATION, LUER LOCK/22 HOLES/STRAIGHT, DIAMETER = 3.0MM, LENGTH = 20.0CM, REUSABLE | SPECIALIZED INSTRUMENTATION FOR OPEN AND LAPAROSCOPIC SURGERIES
20070 | 4229680402800 | CANNULA, INFILTRATION, LUER LOCK/22 HOLES/STRAIGHT, DIAMETER = 4.0MM, LENGTH = 20.0CM, REUSABLE | SPECIALIZED INSTRUMENTATION FOR OPEN AND LAPAROSCOPIC SURGERIES
20071 | 4229171308800 | PUNCH PARSONS UPBITING, BACKWARD CUTTING, 2.5MM, REUSABLE | SPECIALIZED INSTRUMENTATION FOR OPEN AND LAPAROSCOPIC SURGERIES
20072 | 4229171308700 | FORCEPS, PUNCH, STAMMBERGER, CIRCULAR, STRAIGHT, TIP SIZE 4.5 MM, TOTAL LENGTH 18 CM, REUSABLE | SPECIALIZED INSTRUMENTATION FOR OPEN AND LAPAROSCOPIC SURGERIES
20073 | 4229680402500 | CANNULA, INFILTRATION, LUER LOCK/22 HOLES/CURVED, DIAMETER = 3.0MM, LENGTH = 20.0CM, REUSABLE | SPECIALIZED INSTRUMENTATION FOR OPEN AND LAPAROSCOPIC SURGERIES
20074 | 4229171308600 | FORCEPS, PUNCH, STAMMBERGER, CIRCULAR, 65 DEGREE, TIP SIZE 4.5 MM, TOTAL LENGTH 17 - 18 CM, REUSABLE | SPECIALIZED INSTRUMENTATION FOR OPEN AND LAPAROSCOPIC SURGERIES
20075 | 4229171308400 | FORCEPS, PUNCH, STAMMBERGER, CIRCULAR, 65 DEGREE, TIP SIZE 3.5 MM, TOTAL LENGTH 17 - 18 CM, REUSABLE | SPECIALIZED INSTRUMENTATION FOR OPEN AND LAPAROSCOPIC SURGERIES
20076 | 4229680402900 | CANNULA, LIPOSUCTION, FAT REMOVAL, MERCEDES/QUICK RELEASE FASTENER, DIAMETER 3.0MM, LENGTH 20.0CM, REUSABLE | SPECIALIZED INSTRUMENTATION FOR OPEN AND LAPAROSCOPIC SURGERIES
20077 | 4229680403000 | CANNULA, LIPOSUCTION, FAT REMOVAL, MERCEDES/QUICK RELEASE FASTENER, DIAMETER 3 MM, LENGTH 25 CM, REUSABLE | SPECIALIZED INSTRUMENTATION FOR OPEN AND LAPAROSCOPIC SURGERIES
20078 | 4229680403100 | CANNULA, LIPOSUCTION, FAT REMOVAL, MERCEDES/QUICK RELEASE FASTENER, DIAMETER 4.0MM, LENGTH 20.0CM, REUSABLE | SPECIALIZED INSTRUMENTATION FOR OPEN AND LAPAROSCOPIC SURGERIES
20079 | 4229680403200 | CANNULA, LIPOSUCTION, FAT REMOVAL, MERCEDES/QUICK RELEASE FASTENER, DIAMETER 4.0MM, LENGTH 25.0CM, REUSABLE | SPECIALIZED INSTRUMENTATION FOR OPEN AND LAPAROSCOPIC SURGERIES
20080 | 4229680403300 | CANNULA, LIPOSUCTION, FAT REMOVAL, MONOPORT, FIXED HANDLE/CURVED, DIAMETER 3 MM, LENGTH 15 CM, REUSABLE | SPECIALIZED INSTRUMENTATION FOR OPEN AND LAPAROSCOPIC SURGERIES
20081 | 4229171308500 | FORCEPS, PUNCH, STAMMBERGER, CIRCULAR, STRAIGHT, TIP SIZE 3.5 MM, TOTAL LENGTH 18 CM, REUSABLE | SPECIALIZED INSTRUMENTATION FOR OPEN AND LAPAROSCOPIC SURGERIES
20082 | 4229680402400 | CANNULA, INFILTRATION, LUER LOCK/22 HOLES/BAYONET, DIAMETER = 4.0MM, LENGTH = 20.0CM, REUSABLE | SPECIALIZED INSTRUMENTATION FOR OPEN AND LAPAROSCOPIC SURGERIES
20083 | 4229680402300 | CANNULA, INFILTRATION, LUER LOCK/22 HOLES/BAYONET, DIAMETER = 3.0MM, LENGTH = 20.0CM, REUSABLE | SPECIALIZED INSTRUMENTATION FOR OPEN AND LAPAROSCOPIC SURGERIES
20084 | 4229680401900 | PUNCH, BONE, CITELLI, JAW WIDTH 2 - 4 MM, REUSABLE | SPECIALIZED INSTRUMENTATION FOR OPEN AND LAPAROSCOPIC SURGERIES
20085 | 4229180223900 | CLAMP, DEBAKEY, FOR THORACOSCOPIC, WITH RATCHET, 1X2, WORKING LENGTH 11 - 12 CM, TOTAL LENGTH 29 - 30 CM, REUSABLE | SURGICAL INSTRUMENT TENDER
20086 | 4229680399500 | RETRACTOR, CORYLLOS, STAINLESS STEEL, TIP SIZE: 80 MM X 22 MM (+/- 5MM), LENGTH 24 - 26 CM, REUSABLE | SPECIALIZED INSTRUMENTATION FOR OPEN AND LAPAROSCOPIC SURGERIES
20087 | 4229680399600 | RETRACTOR, FRITSCH, STAINLESS STEEL, TIP SIZE: 33 MM X 40 MM, LENGTH 24 - 26 CM, REUSABLE | SPECIALIZED INSTRUMENTATION FOR OPEN AND LAPAROSCOPIC SURGERIES
20088 | 4229680399700 | RETRACTOR, SAUERBRUCH, STAINLESS STEEL, TIP SIZE: 45 MM X 15 MM, LENGTH 22 - 23 CM, REUSABLE | SPECIALIZED INSTRUMENTATION FOR OPEN AND LAPAROSCOPIC SURGERIES
20089 | 4229680399800 | CONTRACTOR/APPROXIMATOR, RIB, BAILEY, LENGTH 15 - 17 CM, REUSABLE | SPECIALIZED INSTRUMENTATION FOR OPEN AND LAPAROSCOPIC SURGERIES
20090 | 4229680399900 | SET, VAGINAL SPECULUM, DILATION, KRISTELLER, STAINLESS STEEL, SIZE: 70.0MM X 15.0MM (PAIR), REUSABLE | SPECIALIZED INSTRUMENTATION FOR OPEN AND LAPAROSCOPIC SURGERIES
20091 | 4229680400300 | SPREADER, STERNAL WITH 2 PAIRS OF BLADES, FOR NEONATE, TITANIUM, REUSABLE | SPECIALIZED INSTRUMENTATION FOR OPEN AND LAPAROSCOPIC SURGERIES
20092 | 4229680400500 | SCISSORS, DISSECTING, METZEBAUM CURVED, TUNGSTEN CARBIDE, LENGTH = 11.5CM, REUSABLE | SPECIALIZED INSTRUMENTATION FOR OPEN AND LAPAROSCOPIC SURGERIES
20093 | 4229680400700 | PUNCH, ANTRUM/KERRISON, UPWARDS, JAW WIDTH 4 MM X 4 MM, LENGTH 9 - 10 CM, REUSABLE | SPECIALIZED INSTRUMENTATION FOR OPEN AND LAPAROSCOPIC SURGERIES
20094 | 4229680401100 | SCISSORS, MAYO, STRAIGHT, STAINLESS STEEL, LENGTH 17 CM, REUSABLE | SPECIALIZED INSTRUMENTATION FOR OPEN AND LAPAROSCOPIC SURGERIES
20095 | 4229680401300 | MARKER, AREOLA, BLUNT, DIAMETER = 36.0MM, REUSABLE | SPECIALIZED INSTRUMENTATION FOR OPEN AND LAPAROSCOPIC SURGERIES
20096 | 4229680401400 | MARKER, AREOLA, BLUNT, DIAMETER = 40.0MM, REUSABLE | SPECIALIZED INSTRUMENTATION FOR OPEN AND LAPAROSCOPIC SURGERIES
20097 | 4229680401500 | MARKER, AREOLA, BLUNT, DIAMETER = 42.0MM, REUSABLE | SPECIALIZED INSTRUMENTATION FOR OPEN AND LAPAROSCOPIC SURGERIES
20098 | 4229680401600 | MARKER, AREOLA, BLUNT, DIAMETER = 45.0MM, REUSABLE | SPECIALIZED INSTRUMENTATION FOR OPEN AND LAPAROSCOPIC SURGERIES
20099 | 4229680401800 | FORCEPS, CLAMP, BONE CUTTING, COTTLE-KAZAN, STAINLESS STEEL, LENGTH 19 CM, REUSABLE | SPECIALIZED INSTRUMENTATION FOR OPEN AND LAPAROSCOPIC SURGERIES
20100 | 4229180249900 | LAPAROSCOPIC (KOH) ULTRA MICRO NEEDLE HOLDER JAWS CURVED TO RIGHT WITH TUNGSTEN CARBIDE INSERT STRAIGHT HANDLE WITH DISENGAGEABLE RATCHET SIZE 3.5 MM LENGTH 20 CM, REUSABLE | SPECIALIZED INSTRUMENTATION FOR OPEN AND LAPAROSCOPIC SURGERIES
20101 | 4229680403400 | CANNULA, LIPOSUCTION, FAT REMOVAL, MONOPORT, FIXED HANDLE/CURVED, DIAMETER 3 MM, LENGTH 25 CM, REUSABLE | SPECIALIZED INSTRUMENTATION FOR OPEN AND LAPAROSCOPIC SURGERIES
20102 | 4229180250600 | ADAPTOR GLASS WINDOW FOR RIGID BRONCHOSCOPE AND ESOPHAGOSCOPE REUSABLE | SURGICAL INSTRUMENT TENDER
20103 | 4229180250800 | FORCEPS STONE GRASPER 10MM FENESTRATED COMPLETE NON-RATCHET METAL HANDLE LENGTH 36 CM REUSABLE | SURGICAL INSTRUMENT TENDER
20104 | 4229180259700 | FORCEPS, ADSON MICRO GRASPING STRAIGHT 17.5 CM, BAYONET, SERRATED, REUSABLE | SPECIALIZED INSTRUMENTATION FOR OPEN AND LAPAROSCOPIC SURGERIES
20105 | 4229180259500 | CLAMP, PENIS, WITH RUBBER COAT, LENGTH 11 CM, REUSABLE | SPECIALIZED INSTRUMENTATION FOR OPEN AND LAPAROSCOPIC SURGERIES
20106 | 4229180259400 | CLAMP BULLDOG MINI CURVED JAW JAW LENGTH 14 MM TOTAL LENGTH 3 - 4 CM REUSABLE | SPECIALIZED INSTRUMENTATION FOR OPEN AND LAPAROSCOPIC SURGERIES
20107 | 4229180259200 | CLAMP, HEAVY FIXATION, COMPATIBLE WITH COSGROVE RETRACTOR, ASSORTED SHAPES, SIZE 6MM, REUSABLE | SURGICAL INSTRUMENT TENDER
20108 | 4229180259100 | CLAMP BULLDOG DIETHRICH DEBAKEY ANGLED JAW JAW LENGTH 2 CM TOTAL LENGTH 5 CM PRESSURE 80 GR REUSABLE | SPECIALIZED INSTRUMENTATION FOR OPEN AND LAPAROSCOPIC SURGERIES
20109 | 4229180259000 | CLAMP, AORTA/MORRIS, TOTAL LENGTH 17 - 19 CM, STAINLESS STEEL, REUSABLE | SPECIALIZED INSTRUMENTATION FOR OPEN AND LAPAROSCOPIC SURGERIES
20110 | 4229180259800 | FORCEPS, ATRAUMATIC, DEBAKEY, VASCULAR TISSUE 1MM TIP, 15C M, REUSABLE | SPECIALIZED INSTRUMENTATION FOR OPEN AND LAPAROSCOPIC SURGERIES
20111 | 4229180258700 | CLAMP, ATRAUMATIC SLIDER-SHAFT, JAW LENGTH 115MM, SHAFT 100MM, 1X2 DEBAKEY-SERRATIONS, TOTAL LENGTH 37 CM (OR EQUIVALENT), REUSABLE | SPECIALIZED INSTRUMENTATION FOR OPEN AND LAPAROSCOPIC SURGERIES
20112 | 4229180258500 | CLAMP, ALPHA, VESSEL CLIP, VASCULAR, MULLER, SLIGHTLY CURVED, 350 GRAMS, , REUSABLE | SPECIALIZED INSTRUMENTATION FOR OPEN AND LAPAROSCOPIC SURGERIES
20113 | 4229180258400 | CLAMP, ALPHA, VESSEL CLIP, VASCULAR, MULLER, ANGLED, 350 GRAMS, REUSABLE | SPECIALIZED INSTRUMENTATION FOR OPEN AND LAPAROSCOPIC SURGERIES
20114 | 4229180258200 | CLAMP, VASCULAR, CURVED, DEBAKEY, JAW LENGTH 50 MM, 16 CM, REUSABLE | SPECIALIZED INSTRUMENTATION FOR OPEN AND LAPAROSCOPIC SURGERIES
20115 | 4229180258100 | CLAMP, VASCULAR, COOLEY, ANGLED 15 DEGREE, 50 MM 12.0 - 13.0 MM, REUSABLE | SPECIALIZED INSTRUMENTATION FOR OPEN AND LAPAROSCOPIC SURGERIES
20116 | 4229180258000 | TUBING CLAMP, WITH SAFETY GUARD, SERRATED, LENGTH 15 - 18 CM REUSABLE | SPECIALIZED INSTRUMENTATION FOR OPEN AND LAPAROSCOPIC SURGERIES
20117 | 4229180257900 | CLAMP, FORCEPS, TONSIL, COLVER, SEIZING, STRAIGHT, TOTAL LENGTH 19 - 20 CM, STAINLESS STEEL, REUSABLE | SPECIALIZED INSTRUMENTATION FOR OPEN AND LAPAROSCOPIC SURGERIES
20118 | 4229180258600 | CLAMP, ALPHA, VESSEL CLIP, VASCULAR, MULLER, CURVED, 350 GRAMS, REUSABLE | SPECIALIZED INSTRUMENTATION FOR OPEN AND LAPAROSCOPIC SURGERIES
20119 | 4229180257800 | CLAMP VASCULAR ATTRUMATIC DEBAKEY 90 DEGREE LENGTH 10 - 11 CM REUSABLE | SPECIALIZED INSTRUMENTATION FOR OPEN AND LAPAROSCOPIC SURGERIES
20120 | 4229180259900 | FORCEPS, CLAMP, BABCOCK/ATRAUMATIC, INTESTINAL GRASPING STRAIGHT 20 CM, REUSABLE | SPECIALIZED INSTRUMENTATION FOR OPEN AND LAPAROSCOPIC SURGERIES
20121 | 4229180260200 | FORCEPS, SUTURING, CASTROVIEJO/TYING PLATFORM/ANGLED, DIAMETER 0.3 MM, STAINLESS STEEL, LENGTH 10 - 11 CM, REUSABLE | SURGICAL INSTRUMENT TENDER
20122 | 4229180262200 | FORCEPS, LANE, 1X2, 17 - 17.5 CM, REUSABLE | SPECIALIZED INSTRUMENTATION FOR OPEN AND LAPAROSCOPIC SURGERIES
20123 | 4229180262100 | FORCEPS, LANE, 1X2, 14.0 - 14.5 CM REUSABLE | SPECIALIZED INSTRUMENTATION FOR OPEN AND LAPAROSCOPIC SURGERIES
20124 | 4229180262000 | FORCEPS, CLAMP, KOCHER/CURVED, STAINLESS STEEL, LENGTH 18 - 19 CM, 1X2, REUSABLE | SPECIALIZED INSTRUMENTATION FOR OPEN AND LAPAROSCOPIC SURGERIES
20125 | 4229180261900 | FORCEPS, IRIS/CURVED/WITHOUT TYING PLATFORM, TEETH: 1X2, STAINLESS STEEL, LENGTH 7 - 8 CM, REUSABLE | SPECIALIZED INSTRUMENTATION FOR OPEN AND LAPAROSCOPIC SURGERIES
20126 | 4229180261700 | FORCEPS, HEANY HYSTERECTOMY STRAIGHT 22 - 23 CM, REUSABLE | SPECIALIZED INSTRUMENTATION FOR OPEN AND LAPAROSCOPIC SURGERIES
20127 | 4229180261600 | LAPAROSCOPIC, GRASPING FENESTRATED FORCEPS, DOUBLE ACTION JAWS, FENESTRATED, LENGTH 30 - 31 CM, REUSABLE | SPECIALIZED INSTRUMENTATION FOR OPEN AND LAPAROSCOPIC SURGERIES
20128 | 4229180260100 | FORCEPS, CLAMP, BRIDGE DELICATE, CURVED, STAINLESS STEEL, 26.0 -28.0 CM, REUSABLE | SPECIALIZED INSTRUMENTATION FOR OPEN AND LAPAROSCOPIC SURGERIES
20129 | 4229180261500 | FORCEPS, GERALD/STRAIGHT/DELICATE, STAINLESS STEEL, LENGTH 23CM, REUSABLE | SPECIALIZED INSTRUMENTATION FOR OPEN AND LAPAROSCOPIC SURGERIES
20130 | 4229180261200 | FORCEPS, TISSUE, STRAIGHT, SERRATED TIP, STAINLESS STEEL, LENGTH 30 - 31 CM, REUSABLE | SPECIALIZED INSTRUMENTATION FOR OPEN AND LAPAROSCOPIC SURGERIES
20131 | 4229180261000 | FORCEPS, DEBAKEY DELICATE 1.5 MM WIDE 24 CM LONG, REUSABLE | SPECIALIZED INSTRUMENTATION FOR OPEN AND LAPAROSCOPIC SURGERIES
20132 | 4229180260900 | FORCEPS, CLAMP, DEBAKEY, COARCTATION/ GLOVER, 16.0 -17.0 CM, REUSABLE | SPECIALIZED INSTRUMENTATION FOR OPEN AND LAPAROSCOPIC SURGERIES
20133 | 4229180260800 | FORCEPS, DEBAKEY, STRAIGHT, WIDTH TIP 3.5 MM, STAINLESS STEEL, 24CM, REUSABLE | SPECIALIZED INSTRUMENTATION FOR OPEN AND LAPAROSCOPIC SURGERIES
20134 | 4229180260700 | FORCEPS, CLAMP, PEAN/CURVED, STAINLESS STEEL, LENGTH 27 - 28 CM, REUSABLE | SPECIALIZED INSTRUMENTATION FOR OPEN AND LAPAROSCOPIC SURGERIES
20135 | 4229180260500 | FORCEPS, CLAMP, CRAWFORD DELICATE, CURVED, STAINLESS STEEL, 24.0 -25.0 CM, REUSABLE | SPECIALIZED INSTRUMENTATION FOR OPEN AND LAPAROSCOPIC SURGERIES
20136 | 4229180261400 | FORCEPS, FIXATION GREEN WITH LOCK, DIAMETER 5.0 MM, REUSABLE | SPECIALIZED INSTRUMENTATION FOR OPEN AND LAPAROSCOPIC SURGERIES
20137 | 4229180257700 | CLAMP, THORACIC, KANTROWITZ, LENGTH 27 - 28 CM, REUSABLE | SPECIALIZED INSTRUMENTATION FOR OPEN AND LAPAROSCOPIC SURGERIES
20138 | 4229180257600 | CLAMP, GLOVER, ATRAUMATIC, DEBAKEY, VASCULAR, STRONGLY CURVED, LENGTH 21 - 22 CM, REUSABLE | SPECIALIZED INSTRUMENTATION FOR OPEN AND LAPAROSCOPIC SURGERIES
20139 | 4229180257000 | FORCEPS, DIADUST MICRO RING, DIAMETER 1 MM STRAIGHT, LENGTH 21 CM, REUSABLE | SPECIALIZED INSTRUMENTATION FOR OPEN AND LAPAROSCOPIC SURGERIES
20140 | 4229180254800 | FORCEPS, MINIMALLY INVASIVE, FENESTRATED, LENGTH 36 CM, DIAMETER 5 MM, JAW LENGTH 23 MM, WITH PROGRESSIVE RATCHET, REUSABLE | SPECIALIZED INSTRUMENTATION FOR OPEN AND LAPAROSCOPIC SURGERIES
20141 | 4229180254700 | FORCEPS, MINIMALLY INVASIVE, DEBAKEY, LENGTH 36 CM, STRAIGHT, DIAMETER 1.5 MM, REUSABLE | SPECIALIZED INSTRUMENTATION FOR OPEN AND LAPAROSCOPIC SURGERIES
20142 | 4229180254600 | FORCEPS, MINIMALLY INVASIVE, DEBAKEY, LENGTH 36 CM, STRAIGHT, DIAMETER 5 MM, REUSABLE | SPECIALIZED INSTRUMENTATION FOR OPEN AND LAPAROSCOPIC SURGERIES
20143 | 4229180254500 | FORCEPS, MINIMALLY INVASIVE, DEBAKEY, CURVED, 17 MM JAWS, DIAMETER 5 MM, LENGTH 36 CM, REUSABLE | SPECIALIZED INSTRUMENTATION FOR OPEN AND LAPAROSCOPIC SURGERIES
20144 | 4229180254400 | FORCEPS, MINIMALLY INVASIVE, DEBAKEY, LENGTH 30CM, STRAIGHT, DIAMETER 5MM, REUSABLE | SPECIALIZED INSTRUMENTATION FOR OPEN AND LAPAROSCOPIC SURGERIES
20145 | 4229180254300 | FORCEPS, MINIMALLY INVASIVE, DEBAKEY, LENGTH 36 CM, ANGLED, 45 DEGREE, DIAMETER 5 MM, REUSABLE | SPECIALIZED INSTRUMENTATION FOR OPEN AND LAPAROSCOPIC SURGERIES
20146 | 4229180254900 | FORCEPS, MINIMALLY INVASIVE, FENESTRATED FORCEPS, LENGTH 44 CM DIAMETER 5 MM, JAW LENGTH 23 MM, WITH PROGRESSIVE RATCHET, REUSABLE | SPECIALIZED INSTRUMENTATION FOR OPEN AND LAPAROSCOPIC SURGERIES
20147 | 4229680397800 | FORCEPS, CLAMP, DOYEN - BABY/CURVED, STAINLESS STEEL, LENGTH 13. - 14 CM, REUSABLE | SPECIALIZED INSTRUMENTATION FOR OPEN AND LAPAROSCOPIC SURGERIES
20148 | 4229680398000 | CURETTE, BONE, SPRATT/OVAL, SIZE: NO.000, STAINLESS STEEL, LENGTH 17 - 18 CM, REUSABLE | SPECIALIZED INSTRUMENTATION FOR OPEN AND LAPAROSCOPIC SURGERIES
20149 | 4229680398100 | CURETTE, BONE, SPRATT/OVAL, SIZE: NO.0000, STAINLESS STEEL, LENGTH 17 - 18 CM, REUSABLE | SPECIALIZED INSTRUMENTATION FOR OPEN AND LAPAROSCOPIC SURGERIES
20150 | 4229680398200 | CURETTE, BONE, SPRATT/OVAL, SIZE: NO.0, STAINLESS STEEL, LENGTH 17 - 18 CM, REUSABLE | SPECIALIZED INSTRUMENTATION FOR OPEN AND LAPAROSCOPIC SURGERIES
20151 | 4229680398300 | CHISEL, CUTTING, PARTSCH, BLADE WIDTH 2 MM, LENGTH 13 - 14 CM, REUSABLE | SPECIALIZED INSTRUMENTATION FOR OPEN AND LAPAROSCOPIC SURGERIES
20152 | 4229180251000 | FORCEPS, DEBAKEY, TITANIUM, LENGTH 19.5 CM, TIP WIDTH 2.5 MM (OR EQUIVALENT), REUSABLE | SPECIALIZED INSTRUMENTATION FOR OPEN AND LAPAROSCOPIC SURGERIES
20153 | 4229180250900 | CLAMP BULLDOG DEBAKEY-HESS CURVED JAW JAW LENGTH 2 CM TOTAL LENGTH 3.5 CM STAINLESS STEEL REUSABLE | SPECIALIZED INSTRUMENTATION FOR OPEN AND LAPAROSCOPIC SURGERIES
20154 | 4229680397900 | FORCEPS, CLAMP, DOYEN - BABY/CURVED, STAINLESS STEEL, LENGTH 17 CM, REUSABLE | SPECIALIZED INSTRUMENTATION FOR OPEN AND LAPAROSCOPIC SURGERIES
20155 | 4229180255000 | FORCEPS, MINIMALLY INVASIVE, RESANO, LENGTH 30 CM, DIAMETER 5 MM, REUSABLE | SPECIALIZED INSTRUMENTATION FOR OPEN AND LAPAROSCOPIC SURGERIES
20156 | 4229180255100 | FORCEPS, MINIMALLY INVASIVE, RESANO, LENGTH 36 CM, DIAMETER 5 MM, REUSABLE | SPECIALIZED INSTRUMENTATION FOR OPEN AND LAPAROSCOPIC SURGERIES
20157 | 4229180255200 | CLAMP, MINIMALLY INVASIVE, CHITWOOD, 1X2 DEBAKEY/SERRATED, ANGLED SHANKS, SLIDER SHAFT, JAW LENGTH 8 CM, TOTAL LENGTH 26 - 27 CM, ST AINLESS STEEL, REUSABLE | SPECIALIZED INSTRUMENTATION FOR OPEN AND LAPAROSCOPIC SURGERIES
20158 | 4229180256900 | FORCEPS, DIADUST MICRO, ROUND HANDLE, HEAVY STYLE, TIP DIAMETER 0.7 - 0.8 MM, LENGTH 20 - 21 CM , REUSABLE | SPECIALIZED INSTRUMENTATION FOR OPEN AND LAPAROSCOPIC SURGERIES
20159 | 4229180256800 | CLAMP, CASTANEDA, MICRO, VASCULAR, DEBAKEY, NEONATAL, CURVED SHANKS, ASSORTED DEGREE ANGELATION , AND ASSORTED SIZES,TITANIUM, REUSABLE | SPECIALIZED INSTRUMENTATION FOR OPEN AND LAPAROSCOPIC SURGERIES
20160 | 4229180256700 | FORCEPS, CARPENTIER, ORIGINAL VASCULAR ATRAUMATIC TISSUE, LENGTH 28 CM, RESANO JAWS, 3 ARTICULATIONS, REUSABLE | SPECIALIZED INSTRUMENTATION FOR OPEN AND LAPAROSCOPIC SURGERIES
20161 | 4229180256600 | CLAMP, ATRAUMATIC CROSS, WITH-LOCK, LENGTH 26 CM, 2X3 DEBAKEY JAWS, REUSABLE | SPECIALIZED INSTRUMENTATION FOR OPEN AND LAPAROSCOPIC SURGERIES
20162 | 4229180256500 | CLAMP BULLDOG DIETHRICH STRAIGHT JAW JAW LENGTH 13 MM TOTAL LENGTH 6 CM STAINLESS STEEL REUSABLE | SPECIALIZED INSTRUMENTATION FOR OPEN AND LAPAROSCOPIC SURGERIES
20163 | 4229180256300 | FORCEPS, MICRO, DEBAKEY, STRAIGHT, TIP WIDTH 1.0 - 1.3 MM, BLACK COATING, LENGTH 21.0 - 23.0 CM REUSABLE. | SPECIALIZED INSTRUMENTATION FOR OPEN AND LAPAROSCOPIC SURGERIES
20164 | 4229180256200 | FORCEPS, MICRO, DEBAKEY, ANGLED, TIP WIDTH 1.0 - 1.3 MM, BLACK COATING, LENGTH 21.0 - 23.0 CM REUSABLE. | SPECIALIZED INSTRUMENTATION FOR OPEN AND LAPAROSCOPIC SURGERIES
20165 | 4229180256100 | FORCEPS, MICRO, DEBAKEY, STRAIGHT, TIP WIDTH 1.0 - 1.3 MM, BLACK COATING, LENGTH 18.0 - 20.0 CM REUSABLE. | SPECIALIZED INSTRUMENTATION FOR OPEN AND LAPAROSCOPIC SURGERIES
20166 | 4229180256000 | FORCEPS, MICRO, DEBAKEY, ANGLED, TIP WIDTH 1.0 - 1.3 MM, BLACK COATING, LENGTH 18.0 - 20.0 CM REUSABLE. | SPECIALIZED INSTRUMENTATION FOR OPEN AND LAPAROSCOPIC SURGERIES
20167 | 4229180255900 | FORCEPS, SUPERGRIP HEAVY, TIP WIDTH 3.5 MM, RESANO/DEBAKEY, ROUND HANDLES, LENGTH 24 - 25 CM, REUSABLE | SPECIALIZED INSTRUMENTATION FOR OPEN AND LAPAROSCOPIC SURGERIES
20168 | 4229180255800 | FORCEPS, SUPERGRIP HEAVY, TIP WIDTH 3.5 MM, RESANO/DEBAKEY, ROUND HANDLES, LENGTH 21 - 22 CM, REUSABLE | SPECIALIZED INSTRUMENTATION FOR OPEN AND LAPAROSCOPIC SURGERIES
20169 | 4229180255700 | CLAMP, MINIMALLY INVASIVE, CHITWOOD, 2X3 DEBAKEY/SERRATED, ANGLED SHANKS, SLIDER SHAFT, JAW LENGTH 7 - 8 CM, TOTAL LENGTH 36 - 37 CM, STAINLESS STEEL, REUSABLE | SPECIALIZED INSTRUMENTATION FOR OPEN AND LAPAROSCOPIC SURGERIES
20170 | 4229180255600 | CLAMP, MINIMALLY INVASIVE, CHITWOOD, 2X3 DEBAKEY/SERRATED, ANGLED SHANKS, SLIDER SHAFT, JAW LENGTH 7 - 8 CM, TOTAL LENGTH 32 CM, STAINLESS STEEL, REUSABLE | SPECIALIZED INSTRUMENTATION FOR OPEN AND LAPAROSCOPIC SURGERIES
20171 | 4229180255500 | CLAMP, MINIMALLY INVASIVE, CHITWOOD, 2X3 DEBAKEY/SERRATED, ANGLED SHANKS, SLIDER SHAFT, JAW LENGTH 7 - 8 CM, TOTAL LENGTH 26 - 30 CM, STAINLESS STEEL, REUSABLE | SPECIALIZED INSTRUMENTATION FOR OPEN AND LAPAROSCOPIC SURGERIES
20172 | 4229180255300 | CLAMP, MINIMALLY INVASIVE, CHITWOOD, 1X2 DEBAKEY/SERRATED, ANGLED SHANKS, SLIDER SHAFT, JAW LENGTH 10 CM, TOTAL LENGTH 30 - 32 CM, S TAINLESS STEEL, REUSABLE | SPECIALIZED INSTRUMENTATION FOR OPEN AND LAPAROSCOPIC SURGERIES
20173 | 4229180250700 | FORCEPS, BABCOCK, COMPLETE, INCLUDE OUTER SHEATH/METAL HANDLE, NON RATCHET, DIAMETER 10 MM, REUSABLE | SPECIALIZED INSTRUMENTATION FOR OPEN AND LAPAROSCOPIC SURGERIES
20174 | 4229161426700 | SCISSORS, JACOBSON MICRO, SUPERGRIP, LENGTH = 210MM, ANGLED, SHARP, FINE, 125 DEGREE, BLADE = 10MM, BLACK COATING, REUSABLE | SPECIALIZED INSTRUMENTATION FOR OPEN AND LAPAROSCOPIC SURGERIES
20175 | 4229680403500 | CANNULA, LIPOSUCTION, FAT REMOVAL, MONOPORT, FIXED HANDLE/CURVED, DIAMETER 6 MM, LENGTH 15 CM, REUSABLE | SPECIALIZED INSTRUMENTATION FOR OPEN AND LAPAROSCOPIC SURGERIES
20176 | 4229680403700 | CANNULA, LIPOSUCTION, FAT REMOVAL, MONOPORT, QUICK RELEASE FASTENER, DIAMETER 3 MM, LENGTH 20 CM, REUSABLE | SPECIALIZED INSTRUMENTATION FOR OPEN AND LAPAROSCOPIC SURGERIES
20177 | 4229680415300 | SCISSORS, DISSECTING, SUPERCUT/KILNER/CURVED, STAINLESS STEEL, LENGTH = 12.0CM, REUSABLE | SPECIALIZED INSTRUMENTATION FOR OPEN AND LAPAROSCOPIC SURGERIES
20178 | 4229680415400 | SCISSORS, DISSECTING, SUPERCUT/KILNER/CURVED, STAINLESS STEEL, LENGTH = 15.0CM, REUSABLE | SPECIALIZED INSTRUMENTATION FOR OPEN AND LAPAROSCOPIC SURGERIES
20179 | 4229680415500 | SCISSORS, SURGICAL, SUPERCUT/IRIS/SHARP-SHARP/CURVED, STAINLESS STEEL, LENGTH = 11.5CM, REUSABLE | SPECIALIZED INSTRUMENTATION FOR OPEN AND LAPAROSCOPIC SURGERIES
20180 | 4229680415900 | ELEVATOR, SEPTUM, FREER/SHARP, STAINLESS STEEL, LENGTH 19 - 20 CM, REUSABLE | SPECIALIZED INSTRUMENTATION FOR OPEN AND LAPAROSCOPIC SURGERIES
20181 | 4229680416000 | FORCEPS, SEPTUM STRAIGHTENING, ASCH, LENGTH 22 - 23 CM, STAINLESS STEEL, REUSABLE | SPECIALIZED INSTRUMENTATION FOR OPEN AND LAPAROSCOPIC SURGERIES
20182 | 4229680416100 | FORCEPS, SKIN GRASP, TIP WIDTH 4 MM, OGURA, STAINLESS STEEL, LENGTH 11 CM, REUSABLE | SPECIALIZED INSTRUMENTATION FOR OPEN AND LAPAROSCOPIC SURGERIES
20183 | 4229680415200 | SCISSORS, DISSECTING, SUPERCUT/METZENBAUM/FINE/CURVED, STAINLESS STEEL, LENGTH = 14.5CM, REUSABLE | SPECIALIZED INSTRUMENTATION FOR OPEN AND LAPAROSCOPIC SURGERIES
20184 | 4229680416200 | SCISSORS, DISSECTING, IRIS FINE/SHARP-SHARP/CURVED, STAINLESS STEEL, LENGTH = 14.0CM, REUSABLE | SPECIALIZED INSTRUMENTATION FOR OPEN AND LAPAROSCOPIC SURGERIES
20185 | 4229680416700 | SCISSORS, SURGICAL, FOMON/ANGLED, STAINLESS STEEL, LENGTH = 13.0CM, REUSABLE | SPECIALIZED INSTRUMENTATION FOR OPEN AND LAPAROSCOPIC SURGERIES
20186 | 4229680416900 | SCISSORS, OPERATING, JOSEPH/SHARP-SHARP/CURVED, STAINLESS STEEL, LENGTH = 15.0CM, REUSABLE | SPECIALIZED INSTRUMENTATION FOR OPEN AND LAPAROSCOPIC SURGERIES
20187 | 4229680417300 | SCISSORS, DISSECTING, STITCH/PECK-JOSEPH/BLUNT-BLUNT/CURVED, STAINLESS STEEL, LENGTH = 14.0CM, REUSABLE | SPECIALIZED INSTRUMENTATION FOR OPEN AND LAPAROSCOPIC SURGERIES
20188 | 4229680417700 | KNIFE, SWIVEL, BALLENGER, STRAIGHT, LENGTH 3 MM, STAINLESS STEEL, REUSABLE | SPECIALIZED INSTRUMENTATION FOR OPEN AND LAPAROSCOPIC SURGERIES
20189 | 4229680417800 | KNIFE, SWIVEL, BALLENGER, STRAIGHT, LENGTH 4 MM, STAINLESS STEEL, REUSABLE | SPECIALIZED INSTRUMENTATION FOR OPEN AND LAPAROSCOPIC SURGERIES
20190 | 4229680417900 | INSERT, RHINOLOGY, #1, TUNGSTEN CARBIDE, REUSABLE | SPECIALIZED INSTRUMENTATION FOR OPEN AND LAPAROSCOPIC SURGERIES
20191 | 4229680416500 | SCISSORS, DISSECTING, METZENBAUM/CURVED, STAINLESS STEEL, LENGTH 17.5 - 18.5 CM, REUSABLE | SPECIALIZED INSTRUMENTATION FOR OPEN AND LAPAROSCOPIC SURGERIES
20192 | 4229680418000 | INSERT, RHINOLOGY, #3, TUNGSTEN CARBIDE, REUSABLE | SPECIALIZED INSTRUMENTATION FOR OPEN AND LAPAROSCOPIC SURGERIES
20193 | 4229680415100 | HANDLE, SCALPEL, LONG/FINE NO.5, LENGTH 22 - 23 CM, REUSABLE | SPECIALIZED INSTRUMENTATION FOR OPEN AND LAPAROSCOPIC SURGERIES
20194 | 4229680414900 | RULER, MEASUREMENT, MM/INCH, LENGTH = 20.0CM, REUSABLE | SPECIALIZED INSTRUMENTATION FOR OPEN AND LAPAROSCOPIC SURGERIES
20195 | 4229680413500 | ELEVATOR, PERIOSTEAL, HOWARTH, DOUBLE ENDED STAINLESS STEEL, LENGTH 21 - 22 CM, REUSABLE | SPECIALIZED INSTRUMENTATION FOR OPEN AND LAPAROSCOPIC SURGERIES
20196 | 4229680413600 | PROBE, SURGICAL, TISSUE MANIPULATION, STAINLESS STEEL, WITH EYE, DIAMETER = 2.0MM, LENGTH = 13.0CM, REUSABLE | SPECIALIZED INSTRUMENTATION FOR OPEN AND LAPAROSCOPIC SURGERIES
20197 | 4229680413700 | PROBE, SURGICAL, TISSUE MANIPULATION, STAINLESS STEEL, BUTTON END, DIAMETER = 1.0MM, LENGTH = 11.5CM, REUSABLE | SPECIALIZED INSTRUMENTATION FOR OPEN AND LAPAROSCOPIC SURGERIES
20198 | 4229680413800 | RASPATORY, CARTILAGE, SCRAPING, DINGMAN/#1, LENGTH = 15.0CM, REUSABLE | SPECIALIZED INSTRUMENTATION FOR OPEN AND LAPAROSCOPIC SURGERIES
20199 | 4229680413900 | RASPATORY, CARTILAGE, SCRAPING, DINGMAN/#2, LENGTH = 15.0CM, REUSABLE | SPECIALIZED INSTRUMENTATION FOR OPEN AND LAPAROSCOPIC SURGERIES
20200 | 4229680414000 | RETRACTOR, BREAST, STAINLESS STEEL, TIP SIZE: 125 MM X 30 MM (+ /- 5MM), LENGTH 27 - 28 CM, REUSABLE | SPECIALIZED INSTRUMENTATION FOR OPEN AND LAPAROSCOPIC SURGERIES
20201 | 4229680415000 | SCISSORS, SUPERCUT/MAYO/CURVED, STAINLESS STEEL, LENGTH 23.5 CM, REUSABLE | SPECIALIZED INSTRUMENTATION FOR OPEN AND LAPAROSCOPIC SURGERIES
20202 | 4229680414100 | RETRACTOR, BREAST, STAINLESS STEEL, TIP SIZE: 145 MM X 30 MM (+ /- 5MM), LENGTH 27 - 28 CM, REUSABLE | SPECIALIZED INSTRUMENTATION FOR OPEN AND LAPAROSCOPIC SURGERIES
20203 | 4229680414300 | RETRACTOR, RHINOLOGY, COTTLE NEIVERT/WITH GROOVE, STAINLESS STEEL, LENGTH 18 - 20 CM, REUSABLE | SPECIALIZED INSTRUMENTATION FOR OPEN AND LAPAROSCOPIC SURGERIES
20204 | 4229680440300 | CLAMP BULLDOG DEBAKEY STRAIGHT JAW JAW LENGTH 2.5 CM TOTAL LENGTH 8 CM TITANIUM REUSABLE | SPECIALIZED INSTRUMENTATION FOR OPEN AND LAPAROSCOPIC SURGERIES
20205 | 4229680414500 | RETRACTOR, RHINOLOGY, NEIVERT/WITH GROOVE, STAINLESS STEEL, LENGTH 16 - 17 CM, REUSABLE | SPECIALIZED INSTRUMENTATION FOR OPEN AND LAPAROSCOPIC SURGERIES
20206 | 4229680414600 | KNIFE, COTTLE, STRAIGHT, NASAL, LENGTH 14 - 15 CM, STAINLESS STEEL, REUSABLE | SPECIALIZED INSTRUMENTATION FOR OPEN AND LAPAROSCOPIC SURGERIES
20207 | 4229680414700 | KNIFE, JOSEPH/STRAIGHT, DOUBLE EDGE, LENGTH 15 - 16 CM, STAINLESS STEEL, REUSABLE | SPECIALIZED INSTRUMENTATION FOR OPEN AND LAPAROSCOPIC SURGERIES
20208 | 4229680414800 | KNIFE, JOSEPH/CURVED, DOUBLE EDGE, LENGTH 14 - 15 CM, STAINLESS STEEL, REUSABLE | SPECIALIZED INSTRUMENTATION FOR OPEN AND LAPAROSCOPIC SURGERIES
20209 | 4229680414200 | RETRACTOR, COPE WALTER, STAINLESS STEEL, LENGTH 17 - 18 CM, REUSABLE | SPECIALIZED INSTRUMENTATION FOR OPEN AND LAPAROSCOPIC SURGERIES
20210 | 4229680418100 | INSERT, RHINOLOGY, #5, TUNGSTEN CARBIDE, REUSABLE | SPECIALIZED INSTRUMENTATION FOR OPEN AND LAPAROSCOPIC SURGERIES
20211 | 4229161432600 | SCISSORS, JACOBSON/MICRO, SUPERGRIP, CURVED, TIP 10 MM, LENGTH 16.0 -18.0 CM, SHARP, REUSABLE | SURGICAL INSTRUMENT TENDER
20212 | 4229161432500 | SCISSORS, JACOBSON/MICRO, SUPERGRIP, STRAIGHT, TIP10 MM, LENGTH 16.0 -18.0 CM, SHARP, REUSABLE | SURGICAL INSTRUMENT TENDER
20213 | 4229161428500 | SCISSORS, DISSECTING, METZENBAUM CURVED, STAINLESS STEEL, LENGTH 14 - 16 CM, REUSABLE | SPECIALIZED INSTRUMENTATION FOR OPEN AND LAPAROSCOPIC SURGERIES
20214 | 4229161428300 | SCISSORS, SUPERCUT/MAYO/STRAIGHT, STAINLESS STEEL, LENGTH 16.5 CM, REUSABLE | SPECIALIZED INSTRUMENTATION FOR OPEN AND LAPAROSCOPIC SURGERIES
20215 | 4229161428200 | SCISSORS DISSECTING CURVED 130 MM, DELICATE PATTERN WAVE CUT BLUNT/BLUNT REUSABLE | SURGICAL INSTRUMENT TENDER
20216 | 4229161428000 | SCISSORS COTTLE-KNAPP DISSECTING CURVED 105 MM, DELICATE PATTERN BLUNT/BLUNT REUSABLE | SPECIALIZED INSTRUMENTATION FOR OPEN AND LAPAROSCOPIC SURGERIES
20217 | 4229161427900 | SCISSORS, ULTRACUT PRESTIGE PARIS, LENGTH = 230MM, CURVED, REUSABLE | SURGICAL INSTRUMENT TENDER
20218 | 4229161427800 | SCISSORS, 120 DEGREE ANGLED, SMALL BLADES, 3MM X 30CM, REUSABLE | SPECIALIZED INSTRUMENTATION FOR OPEN AND LAPAROSCOPIC SURGERIES
20219 | 4229161428600 | SCISSORS, DRESSING, BANDAGE/LISTER, STAINLESS STEEL, LENGTH 14 - 15 CM, REUSABLE | SPECIALIZED INSTRUMENTATION FOR OPEN AND LAPAROSCOPIC SURGERIES
20220 | 4229161427700 | SCISSORS, PROF. YAN DESIGN STRONG CARDIOVASCULAR, LENGTH = 220MM, SUPERCUT, DOUBLE CURVED SCISSORS, RING HANDLE, REUSABLE | SPECIALIZED INSTRUMENTATION FOR OPEN AND LAPAROSCOPIC SURGERIES
20221 | 4229161427400 | SCISSORS, MINIMALLY INVASIVE, LENGTH = 360MM 90 DEGREE ANGLED, DIAMETER : 5 MM, REUSABLE | SPECIALIZED INSTRUMENTATION FOR OPEN AND LAPAROSCOPIC SURGERIES
20222 | 4229161427300 | SCISSORS, MINIMALLY INVASIVE, LENGTH = 360MM 45 DEGREE ANGLED, DIAMETER : 5 MM, REUSABLE | SPECIALIZED INSTRUMENTATION FOR OPEN AND LAPAROSCOPIC SURGERIES
20223 | 4229161427200 | SCISSORS, MINIMALLY INVASIVE, LENGTH = 360MM, 30 DEGREE, DIAMETER : 5MM, REUSABLE | SPECIALIZED INSTRUMENTATION FOR OPEN AND LAPAROSCOPIC SURGERIES
20224 | 4229161427100 | SCISSORS, MINIMALLY INVASIVE, LENGTH 30 CM, CURVED 30 DEGREE, DIAMETER 5 - 7 MM, REUSABLE | SPECIALIZED INSTRUMENTATION FOR OPEN AND LAPAROSCOPIC SURGERIES
20225 | 4229161427000 | SCISSORS, MINIMALLY INVASIVE, LENGTH 30 CM, CURVED 15 DEGREE, DIAMETER 5 - 7 MM, REUSABLE | SPECIALIZED INSTRUMENTATION FOR OPEN AND LAPAROSCOPIC SURGERIES
20226 | 4229161426900 | SCISSORS, MINIMALLY INVASIVE, LENGTH 25 CM, CURVED 30 DEGREE, DIAMETER 5 - 7 MM, REUSABLE | SPECIALIZED INSTRUMENTATION FOR OPEN AND LAPAROSCOPIC SURGERIES
20227 | 4229161427600 | SCISSORS, MINIMALLY INVASIVE, LENGTH 36 CM, TUNGSTEN CARBIDE BLADES, CURVED 15 DEGREE, DIAMETER 5 MM, REUSABLE | SPECIALIZED INSTRUMENTATION FOR OPEN AND LAPAROSCOPIC SURGERIES
20228 | 4229161428700 | SCISSORS, DRESSING, BANDAGE/LISTER, STAINLESS STEEL, LENGTH 18 - 19 CM, REUSABLE | SPECIALIZED INSTRUMENTATION FOR OPEN AND LAPAROSCOPIC SURGERIES
20229 | 4229161428800 | SCISSORS, FLEXIBLE, SINGLE ACTION, 7 FR, LENGTH 40 CM, REUSABLE | SPECIALIZED INSTRUMENTATION FOR OPEN AND LAPAROSCOPIC SURGERIES
20230 | 4229161428900 | SCISSORS, FLEXIBLE, SINGLE ACTION, 9 FR, LENGTH 40 CM, REUSABLE | SPECIALIZED INSTRUMENTATION FOR OPEN AND LAPAROSCOPIC SURGERIES
20231 | 4229161432400 | SCISSORS, JACOBSON/MICRO, SUPERGRIP, CURVED, TIP 7 MM, LENGTH 16.0-18.0 CM, SHARP, REUSABLE | SURGICAL INSTRUMENT TENDER
20232 | 4229161432300 | SCISSORS, JACOBSON/MICRO, SUPERGRIP, STRAIGHT, TIP 7 MM, LENGTH 16.0 - 18.0 CM, SHARP, REUSABLE | SURGICAL INSTRUMENT TENDER
20233 | 4229161432200 | SCISSORS, METZENBAUM, FOR THORACOSCOPIC, CURVED TO LEFT, BLADE LENGTH 3 - 4 CM, RING HANDLE, TOTAL LENGTH 42 - 43 CM, REUSABLE | SURGICAL INSTRUMENT TENDER
20234 | 4229680418200 | INSERT, RHINOLOGY, #7, TUNGSTEN CARBIDE, REUSABLE | SPECIALIZED INSTRUMENTATION FOR OPEN AND LAPAROSCOPIC SURGERIES
20235 | 4229161430400 | SCISSORS, WIRE, BEEBEE/SHARP-SHARP/CURVED, STAINLESS STEEL, LENGTH = 10.0CM, REUSABLE | SPECIALIZED INSTRUMENTATION FOR OPEN AND LAPAROSCOPIC SURGERIES
20236 | 4229161430300 | SCISSORS, VALVE GATE, (OR EQUIVALENT), DIAMETER 5, LENGTH = 25CM, REUSABLE | SPECIALIZED INSTRUMENTATION FOR OPEN AND LAPAROSCOPIC SURGERIES
20237 | 4229161430200 | SCISSORS, SUPERCUT/STEVENS TENOTOMY, BLUNT/BLUNT, CURVED, STAINLESS STEEL, LENGTH 10 - 11 CM, REUSABLE | SPECIALIZED INSTRUMENTATION FOR OPEN AND LAPAROSCOPIC SURGERIES
20238 | 4229161430100 | SCISSORS, IRIS/SHARP-SHARP/CURVED, STAINLESS STEEL, LENGTH 11 - 11.5 CM, REUSABLE | SPECIALIZED INSTRUMENTATION FOR OPEN AND LAPAROSCOPIC SURGERIES
20239 | 4229161430000 | SCISSORS, REYNOLDS, DELICATE CURVED BLUNT/BLUNT, 14.5CM, REUSABLE | SPECIALIZED INSTRUMENTATION FOR OPEN AND LAPAROSCOPIC SURGERIES
20240 | 4229161429700 | SCISSORS, BLACK METZENBAUM CURVED 14.0 -15.0 CM, REUSABLE | SPECIALIZED INSTRUMENTATION FOR OPEN AND LAPAROSCOPIC SURGERIES
20241 | 4229161429600 | SCISSORS, MICRO LARYNGEAL UP-ANGLED, STAINLESS STEEL, LENGTH = 25CM, REUSABLE | SPECIALIZED INSTRUMENTATION FOR OPEN AND LAPAROSCOPIC SURGERIES
20242 | 4229161429500 | SCISSORS, MICRO LARYNGEAL RIGHT-CURVED, STAINLESS STEEL, LENGTH = 25CM, REUSABLE | SPECIALIZED INSTRUMENTATION FOR OPEN AND LAPAROSCOPIC SURGERIES
20243 | 4229161429400 | SCISSORS, MICRO LARYNGEAL LEFT-CURVED, STAINLESS STEEL, LENGTH = 25CM, REUSABLE | SPECIALIZED INSTRUMENTATION FOR OPEN AND LAPAROSCOPIC SURGERIES
20244 | 4229161429200 | SCISSORS, DISSECTING, METZENBAUM FINE/STRAIGHT, TUNGSTEN CARBIDE, LENGTH 23 CM, REUSABLE | SPECIALIZED INSTRUMENTATION FOR OPEN AND LAPAROSCOPIC SURGERIES
20245 | 4229161429000 | SCISSORS, MAYO, CURVED, TUNGSTEN CARBIDE, LENGTH 17 CM, REUSABLE | SPECIALIZED INSTRUMENTATION FOR OPEN AND LAPAROSCOPIC SURGERIES
20246 | 4229680413400 | RASPATORY, PALATAL, SCRAPING, CURVED RIGHT, BLADE SIZE: 4.0MM, LENGTH = 14.0CM, REUSABLE | SPECIALIZED INSTRUMENTATION FOR OPEN AND LAPAROSCOPIC SURGERIES
20247 | 4229680403600 | CANNULA, LIPOSUCTION, FAT REMOVAL, MONOPORT, FIXED HANDLE/CURVED, DIAMETER 6 MM, LENGTH 25 CM, REUSABLE | SPECIALIZED INSTRUMENTATION FOR OPEN AND LAPAROSCOPIC SURGERIES
20248 | 4229680413300 | RASPATORY, PALATAL, SCRAPING, CURVED LEFT, BLADE SIZE: 4.0MM, LENGTH = 14.0CM, REUSABLE | SPECIALIZED INSTRUMENTATION FOR OPEN AND LAPAROSCOPIC SURGERIES
20249 | 4229680413100 | SCISSORS, METZENBAUM/SHARP-BLUNT/STRAIGHT, STAINLESS STEEL, LENGTH 13 - 13.5 CM, REUSABLE | SPECIALIZED INSTRUMENTATION FOR OPEN AND LAPAROSCOPIC SURGERIES
20250 | 4229680406000 | CANNULA, LIPOSUCTION, FAT REMOVAL, SPIRALE/QUICK RELEASE FASTENER, DIAMETER 4 MM, LENGTH 40 CM, REUSABLE | SPECIALIZED INSTRUMENTATION FOR OPEN AND LAPAROSCOPIC SURGERIES
20251 | 4229680406100 | CANNULA, LIPOSUCTION, FAT REMOVAL, SPIRALE/QUICK RELEASE FASTENER, DIAMETER 5 MM, LENGTH 30 CM, REUSABLE | SPECIALIZED INSTRUMENTATION FOR OPEN AND LAPAROSCOPIC SURGERIES
20252 | 4229680406200 | CANNULA, LIPOSUCTION, FAT REMOVAL, SPIRALE/QUICK RELEASE FASTENER, DIAMETER 5 MM, LENGTH 40 CM, REUSABLE | SPECIALIZED INSTRUMENTATION FOR OPEN AND LAPAROSCOPIC SURGERIES
20253 | 4229680406300 | CANNULA, LIPOSUCTION, FAT REMOVAL, SPIRALE/QUICK RELEASE FASTENER, DIAMETER 6 MM, LENGTH 30 CM, REUSABLE | SPECIALIZED INSTRUMENTATION FOR OPEN AND LAPAROSCOPIC SURGERIES
20254 | 4229680406400 | CANNULA, LIPOSUCTION, FAT REMOVAL, SPIRALE/QUICK RELEASE FASTENER, DIAMETER 6 MM, LENGTH 40 CM, REUSABLE | SPECIALIZED INSTRUMENTATION FOR OPEN AND LAPAROSCOPIC SURGERIES
20255 | 4229680406500 | CANNULA, LIPOSUCTION, FAT REMOVAL, TRIPORT/QUICK RELEASE FASTENER, DIAMETER 3 MM, LENGTH 20 CM, REUSABLE | SPECIALIZED INSTRUMENTATION FOR OPEN AND LAPAROSCOPIC SURGERIES
20256 | 4229680405900 | CANNULA, LIPOSUCTION, FAT REMOVAL, SPIRALE/QUICK RELEASE FASTENER, DIAMETER 4 MM, LENGTH 30 CM, REUSABLE | SPECIALIZED INSTRUMENTATION FOR OPEN AND LAPAROSCOPIC SURGERIES
20257 | 4229680406600 | CANNULA, LIPOSUCTION, FAT REMOVAL, TRIPORT/QUICK RELEASE FASTENER, DIAMETER 3 MM, LENGTH 30 CM, REUSABLE | SPECIALIZED INSTRUMENTATION FOR OPEN AND LAPAROSCOPIC SURGERIES
20258 | 4229680406800 | CANNULA, LIPOSUCTION, FAT REMOVAL, TRIPORT/FIXED HANDLE, DIAMETER 4 MM, LENGTH 25 CM, REUSABLE | SPECIALIZED INSTRUMENTATION FOR OPEN AND LAPAROSCOPIC SURGERIES
20259 | 4229680406900 | CANNULA, LIPOSUCTION, FAT REMOVAL, TRIPORT/FIXED HANDLE, DIAMETER 6 MM, LENGTH 25 CM, REUSABLE | SPECIALIZED INSTRUMENTATION FOR OPEN AND LAPAROSCOPIC SURGERIES
20260 | 4229680407000 | CANNULA, LIPOSUCTION, FAT REMOVAL, TRIPORT/FIXED HANDLE, DIAMETER 6 MM, LENGTH 30 CM, REUSABLE | SPECIALIZED INSTRUMENTATION FOR OPEN AND LAPAROSCOPIC SURGERIES
20261 | 4229680180500 | DILATOR, UTERINE, HEGAR, LENGTH = 18.5CM, TIP DIAMETER = 8.5MM, REUSABLE | SPECIALIZED INSTRUMENTATION FOR OPEN AND LAPAROSCOPIC SURGERIES
20262 | 4229680407800 | HANDLE, DERMATOME, SCHINK, TOTAL LENGTH 30 - 33 CM, REUSABLE | SPECIALIZED INSTRUMENTATION FOR OPEN AND LAPAROSCOPIC SURGERIES
20263 | 4229680408300 | DISSECTOR, BREAST/BAYONET, STAINLESS STEEL, LENGTH 37 CM, REUSABLE | SPECIALIZED INSTRUMENTATION FOR OPEN AND LAPAROSCOPIC SURGERIES
20264 | 4229680406700 | CANNULA, LIPOSUCTION, FAT REMOVAL, TRIPORT/FIXED HANDLE, DIAMETER 4 MM, LENGTH 15 CM, REUSABLE | SPECIALIZED INSTRUMENTATION FOR OPEN AND LAPAROSCOPIC SURGERIES
20265 | 4229680408600 | FORCEPS, MEDIUM WIDE/SERRATED TIP STAINLESS STEEL, LENGTH 13 CM, REUSABLE | SPECIALIZED INSTRUMENTATION FOR OPEN AND LAPAROSCOPIC SURGERIES
20266 | 4229680405800 | CANNULA, LIPOSUCTION, FAT REMOVAL, SPIRALE/QUICK RELEASE FASTENER, DIAMETER 4 MM, LENGTH 20 CM, REUSABLE | SPECIALIZED INSTRUMENTATION FOR OPEN AND LAPAROSCOPIC SURGERIES
20267 | 4229680405600 | CANNULA, LIPOSUCTION, FAT REMOVAL, SPIRALE/QUICK RELEASE FASTENER, DIAMETER 3 MM, LENGTH 20 CM, REUSABLE | SPECIALIZED INSTRUMENTATION FOR OPEN AND LAPAROSCOPIC SURGERIES
20268 | 4229680403800 | CANNULA, LIPOSUCTION, FAT REMOVAL, MONOPORT, QUICK RELEASE FASTENER, DIAMETER 3 MM, LENGTH 30 CM, REUSABLE | SPECIALIZED INSTRUMENTATION FOR OPEN AND LAPAROSCOPIC SURGERIES
20269 | 4229680403900 | CANNULA, LIPOSUCTION, FAT REMOVAL, MONOPORT, FIXED HANDLE/STRAIGHT, DIAMETER 3 MM, LENGTH 15 CM, REUSABLE | SPECIALIZED INSTRUMENTATION FOR OPEN AND LAPAROSCOPIC SURGERIES
20270 | 4229680404000 | CANNULA, LIPOSUCTION, FAT REMOVAL, MONOPORT, FIXED HANDLE/STRAIGHT, DIAMETER 3 MM, LENGTH 25 CM, REUSABLE | SPECIALIZED INSTRUMENTATION FOR OPEN AND LAPAROSCOPIC SURGERIES
20271 | 4229680404100 | CANNULA, LIPOSUCTION, FAT REMOVAL, MONOPORT, FIXED HANDLE/STRAIGHT, DIAMETER 4 MM, LENGTH 15 CM, REUSABLE | SPECIALIZED INSTRUMENTATION FOR OPEN AND LAPAROSCOPIC SURGERIES
20272 | 4229680404200 | CANNULA, LIPOSUCTION, FAT REMOVAL, MONOPORT, FIXED HANDLE/STRAIGHT, DIAMETER 4 MM, LENGTH 25 CM, REUSABLE | SPECIALIZED INSTRUMENTATION FOR OPEN AND LAPAROSCOPIC SURGERIES
20273 | 4229680404300 | CANNULA, LIPOSUCTION, FAT REMOVAL, MONOPORT, FIXED HANDLE/STRAIGHT, DIAMETER 6 MM, LENGTH 15 CM, REUSABLE | SPECIALIZED INSTRUMENTATION FOR OPEN AND LAPAROSCOPIC SURGERIES
20274 | 4229680405700 | CANNULA, LIPOSUCTION, FAT REMOVAL, SPIRALE/QUICK RELEASE FASTENER, DIAMETER 3 MM, LENGTH 30 CM, REUSABLE | SPECIALIZED INSTRUMENTATION FOR OPEN AND LAPAROSCOPIC SURGERIES
20275 | 4229680404400 | CANNULA, LIPOSUCTION, FAT REMOVAL, MONOPORT, FIXED HANDLE/STRAIGHT, DIAMETER 6 MM, LENGTH 25 CM, REUSABLE | SPECIALIZED INSTRUMENTATION FOR OPEN AND LAPAROSCOPIC SURGERIES
20276 | 4229680405000 | CANNULA, LIPOSUCTION, FAT REMOVAL, SHARK/QUICK RELEASE FASTENER, DIAMETER 3 MM, LENGTH 25 CM, REUSABLE | SPECIALIZED INSTRUMENTATION FOR OPEN AND LAPAROSCOPIC SURGERIES
20277 | 4229680405100 | CANNULA, LIPOSUCTION, FAT REMOVAL, SHARK/QUICK RELEASE FASTENER, DIAMETER 3 MM, LENGTH 30 CM, REUSABLE | SPECIALIZED INSTRUMENTATION FOR OPEN AND LAPAROSCOPIC SURGERIES
20278 | 4229680405200 | CANNULA, LIPOSUCTION, FAT REMOVAL, SHARK/QUICK RELEASE FASTENER, DIAMETER 4 MM, LENGTH 25 CM, REUSABLE | SPECIALIZED INSTRUMENTATION FOR OPEN AND LAPAROSCOPIC SURGERIES
20279 | 4229680405300 | CANNULA, LIPOSUCTION, FAT REMOVAL, SHARK/QUICK RELEASE FASTENER, DIAMETER 4 MM, LENGTH 30 CM, REUSABLE | SPECIALIZED INSTRUMENTATION FOR OPEN AND LAPAROSCOPIC SURGERIES
20280 | 4229680405400 | CANNULA, LIPOSUCTION, FAT REMOVAL, SHARK/QUICK RELEASE FASTENER, DIAMETER 5 MM, LENGTH 30 CM, REUSABLE | SPECIALIZED INSTRUMENTATION FOR OPEN AND LAPAROSCOPIC SURGERIES
20281 | 4229680405500 | CANNULA, LIPOSUCTION, FAT REMOVAL, SHARK/QUICK RELEASE FASTENER, DIAMETER 6 MM, LENGTH 30 CM, REUSABLE | SPECIALIZED INSTRUMENTATION FOR OPEN AND LAPAROSCOPIC SURGERIES
20282 | 4229680404500 | CANNULA, LIPOSUCTION, FAT REMOVAL, MONOPORT, FIXED HANDLE/STRAIGHT, DIAMETER 9 MM, LENGTH 30 CM, REUSABLE | SPECIALIZED INSTRUMENTATION FOR OPEN AND LAPAROSCOPIC SURGERIES
20283 | 4229680408700 | HOOKLET, DURA, FIXATION/TRACTION, FRAZIER/SHARP, LENGTH = 18.0CM, REUSABLE | SPECIALIZED INSTRUMENTATION FOR OPEN AND LAPAROSCOPIC SURGERIES
20284 | 4229680409000 | ELEVATOR, BREAST, BRUSTHEBER, STAINLESS STEEL, LENGTH 27 - 28 CM, MAMMAPLASTY, REUSABLE | SPECIALIZED INSTRUMENTATION FOR OPEN AND LAPAROSCOPIC SURGERIES
20285 | 4229680180400 | DILATOR, UTERINE, HEGAR, LENGTH = 18.5CM, TIP DIAMETER = 8.0MM, REUSABLE | SPECIALIZED INSTRUMENTATION FOR OPEN AND LAPAROSCOPIC SURGERIES
20286 | 4229680411000 | HOOKLET, RHINOLOGY, FIXATION/TRACTION, BLUNT/SHARP/2 PRONGS, LENGTH 14 - 15 CM, REUSABLE | SPECIALIZED INSTRUMENTATION FOR OPEN AND LAPAROSCOPIC SURGERIES
20287 | 4229680411100 | HOOKLET, MUCOSA, FIXATION/TRACTION, DOUBLE/COTTLE MILLARD, TIP SIZE: 5 MM X 12 MM, LENGTH 5 - 6 CM, REUSABLE | SPECIALIZED INSTRUMENTATION FOR OPEN AND LAPAROSCOPIC SURGERIES
20288 | 4229680411200 | HOOKLET, WOUND, FIXATION/TRACTION, FLEXIBLE, SHARP/3 PRONGS, LENGTH = 15.5CM, REUSABLE | SPECIALIZED INSTRUMENTATION FOR OPEN AND LAPAROSCOPIC SURGERIES
20289 | 4229680411300 | HOOKLET, RHINOLOGY, FIXATION/TRACTION, SHARP/BLUNT/2 PRONGS, LENGTH 14 - 15 CM, REUSABLE | SPECIALIZED INSTRUMENTATION FOR OPEN AND LAPAROSCOPIC SURGERIES
20290 | 4229680411400 | KEY, HANDLE, NASAL RASPS, REUSABLE | SPECIALIZED INSTRUMENTATION FOR OPEN AND LAPAROSCOPIC SURGERIES
20291 | 4229680411600 | NEEDLE, LIGATURE, KRONECKER/LEFT, LENGTH 12 - 13 CM, REUSABLE | SPECIALIZED INSTRUMENTATION FOR OPEN AND LAPAROSCOPIC SURGERIES
20292 | 4229680410900 | HOOKLET, SKIN, FIXATION/TRACTION, BARSKY, LENGTH = 15.0CM, REUSABLE | SPECIALIZED INSTRUMENTATION FOR OPEN AND LAPAROSCOPIC SURGERIES
20293 | 4229680411700 | MALLET, HAMMERING, PARTSCH, WEIGHT: 175.0GM, LENGTH = 19.0CM, REUSABLE | SPECIALIZED INSTRUMENTATION FOR OPEN AND LAPAROSCOPIC SURGERIES
20294 | 4229680412200 | KNIFE, FREER, MUCOSA, LENGTH 15 - 16 CM, STAINLESS STEEL, REUSABLE | SPECIALIZED INSTRUMENTATION FOR OPEN AND LAPAROSCOPIC SURGERIES
20295 | 4229680412300 | FORCEPS, NASAL, TAMPON, HEYMANN KNIGHT, LENGTH 17 - 18 CM, STAINLESS STEEL, REUSABLE | SPECIALIZED INSTRUMENTATION FOR OPEN AND LAPAROSCOPIC SURGERIES
20296 | 4229680412500 | SAW, NASAL, CUTTING BONE, ANGLED LEFT, LENGTH 17 - 18 CM, REUSABLE | SPECIALIZED INSTRUMENTATION FOR OPEN AND LAPAROSCOPIC SURGERIES
20297 | 4229680412600 | SAW, NASAL, CUTTING BONE, ANGLED RIGHT, LENGTH 17 - 18 CM, REUSABLE | SPECIALIZED INSTRUMENTATION FOR OPEN AND LAPAROSCOPIC SURGERIES
20298 | 4229680412700 | SCISSORS, SURGICAL, FOMON/CURVED, STAINLESS STEEL, LENGTH = 14.0CM, REUSABLE | SPECIALIZED INSTRUMENTATION FOR OPEN AND LAPAROSCOPIC SURGERIES
20299 | 4229680412800 | SPECULUM, VIENNA NASAL, NO.2, LENGTH 13 - 14 CM, STAINLESS STEEL, REUSABLE | SPECIALIZED INSTRUMENTATION FOR OPEN AND LAPAROSCOPIC SURGERIES
20300 | 4229680412000 | HOOK, MICRO, WOUND SPREADING, SHARP/1-PRONG/NO.1, LENGTH = 16.0CM, REUSABLE | SPECIALIZED INSTRUMENTATION FOR OPEN AND LAPAROSCOPIC SURGERIES
20301 | 4229680410500 | HANDLE, CANNULA, FC/WITH SLIDE VALVE, REUSABLE | SPECIALIZED INSTRUMENTATION FOR OPEN AND LAPAROSCOPIC SURGERIES
20302 | 4229680410400 | HANDLE, CANNULA, FC/WITH FINGER STOP, REUSABLE | SPECIALIZED INSTRUMENTATION FOR OPEN AND LAPAROSCOPIC SURGERIES
20303 | 4229680410300 | HANDLE, TC INSERTS, LENGTH = 14.0CM, NASAL RASPS, REUSABLE | SPECIALIZED INSTRUMENTATION FOR OPEN AND LAPAROSCOPIC SURGERIES
20304 | 4229680409100 | ELEVATOR, SEPTUM, MCKENTY, STAINLESS STEEL, DIAMETER 4 MM, LENGTH 20 - 21 CM, REUSABLE | SPECIALIZED INSTRUMENTATION FOR OPEN AND LAPAROSCOPIC SURGERIES
20305 | 4229680409200 | ELEVATOR, SEPTUM, NAGATA, STAINLESS STEEL, LENGTH = 16.0CM, REUSABLE | SPECIALIZED INSTRUMENTATION FOR OPEN AND LAPAROSCOPIC SURGERIES
20306 | 4229680409300 | FORCEPS, ETHMOIDAL, 45 DEGREE, UPWARD, NO. 1, TIP WIDTH 3 MM, STAINLESS STEEL, REUSABLE | SPECIALIZED INSTRUMENTATION FOR OPEN AND LAPAROSCOPIC SURGERIES
20307 | 4229680409400 | MARKER, FACELIFT, PITANGUY, LENGTH = 16.0CM, TIP WIDTH= 5.0MM, REUSABLE | SPECIALIZED INSTRUMENTATION FOR OPEN AND LAPAROSCOPIC SURGERIES
20308 | 4229680409500 | FORCEPS, CLAMP, MICRO/MOSQUITO/CURVED, STAINLESS STEEL, LENGTH 12 CM, TEETH: 1X2, REUSABLE | SPECIALIZED INSTRUMENTATION FOR OPEN AND LAPAROSCOPIC SURGERIES
20309 | 4229163202400 | HOLDER SCALPEL BLADE MINIMALLY INVASIVE FOR BLADES 10 11 12 15 18 19 WITH ADJUSTABLE LENGTH LENGTH MINIMUM 29 CM MAXIMUM 36 CM REUSABLE | SPECIALIZED INSTRUMENTATION FOR OPEN AND LAPAROSCOPIC SURGERIES
20310 | 4229163202300 | HOLDER SCALPEL BLADE MINIMALLY INVASIVE FOR BLADES 10 11 12 15 18 19 WITH ADJUSTABLE LENGTH LENGTH MINIMUM 18 CM MAXIMUM 25 CM REUSABLE | SPECIALIZED INSTRUMENTATION FOR OPEN AND LAPAROSCOPIC SURGERIES
20311 | 4229680409600 | FORCEPS, TISSUE, ADLERKREUTZ, STAINLESS STEEL, LENGTH 15 - 16 CM, TEETH: 4X5, REUSABLE | SPECIALIZED INSTRUMENTATION FOR OPEN AND LAPAROSCOPIC SURGERIES
20312 | 4229680409700 | FORCEPS, CLAMP, AIACH/STRAIGHT, STAINLESS STEEL, LENGTH 15 - 16 CM, TIP WIDTH 5 MM, REUSABLE | SPECIALIZED INSTRUMENTATION FOR OPEN AND LAPAROSCOPIC SURGERIES
20313 | 4229680409800 | FORCEPS, TISSUE, JEWELER, ANGLED, STAINLESS STEEL, LENGTH 10 - 11 CM, REUSABLE | SPECIALIZED INSTRUMENTATION FOR OPEN AND LAPAROSCOPIC SURGERIES
20314 | 4229680180300 | DILATOR, UTERINE, HEGAR, LENGTH = 18.5CM, TIP DIAMETER = 7.5MM, REUSABLE | SPECIALIZED INSTRUMENTATION FOR OPEN AND LAPAROSCOPIC SURGERIES
20315 | 4229680409900 | FORCEPS, TISSUE, NELSON, STAINLESS STEEL, LENGTH 23 CM, TEETH: 6X7, REUSABLE | SPECIALIZED INSTRUMENTATION FOR OPEN AND LAPAROSCOPIC SURGERIES
20316 | 4229680410000 | FRAME, MOUTH GAG, REUSABLE | SPECIALIZED INSTRUMENTATION FOR OPEN AND LAPAROSCOPIC SURGERIES
20317 | 4229680410100 | RASPATORY, GLABELLUM, SCRAPING, AUFRICHT/PUSH, LENGTH = 21.0CM, REUSABLE | SPECIALIZED INSTRUMENTATION FOR OPEN AND LAPAROSCOPIC SURGERIES
20318 | 4229680410200 | FORCEPS, CLAMP, PEAN/CURVED, STAINLESS STEEL, LENGTH 24 - 25 CM, REUSABLE | SPECIALIZED INSTRUMENTATION FOR OPEN AND LAPAROSCOPIC SURGERIES
20319 | 4229680413200 | SCISSORS, SHARP-SHARP/STRAIGHT, STAINLESS STEEL, LENGTH 11 - 12 CM, REUSABLE | SPECIALIZED INSTRUMENTATION FOR OPEN AND LAPAROSCOPIC SURGERIES
20320 | 4229680440400 | NEEDLE HOLDER, TI/MICRO/STRAIGHT/WITH LOCK, LENGTH = 15.0CM, REUSABLE | SPECIALIZED INSTRUMENTATION FOR OPEN AND LAPAROSCOPIC SURGERIES
20321 | 4229680448700 | FORCEPS, PERITONEAL CLAMP, BABY-MIKULICZ, STAINLESS STEEL, 1X2, LENGTH 14 - 15 CM, REUSABLE | SPECIALIZED INSTRUMENTATION FOR OPEN AND LAPAROSCOPIC SURGERIES
20322 | 4229680443700 | CLAMP, TUBE, SERRATED, STAINLESS STEEL, LENGTH 15 - 17 CM, REUSABLE | SPECIALIZED INSTRUMENTATION FOR OPEN AND LAPAROSCOPIC SURGERIES
20323 | 4229514329500 | CUTTING LOOP, UNIPOLAR, CUTTING ELECTRODE POINTED, 13 FR, REUSABLE | SPECIALIZED INSTRUMENTATION FOR OPEN AND LAPAROSCOPIC SURGERIES
20324 | 4229514329600 | CUTTING LOOP, UNIPOLAR, CUTTING ELECTRODE POINTED, 24/26 FR, REUSABLE | SPECIALIZED INSTRUMENTATION FOR OPEN AND LAPAROSCOPIC SURGERIES
20325 | 4229514329800 | CUTTING LOOP, UNIPOLAR, STRAIGHT, 26 FR, REUSABLE | SPECIALIZED INSTRUMENTATION FOR OPEN AND LAPAROSCOPIC SURGERIES
20326 | 4229680165000 | FORCEPS, BIPOLAR COAGULATION, NON-STICK/STRAIGHT/BLUNT, STAINLESS STEEL, LENGTH 30 CM, INSULATED, TIP WIDTH 2 MM, REUSABLE | SPECIALIZED INSTRUMENTATION FOR OPEN AND LAPAROSCOPIC SURGERIES
20327 | 4229680164900 | FORCEPS, BIPOLAR COAGULATION, NON-STICK/STRAIGHT/BLUNT, STAINLESS STEEL, LENGTH 24 CM, INSULATED, TIP WIDTH 2 MM, REUSABLE | SPECIALIZED INSTRUMENTATION FOR OPEN AND LAPAROSCOPIC SURGERIES
20328 | 4229680164800 | FORCEPS, BIPOLAR COAGULATION, NON-STICK, STRAIGHT/BLUNT, STAINLESS STEEL, LENGTH 20 CM,INSULATED, TIP WIDTH 2 MM, REUSABLE | SPECIALIZED INSTRUMENTATION FOR OPEN AND LAPAROSCOPIC SURGERIES
20329 | 4229680164700 | FORCEPS, BIOPSY, SCHUMACHER, STAINLESS STEEL, LENGTH = 24.0CM, REUSABLE | SPECIALIZED INSTRUMENTATION FOR OPEN AND LAPAROSCOPIC SURGERIES
20330 | 4229680164600 | CURETTE, BIOPSY, SAMPLE COLLECTION, MUNICH, STAINLESS STEEL, LENGTH 26 - 27 CM, REUSABLE | SPECIALIZED INSTRUMENTATION FOR OPEN AND LAPAROSCOPIC SURGERIES
20331 | 4229680164500 | FORCEPS DEBAKEY ANGLED TIP TIP WIDTH 2 MM STAINLESS STEEL LENGTH 25 CM REUSABLE | SPECIALIZED INSTRUMENTATION FOR OPEN AND LAPAROSCOPIC SURGERIES
20332 | 4229680164400 | CURETTE, FOR UTERINE ASPIRATING SUCTION, SIZE: 8 MM, STAINLESS STEEL, LENGTH 28 - 30 CM, REUSABLE | SPECIALIZED INSTRUMENTATION FOR OPEN AND LAPAROSCOPIC SURGERIES
20333 | 4229680164300 | CURETTE, FOR UTERINE ASPIRATING SUCTION, SIZE: 6 MM, STAINLESS STEEL, LENGTH 28 - 30 CM, REUSABLE | SPECIALIZED INSTRUMENTATION FOR OPEN AND LAPAROSCOPIC SURGERIES
20334 | 4229680164200 | CURETTE, FOR UTERINE ASPIRATING SUCTION, SIZE: 14 MM, STAINLESS STEEL, LENGTH 28 - 30 CM, REUSABLE | SPECIALIZED INSTRUMENTATION FOR OPEN AND LAPAROSCOPIC SURGERIES
20335 | 4229680164100 | CURETTE, FOR UTERINE ASPIRATING SUCTION, SIZE: 12 MM, STAINLESS STEEL, LENGTH 28 - 30 CM, REUSABLE | SPECIALIZED INSTRUMENTATION FOR OPEN AND LAPAROSCOPIC SURGERIES
20336 | 4229680164000 | CURETTE, FOR UTERINE ASPIRATING SUCTION, SIZE: 10 MM, STAINLESS STEEL, LENGTH 28 - 30 CM, REUSABLE | SPECIALIZED INSTRUMENTATION FOR OPEN AND LAPAROSCOPIC SURGERIES
20337 | 4229680163800 | RETRACTOR, ABDOMINAL, BALFOUR/ADULT, COMPLETE, STAINLESS STEEL, REUSABLE | SPECIALIZED INSTRUMENTATION FOR OPEN AND LAPAROSCOPIC SURGERIES
20338 | 4229514329300 | CUTTING LOOP, UNIPOLAR, COAGULATION ELECTRODE, BALL END 5MM, 13 FR, REUSABLE | SPECIALIZED INSTRUMENTATION FOR OPEN AND LAPAROSCOPIC SURGERIES
20339 | 4229680163700 | RETRACTOR, SELF RETAINING,WEITLANER/ SHARP/3X4 TEETH, STAINLESS STEEL, SIZE 18.0 -20.0 CM REUSABLE | SPECIALIZED INSTRUMENTATION FOR OPEN AND LAPAROSCOPIC SURGERIES
20340 | 4229514329200 | CUTTING LOOP, UNIPOLAR, ANGLED, 13 FR, REUSABLE | SPECIALIZED INSTRUMENTATION FOR OPEN AND LAPAROSCOPIC SURGERIES
20341 | 4229514324400 | BIPOLAR FORCEPS, LAPAROSCOPIC, DIAMETER 5 MM, COMPLETE W/SPRING HANDLE, AND NON-RETRACTING JAWS, LENGTH 30 - 36 CM, REUSABLE | SPECIALIZED INSTRUMENTATION FOR OPEN AND LAPAROSCOPIC SURGERIES
20342 | 4229680166800 | FORCEPS, STANDARD/SERRATED TIP, STAINLESS STEEL, LENGTH 16 CM, REUSABLE | SPECIALIZED INSTRUMENTATION FOR OPEN AND LAPAROSCOPIC SURGERIES
20343 | 4229680166700 | SCISSORS, SURGICAL, CUT BIPOLAR/SLIM/CURVED, STAINLESS STEEL, LENGTH = 28.0CM, REUSABLE | SPECIALIZED INSTRUMENTATION FOR OPEN AND LAPAROSCOPIC SURGERIES
20344 | 4229680166600 | SCISSORS, SURGICAL, CUT BIPOLAR/SLIM/CURVED, STAINLESS STEEL, LENGTH = 23.0CM, REUSABLE | SPECIALIZED INSTRUMENTATION FOR OPEN AND LAPAROSCOPIC SURGERIES
20345 | 4229680166500 | SCISSORS, SURGICAL, CUT BIPOLAR/SLIM/CURVED, STAINLESS STEEL, LENGTH = 18.0CM, REUSABLE | SPECIALIZED INSTRUMENTATION FOR OPEN AND LAPAROSCOPIC SURGERIES
20346 | 4229680166100 | CONNECTOR, GYNECOLOGY, ANGLED, TOTAL LENGTH 11 - 12 CM, STAINLESS STEEL, REUSABLE | SURGICAL INSTRUMENT TENDER
20347 | 4229680165700 | FORCEPS, CLAMP, WERTHEIM-CULLEN, STAINLESS STEEL, LENGTH = 21.0CM, REUSABLE | SPECIALIZED INSTRUMENTATION FOR OPEN AND LAPAROSCOPIC SURGERIES
20348 | 4229680165600 | FORCEPS, CLAMP, HEANEY/CURVED, STAINLESS STEEL, LENGTH = 21.5CM, TEETH: 2, HYSTERECTOMY, REUSABLE | SPECIALIZED INSTRUMENTATION FOR OPEN AND LAPAROSCOPIC SURGERIES
20349 | 4229680165500 | FORCEPS, CLAMP, HEANEY/CURVED, STAINLESS STEEL, LENGTH = 19.5CM, TEETH: 2, HYSTERECTOMY, REUSABLE | SPECIALIZED INSTRUMENTATION FOR OPEN AND LAPAROSCOPIC SURGERIES
20350 | 4229680165400 | FORCEPS, CLAMP, HEANEY/CURVED, STAINLESS STEEL, LENGTH = 19.5CM, TEETH: 1, HYSTERECTOMY, REUSABLE | SPECIALIZED INSTRUMENTATION FOR OPEN AND LAPAROSCOPIC SURGERIES
20351 | 4229680165300 | CATHETER, UROLOGY, CURVED, DIAMETER = 14.0FR, LENGTH = 15.0CM, WOMEN, WITH STYLET, REUSABLE | SPECIALIZED INSTRUMENTATION FOR OPEN AND LAPAROSCOPIC SURGERIES
20352 | 4229514323900 | FORCEPS DISSECTING AND GRASPING RIGHT-ANGLED 5MM 360MM WITH DISENGAGEABLE RATCHET WITH LARGER CONTACT AREA AT THE FINGER RING REUS = ABLE | SPECIALIZED INSTRUMENTATION FOR OPEN AND LAPAROSCOPIC SURGERIES
20353 | 4229514324000 | FORCEPS, MARYLAND, DISSECTING AND GRASPING, ROTATING WITH CONNECTOR PIN, FOR UNIPOLAR COAGULATION, SIZE 5 MM, LENGTH 36 CM, ATRAUMATIC DOUBLE ACTION JAWS, WITH DISENGAGEABLE RATCHET WITH LARGER CONTACT AREA AT THE FINGER RING, REUSABLE | SPECIALIZED INSTRUMENTATION FOR OPEN AND LAPAROSCOPIC SURGERIES
20354 | 4229514324100 | FORCEPS, DISSECTING AND GRASPING, ROTATING WITH CONNECTOR PIN FOR UNIPOLAR COAGULATION SIZE 5 MM LENGTH 36 CM ATRAUMATIC FENESTRATED DOUBLE ACTION JAWS PLASTIC HANDLE WITH DISENGAGEABLE RATCHET WITH LARGER CONTACT AREA AT THE FINGER RING REUSABLE | SPECIALIZED INSTRUMENTATION FOR OPEN AND LAPAROSCOPIC SURGERIES
20355 | 4229514324200 | FORCEPS, DISSECTING AND GRASPING, ROTATING WITH CONNECTOR PIN FOR UNIPOLAR COAGULATION SIZE 5 MM LENGTH 36 CM ATRAUMATIC FENESTRATED SINGLE ACTION JAWS WITH DISENGAGEABLE RATCHET WITH LARGER CONTACT AREA AT THE FINGER RING REUSABLE | SPECIALIZED INSTRUMENTATION FOR OPEN AND LAPAROSCOPIC SURGERIES
20356 | 4229514324300 | SPATULA ELECTRODE 5 MM WL = 360 MM REUSABLE | SPECIALIZED INSTRUMENTATION FOR OPEN AND LAPAROSCOPIC SURGERIES
20357 | 4229680165200 | CATHETER, UROLOGY, CURVED, DIAMETER = 12.0FR, LENGTH = 15.0CM, WOMEN, WITH STYLET, REUSABLE | SPECIALIZED INSTRUMENTATION FOR OPEN AND LAPAROSCOPIC SURGERIES
20358 | 4229680166900 | FORCEPS, STANDARD/SERRATED TIP, STAINLESS STEEL, LENGTH 25 CM, REUSABLE | SPECIALIZED INSTRUMENTATION FOR OPEN AND LAPAROSCOPIC SURGERIES
20359 | 4229680163600 | RETRACTOR, SELF RETAINING,WEITLANER/ BLUNT/3X4 TEETH, STAINLESS STEEL, LENGTH 16.0 - 17.0 CM, REUSABLE | SPECIALIZED INSTRUMENTATION FOR OPEN AND LAPAROSCOPIC SURGERIES
20360 | 4229680163300 | CANNULA, VESSEL, IRRIGATION, MALLEABLE, DIAMETER = 4.0MM, LENGTH = 15.0CM, REUSABLE | SPECIALIZED INSTRUMENTATION FOR OPEN AND LAPAROSCOPIC SURGERIES
20361 | 4229680161300 | FORCEPS, TISSUE, ALLIS, STAINLESS STEEL, LENGTH = 19.0CM, TEETH: 5X5, REUSABLE | SPECIALIZED INSTRUMENTATION FOR OPEN AND LAPAROSCOPIC SURGERIES
20362 | 4229680161100 | FORCEPS, TISSUE, SLIM, STAINLESS STEEL, LENGTH 30 - 31 CM, TEETH: 1X2, REUSABLE | SPECIALIZED INSTRUMENTATION FOR OPEN AND LAPAROSCOPIC SURGERIES
20363 | 4229680161000 | FORCEPS, TISSUE, SLIM, STAINLESS STEEL, LENGTH 25 - 26 CM, TEETH: 1X2, REUSABLE | SPECIALIZED INSTRUMENTATION FOR OPEN AND LAPAROSCOPIC SURGERIES
20364 | 4229680160900 | FORCEPS, TISSUE, SLIM, STAINLESS STEEL, LENGTH 20 - 21 CM, TEETH: 1X2, REUSABLE | SPECIALIZED INSTRUMENTATION FOR OPEN AND LAPAROSCOPIC SURGERIES
20365 | 4229680160800 | FORCEPS, TISSUE, SLIM, STAINLESS STEEL, LENGTH 18 - 19 CM, TEETH: 1X2, REUSABLE | SPECIALIZED INSTRUMENTATION FOR OPEN AND LAPAROSCOPIC SURGERIES
20366 | 4229680160700 | FORCEPS, TISSUE, SLIM, STAINLESS STEEL, LENGTH 14 - 15 CM, TEETH: 1X2, REUSABLE | SPECIALIZED INSTRUMENTATION FOR OPEN AND LAPAROSCOPIC SURGERIES
20367 | 4229680160600 | FORCEPS, TISSUE, STANDARD, STAINLESS STEEL, LENGTH 20 - 21 CM, TEETH: 1X2, REUSABLE | SPECIALIZED INSTRUMENTATION FOR OPEN AND LAPAROSCOPIC SURGERIES
20368 | 4229680195400 | CABLE, CONNECTION, BIPOLAR/COAX, SIZE SMALL, LENGTH 3 M, COMPATIBLE WITH END USER MACHINE, REUSABLE | SPECIALIZED INSTRUMENTATION FOR OPEN AND LAPAROSCOPIC SURGERIES
20369 | 4229680160500 | FORCEPS, MEDIUM WIDE, STAINLESS STEEL, LENGTH 14 - 15 CM, 1X2, REUSABLE | SPECIALIZED INSTRUMENTATION FOR OPEN AND LAPAROSCOPIC SURGERIES
20370 | 4229680160400 | FORCEPS, DRESSING, ATRAUMATIC, TITANIUM, LENGTH = 24.5CM, TIP WIDTH= 1.5MM, REUSABLE | SPECIALIZED INSTRUMENTATION FOR OPEN AND LAPAROSCOPIC SURGERIES
20371 | 4229680160300 | FORCEPS, DRESSING, ATRAUMATIC, TITANIUM, LENGTH = 20.5CM, TIP WIDTH= 1.5MM, REUSABLE | SPECIALIZED INSTRUMENTATION FOR OPEN AND LAPAROSCOPIC SURGERIES
20372 | 4229680160200 | FORCEPS, CLAMP, TENACULUM, CZERNY, STAINLESS STEEL, LENGTH 21 CM, TEETH: 4X3, REUSABLE | SPECIALIZED INSTRUMENTATION FOR OPEN AND LAPAROSCOPIC SURGERIES
20373 | 4229680160100 | FORCEPS, CLAMP, TENACULUM, BRAUN, STAINLESS STEEL, LENGTH 16 CM, TEETH: 4X3, REUSABLE | SPECIALIZED INSTRUMENTATION FOR OPEN AND LAPAROSCOPIC SURGERIES
20374 | 4229680160000 | NIPPER, SIDE, CUTTING, WITH TRANSM, TUNGSTEN CARBIDE, LENGTH 17 - 18 CM, REUSABLE | SPECIALIZED INSTRUMENTATION FOR OPEN AND LAPAROSCOPIC SURGERIES
20375 | 4229680159800 | SCISSORS, DISSECTING, MAYO-LEXER/CURVED, TUNGSTEN CARBIDE, LENGTH = 16.0CM, REUSABLE | SPECIALIZED INSTRUMENTATION FOR OPEN AND LAPAROSCOPIC SURGERIES
20376 | 4229680161400 | FORCEPS, TISSUE, ALLIS, STAINLESS STEEL, LENGTH = 25.5CM, TEETH: 5X5, REUSABLE | SPECIALIZED INSTRUMENTATION FOR OPEN AND LAPAROSCOPIC SURGERIES
20377 | 4229680163400 | RETRACTOR, ALM SELF RETAINING, 4X4 TEETH SHARP, LENGTH 10.0 CM, STAINLESS STEEL, REUSABLE | SPECIALIZED INSTRUMENTATION FOR OPEN AND LAPAROSCOPIC SURGERIES
20378 | 4229680161700 | FORCEPS, TOWEL, BALL AND SOCKET, STAINLESS STEEL, LENGTH 11 - 13 CM, REUSABLE | SPECIALIZED INSTRUMENTATION FOR OPEN AND LAPAROSCOPIC SURGERIES
20379 | 4229680162000 | FORCEPS, TOWEL, TOHOKU/BLUNT, STAINLESS STEEL, LENGTH 10 - 12 CM, REUSABLE | SPECIALIZED INSTRUMENTATION FOR OPEN AND LAPAROSCOPIC SURGERIES
20380 | 4229680163200 | CANNULA, VESSEL, IRRIGATION, MALLEABLE, DIAMETER = 3.0MM, LENGTH = 15.0CM, REUSABLE | SPECIALIZED INSTRUMENTATION FOR OPEN AND LAPAROSCOPIC SURGERIES
20381 | 4229517102800 | KNOT TIER, FOR EXTRACORPOREAL KNOTTING, 3.5MM, LENGTH 20CM, REUSABLE | SPECIALIZED INSTRUMENTATION FOR OPEN AND LAPAROSCOPIC SURGERIES
20382 | 4229680163100 | SCISSORS, VASCULAR, ANGLED 45 DEGREE, STAINLESS STEEL, LENGTH = 16.5CM, REUSABLE | SPECIALIZED INSTRUMENTATION FOR OPEN AND LAPAROSCOPIC SURGERIES
20383 | 4229680162900 | FORCEPS, CLAMP, TUNNELING, CURVED, STAINLESS STEEL, LENGTH 38 - 40 CM, REUSABLE | SPECIALIZED INSTRUMENTATION FOR OPEN AND LAPAROSCOPIC SURGERIES
20384 | 4229680162800 | TRAY, STERILIZATION INSTRUMENT, WITH LID, SIZE: 27 CM X 17 CM X 5 CM, STAINLESS STEEL, REUSABLE | SPECIALIZED INSTRUMENTATION FOR OPEN AND LAPAROSCOPIC SURGERIES
20385 | 4229680162700 | TRAY, STERILIZATION INSTRUMENT, WITH LID, SIZE: 48 CM X 25 CM X 6 CM, STAINLESS STEEL, REUSABLE | SPECIALIZED INSTRUMENTATION FOR OPEN AND LAPAROSCOPIC SURGERIES
20386 | 4229517109200 | URETHROTOME SHEATH, 21 FR., (OR EQUIVALENT) WITH CHANNEL FOR FILIFORM BOUGIES, WITH 2 LUER-LOCK CONES, REUSABLE | SPECIALIZED INSTRUMENTATION FOR OPEN AND LAPAROSCOPIC SURGERIES
20387 | 4229517110000 | OBTURATOR, ADULT SHEATH, CYSTO-URETHROSCOPE UP TO 26 FR., (OR EQUIVALENT), REUSABLE | SPECIALIZED INSTRUMENTATION FOR OPEN AND LAPAROSCOPIC SURGERIES
20388 | 4229517111900 | ELECTRODE, COAGULATION AND DISSECTION, L-SHAPED INSULATED WITH CONNECTOR PIN FOR UNIPOLAR COAGULATION SIZE 3.5 MM LENGTH 20 TO 25 CM, REUSABLE | SPECIALIZED INSTRUMENTATION FOR OPEN AND LAPAROSCOPIC SURGERIES
20389 | 4229517112000 | KNOT TIER, LENGTH 21.0 - 23.0 CM, REUSABLE | SPECIALIZED INSTRUMENTATION FOR OPEN AND LAPAROSCOPIC SURGERIES
20390 | 4229680162600 | TRAY, STERILIZATION INSTRUMENT, WITH LID, SIZE: 48 CM X 25 CM X 4 CM, STAINLESS STEEL, REUSABLE | SPECIALIZED INSTRUMENTATION FOR OPEN AND LAPAROSCOPIC SURGERIES
20391 | 4229680162500 | TRAY, STERILIZATION INSTRUMENT, WITH LID, SIZE: 48 CM X 25 CM X 2 CM, STAINLESS STEEL, REUSABLE | SPECIALIZED INSTRUMENTATION FOR OPEN AND LAPAROSCOPIC SURGERIES
20392 | 4229680162400 | TRAY, STERILIZATION INSTRUMENT, WITH LID, SIZE: 41 CM X 25 CM X 6 CM, STAINLESS STEEL, REUSABLE | SPECIALIZED INSTRUMENTATION FOR OPEN AND LAPAROSCOPIC SURGERIES
20393 | 4229680162200 | DILATOR, TRACHEAL, LABORDE, LENGTH = 14.0CM, REUSABLE | SPECIALIZED INSTRUMENTATION FOR OPEN AND LAPAROSCOPIC SURGERIES
20394 | 4229680162100 | RETRACTOR, TRACHEA, JACKSON/DOUBLE, STAINLESS STEEL, LENGTH 17 - 18 CM, REUSABLE | SPECIALIZED INSTRUMENTATION FOR OPEN AND LAPAROSCOPIC SURGERIES
20395 | 4229680161900 | FORCEPS, TOWEL, BACKHAUS/SHARP, STAINLESS STEEL, LENGTH 13 - 15 CM, REUSABLE | SPECIALIZED INSTRUMENTATION FOR OPEN AND LAPAROSCOPIC SURGERIES
20396 | 4229680159600 | SCISSORS, VASCULAR, DEBAKEY/ANGLED 60 DEGREE, TUNGSTEN CARBIDE, LENGTH = 22.0CM, REUSABLE | SPECIALIZED INSTRUMENTATION FOR OPEN AND LAPAROSCOPIC SURGERIES
20397 | 4229680167000 | FORCEPS, MEDIUM WIDE/SERRATED TIP STAINLESS STEEL, LENGTH 25 CM, REUSABLE | SPECIALIZED INSTRUMENTATION FOR OPEN AND LAPAROSCOPIC SURGERIES
20398 | 4229680167200 | FORCEPS, CLAMP, MICRO, MOSQUITO/CURVED, STAINLESS STEEL, LENGTH 10 CM, TEETH: 1X2, REUSABLE | SPECIALIZED INSTRUMENTATION FOR OPEN AND LAPAROSCOPIC SURGERIES
20399 | 4229680172200 | RETRACTOR, RICHARDSON/KELLY, STAINLESS STEEL, TIP SIZE: 62 MM X 50 MM, LENGTH 25 - 26 CM, REUSABLE | SPECIALIZED INSTRUMENTATION FOR OPEN AND LAPAROSCOPIC SURGERIES
20400 | 4229680172100 | RETRACTOR, MARTIN, STAINLESS STEEL, TIP SIZE: 110 MM (+/-5MM) X 27 MM, LENGTH 25 - 27 CM, REUSABLE | SPECIALIZED INSTRUMENTATION FOR OPEN AND LAPAROSCOPIC SURGERIES
20401 | 4229498800200 | HOOK ELECTRODE, UNIPOLAR, 3 FR, REUSABLE | SPECIALIZED INSTRUMENTATION FOR OPEN AND LAPAROSCOPIC SURGERIES
20402 | 4229499200400 | TRUMPET VALVE FOR 5 TO 10MM INSTRUMENT REUSABLE | SURGICAL INSTRUMENT TENDER
20403 | 4229499200500 | TUBING INSUFFLATION SILICONE ASSORTED LENGTHS, REUSABLE | SPECIALIZED INSTRUMENTATION FOR OPEN AND LAPAROSCOPIC SURGERIES
20404 | 4229499200600 | OPERATING SHEATH, FOR MINIMALLY INVASIVE PERCUTANEOUS,SIZE X SMALL, 8.5/9.5 FR, WORKING LENGTH 15 CM (OR EQUIVALENT), FOR USE WITH N EPHROSCOPE, REUSABLE | SPECIALIZED INSTRUMENTATION FOR OPEN AND LAPAROSCOPIC SURGERIES
20405 | 4229499200700 | OPERATING SHEATH, FOR THE SUPINE POSITION, 8.5/9.5 FR, WORKING LENGTH 18 CM (OR EQUIVALENT), FOR USE WITH NEPHROSCOPE, REUSABLE | SPECIALIZED INSTRUMENTATION FOR OPEN AND LAPAROSCOPIC SURGERIES
20406 | 4229499200800 | OPERATING SHEATH, FOR MINIMALLY INVASIVE PERCUTANEOUS, SIZE S, 11/12 FR. WORKING LENGTH 15 CM (OR EQUIVALENT), FOR CONTINUOUS IRRIGATION AND SUCTION, FOR USE WITH NEPHROSCOPE, REUSABLE | SPECIALIZED INSTRUMENTATION FOR OPEN AND LAPAROSCOPIC SURGERIES
20407 | 4229499200900 | OPERATING SHEATH, FOR THE SUPINE POSITION, 11/12 FR, WORKING LENGTH 18 CM (OR EQUIVALENT), FOR CONTINUOUS IRRIGATION AND SUCTION, FOR USE WITH NEPHROSCOPE, REUSABLE | SPECIALIZED INSTRUMENTATION FOR OPEN AND LAPAROSCOPIC SURGERIES
20408 | 4229499300200 | LAPAROSCOPIC PLASTIC HANDLE ,ROTATING, WITH RATCHET, WITH CONNECTOR PIN FOR COAGULATION,REUSABLE | SPECIALIZED INSTRUMENTATION FOR OPEN AND LAPAROSCOPIC SURGERIES
20409 | 4229499300400 | LAPAROSCOPIC PLASTIC HANDLE, ROTATING, WITHOUT RATCHET, WITH CONNECTOR PIN FOR COAGULATION,REUSABLE | SPECIALIZED INSTRUMENTATION FOR OPEN AND LAPAROSCOPIC SURGERIES
20410 | 4229680172000 | RETRACTOR, BRUNNER/CURVED, STAINLESS STEEL, TIP SIZE: 140 MM X 25 MM, LENGTH 24 - 26 CM, REUSABLE | SPECIALIZED INSTRUMENTATION FOR OPEN AND LAPAROSCOPIC SURGERIES
20411 | 4229680171900 | RETRACTOR, BRUNNER/CURVED, STAINLESS STEEL, TIP SIZE: 120 MM X 25 MM, LENGTH 24 - 26 CM, REUSABLE | SPECIALIZED INSTRUMENTATION FOR OPEN AND LAPAROSCOPIC SURGERIES
20412 | 4229501300500 | PROTECTION TUBE, FOR STERILIZATION AND STORAGE OF ELECTRODES, LOOPS, CURETTES AND KNIVES, REUSABLE | SPECIALIZED INSTRUMENTATION FOR OPEN AND LAPAROSCOPIC SURGERIES
20413 | 4229501600000 | LIGHT CABLE 4.8MM, 300CM, FOR LAPAROSCOPIC, REUSABLE | SPECIALIZED INSTRUMENTATION FOR OPEN AND LAPAROSCOPIC SURGERIES
20414 | 4229680172300 | RETRACTOR, KOCHER, STAINLESS STEEL, TIP SIZE: 65 - 75 MM X 25 MM, LENGTH 23 - 25 CM, REUSABLE | SPECIALIZED INSTRUMENTATION FOR OPEN AND LAPAROSCOPIC SURGERIES
20415 | 4229680171700 | PROBE, SURGICAL, TISSUE MANIPULATION, STAINLESS STEEL, BUTTON END, DIAMETER = 2.0MM, LENGTH = 30.0CM, REUSABLE | SPECIALIZED INSTRUMENTATION FOR OPEN AND LAPAROSCOPIC SURGERIES
20416 | 4229498300300 | ELECTRODE, COAGULATING, 3 FR., (OR EQUIVALENT) UNIPOLAR, LENGTH 53 CM (OR EQUIVALENT), REUSABLE | SPECIALIZED INSTRUMENTATION FOR OPEN AND LAPAROSCOPIC SURGERIES
20417 | 4229498102300 | CUTTING LOOP, SMALL BIPOLAR RESECTOSCOPE, 24/26 FR., REUSABLE | SPECIALIZED INSTRUMENTATION FOR OPEN AND LAPAROSCOPIC SURGERIES
20418 | 4229680173200 | RETRACTOR, VAGINAL, DOYEN, STAINLESS STEEL, TIP SIZE: 88.0MM X 35.0MM, REUSABLE | SPECIALIZED INSTRUMENTATION FOR OPEN AND LAPAROSCOPIC SURGERIES
20419 | 4229680173100 | RETRACTOR, VAGINAL, DOYEN, STAINLESS STEEL, TIP SIZE: 85.0MM X 60.0MM, REUSABLE | SPECIALIZED INSTRUMENTATION FOR OPEN AND LAPAROSCOPIC SURGERIES
20420 | 4229680173000 | RETRACTOR, VAGINAL, DOYEN, STAINLESS STEEL, TIP SIZE: 66.0MM X 47.0MM, REUSABLE | SPECIALIZED INSTRUMENTATION FOR OPEN AND LAPAROSCOPIC SURGERIES
20421 | 4229680172900 | RETRACTOR, VAGINAL, DOYEN, STAINLESS STEEL, TIP SIZE: 120.0MM X 47.0MM, REUSABLE | SPECIALIZED INSTRUMENTATION FOR OPEN AND LAPAROSCOPIC SURGERIES
20422 | 4229680172800 | RETRACTOR, VAGINAL, DOYEN, STAINLESS STEEL, TIP SIZE: 115.0MM X 60.0MM, REUSABLE | SPECIALIZED INSTRUMENTATION FOR OPEN AND LAPAROSCOPIC SURGERIES
20423 | 4229680172700 | RETRACTOR, SIMON, STAINLESS STEEL, TIP SIZE: 115 MM X 27 MM (+/-1MM), LENGTH 27 - 28 CM, REUSABLE | SPECIALIZED INSTRUMENTATION FOR OPEN AND LAPAROSCOPIC SURGERIES
20424 | 4229680172600 | RETRACTOR, SIMON, STAINLESS STEEL, TIP SIZE: 115 MM X 22 MM (+/-1MM), LENGTH 27 - 28 CM, REUSABLE | SPECIALIZED INSTRUMENTATION FOR OPEN AND LAPAROSCOPIC SURGERIES
20425 | 4229497812000 | OBTURATOR, FOR RESECTOSCOPE USED WITH SHEATHS 24/26 FR., REUSABLE | SPECIALIZED INSTRUMENTATION FOR OPEN AND LAPAROSCOPIC SURGERIES
20426 | 4229497813300 | TROCAR, WITH PYRAMIDAL TIP INCLUDING: LUER-LOCK CONNECTOR, SILICONE LEAFLET VALVE, 3.5 - 4.0 MM, REUSABLE | SPECIALIZED INSTRUMENTATION FOR OPEN AND LAPAROSCOPIC SURGERIES
20427 | 4231200606100 | CLAMP, COOLEY, PARTIAL OCCLUSION, CURVED, TOTAL LENGTH 10 - 12 CM, REUSABLE | SPECIALIZED INSTRUMENTATION FOR OPEN AND LAPAROSCOPIC SURGERIES
20428 | 4231200606200 | CLAMP, MINIMALLY INVASIVE, CHITWOOD, 1X2 DEBAKEY/SERRATED, ANGLED SHANKS, SLIDER SHAFT, JAW LENGTH 6.5 - 7.5 CM, TOTAL LENGTH 26 - 27 CM, STAINLESS STEEL, REUSABLE | SPECIALIZED INSTRUMENTATION FOR OPEN AND LAPAROSCOPIC SURGERIES
20429 | 4231200606400 | CLAMP BULLDOG RELIANCE STRAIGHT JAW JAW LENGTH 2.5 CM TOTAL LENGTH 5 CM STAINLESS STEEL REUSABLE | SPECIALIZED INSTRUMENTATION FOR OPEN AND LAPAROSCOPIC SURGERIES
20430 | 4231200606500 | CLAMP BULLDOG RELIANCE CURVED JAW JAW LENGTH 2.5 CM TOTAL LENGTH 5 CM STAINLESS STEEL REUSABLE | SPECIALIZED INSTRUMENTATION FOR OPEN AND LAPAROSCOPIC SURGERIES
20431 | 4231200606600 | SUCTION TUBE, COAGULATING INSULATED WITH CONNECTOR PIN FOR UNIPOLAR COAGULATION DIAMETER 5 MM LENGTH 30-36 CM (OR EQUIVALENT) REUSABLE | SPECIALIZED INSTRUMENTATION FOR OPEN AND LAPAROSCOPIC SURGERIES
20432 | 4229680172500 | RETRACTOR, KOCHER, SHARP/6 PRONGS, STAINLESS STEEL, LENGTH 22 - 23 CM, REUSABLE | SPECIALIZED INSTRUMENTATION FOR OPEN AND LAPAROSCOPIC SURGERIES
20433 | 4231200610500 | CLAMP, BULLDOG, RELIANCE, STRAIGHT JAW, ASSORTED SIZE AND TYPE, WITH NECESSARY APPLIER AND TRAY, STAINLESS STEEL, REUSABLE | SURGICAL INSTRUMENT TENDER
20434 | 4229680167100 | FORCEPS, POTTS-SMITH, STAINLESS STEEL, LENGTH 21 CM, REUSABLE | SPECIALIZED INSTRUMENTATION FOR OPEN AND LAPAROSCOPIC SURGERIES
20435 | 4229680171600 | PROBE, SURGICAL, TISSUE MANIPULATION, STAINLESS STEEL, BUTTON END, DIAMETER = 1.5MM, LENGTH = 25.0CM, REUSABLE | SPECIALIZED INSTRUMENTATION FOR OPEN AND LAPAROSCOPIC SURGERIES
20436 | 4229680171400 | SCISSORS, SURGICAL, PERINEUM/BRAUN-STADLER, STAINLESS STEEL, LENGTH = 22.0CM, REUSABLE | SPECIALIZED INSTRUMENTATION FOR OPEN AND LAPAROSCOPIC SURGERIES
20437 | 4229680168700 | FORCEPS, CLAMP, GREEN-ARMYTAGE, UTERINE, STAINLESS STEEL, LENGTH 21 CM, REUSABLE | SPECIALIZED INSTRUMENTATION FOR OPEN AND LAPAROSCOPIC SURGERIES
20438 | 4229680168600 | FORCEPS, CLAMP, MOSQUITO/CURVED, STAINLESS STEEL, LENGTH 14 - 15 CM, REUSABLE | SPECIALIZED INSTRUMENTATION FOR OPEN AND LAPAROSCOPIC SURGERIES
20439 | 4229680168500 | FORCEPS CLAMP GRASPING GOITRE SEIZING/LAHEY STAINLESS STEEL LENGTH 15.5 CM TEETH: 3X1 REUSABLE | SPECIALIZED INSTRUMENTATION FOR OPEN AND LAPAROSCOPIC SURGERIES
20440 | 4229680168400 | FRAME, ABDOMINAL, FOR KIRSCHNER/DENNIS-BROWN RETRACTOR, REUSABLE | SPECIALIZED INSTRUMENTATION FOR OPEN AND LAPAROSCOPIC SURGERIES
20441 | 4229680168300 | FORCEPS, WERTHEIM/CURVED, STAINLESS STEEL, 1X2, LENGTH 22 - 23 CM, REUSABLE | SPECIALIZED INSTRUMENTATION FOR OPEN AND LAPAROSCOPIC SURGERIES
20442 | 4229680168200 | FORCEPS, CLAMP, SPENCER-WELLS/CURVED, STAINLESS STEEL, LENGTH 15 CM, REUSABLE | SPECIALIZED INSTRUMENTATION FOR OPEN AND LAPAROSCOPIC SURGERIES
20443 | 4229680168100 | FORCEPS, CLAMP, PHANEUF/STRAIGHT, STAINLESS STEEL, 1X2, LENGTH 20 - 21 CM, REUSABLE | SPECIALIZED INSTRUMENTATION FOR OPEN AND LAPAROSCOPIC SURGERIES
20444 | 4229680167900 | FORCEPS, CLAMP, DOYEN/OVARIAN, STRAIGHT, STAINLESS STEEL, LENGTH 20 CM, REUSABLE | SPECIALIZED INSTRUMENTATION FOR OPEN AND LAPAROSCOPIC SURGERIES
20445 | 4229680167800 | FORCEPS, CLAMP, MOSQUITO/STRAIGHT, STAINLESS STEEL, LENGTH 14 -14.5 CM, TEETH: 1X2, REUSABLE | SPECIALIZED INSTRUMENTATION FOR OPEN AND LAPAROSCOPIC SURGERIES
20446 | 4229680167700 | FORCEPS, CLAMP, MOSQUITO/CURVED, STAINLESS STEEL, LENGTH 14 - 15 CM, TEETH: 1X2, REUSABLE | SPECIALIZED INSTRUMENTATION FOR OPEN AND LAPAROSCOPIC SURGERIES
20447 | 4229680167600 | FORCEPS, CLAMP, SPONGE HOLDING, FOERSTER/SERRATED/CURVED, STAINLESS STEEL, LENGTH 17 - 19 CM, REUSABLE | SPECIALIZED INSTRUMENTATION FOR OPEN AND LAPAROSCOPIC SURGERIES
20448 | 4229680167500 | FORCEPS, HEMOSTATIC, CRILE/STRAIGHT, STAINLESS STEEL, LENGTH = 14.5CM, TEETH: 1X1, REUSABLE | SPECIALIZED INSTRUMENTATION FOR OPEN AND LAPAROSCOPIC SURGERIES
20449 | 4229680167400 | HOOK, FISTULA, SIMON/SHARP/2-PRONGS, LENGTH 21 - 23 CM, REUSABLE | SPECIALIZED INSTRUMENTATION FOR OPEN AND LAPAROSCOPIC SURGERIES
20450 | 4229514317900 | ELECTRODE, COAGULATION AND DISSECTING 5 MM X 33 to 37 CM HOOK L SHAPED DISTAL TIP WITH SUCTION CHANNEL WITHOUT TRUMPET AUTOCLAVABLE REUSABLE FOR LAPAROSCOPY | SPECIALIZED INSTRUMENTATION FOR OPEN AND LAPAROSCOPIC SURGERIES
20451 | 4229680167300 | HOOK, FISTULA, GYNECOLOGY, SIMON/SHARP/1-PRONG, LENGTH 21 - 23 CM, REUSABLE | SPECIALIZED INSTRUMENTATION FOR OPEN AND LAPAROSCOPIC SURGERIES
20452 | 4229680168900 | FORCEPS, CLAMP, PEAN/STRAIGHT, STAINLESS STEEL, LENGTH 22 - 24 CM, REUSABLE | SPECIALIZED INSTRUMENTATION FOR OPEN AND LAPAROSCOPIC SURGERIES
20453 | 4229680171500 | FORCEPS, PERITONEAL CLAMP, FAURE/CURVED, STAINLESS STEEL, 1X2, LENGTH 21 CM, REUSABLE | SPECIALIZED INSTRUMENTATION FOR OPEN AND LAPAROSCOPIC SURGERIES
20454 | 4229680169500 | FORCEPS, CLAMP, INTESTINAL, MAYO-ROBSON/CURVED, STAINLESS STEEL, LENGTH 24 - 26 CM, REUSABLE | SPECIALIZED INSTRUMENTATION FOR OPEN AND LAPAROSCOPIC SURGERIES
20455 | 4229680169700 | KNIFE, CUTTING, AREOLA COOKIE/FREEMAN/SERRATED, DIAMETER = 34.0MM, REUSABLE | SPECIALIZED INSTRUMENTATION FOR OPEN AND LAPAROSCOPIC SURGERIES
20456 | 4229680171300 | SCISSORS, SURGICAL, PERINEUM BRAUN-STADLER, STAINLESS STEEL, LENGTH = 14.5CM, REUSABLE | SPECIALIZED INSTRUMENTATION FOR OPEN AND LAPAROSCOPIC SURGERIES
20457 | 4229680171200 | PELVIMETER, PELVIS MEASUREMENT, INCHES AND CM, LENGTH = 35.0CM, REUSABLE | SPECIALIZED INSTRUMENTATION FOR OPEN AND LAPAROSCOPIC SURGERIES
20458 | 4229680171100 | FORCEPS, CLAMP PARAMETRIUM/ROGER, NO.1, STAINLESS STEEL, LENGTH 25 - 26 CM, REUSABLE | SPECIALIZED INSTRUMENTATION FOR OPEN AND LAPAROSCOPIC SURGERIES
20459 | 4229680171000 | FORCEPS, OVUM/WINTER/CURVED, NO. 2, STAINLESS STEEL, LENGTH 28 CM, REUSABLE | SPECIALIZED INSTRUMENTATION FOR OPEN AND LAPAROSCOPIC SURGERIES
20460 | 4229680170900 | FORCEPS, OVUM/WINTER/CURVED, NO. 1, STAINLESS STEEL, LENGTH 28 CM, REUSABLE | SPECIALIZED INSTRUMENTATION FOR OPEN AND LAPAROSCOPIC SURGERIES
20461 | 4229680170800 | SCISSORS, OPERATING, SHARP/BLUNT/CURVED, STAINLESS STEEL, LENGTH = 20.5CM, REUSABLE | SPECIALIZED INSTRUMENTATION FOR OPEN AND LAPAROSCOPIC SURGERIES
20462 | 4229680170700 | SCISSORS, OPERATING, SHARP/BLUNT/CURVED, STAINLESS STEEL, LENGTH = 18.5CM, REUSABLE | SPECIALIZED INSTRUMENTATION FOR OPEN AND LAPAROSCOPIC SURGERIES
20463 | 4229680170600 | FORCEPS, OBSTETRICAL, NAEGELE, STAINLESS STEEL, LENGTH 36 - 37 CM, REUSABLE | SPECIALIZED INSTRUMENTATION FOR OPEN AND LAPAROSCOPIC SURGERIES
20464 | 4229680170500 | FORCEPS, OBSTETRICAL, KIELLAND, STAINLESS STEEL, LENGTH 40 - 41 CM, REUSABLE | SPECIALIZED INSTRUMENTATION FOR OPEN AND LAPAROSCOPIC SURGERIES
20465 | 4229680170400 | LEVER, OBSTETRIC, OBSTETRICS, SELLHEIM, LENGTH = 32.0CM, REUSABLE | SPECIALIZED INSTRUMENTATION FOR OPEN AND LAPAROSCOPIC SURGERIES
20466 | 4229680170200 | NEEDLE HOLDER, MICRO/CURVED/WITH LOCK, LENGTH = 18.0CM, REUSABLE | SPECIALIZED INSTRUMENTATION FOR OPEN AND LAPAROSCOPIC SURGERIES
20467 | 4229680170100 | NEEDLE HOLDER, MICRO/STRAIGHT, STAINLESS STEEL, LENGTH = 18.0CM, REUSABLE | SPECIALIZED INSTRUMENTATION FOR OPEN AND LAPAROSCOPIC SURGERIES
20468 | 4229680169900 | KNIFE, CUTTING, AREOLA COOKIE/FREEMAN/SERRATED, DIAMETER = 42.0MM, REUSABLE | SPECIALIZED INSTRUMENTATION FOR OPEN AND LAPAROSCOPIC SURGERIES
20469 | 4229680169800 | KNIFE, CUTTING, AREOLA COOKIE/FREEMAN/SERRATED, DIAMETER = 38.0MM, REUSABLE | SPECIALIZED INSTRUMENTATION FOR OPEN AND LAPAROSCOPIC SURGERIES
20470 | 4229512401100 | HOLDER ARTICULATED STAND L-SHAPED REUSABLE | SURGICAL INSTRUMENT TENDER
20471 | 4229680169600 | FORCEPS, GRASPING, INTRAUTERINE PREGNANCY-REMOVAL/FLEX, STAINLESS STEEL, LENGTH 27 - 28 CM, DIAMETER 3 - 5 MM, REUSABLE | SPECIALIZED INSTRUMENTATION FOR OPEN AND LAPAROSCOPIC SURGERIES
20472 | 4229680159200 | NEEDLE HOLDER, MAYO-HEGAR, TUNGSTEN CARBIDE, LENGTH 23 - 24 CM, REUSABLE | SPECIALIZED INSTRUMENTATION FOR OPEN AND LAPAROSCOPIC SURGERIES
20473 | 4229680159100 | NEEDLE HOLDER, MAYO-HEGAR, TUNGSTEN CARBIDE, LENGTH 20 - 21 CM, REUSABLE | SPECIALIZED INSTRUMENTATION FOR OPEN AND LAPAROSCOPIC SURGERIES
20474 | 4229680159000 | NEEDLE HOLDER, MAYO-HEGAR, TUNGSTEN CARBIDE, LENGTH 18 - 19 CM, REUSABLE | SPECIALIZED INSTRUMENTATION FOR OPEN AND LAPAROSCOPIC SURGERIES
20475 | 4229680147000 | NEEDLE HOLDER, MAYO-HEGAR, TUNGSTEN CARBIDE, LENGTH 30 - 31 CM, REUSABLE | SPECIALIZED INSTRUMENTATION FOR OPEN AND LAPAROSCOPIC SURGERIES
20476 | 4229680146900 | NEEDLE HOLDER, MAYO-HEGAR, STAINLESS STEEL, LENGTH 26 - 27 CM, REUSABLE | SPECIALIZED INSTRUMENTATION FOR OPEN AND LAPAROSCOPIC SURGERIES
20477 | 4229680146800 | NEEDLE HOLDER, MAYO-HEGAR, STAINLESS STEEL, LENGTH = 24.0CM, REUSABLE | SPECIALIZED INSTRUMENTATION FOR OPEN AND LAPAROSCOPIC SURGERIES
20478 | 4229680146700 | NEEDLE HOLDER, MAYO-HEGAR, STAINLESS STEEL, LENGTH 20 - 21 CM, REUSABLE | SPECIALIZED INSTRUMENTATION FOR OPEN AND LAPAROSCOPIC SURGERIES
20479 | 4229680146600 | NEEDLE HOLDER, MAYO-HEGAR, STAINLESS STEEL, LENGTH 18 - 19 CM, REUSABLE | SPECIALIZED INSTRUMENTATION FOR OPEN AND LAPAROSCOPIC SURGERIES
20480 | 4229680146500 | NEEDLE HOLDER, MASSON, STAINLESS STEEL, LENGTH 26 - 27 CM, REUSABLE | SPECIALIZED INSTRUMENTATION FOR OPEN AND LAPAROSCOPIC SURGERIES
20481 | 4229680146400 | NEEDLE HOLDER, JAMISON/SLIM, STAINLESS STEEL, LENGTH = 23.0CM, REUSABLE | SPECIALIZED INSTRUMENTATION FOR OPEN AND LAPAROSCOPIC SURGERIES
20482 | 4229680146300 | NEEDLE HOLDER, CRILE-WOOD/GROOVED, STAINLESS STEEL, LENGTH = 15.0CM, REUSABLE | SPECIALIZED INSTRUMENTATION FOR OPEN AND LAPAROSCOPIC SURGERIES
20483 | 4229680146200 | CASE, NEEDLE, ROUND / PERFORATED, REUSABLE | SPECIALIZED INSTRUMENTATION FOR OPEN AND LAPAROSCOPIC SURGERIES
20484 | 4229680146100 | MALLET HAMMERING WILLIGER WEIGHT: 140.0GM LENGTH = 16.5CM REUSABLE | SPECIALIZED INSTRUMENTATION FOR OPEN AND LAPAROSCOPIC SURGERIES
20485 | 4229680145900 | SPATULA, LUNG, OBTAIN EXPOSURE TO THE SURGICAL FIELD, ALLISON, LENGTH 32 - 33 CM, REUSABLE | SPECIALIZED INSTRUMENTATION FOR OPEN AND LAPAROSCOPIC SURGERIES
20486 | 4229680145800 | SPATULA, LUNG, OBTAIN EXPOSURE TO THE SURGICAL FIELD, ALLISON, LENGTH 29 - 30 CM, REUSABLE | SPECIALIZED INSTRUMENTATION FOR OPEN AND LAPAROSCOPIC SURGERIES
20487 | 4229680145700 | FRAME, LABEL FOR CONTAINERS, COLOR RED, REUSABLE | SPECIALIZED INSTRUMENTATION FOR OPEN AND LAPAROSCOPIC SURGERIES
20488 | 4229680145600 | NEEDLE, LIGATURE, DESCHAMPS/CURVED TO LEFT, BLUNT, LENGTH 21 CM, REUSABLE | SPECIALIZED INSTRUMENTATION FOR OPEN AND LAPAROSCOPIC SURGERIES
20489 | 4229680145500 | NEEDLE, LIGATURE, DESCHAMPS/CURVED TO LEFT, BLUNT, LENGTH 20 CM, REUSABLE | SPECIALIZED INSTRUMENTATION FOR OPEN AND LAPAROSCOPIC SURGERIES
20490 | 4229680147100 | NEEDLE HOLDER, MAYO-HEGAR/SLIM, STAINLESS STEEL, LENGTH 18 -19 CM, REUSABLE | SPECIALIZED INSTRUMENTATION FOR OPEN AND LAPAROSCOPIC SURGERIES
20491 | 4229680145400 | NEEDLE, LIGATURE, CURVED/MALLEABLE, LENGTH = 20.0CM, REUSABLE | SPECIALIZED INSTRUMENTATION FOR OPEN AND LAPAROSCOPIC SURGERIES
20492 | 4229680147400 | SCISSORS, OPERATING, SHARP/BLUNT/CURVED, STAINLESS STEEL, LENGTH = 14.5CM, REUSABLE | SPECIALIZED INSTRUMENTATION FOR OPEN AND LAPAROSCOPIC SURGERIES
20493 | 4229680147600 | SCISSORS, METZENBAUM/SHARP-BLUNT/STRAIGHT, STAINLESS STEEL, LENGTH 14 - 14.5 CM, REUSABLE | SPECIALIZED INSTRUMENTATION FOR OPEN AND LAPAROSCOPIC SURGERIES
20494 | 4229680149800 | RETRACTOR, VOLKMANN/SEMI SHARP/4 PRONGS, STAINLESS STEEL, LENGTH 22 - 23 CM, REUSABLE | SPECIALIZED INSTRUMENTATION FOR OPEN AND LAPAROSCOPIC SURGERIES
20495 | 4229680149700 | RASPATORY, SCRAPING, SEMB/NO.5, BLADE WIDTH= 15.0MM, LENGTH = 23.0CM, REUSABLE | SPECIALIZED INSTRUMENTATION FOR OPEN AND LAPAROSCOPIC SURGERIES
20496 | 4229680149600 | RASPATORY, SCRAPING, SEMB/NO.4, BLADE WIDTH= 13.0MM, LENGTH = 22.0CM, REUSABLE | SPECIALIZED INSTRUMENTATION FOR OPEN AND LAPAROSCOPIC SURGERIES
20497 | 4229680149500 | RASPATORY, SCRAPING, SEMB/NO.2, BLADE WIDTH= 12.0MM, LENGTH = 22.0CM, REUSABLE | SPECIALIZED INSTRUMENTATION FOR OPEN AND LAPAROSCOPIC SURGERIES
20498 | 4229680149400 | RASPATORY, SCRAPING, SEDILLOT, CURVED BLADE, LENGTH 23 CM, REUSABLE | SPECIALIZED INSTRUMENTATION FOR OPEN AND LAPAROSCOPIC SURGERIES
20499 | 4229680149300 | RASPATORY, SCRAPING, LAMBOTTE, TIP WIDTH 15 MM, LENGTH 21 - 22 CM, REUSABLE | SPECIALIZED INSTRUMENTATION FOR OPEN AND LAPAROSCOPIC SURGERIES
20500 | 4229680149200 | RASPATORY, SCRAPING, FARABEUF/STRAIGHT, LENGTH 15 - 16 CM, REUSABLE | SPECIALIZED INSTRUMENTATION FOR OPEN AND LAPAROSCOPIC SURGERIES
20501 | 4229680149000 | PROBE, SURGICAL, TISSUE MANIPULATION, STAINLESS STEEL, BUTTON END, DIAMETER = 2.0MM, LENGTH = 20.0CM, REUSABLE | SURGICAL INSTRUMENT TENDER
20502 | 4229680148900 | PROBE, SURGICAL, TISSUE MANIPULATION, STAINLESS STEEL, BUTTON END, DIAMETER = 1.5MM, LENGTH = 20.0CM, REUSABLE | SPECIALIZED INSTRUMENTATION FOR OPEN AND LAPAROSCOPIC SURGERIES
20503 | 4229680148800 | PROBE, TISSUE MANIPULATION, STAINLESS STEEL, BUTTON END, DIAMETER 1.5 MM, LENGTH 14 - 15 CM, REUSABLE | SPECIALIZED INSTRUMENTATION FOR OPEN AND LAPAROSCOPIC SURGERIES
20504 | 4229680148700 | DISSECTOR/DISSECTOR, PHLEBO, VARADY, DOUBLE END, LENGTH 18 - 19 CM, REUSABLE | SPECIALIZED INSTRUMENTATION FOR OPEN AND LAPAROSCOPIC SURGERIES
20505 | 4229680148600 | EXTRACTOR/DISSECTOR, PHLEBO, VARADY, DOUBLE END, LENGTH 18 - 19 CM, REUSABLE | SPECIALIZED INSTRUMENTATION FOR OPEN AND LAPAROSCOPIC SURGERIES
20506 | 4229680148500 | FORCEPS, PERITONEAL CLAMP, MIKULICZ/HEAVY, STAINLESS STEEL, 1X2, LENGTH 20 - 21 CM, REUSABLE | SPECIALIZED INSTRUMENTATION FOR OPEN AND LAPAROSCOPIC SURGERIES
20507 | 4229680148200 | FORCEPS, CLAMP PARAMETRIUM/ROGER, NO.3, STAINLESS STEEL, LENGTH 24 - 25 CM, REUSABLE | SPECIALIZED INSTRUMENTATION FOR OPEN AND LAPAROSCOPIC SURGERIES
20508 | 4229680147800 | OSTEOTOME, BONE CUTTING, LEXER/SILICONE COATED HANDLE, BLADE WIDTH= 15.0MM, LENGTH = 22.0CM, REUSABLE | SPECIALIZED INSTRUMENTATION FOR OPEN AND LAPAROSCOPIC SURGERIES
20509 | 4229680147500 | SCISSORS, OPERATING, SHARP/BLUNT/CURVED, STAINLESS STEEL, LENGTH = 16.5CM, REUSABLE | SPECIALIZED INSTRUMENTATION FOR OPEN AND LAPAROSCOPIC SURGERIES
20510 | 4229680149900 | RETRACTOR, SURGICAL, VOLKMANN/SEMISHARP/6 PRONGS, STAINLESS STEEL, LENGTH = 22.5CM, REUSABLE | SPECIALIZED INSTRUMENTATION FOR OPEN AND LAPAROSCOPIC SURGERIES
20511 | 4229680145300 | FORCEPS, CLAMP, VASCULAR, DEBAKEY/S-SHAPE, STAINLESS STEEL, LENGTH 26 - 27 CM, REUSABLE | SPECIALIZED INSTRUMENTATION FOR OPEN AND LAPAROSCOPIC SURGERIES
20512 | 4229680144800 | SPATULA, INTIMA, LIFE THE INTIMAL LAYER OF THE SKIN, BLUNT, WIDTH 3 MM, LENGTH 21 - 22 CM, REUSABLE | SPECIALIZED INSTRUMENTATION FOR OPEN AND LAPAROSCOPIC SURGERIES
20513 | 4229680142400 | DIRECTOR, GROOVED, NELATON/CURVED, STAINLESS STEEL, LENGTH = 16.0CM, REUSABLE | SPECIALIZED INSTRUMENTATION FOR OPEN AND LAPAROSCOPIC SURGERIES
20514 | 4229680142300 | DIRECTOR, GROOVED, KOENIG, NO. 3, STAINLESS STEEL, LENGTH 19 - 20 CM, REUSABLE | SPECIALIZED INSTRUMENTATION FOR OPEN AND LAPAROSCOPIC SURGERIES
20515 | 4229680142200 | DIRECTOR, GROOVED, KOENIG, NO. 2, STAINLESS STEEL, LENGTH 19 - 20 CM, REUSABLE | SPECIALIZED INSTRUMENTATION FOR OPEN AND LAPAROSCOPIC SURGERIES
20516 | 4229680142100 | DIRECTOR, GROOVED, KOENIG, NO. 1, STAINLESS STEEL, LENGTH 19 - 20 CM, REUSABLE | SPECIALIZED INSTRUMENTATION FOR OPEN AND LAPAROSCOPIC SURGERIES
20517 | 4229680142000 | SCOOP, GALLSTONE, SIZE: NO.4, LENGTH 32 - 34 CM, REUSABLE | SPECIALIZED INSTRUMENTATION FOR OPEN AND LAPAROSCOPIC SURGERIES
20518 | 4229680141900 | SCOOP, GALLSTONE, SIZE: NO.3, LENGTH 32 - 34 CM, REUSABLE | SPECIALIZED INSTRUMENTATION FOR OPEN AND LAPAROSCOPIC SURGERIES
20519 | 4229680141800 | SCOOP, GALLSTONE, SIZE: NO.2, LENGTH 32 - 34 CM, REUSABLE | SPECIALIZED INSTRUMENTATION FOR OPEN AND LAPAROSCOPIC SURGERIES
20520 | 4229680141700 | SCOOP, GALLSTONE, SIZE: NO.1, LENGTH 32 - 34 CM, REUSABLE | SPECIALIZED INSTRUMENTATION FOR OPEN AND LAPAROSCOPIC SURGERIES
20521 | 4229680141600 | SCOOP, GALLSTONE, SIZE: NO.00, LENGTH 32 - 34 CM, REUSABLE | SPECIALIZED INSTRUMENTATION FOR OPEN AND LAPAROSCOPIC SURGERIES
20522 | 4229680141500 | SCOOP, GALLSTONE, SIZE: NO.0, LENGTH 32 - 34 CM, REUSABLE | SPECIALIZED INSTRUMENTATION FOR OPEN AND LAPAROSCOPIC SURGERIES
20523 | 4229680141400 | FORCEPS, GALLSTONE, DESJARDINS/NO.2, STAINLESS STEEL, LENGTH = 23.0CM, REUSABLE | SPECIALIZED INSTRUMENTATION FOR OPEN AND LAPAROSCOPIC SURGERIES
20524 | 4229680141300 | FORCEPS, GALLSTONE, DESJARDINS/NO.1, STAINLESS STEEL, LENGTH = 23.0CM, REUSABLE | SPECIALIZED INSTRUMENTATION FOR OPEN AND LAPAROSCOPIC SURGERIES
20525 | 4229680141200 | FORCEPS, POTTS-SMITH, STAINLESS STEEL, 1X2, LENGTH 21 CM, REUSABLE | SPECIALIZED INSTRUMENTATION FOR OPEN AND LAPAROSCOPIC SURGERIES
20526 | 4229680141100 | FORCEPS, POTTS-SMITH, STAINLESS STEEL, 1X2, LENGTH 18 CM, REUSABLE | SPECIALIZED INSTRUMENTATION FOR OPEN AND LAPAROSCOPIC SURGERIES
20527 | 4229680141000 | FORCEPS, CLAMP, PEAN/DELICATE/STRAIGHT, STAINLESS STEEL, LENGTH 14 -15 CM, REUSABLE | SPECIALIZED INSTRUMENTATION FOR OPEN AND LAPAROSCOPIC SURGERIES
20528 | 4229680142500 | DIRECTOR, GROOVED, PYAR/CURVED, STAINLESS STEEL, LENGTH = 22.0CM, REUSABLE | SPECIALIZED INSTRUMENTATION FOR OPEN AND LAPAROSCOPIC SURGERIES
20529 | 4229680145200 | FORCEPS, CLAMP, VASCULAR, DEBAKEY/S-SHAPE, STAINLESS STEEL, LENGTH 24 - 25 CM, REUSABLE | SPECIALIZED INSTRUMENTATION FOR OPEN AND LAPAROSCOPIC SURGERIES
20530 | 4229680142600 | GUIDE, NEEDLE, SLIGHTLY CURVED/KNIFE SHAPE, STAINLESS STEEL, SIZE 10 CH, REUSABLE | SPECIALIZED INSTRUMENTATION FOR OPEN AND LAPAROSCOPIC SURGERIES
20531 | 4229680142800 | GUIDE, NEEDLE, SLIGHTLY CURVED/KNIFE SHAPE, STAINLESS STEEL, SIZE 8 CH, REUSABLE | SPECIALIZED INSTRUMENTATION FOR OPEN AND LAPAROSCOPIC SURGERIES
20532 | 4229680144700 | SPATULA, INTIMA, LIFE THE INTIMAL LAYER OF THE SKIN, BLUNT, WIDTH 3 MM, LENGTH 18 - 19 CM, REUSABLE | SPECIALIZED INSTRUMENTATION FOR OPEN AND LAPAROSCOPIC SURGERIES
20533 | 4229680144600 | FORCEPS, CLAMP, DOYEN INTESTINAL, STRAIGHT JAW, SOFT, TOTAL LENGTH 22 - 24 CM, STAINLESS STEEL, REUSABLE | SPECIALIZED INSTRUMENTATION FOR OPEN AND LAPAROSCOPIC SURGERIES
20534 | 4229680144300 | HOOKLET, WOUND, FIXATION/TRACTION, CUSHING VEIN RETRACTOR, TIP SIZE: 14.0MM, LENGTH = 20.5CM, REUSABLE | SPECIALIZED INSTRUMENTATION FOR OPEN AND LAPAROSCOPIC SURGERIES
20535 | 4229680144200 | HOOKLET, WOUND, FIXATION/TRACTION, CUSHING VEIN RETRACTOR, TIP SIZE: 10.0MM, LENGTH = 20.5CM, REUSABLE | SPECIALIZED INSTRUMENTATION FOR OPEN AND LAPAROSCOPIC SURGERIES
20536 | 4229680144000 | HANDLE, STRIPPERS, ROUND, LENGTH 11 - 12 CM, REUSABLE | SPECIALIZED INSTRUMENTATION FOR OPEN AND LAPAROSCOPIC SURGERIES
20537 | 4229680143900 | FORCEPS, CLAMP, PEAN/STRAIGHT, STAINLESS STEEL, LENGTH 14 -15 CM, REUSABLE | SPECIALIZED INSTRUMENTATION FOR OPEN AND LAPAROSCOPIC SURGERIES
20538 | 4229680143800 | FORCEPS, CLAMP, PEAN/CURVED, STAINLESS STEEL, LENGTH 18 - 20 CM, REUSABLE | SPECIALIZED INSTRUMENTATION FOR OPEN AND LAPAROSCOPIC SURGERIES
20539 | 4229680143700 | FORCEPS, CLAMP, HEMORRHOIDAL/MCGIVNEY, STAINLESS STEEL, LENGTH 19 - 20 CM, REUSABLE | SPECIALIZED INSTRUMENTATION FOR OPEN AND LAPAROSCOPIC SURGERIES
20540 | 4229680143600 | FORCEPS, CLAMP, MOSQUITO/STRAIGHT, STAINLESS STEEL, LENGTH 18 - 18.5 CM, REUSABLE | SPECIALIZED INSTRUMENTATION FOR OPEN AND LAPAROSCOPIC SURGERIES
20541 | 4229680143500 | FORCEPS, CLAMP, MOSQUITO/STRAIGHT, STAINLESS STEEL, LENGTH 12 - 12.5 CM, NON TEETH, REUSABLE | SPECIALIZED INSTRUMENTATION FOR OPEN AND LAPAROSCOPIC SURGERIES
20542 | 4229680143400 | FORCEPS, CLAMP, MOSQUITO/CURVED, STAINLESS STEEL, LENGTH 18 CM, REUSABLE | SPECIALIZED INSTRUMENTATION FOR OPEN AND LAPAROSCOPIC SURGERIES
20543 | 4229680143300 | FORCEPS, CLAMP, MOSQUITO/CURVED, STAINLESS STEEL, LENGTH 12 CM, REUSABLE | SPECIALIZED INSTRUMENTATION FOR OPEN AND LAPAROSCOPIC SURGERIES
20544 | 4229680143100 | GUIDE, NEEDLE, SLIGHTLY CURVED/LANCET SHAPE, STAINLESS STEEL, SIZE 16 CH, REUSABLE | SPECIALIZED INSTRUMENTATION FOR OPEN AND LAPAROSCOPIC SURGERIES
20545 | 4229680143000 | GUIDE, NEEDLE, SLIGHTLY CURVED/LANCET SHAPE, STAINLESS STEEL, SIZE 14 CH, REUSABLE | SPECIALIZED INSTRUMENTATION FOR OPEN AND LAPAROSCOPIC SURGERIES
20546 | 4229680142900 | GUIDE, NEEDLE, SLIGHTLY CURVED/LANCET SHAPE, STAINLESS STEEL, SIZE 12 CH, REUSABLE | SPECIALIZED INSTRUMENTATION FOR OPEN AND LAPAROSCOPIC SURGERIES
20547 | 4229680142700 | GUIDE, NEEDLE, SLIGHTLY CURVED/KNIFE SHAPE, STAINLESS STEEL, SIZE 12 CH, REUSABLE | SPECIALIZED INSTRUMENTATION FOR OPEN AND LAPAROSCOPIC SURGERIES
20548 | 4229680150000 | RETRACTOR, ZENKER/ANGULATED, STAINLESS STEEL, TIP SIZE: 60 MM X 12 MM, LENGTH 26 - 27 CM, REUSABLE | SPECIALIZED INSTRUMENTATION FOR OPEN AND LAPAROSCOPIC SURGERIES
20549 | 4229680150100 | RETRACTOR, WOUND, LANGENBECK, STAINLESS STEEL, TIP SIZE: 40 MM X 18 MM, LENGTH 21.5 CM, REUSABLE | SPECIALIZED INSTRUMENTATION FOR OPEN AND LAPAROSCOPIC SURGERIES
20550 | 4229680150200 | RETRACTOR, WOUND, LANGENBECK, STAINLESS STEEL, TIP SIZE: 55 MM X 11 MM, LENGTH 21.5 CM, REUSABLE | SPECIALIZED INSTRUMENTATION FOR OPEN AND LAPAROSCOPIC SURGERIES
20551 | 4229680156300 | TUBE, SUCTION, YASARGAL, DIAMETER 2.0MM, WORKING LENGTH 15 CM, REUSABLE | SPECIALIZED INSTRUMENTATION FOR OPEN AND LAPAROSCOPIC SURGERIES
20552 | 4229680156200 | SCISSORS, STRABISMUS, BLUNT-BLUNT, CURVED, LENGTH 11 - 12CM, STAINLESS STEEL, REUSABLE | SPECIALIZED INSTRUMENTATION FOR OPEN AND LAPAROSCOPIC SURGERIES
20553 | 4229680156100 | CLAMP, STOMACH TWIN, LANE/CURVED, STAINLESS STEEL, LENGTH = 30.0CM, REUSABLE | SPECIALIZED INSTRUMENTATION FOR OPEN AND LAPAROSCOPIC SURGERIES
20554 | 4229680156000 | CHISEL, STERNAL, SPLITTING, LEBSCHE, LENGTH 24 - 25 CM, REUSABLE | SPECIALIZED INSTRUMENTATION FOR OPEN AND LAPAROSCOPIC SURGERIES
20555 | 4229680155900 | SPREADER, RETRACTOR, WULLSTEIN/SHARP, STAINLESS STEEL, LENGTH 13 CM, TEETH: 3X3, REUSABLE | SURGICAL INSTRUMENT TENDER
20556 | 4229680155600 | FORCEPS, SPLINTER, FEILCHENFELD, STAINLESS STEEL, LENGTH 9 - 10 CM, REUSABLE | SPECIALIZED INSTRUMENTATION FOR OPEN AND LAPAROSCOPIC SURGERIES
20557 | 4229680155500 | SPHINCTEROSCOPE, INSPECTION, PROCTOSCOPE, SIZE: 27.0MM X (50.0 - 60.0)MM, REUSABLE | SPECIALIZED INSTRUMENTATION FOR OPEN AND LAPAROSCOPIC SURGERIES
20558 | 4229680155300 | SCISSORS, GYNECOLOGICAL, UTERINE/SIMS/BLUNT-BLUNT/CURVED, STAINLESS STEEL, LENGTH = 23.0CM, REUSABLE | SPECIALIZED INSTRUMENTATION FOR OPEN AND LAPAROSCOPIC SURGERIES
20559 | 4229680155000 | SCISSORS, DISSECTING, MAYO/CURVED, STAINLESS STEEL, LENGTH 23 - 24CM, REUSABLE | SPECIALIZED INSTRUMENTATION FOR OPEN AND LAPAROSCOPIC SURGERIES
20560 | 4229680154800 | SCISSORS, DISSECTING, MAYO/CURVED, STAINLESS STEEL, LENGTH = 17.0CM, REUSABLE | SPECIALIZED INSTRUMENTATION FOR OPEN AND LAPAROSCOPIC SURGERIES
20561 | 4229680154700 | SCISSORS, VASCULAR, DEBAKEY ANGLED 60 DEGREE, STAINLESS STEEL, LENGTH = 18.0CM, REUSABLE | SPECIALIZED INSTRUMENTATION FOR OPEN AND LAPAROSCOPIC SURGERIES
20562 | 4229680154600 | SCISSORS, VASCULAR, DEBAKEY ANGLED 40 DEGREE, STAINLESS STEEL, LENGTH = 18.5CM, REUSABLE | SPECIALIZED INSTRUMENTATION FOR OPEN AND LAPAROSCOPIC SURGERIES
20563 | 4229680154500 | HANDLE, SCALPEL, SOLID/NO.7, LENGTH 16 - 17 CM, REUSABLE | SPECIALIZED INSTRUMENTATION FOR OPEN AND LAPAROSCOPIC SURGERIES
20564 | 4229680154400 | HANDLE, SCALPEL, LONG/NO.4L, STAINLESS STEEL, LENGTH = 21.0CM, REUSABLE | SPECIALIZED INSTRUMENTATION FOR OPEN AND LAPAROSCOPIC SURGERIES
20565 | 4229521601100 | BUTTON ELECTRODE, UNIPOLAR, 5 FR., LENGTH 53 CM (OR EQUIVALENT), REUSABLE | SPECIALIZED INSTRUMENTATION FOR OPEN AND LAPAROSCOPIC SURGERIES
20566 | 4229680156400 | TUBE, SUCTION, YASARGAL, DIAMETER 2.5MM, WORKING LENGTH 15 CM, REUSABLE | SPECIALIZED INSTRUMENTATION FOR OPEN AND LAPAROSCOPIC SURGERIES
20567 | 4229680154300 | HANDLE, SCALPEL, NO.4, STAINLESS STEEL, LENGTH 13 - 14 CM, REUSABLE | SPECIALIZED INSTRUMENTATION FOR OPEN AND LAPAROSCOPIC SURGERIES
20568 | 4229680156500 | TUBE, SUCTION, YANKAUER/COMPLETE, TOTAL LENGTH 28 - 31 CM, REUSABLE | SPECIALIZED INSTRUMENTATION FOR OPEN AND LAPAROSCOPIC SURGERIES
20569 | 4227192000000 | DILATOR, TRACHEAL, LABORDE, LENGTH = 13CM, REUSABLE | SPECIALIZED INSTRUMENTATION FOR OPEN AND LAPAROSCOPIC SURGERIES
20570 | 4229680158800 | NEEDLE HOLDER, HEGAR-VASCULAR, LENGTH 20 - 21 CM, TUNGSTEN CARBIDE, REUSABLE | SPECIALIZED INSTRUMENTATION FOR OPEN AND LAPAROSCOPIC SURGERIES
20571 | 4229680158700 | NEEDLE HOLDER, DEBAKEY, TUNGSTEN CARBIDE, LENGTH 30 - 31 CM, REUSABLE | SPECIALIZED INSTRUMENTATION FOR OPEN AND LAPAROSCOPIC SURGERIES
20572 | 4229680158600 | NEEDLE HOLDER, DEBAKEY, TUNGSTEN CARBIDE, LENGTH 26 - 27 CM, REUSABLE | SPECIALIZED INSTRUMENTATION FOR OPEN AND LAPAROSCOPIC SURGERIES
20573 | 4229680158500 | NEEDLE HOLDER, DEBAKEY, TUNGSTEN CARBIDE, LENGTH = 23.0CM, REUSABLE | SPECIALIZED INSTRUMENTATION FOR OPEN AND LAPAROSCOPIC SURGERIES
20574 | 4229680158400 | NEEDLE HOLDER, DEBAKEY, TUNGSTEN CARBIDE, LENGTH = 18.0CM, REUSABLE | SPECIALIZED INSTRUMENTATION FOR OPEN AND LAPAROSCOPIC SURGERIES
20575 | 4229680157900 | SCISSORS, DISSECTING, METZENBAUM CURVED, TUNGSTEN CARBIDE, LENGTH = 30.0CM, REUSABLE | SPECIALIZED INSTRUMENTATION FOR OPEN AND LAPAROSCOPIC SURGERIES
20576 | 4229680157600 | SCISSORS, DISSECTING, METZENBAUM CURVED, TUNGSTEN CARBIDE, LENGTH = 23.0CM, REUSABLE | SPECIALIZED INSTRUMENTATION FOR OPEN AND LAPAROSCOPIC SURGERIES
20577 | 4229680157500 | SCISSORS, DISSECTING, MAYO CURVED, TUNGSTEN CARBIDE, LENGTH = 20.5CM, REUSABLE | SPECIALIZED INSTRUMENTATION FOR OPEN AND LAPAROSCOPIC SURGERIES
20578 | 4229680157400 | SCISSORS, DISSECTING, METZENBAUM CURVED, TUNGSTEN CARBIDE, LENGTH = 17.5CM, REUSABLE | SPECIALIZED INSTRUMENTATION FOR OPEN AND LAPAROSCOPIC SURGERIES
20579 | 4229680157200 | SCISSORS, DISSECTING, METZENBAUM FINE/CURVED, TUNGSTEN CARBIDE, LENGTH = 28.5CM, REUSABLE | SPECIALIZED INSTRUMENTATION FOR OPEN AND LAPAROSCOPIC SURGERIES
20580 | 4229680157100 | SCISSORS, DISSECTING, METZENBAUM FINE/CURVED, TUNGSTEN CARBIDE, LENGTH = 20.5CM, REUSABLE | SPECIALIZED INSTRUMENTATION FOR OPEN AND LAPAROSCOPIC SURGERIES
20581 | 4229680157000 | SCISSORS, DISSECTING, METZENBAUM FINE/CURVED, TUNGSTEN CARBIDE, LENGTH = 18.0CM, REUSABLE | SPECIALIZED INSTRUMENTATION FOR OPEN AND LAPAROSCOPIC SURGERIES
20582 | 4229680156900 | SCISSORS, DISSECTING, METZENBAUM FINE/CURVED, TUNGSTEN CARBIDE, LENGTH = 14.5CM, REUSABLE | SPECIALIZED INSTRUMENTATION FOR OPEN AND LAPAROSCOPIC SURGERIES
20583 | 4229680156800 | SCISSORS, DISSECTING, TOENNIS/CURVED, TUNGSTEN CARBIDE, LENGTH = 17.5CM, REUSABLE | SPECIALIZED INSTRUMENTATION FOR OPEN AND LAPAROSCOPIC SURGERIES
20584 | 4227192000100 | DILATOR, TRACHEAL, TROUSSEAU, LENGTH = 14.5CM, REUSABLE | SPECIALIZED INSTRUMENTATION FOR OPEN AND LAPAROSCOPIC SURGERIES
20585 | 4229680156600 | HOOK, SUTURE, CLOSURE, DIAMETER = 3.0MM, LENGTH = 26.0CM, REUSABLE | SPECIALIZED INSTRUMENTATION FOR OPEN AND LAPAROSCOPIC SURGERIES
20586 | 4229680154200 | HANDLE, SCALPEL, LONG/NO.3L, STAINLESS STEEL, LENGTH 21 - 22 CM, REUSABLE | SPECIALIZED INSTRUMENTATION FOR OPEN AND LAPAROSCOPIC SURGERIES
20587 | 4229680154100 | HANDLE, SCALPEL, NO.3, STAINLESS STEEL, LENGTH = 12.0CM, REUSABLE | SPECIALIZED INSTRUMENTATION FOR OPEN AND LAPAROSCOPIC SURGERIES
20588 | 4229680154000 | HANDLE, SCALPEL, MICROBLADE, LENGTH 13 - 14 CM, REUSABLE | SPECIALIZED INSTRUMENTATION FOR OPEN AND LAPAROSCOPIC SURGERIES
20589 | 4229680152100 | RETRACTOR, VOLKMANN/SHARP/1 PRONG, STAINLESS STEEL, LENGTH 21 - 23 CM, REUSABLE | SPECIALIZED INSTRUMENTATION FOR OPEN AND LAPAROSCOPIC SURGERIES
20590 | 4229680151900 | RETRACTOR, BONE, PERCY, STAINLESS STEEL, AMPUTATION, REUSABLE | SPECIALIZED INSTRUMENTATION FOR OPEN AND LAPAROSCOPIC SURGERIES
20591 | 4229680151800 | RETRACTOR, MIKULICZ, TIP SIZE: 150 - 160 MM X 50 MM, STAINLESS STEEL, LENGTH 25 - 26 CM, REUSABLE | SPECIALIZED INSTRUMENTATION FOR OPEN AND LAPAROSCOPIC SURGERIES
20592 | 4229680151700 | RETRACTOR, MIKULICZ, TIP SIZE: 120 - 125 MM X 50 MM, STAINLESS STEEL, LENGTH 25 - 26 CM, REUSABLE | SPECIALIZED INSTRUMENTATION FOR OPEN AND LAPAROSCOPIC SURGERIES
20593 | 4229680151600 | RETRACTOR, WOUND, LANGENBECK, TIP SIZE: 60.0MM X 20.0MM, STAINLESS STEEL, LENGTH = 21.0CM, REUSABLE | SPECIALIZED INSTRUMENTATION FOR OPEN AND LAPAROSCOPIC SURGERIES
20594 | 4229680151400 | RETRACTOR, WOUND, LANGENBECK, TIP SIZE: 30.0MM X 14.0MM, STAINLESS STEEL, LENGTH = 22.0CM, REUSABLE | SPECIALIZED INSTRUMENTATION FOR OPEN AND LAPAROSCOPIC SURGERIES
20595 | 4229680151300 | RETRACTOR, WOUND, LANGENBECK, STAINLESS STEEL, TIP SIZE: 30.0MM X 11.0MM, LENGTH = 22.0CM, REUSABLE | SPECIALIZED INSTRUMENTATION FOR OPEN AND LAPAROSCOPIC SURGERIES
20596 | 4229680151200 | RETRACTOR, FRITSCH, TIP SIZE: 45 MM X 75 MM, STAINLESS STEEL, LENGTH 24 - 26 CM, REUSABLE | SPECIALIZED INSTRUMENTATION FOR OPEN AND LAPAROSCOPIC SURGERIES
20597 | 4229680151100 | RETRACTOR, FRITSCH, TIP SIZE: 39 MM X 50 MM, STAINLESS STEEL, LENGTH 24 - 26 CM, REUSABLE | SPECIALIZED INSTRUMENTATION FOR OPEN AND LAPAROSCOPIC SURGERIES
20598 | 4229680151000 | RETRACTOR DOUBLE/ROUX STAINLESS STEEL FIG. NO 3 REUSABLE | SPECIALIZED INSTRUMENTATION FOR OPEN AND LAPAROSCOPIC SURGERIES
20599 | 4229680150900 | RETRACTOR DOUBLE/ROUX STAINLESS STEEL FIG. NO 2 REUSABLE | SPECIALIZED INSTRUMENTATION FOR OPEN AND LAPAROSCOPIC SURGERIES
20600 | 4229680150800 | RETRACTOR DOUBLE/ROUX STAINLESS STEEL FIG. NO 1 REUSABLE | SPECIALIZED INSTRUMENTATION FOR OPEN AND LAPAROSCOPIC SURGERIES
20601 | 4229680150500 | HOOKLET, DELICATE/SHARP/1 PRONG, STAINLESS STEEL, LENGTH 16 - 17 CM, REUSABLE | SPECIALIZED INSTRUMENTATION FOR OPEN AND LAPAROSCOPIC SURGERIES
20602 | 4229680150400 | RETRACTOR, DELICATE/BLUNT/2 PRONGS, STAINLESS STEEL, LENGTH 16 - 17 CM, REUSABLE | SPECIALIZED INSTRUMENTATION FOR OPEN AND LAPAROSCOPIC SURGERIES
20603 | 4229680150300 | RETRACTOR, OLLIER/BLUNT, STAINLESS STEEL, TIP SIZE: 37 MM X 30 MM (+/-2MM), LENGTH 23 - 25 CM, REUSABLE | SPECIALIZED INSTRUMENTATION FOR OPEN AND LAPAROSCOPIC SURGERIES
20604 | 4229680152200 | RETRACTOR, SURGICAL, VOLKMANN/SHARP/4 PRONGS, STAINLESS STEEL, LENGTH = 22.5CM, REUSABLE | SPECIALIZED INSTRUMENTATION FOR OPEN AND LAPAROSCOPIC SURGERIES
20605 | 4229680152300 | RETRACTOR, ZENKER/ANGULATED, STAINLESS STEEL, TIP SIZE: 35 MM X 9 MM (+/- 1MM), LENGTH 24 - 25 CM, REUSABLE | SPECIALIZED INSTRUMENTATION FOR OPEN AND LAPAROSCOPIC SURGERIES
20606 | 4229680152400 | RETRACTOR, ZENKER/ANGULATED, STAINLESS STEEL, TIP SIZE: 75 MM X 12 MM, LENGTH 27 - 28 CM, REUSABLE | SPECIALIZED INSTRUMENTATION FOR OPEN AND LAPAROSCOPIC SURGERIES
20607 | 4220341500400 | STABILIZER TISSUE C-SHAPE - WITH BALL CONNECTOR, STAINLESS STEEL (OR EQUIVALENT), REUSABLE | SPECIALIZED INSTRUMENTATION FOR OPEN AND LAPAROSCOPIC SURGERIES
20608 | 4229680153900 | STRIPPER, RING, ROUND, STAINLESS STEEL, DIAMETER 8 MM, LENGTH 50 - 60 CM, REUSABLE | SPECIALIZED INSTRUMENTATION FOR OPEN AND LAPAROSCOPIC SURGERIES
20609 | 4229680153800 | STRIPPER, RING, ROUND, STAINLESS STEEL, DIAMETER 7 MM, LENGTH 50 - 60 CM, REUSABLE | SPECIALIZED INSTRUMENTATION FOR OPEN AND LAPAROSCOPIC SURGERIES
20610 | 4229680153700 | STRIPPER, RING, ROUND, STAINLESS STEEL, DIAMETER 6 MM, LENGTH 50 - 60 CM, REUSABLE | SPECIALIZED INSTRUMENTATION FOR OPEN AND LAPAROSCOPIC SURGERIES
20611 | 4229680153600 | STRIPPER, RING, ROUND, STAINLESS STEEL, DIAMETER 4 MM, LENGTH 50 - 60 CM, REUSABLE | SPECIALIZED INSTRUMENTATION FOR OPEN AND LAPAROSCOPIC SURGERIES
20612 | 4229680153500 | STRIPPER, RING, ROUND, STAINLESS STEEL, DIAMETER 3 MM, LENGTH 50 - 60 CM, REUSABLE | SPECIALIZED INSTRUMENTATION FOR OPEN AND LAPAROSCOPIC SURGERIES
20613 | 4229680153400 | STRIPPER, RING, ROUND, STAINLESS STEEL, DIAMETER 2 MM, LENGTH 50 - 60 CM, REUSABLE | SPECIALIZED INSTRUMENTATION FOR OPEN AND LAPAROSCOPIC SURGERIES
20614 | 4229680153300 | STRIPPER, RING, ROUND, STAINLESS STEEL, DIAMETER 14 MM, LENGTH 50 - 60 CM, REUSABLE | SPECIALIZED INSTRUMENTATION FOR OPEN AND LAPAROSCOPIC SURGERIES
20615 | 4229680173300 | RETRACTOR, VAGINAL, DOYEN, STAINLESS STEEL, TIP SIZE: 95.0MM X 47.0MM, REUSABLE | SPECIALIZED INSTRUMENTATION FOR OPEN AND LAPAROSCOPIC SURGERIES
20616 | 4229680153200 | STRIPPER, RING, ROUND, STAINLESS STEEL, DIAMETER 12 MM, LENGTH 50 - 60 CM, REUSABLE | SPECIALIZED INSTRUMENTATION FOR OPEN AND LAPAROSCOPIC SURGERIES
20617 | 4229680153100 | STRIPPER, RING, ROUND, STAINLESS STEEL, DIAMETER 10 MM, LENGTH 50 - 60 CM, REUSABLE | SPECIALIZED INSTRUMENTATION FOR OPEN AND LAPAROSCOPIC SURGERIES
20618 | 4229680153000 | SHEARS, RIB, CUTTING, GIERTZ-STILLE, LENGTH 24 - 25 CM, REUSABLE | SPECIALIZED INSTRUMENTATION FOR OPEN AND LAPAROSCOPIC SURGERIES
20619 | 4229680152900 | SHEAR, RIB, CUTTING, BRUNNER/RIGHT HAND, LENGTH = 32.0CM, REUSABLE | SPECIALIZED INSTRUMENTATION FOR OPEN AND LAPAROSCOPIC SURGERIES
20620 | 4229680152800 | RASPATORY, RIB, SCRAPING, DOYEN/RIGHT/ADULT, LENGTH = 17.0CM, REUSABLE | SPECIALIZED INSTRUMENTATION FOR OPEN AND LAPAROSCOPIC SURGERIES
20621 | 4229680152700 | RASPATORY, RIB, SCRAPING, DOYEN/LEFT/ADULT, LENGTH = 17.0CM, REUSABLE | SPECIALIZED INSTRUMENTATION FOR OPEN AND LAPAROSCOPIC SURGERIES
20622 | 4229680152600 | CONTRACTOR/APPROXIMATOR, RIB, BAILEY-GIBBON, LENGTH 20 CM, REUSABLE | SPECIALIZED INSTRUMENTATION FOR OPEN AND LAPAROSCOPIC SURGERIES
20623 | 4229680152500 | CONTRACTOR/APPROXIMATOR, RIB, BAILEY, LENGTH 20 CM, REUSABLE | SPECIALIZED INSTRUMENTATION FOR OPEN AND LAPAROSCOPIC SURGERIES
20624 | 4229530222600 | CANNULA, INJECTION AND ASPIRATION, DIAMETER 5 MM, ASPIRATION NEEDLE 3 MM, TOTAL LENGTH 33 - 36 CM, STAINLESS STEEL, REUSABLE | SURGICAL INSTRUMENT TENDER
20625 | 4229680173500 | SCISSORS, OPERATING, KELLY/STRAIGHT, STAINLESS STEEL, LENGTH = 16.0CM, REUSABLE | SPECIALIZED INSTRUMENTATION FOR OPEN AND LAPAROSCOPIC SURGERIES
20626 | 4229680173600 | SCISSORS, MAYO, STRAIGHT, STAINLESS STEEL, LENGTH 19.5 CM, REUSABLE | SPECIALIZED INSTRUMENTATION FOR OPEN AND LAPAROSCOPIC SURGERIES
20627 | 4229497806600 | TROCAR, MULTI INTERCHANGEABLE TROCAR SYSTEM, WITH VALVE, SIZE 5.5 MM, LENGTH 11 CM, REUSABLE | SPECIALIZED INSTRUMENTATION FOR OPEN AND LAPAROSCOPIC SURGERIES
20628 | 4229680450800 | SCISSORS, DISSECTING, REYNOLDS/CURVED, STAINLESS STEEL, LENGTH = 15.5CM, REUSABLE | SPECIALIZED INSTRUMENTATION FOR OPEN AND LAPAROSCOPIC SURGERIES
20629 | 4229680450900 | FORCEPS, SPLINTER, SERRATED/STRAIGHT, STAINLESS STEEL, LENGTH 12 - 13 CM, REUSABLE | SPECIALIZED INSTRUMENTATION FOR OPEN AND LAPAROSCOPIC SURGERIES
20630 | 4229680451000 | FORCEPS, CLAMP, SPONGE HOLDING, RAMPLEY/STRAIGHT, STAINLESS STEEL, LENGTH 18 - 19 CM, REUSABLE | SPECIALIZED INSTRUMENTATION FOR OPEN AND LAPAROSCOPIC SURGERIES
20631 | 4229680451200 | GUIDE, SUTURE, WOUND CLOSURE, YASARGIL/SLIGHT CURVED, LENGTH = 18.5CM, REUSABLE | SPECIALIZED INSTRUMENTATION FOR OPEN AND LAPAROSCOPIC SURGERIES
20632 | 4229680451300 | FORCEPS, POTTS-SMITH, TUNGSTEN CARBIDE, LENGTH 16 CM, REUSABLE | SPECIALIZED INSTRUMENTATION FOR OPEN AND LAPAROSCOPIC SURGERIES
20633 | 4229680451400 | FORCEPS, MICRO, ADSON, TUNGSTEN CARBIDE, LENGTH 12 CM, TEETH: 1X2, REUSABLE | SPECIALIZED INSTRUMENTATION FOR OPEN AND LAPAROSCOPIC SURGERIES
20634 | 4229680451500 | SCISSORS, SURGICAL, IRIS/SHARP-SHARP/STRAIGHT, TUNGSTEN CARBIDE, LENGTH = 11.5CM, REUSABLE | SPECIALIZED INSTRUMENTATION FOR OPEN AND LAPAROSCOPIC SURGERIES
20635 | 4229680451600 | NEEDLE HOLDER, DERF, LENGTH 12 CM, TUNGSTEN CARBIDE, REUSABLE | SPECIALIZED INSTRUMENTATION FOR OPEN AND LAPAROSCOPIC SURGERIES
20636 | 4229680451700 | NEEDLE HOLDER, STRATTE/CURVED TO RIGHT, TUNGSTEN CARBIDE, LENGTH = 23.0CM, REUSABLE | SPECIALIZED INSTRUMENTATION FOR OPEN AND LAPAROSCOPIC SURGERIES
20637 | 4229680451900 | SCISSORS, STEVEN TENOTOMY/SHARP/SHARP, CURVED, STAINLESS STEEL, LENGTH 11 CM, REUSABLE | SPECIALIZED INSTRUMENTATION FOR OPEN AND LAPAROSCOPIC SURGERIES
20638 | 4229680452100 | FORCEPS, TISSUE, ADSON, STAINLESS STEEL, LENGTH 18 CM, TEETH: 2X3, REUSABLE | SPECIALIZED INSTRUMENTATION FOR OPEN AND LAPAROSCOPIC SURGERIES
20639 | 4229680452200 | FORCEPS, TISSUE, JUDD, STAINLESS STEEL, LENGTH 19 CM, TEETH: 3X4, REUSABLE | SPECIALIZED INSTRUMENTATION FOR OPEN AND LAPAROSCOPIC SURGERIES
20640 | 4229680452300 | URETHRAL BOUGIE, URETHRAL DILATION, V. BUREN, DIAMETER = 10CH, LENGTH = 27.0CM, REUSABLE | SPECIALIZED INSTRUMENTATION FOR OPEN AND LAPAROSCOPIC SURGERIES
20641 | 4229680452400 | URETHRAL BOUGIE, URETHRAL DILATION, V. BUREN, DIAMETER = 14CH, LENGTH = 27.0CM, REUSABLE | SPECIALIZED INSTRUMENTATION FOR OPEN AND LAPAROSCOPIC SURGERIES
20642 | 4229680452500 | BOUGIE, URETHRAL, DIAGNOSIS/TREATMENT, V. BUREN, DIAMETER = 16.0FR, LENGTH = 27.0CM, REUSABLE | SPECIALIZED INSTRUMENTATION FOR OPEN AND LAPAROSCOPIC SURGERIES
20643 | 4229680450700 | SCISSORS, SURGICAL, POTTS/ANGLED UPWARD, STAINLESS STEEL, LENGTH = 19.5CM, REUSABLE | SPECIALIZED INSTRUMENTATION FOR OPEN AND LAPAROSCOPIC SURGERIES
20644 | 4229680452600 | URETHRAL BOUGIE, URETHRAL DILATION, V. BUREN, DIAMETER = 18CH, LENGTH = 27.0CM, REUSABLE | SPECIALIZED INSTRUMENTATION FOR OPEN AND LAPAROSCOPIC SURGERIES
20645 | 4229680450600 | SCISSORS, MAYO, CURVED, STAINLESS STEEL, LENGTH 14 - 15 CM, REUSABLE | SPECIALIZED INSTRUMENTATION FOR OPEN AND LAPAROSCOPIC SURGERIES
20646 | 4229680450400 | RETRACTOR, MIKULICZ, TIP SIZE: 90 - 95 MM X 35 MM, STAINLESS STEEL, LENGTH 25 - 26 CM, REUSABLE | SPECIALIZED INSTRUMENTATION FOR OPEN AND LAPAROSCOPIC SURGERIES
20647 | 4229680449400 | RETRACTOR, PROSTATE, YOUNG/SLIM, STAINLESS STEEL, LENGTH 21 - 23 CM, REUSABLE | SPECIALIZED INSTRUMENTATION FOR OPEN AND LAPAROSCOPIC SURGERIES
20648 | 4229680449500 | RETRACTOR, BLADDER, LEGUEU, STAINLESS STEEL, TIP SIZE: 90 MM X 35 MM, LENGTH 26 - 27 CM, REUSABLE | SPECIALIZED INSTRUMENTATION FOR OPEN AND LAPAROSCOPIC SURGERIES
20649 | 4229680449600 | RETRACTOR, WOUND, LANGENBECK, STAINLESS STEEL, TIP SIZE: 60 MM X 25 MM, LENGTH 21.5 CM, REUSABLE | SPECIALIZED INSTRUMENTATION FOR OPEN AND LAPAROSCOPIC SURGERIES
20650 | 4229490824700 | FORCEPS, KUHN RHINOFORCE FRONTAL SINUS, FLAT JAWS, THROUGH-CUTTING, SHEATH 90 DEGREE UPTURNED, BACKWARD OPENING WITH CLEANING CONNECTOR, WORKING LENGTH 12 - 13 CM, TO THE RIGHT, REUSABLE | SURGICAL INSTRUMENT TENDER
20651 | 4229680179800 | DILATOR, UTERINE, HEGAR, LENGTH = 18.5CM, TIP DIAMETER = 5.0MM, REUSABLE | SPECIALIZED INSTRUMENTATION FOR OPEN AND LAPAROSCOPIC SURGERIES
20652 | 4229680179700 | DILATOR, UTERINE, HEGAR, LENGTH = 18.5CM, TIP DIAMETER = 4.5MM, REUSABLE | SPECIALIZED INSTRUMENTATION FOR OPEN AND LAPAROSCOPIC SURGERIES
20653 | 4229160300500 | FORCEPS, CLAMP, BONE CUTTING STRAIGHT, 28 CM, DOUBLE ACTION NON-STERILE REUSABLE | SPECIALIZED INSTRUMENTATION FOR OPEN AND LAPAROSCOPIC SURGERIES
20654 | 4229680179600 | DILATOR, UTERINE, HEGAR, LENGTH = 18.5CM, TIP DIAMETER = 4.0MM, REUSABLE | SPECIALIZED INSTRUMENTATION FOR OPEN AND LAPAROSCOPIC SURGERIES
20655 | 4229680449700 | RETRACTOR, SET, DOUBLE/FARABEUF, STAINLESS STEEL, LENGTH 15 - 16 CM, (PAIR), REUSABLE | SPECIALIZED INSTRUMENTATION FOR OPEN AND LAPAROSCOPIC SURGERIES
20656 | 4229680449900 | RETRACTOR, SET, DOUBLE/FARABEUF, STAINLESS STEEL, LENGTH 12 - 13 CM, (PAIR), REUSABLE | SPECIALIZED INSTRUMENTATION FOR OPEN AND LAPAROSCOPIC SURGERIES
20657 | 4229680450000 | RETRACTOR, FRITSCH, STAINLESS STEEL, TIP SIZE: 45 MM X 63 MM, LENGTH 24 - 26 CM, REUSABLE | SPECIALIZED INSTRUMENTATION FOR OPEN AND LAPAROSCOPIC SURGERIES
20658 | 4229680450100 | RETRACTOR, KADER, STAINLESS STEEL, TIP SIZE: 30 MM WIDE, LENGTH 28 CM, REUSABLE | SPECIALIZED INSTRUMENTATION FOR OPEN AND LAPAROSCOPIC SURGERIES
20659 | 4229680179500 | DILATOR, UTERINE, HEGAR, LENGTH = 18.5CM, TIP DIAMETER = 3.5MM, REUSABLE | SPECIALIZED INSTRUMENTATION FOR OPEN AND LAPAROSCOPIC SURGERIES
20660 | 4229680450200 | RETRACTOR, KOCHER, STAINLESS STEEL, TIP SIZE: 61 MM (+/- 2MM) X 25 MM, LENGTH 23 - 25 CM, REUSABLE | SPECIALIZED INSTRUMENTATION FOR OPEN AND LAPAROSCOPIC SURGERIES
20661 | 4229680450300 | RETRACTOR, FINGER RAKE, KOCHER/SHARP/4 PRONGS, STAINLESS STEEL, LENGTH 22 -23 CM, REUSABLE | SPECIALIZED INSTRUMENTATION FOR OPEN AND LAPAROSCOPIC SURGERIES
20662 | 4229680450500 | SCISSORS DISSECTING SUPERCUT/METZENBAUM FINE/CURVED STAINLESS STEEL LENGTH = 18.0CM REUSABLE | SPECIALIZED INSTRUMENTATION FOR OPEN AND LAPAROSCOPIC SURGERIES
20663 | 4229680449300 | RETRACTOR, PROSTATE, YOUNG/FORKED, STAINLESS STEEL, LENGTH 21 - 23 CM, REUSABLE | SPECIALIZED INSTRUMENTATION FOR OPEN AND LAPAROSCOPIC SURGERIES
20664 | 4228200000600 | BOX TRANSPORTATION PROPYLENE W/ REVERSIBLE DELIVERY LABEL POCKET LOCKABLE AND AUTOCLAVABLE SIZE 790 X 400 X 320MM OR EQUIVALENT, REUSABLE | SURGICAL INSTRUMENT TENDER
20665 | 4229680452800 | URETHRAL BOUGIE, URETHRAL DILATION, V. BUREN, DIAMETER = 22CH, LENGTH = 27.0CM, REUSABLE | SPECIALIZED INSTRUMENTATION FOR OPEN AND LAPAROSCOPIC SURGERIES
20666 | 4229680454800 | WIRE CUTTING, STANDARD, TUNGSTEN CARBIDE, LENGTH 18 - 19 CM, REUSABLE | SPECIALIZED INSTRUMENTATION FOR OPEN AND LAPAROSCOPIC SURGERIES
20667 | 4229680454900 | CURETTE SCOOP, UTERINE, SCHROEDER, SIZE: NO.5, LENGTH 30 - 32 CM, REUSABLE | SPECIALIZED INSTRUMENTATION FOR OPEN AND LAPAROSCOPIC SURGERIES
20668 | 4229680455000 | CURETTE SCOOP, UTERINE, SIMON, SIZE: NO.1, LENGTH 23 - 25 CM, REUSABLE | SPECIALIZED INSTRUMENTATION FOR OPEN AND LAPAROSCOPIC SURGERIES
20669 | 4229680455200 | BOW, WIRE TRACTION, STABILIZING FRACTURES, KIRSCHNER, SIZE: 120.0MM X 120.0MM, REUSABLE | SPECIALIZED INSTRUMENTATION FOR OPEN AND LAPAROSCOPIC SURGERIES
20670 | 4229680455300 | BOW, WIRE TRACTION, STABILIZING FRACTURES, KIRSCHNER, SIZE: 155.0MM X 155.0MM, REUSABLE | SPECIALIZED INSTRUMENTATION FOR OPEN AND LAPAROSCOPIC SURGERIES
20671 | 4229680455400 | BOW, WIRE TRACTION, STABILIZING FRACTURES, KIRSCHNER, SIZE: 200.0MM X 155.0MM, REUSABLE | SPECIALIZED INSTRUMENTATION FOR OPEN AND LAPAROSCOPIC SURGERIES
20672 | 4229680455500 | BOW, WIRE TRACTION, STABILIZING FRACTURES, KIRSCHNER, SIZE: 95.0MM X 110.0MM, REUSABLE | SPECIALIZED INSTRUMENTATION FOR OPEN AND LAPAROSCOPIC SURGERIES
20673 | 4229680455600 | BOW, WIRE TRACTION, STABILIZING FRACTURES, KIRSCHNER, SIZE: 95.0MM X 70.0MM, REUSABLE | SPECIALIZED INSTRUMENTATION FOR OPEN AND LAPAROSCOPIC SURGERIES
20674 | 4229680455700 | WRENCH, DOUBLE-ENDED, SIZE: 14MM/17MM, LENGTH = 20.0CM, REUSABLE | SPECIALIZED INSTRUMENTATION FOR OPEN AND LAPAROSCOPIC SURGERIES
20675 | 4229680455800 | SPECULUM, VAGINAL, DILATION, BRAUN, STAINLESS STEEL, SIZE: 56.0MM X 13.0MM, LENGTH = 18.0CM, REUSABLE | SPECIALIZED INSTRUMENTATION FOR OPEN AND LAPAROSCOPIC SURGERIES
20676 | 4229680455900 | SPECULUM, VAGINAL, DILATION, BRAUN, STAINLESS STEEL, SIZE: 60.0MM X 10.0MM, LENGTH = 18.0CM, REUSABLE | SPECIALIZED INSTRUMENTATION FOR OPEN AND LAPAROSCOPIC SURGERIES
20677 | 4229680456000 | SPECULUM, VAGINAL, DILATION, SEIDL, STAINLESS STEEL, SIZE: 80.0MM X 8.0MM, REUSABLE | SPECIALIZED INSTRUMENTATION FOR OPEN AND LAPAROSCOPIC SURGERIES
20678 | 4229680457500 | SUCTION, PYNCHON, LENGTH 24 - 26 CM, STAINLESS STEEL, REUSABLE | SURGICAL INSTRUMENT TENDER
20679 | 4229680460600 | BLADE HANDLE, BEAVER SCALPEL, LENGTH 15 CM, STAINLESS STEEL, REUSABLE | SPECIALIZED INSTRUMENTATION FOR OPEN AND LAPAROSCOPIC SURGERIES
20680 | 4229680465300 | CUP, MEDICINE, GRADUATED 50 CCM, STAINLESS STEEL, REUSABLE | SPECIALIZED INSTRUMENTATION FOR OPEN AND LAPAROSCOPIC SURGERIES
20681 | 4229680454700 | CURETTE, UTERINE, SPOON/ASCH, STAINLESS STEEL, LENGTH 20 CM, REUSABLE | SPECIALIZED INSTRUMENTATION FOR OPEN AND LAPAROSCOPIC SURGERIES
20682 | 4229680452700 | BOUGIE, URETHRAL, DIAGNOSIS/TREATMENT, V. BUREN, DIAMETER = 20.0FR, LENGTH = 27.0CM, REUSABLE | SPECIALIZED INSTRUMENTATION FOR OPEN AND LAPAROSCOPIC SURGERIES
20683 | 4229680454600 | HANDLE, SCALPEL, NO.3XL, LENGTH 25 - 26 CM, REUSABLE | SPECIALIZED INSTRUMENTATION FOR OPEN AND LAPAROSCOPIC SURGERIES
20684 | 4229680454300 | PROBE, SURGICAL, TISSUE MANIPULATION, STAINLESS STEEL, BUTTON END, DIAMETER = 1.5MM, LENGTH = 18.0CM, REUSABLE | SPECIALIZED INSTRUMENTATION FOR OPEN AND LAPAROSCOPIC SURGERIES
20685 | 4229680452900 | BOUGIE, URETHRAL, DIAGNOSIS/TREATMENT, V. BUREN, DIAMETER = 24.0FR, LENGTH = 27.0CM, REUSABLE | SPECIALIZED INSTRUMENTATION FOR OPEN AND LAPAROSCOPIC SURGERIES
20686 | 4229680453000 | URETHRAL BOUGIE, URETHRAL DILATION, V. BUREN, DIAMETER = 26CH, LENGTH = 27.0CM, REUSABLE | SPECIALIZED INSTRUMENTATION FOR OPEN AND LAPAROSCOPIC SURGERIES
20687 | 4229680453100 | RETRACTOR, NECK, VESICAL/MILLIN, STAINLESS STEEL, LENGTH 28 - 30 CM, REUSABLE | SPECIALIZED INSTRUMENTATION FOR OPEN AND LAPAROSCOPIC SURGERIES
20688 | 4229680453200 | RETRACTOR, ALM SELF RETAINING, 4X4 TEETH SHARP, LENGTH 7.0 CM, STAINLESS STEEL, REUSABLE | SPECIALIZED INSTRUMENTATION FOR OPEN AND LAPAROSCOPIC SURGERIES
20689 | 4229680453300 | SCISSORS, BANDAGE, UNIVERSAL, STAINLESS STEEL, LENGTH = 19.0CM, REUSABLE | SPECIALIZED INSTRUMENTATION FOR OPEN AND LAPAROSCOPIC SURGERIES
20690 | 4229680453400 | FORCEPS, BIOPSY, VAN DOREN, STAINLESS STEEL, LENGTH 25 - 25.5 CM, REUSABLE | SPECIALIZED INSTRUMENTATION FOR OPEN AND LAPAROSCOPIC SURGERIES
20691 | 4229680453500 | PROBE, SURGICAL, TISSUE MANIPULATION, STAINLESS STEEL, MYRTLE LEAF, DIAMETER = 2.0MM, LENGTH = 20.0CM, REUSABLE | SPECIALIZED INSTRUMENTATION FOR OPEN AND LAPAROSCOPIC SURGERIES
20692 | 4229680453600 | FORCEPS, PLASTER BREAKING, WOLFF, STAINLESS STEEL, LENGTH 17 - 19 CM, REUSABLE | SPECIALIZED INSTRUMENTATION FOR OPEN AND LAPAROSCOPIC SURGERIES
20693 | 4229680453700 | FORCEPS, PLASTER BREAKING, WOLFF, STAINLESS STEEL, LENGTH 25 - 27 CM, REUSABLE | SPECIALIZED INSTRUMENTATION FOR OPEN AND LAPAROSCOPIC SURGERIES
20694 | 4229680453800 | KNIFE, PLASTER REMOVAL, REINER, LENGTH 18 - 19CM, REUSABLE | SPECIALIZED INSTRUMENTATION FOR OPEN AND LAPAROSCOPIC SURGERIES
20695 | 4229680453900 | SHEARS, PLASTER REMOVAL, BERGMANN/ANGLED, LENGTH = 23.0CM, REUSABLE | SPECIALIZED INSTRUMENTATION FOR OPEN AND LAPAROSCOPIC SURGERIES
20696 | 4229680454000 | SHEARS, PLASTER REMOVAL, BRUNS/SMOOTH, LENGTH = 24.0CM, REUSABLE | SPECIALIZED INSTRUMENTATION FOR OPEN AND LAPAROSCOPIC SURGERIES
20697 | 4229680454100 | SHEARS, PLASTER REMOVAL, STILLE, LENGTH = 27.0CM, REUSABLE | SPECIALIZED INSTRUMENTATION FOR OPEN AND LAPAROSCOPIC SURGERIES
20698 | 4228190702600 | MAT FOR INSTRUMENT PROTECTION HALF SIZE SIZE 25 CM X 24 CM SILICONE REUSABLE | SPECIALIZED INSTRUMENTATION FOR OPEN AND LAPAROSCOPIC SURGERIES
20699 | 4229680454200 | SPREADER, CAST/PLASTER, HENNIG, STAINLESS STEEL, LENGTH = 28.0CM, REUSABLE | SPECIALIZED INSTRUMENTATION FOR OPEN AND LAPAROSCOPIC SURGERIES
20700 | 4229680454400 | SAW, PLASTER, OPEN UP PLASTER CAST, ENGEL, LENGTH 15 - 16 CM, REUSABLE | SPECIALIZED INSTRUMENTATION FOR OPEN AND LAPAROSCOPIC SURGERIES
20701 | 4229680449200 | RETRACTOR, PROSTATE, YOUNG/BULB, STAINLESS STEEL, LENGTH 21 - 23 CM, REUSABLE | SPECIALIZED INSTRUMENTATION FOR OPEN AND LAPAROSCOPIC SURGERIES
20702 | 4229680449100 | PROBE, TISSUE MANIPULATION, STAINLESS STEEL, DOUBLE ENDED/MALLEABLE, DIAMETER 3 - 5 MM, LENGTH 40 CM, REUSABLE | SPECIALIZED INSTRUMENTATION FOR OPEN AND LAPAROSCOPIC SURGERIES
20703 | 4229680449000 | PROBE, SURGICAL, TISSUE MANIPULATION, STAINLESS STEEL, BUTTON END, DIAMETER = 1.0MM, LENGTH = 18.0CM, REUSABLE | SPECIALIZED INSTRUMENTATION FOR OPEN AND LAPAROSCOPIC SURGERIES
20704 | 4229680446200 | FORCEPS, TISSUE, ADLERKREUTZ, STAINLESS STEEL, LENGTH 25 CM, TEETH: 4X5, REUSABLE | SPECIALIZED INSTRUMENTATION FOR OPEN AND LAPAROSCOPIC SURGERIES
20705 | 4229680446300 | FORCEPS, CLAMP, PEAN-NIPPON/STRAIGHT, STAINLESS STEEL, LENGTH 18 - 19 CM, REUSABLE | SPECIALIZED INSTRUMENTATION FOR OPEN AND LAPAROSCOPIC SURGERIES
20706 | 4229680446400 | FORCEPS, CLAMP, ROBERTS/CURVED, STAINLESS STEEL, LENGTH 22 CM, REUSABLE | SPECIALIZED INSTRUMENTATION FOR OPEN AND LAPAROSCOPIC SURGERIES
20707 | 4229680446500 | FORCEPS, CLAMP, SPENCER-WELLS/STRAIGHT, STAINLESS STEEL, LENGTH 13 CM, REUSABLE | SPECIALIZED INSTRUMENTATION FOR OPEN AND LAPAROSCOPIC SURGERIES
20708 | 4229680446600 | SCOOP, GALLSTONE, SIZE: NO.000, LENGTH 32 - 34 CM, REUSABLE | SPECIALIZED INSTRUMENTATION FOR OPEN AND LAPAROSCOPIC SURGERIES
20709 | 4229680446700 | DIRECTOR, GROOVED, BUTTON ENDED, STAINLESS STEEL, LENGTH 14 - 15 CM, REUSABLE | SPECIALIZED INSTRUMENTATION FOR OPEN AND LAPAROSCOPIC SURGERIES
20710 | 4229490822400 | LAPAROSCOPIC, BABCOCK GRASPING FORCEPS, ROTATING, DISMANTLING, INSULATED ,ATTRUMATIC, DOUBLE ACTION JAW, 10MM, WITH INSULATED SHEATH, RATCHET HANDLE, LENGTH 30.0 - 37 CM, REUSABLE | SPECIALIZED INSTRUMENTATION FOR OPEN AND LAPAROSCOPIC SURGERIES
20711 | 4229490822500 | GRASPER FORCEPS LAPAROSCOPIC ATTRUMATIC SERRATED FENESTRATED DOUBLE ACTION JAW DIAMETER 5 MM WITH INSULATED SHEATH RATCHET HANDLE LENGTH 30 - 37 CM REUSABLE | SPECIALIZED INSTRUMENTATION FOR OPEN AND LAPAROSCOPIC SURGERIES
20712 | 4229490822600 | HANDLE WITH TWO-WAY STOPCOCK FOR SUCTION AND IRRIGATION AUTOCLAVABLE FOR USE WITH SUCTION AND IRRIGATION TUBES SIZE 3 3.5 AND 5 MM, REUSABLE | SURGICAL INSTRUMENT TENDER
20713 | 4229490822700 | NEEDLE HOLDER MINIMALLY INVASIVE CRILE-WOOD WITH RATCHET DIAMETER 5 MM LENGTH 25 - 26 CM TUNGSTEN CARBIDE REUSABLE | SURGICAL INSTRUMENT TENDER
20714 | 4229490822800 | NEEDLE HOLDER, MINIMALLY INVASIVE, COLVIN JAW, WITH RATCHET, DIAMETER 3 - 4 MM, LENGTH 25 - 26 CM, TUNGSTEN CARBIDE, REUSABLE | SPECIALIZED INSTRUMENTATION FOR OPEN AND LAPAROSCOPIC SURGERIES
20715 | 4229680446800 | DIRECTOR, GROOVED, STRAIGHT, STAINLESS STEEL, LENGTH 14 - 15 CM, REUSABLE | SPECIALIZED INSTRUMENTATION FOR OPEN AND LAPAROSCOPIC SURGERIES
20716 | 4229680446900 | FORCEPS, CLAMP, ADSON/STRAIGHT, STAINLESS STEEL, LENGTH 18 -19 CM REUSABLE | SPECIALIZED INSTRUMENTATION FOR OPEN AND LAPAROSCOPIC SURGERIES
20717 | 4229680447100 | HOOKLET, WOUND, FIXATION/TRACTION, DOUBLE/RAGNELL DAVIS, LENGTH = 15.0CM, REUSABLE | SPECIALIZED INSTRUMENTATION FOR OPEN AND LAPAROSCOPIC SURGERIES
20718 | 4229490822900 | HOLDER, IRON-ASSISTANT INSTRUMENT EXTRA LONG STRAIGHT BAR, 45CM, REUSABLE | SURGICAL INSTRUMENT TENDER
20719 | 4229680446100 | HOOK, FISTULA, GYNECOLOGY, EMMETT/NO.3, ANGLED, LENGTH 21 - 23 CM, REUSABLE | SPECIALIZED INSTRUMENTATION FOR OPEN AND LAPAROSCOPIC SURGERIES
20720 | 4229161103000 | RASPATORY, SCRAPING, FARABEUF/STRAIGHT, LENGTH 13.0 -15.0 CM, REUSABLE | SPECIALIZED INSTRUMENTATION FOR OPEN AND LAPAROSCOPIC SURGERIES
20721 | 4229680446000 | FORCEPS, CLAMP, KOCHER-NIPPON/STRAIGHT, STAINLESS STEEL, LENGTH 14 - 15 CM, 1X2, REUSABLE | SPECIALIZED INSTRUMENTATION FOR OPEN AND LAPAROSCOPIC SURGERIES
20722 | 4229680445800 | FORCEPS, MICRO CLAMP, MOSQUITO/STRAIGHT, STAINLESS STEEL, LENGTH 12 CM, TEETH: 1X2, REUSABLE | SPECIALIZED INSTRUMENTATION FOR OPEN AND LAPAROSCOPIC SURGERIES
20723 | 4229680443800 | TUBING CLAMP, WITH SAFETY GUARD, SERRATED, LENGTH 18 CM REUSABLE | SPECIALIZED INSTRUMENTATION FOR OPEN AND LAPAROSCOPIC SURGERIES
20724 | 4229680443900 | FORCEPS, TYING/WITH PLATEAU, TIP WIDTH 0.3 MM, STAINLESS STEEL, LENGTH 12 CM, REUSABLE | SPECIALIZED INSTRUMENTATION FOR OPEN AND LAPAROSCOPIC SURGERIES
20725 | 4229680444000 | RETRACTOR, ABDOMINAL, BALFOUR/BABY, COMPLETE, STAINLESS STEEL, REUSABLE | SPECIALIZED INSTRUMENTATION FOR OPEN AND LAPAROSCOPIC SURGERIES
20726 | 4229680444100 | FORCEPS, CAPSULE, MILLIN/ATRAUMATIC, STAINLESS STEEL, LENGTH 22 - 23 CM, REUSABLE | SPECIALIZED INSTRUMENTATION FOR OPEN AND LAPAROSCOPIC SURGERIES
20727 | 4229680444200 | FORCEPS, CAPSULE, MILLIN/ATRAUMATIC, STAINLESS STEEL, LENGTH 24 - 25 CM, REUSABLE | SPECIALIZED INSTRUMENTATION FOR OPEN AND LAPAROSCOPIC SURGERIES
20728 | 4229680444500 | FORCEPS, CLAMP, ATRAUMATIC/DEBAKEY/MOSQUITO/STRAIGHT, STAINLESS STEEL, LENGTH 15 CM, REUSABLE | SPECIALIZED INSTRUMENTATION FOR OPEN AND LAPAROSCOPIC SURGERIES
20729 | 4229680444600 | FORCEPS, CLAMP, KIDNEY PEDICLE, GUYON, STAINLESS STEEL, LENGTH 24 - 25 CM, REUSABLE | SPECIALIZED INSTRUMENTATION FOR OPEN AND LAPAROSCOPIC SURGERIES
20730 | 4229680444700 | CLAMP, TANGENTIAL, ATRAUMATIC, STAINLESS STEEL, LENGTH 23 - 25 CM, REUSABLE | SPECIALIZED INSTRUMENTATION FOR OPEN AND LAPAROSCOPIC SURGERIES
20731 | 4229680444800 | DILATOR, BILE DUCT, BAKES, LENGTH = 32.0CM, TIP DIAMETER = 1.0MM, REUSABLE | SPECIALIZED INSTRUMENTATION FOR OPEN AND LAPAROSCOPIC SURGERIES
20732 | 4229680444900 | RETRACTOR, BLADDER, MILLIN/COMPLETE, STAINLESS STEEL, REUSABLE | SPECIALIZED INSTRUMENTATION FOR OPEN AND LAPAROSCOPIC SURGERIES
20733 | 4229680445200 | FORCEPS, BAYONET, TEETH: 1X2, LENGTH 18 - 19 CM, STAINLESS STEEL, REUSABLE | SPECIALIZED INSTRUMENTATION FOR OPEN AND LAPAROSCOPIC SURGERIES
20734 | 4229680445300 | FORCEPS, DISSECTING, MIXTER/STRAIGHT/CURVED, STAINLESS STEEL, LENGTH = 23.0CM, REUSABLE | SPECIALIZED INSTRUMENTATION FOR OPEN AND LAPAROSCOPIC SURGERIES
20735 | 4229680445400 | FORCEPS, CLAMP, O'SHAUGHNESSY, STAINLESS STEEL, LENGTH 23 CM, REUSABLE | SPECIALIZED INSTRUMENTATION FOR OPEN AND LAPAROSCOPIC SURGERIES
20736 | 4229680445500 | SCISSORS, DISSECTING, KILNER/CURVED, STAINLESS STEEL, LENGTH = 12.0CM, REUSABLE | SPECIALIZED INSTRUMENTATION FOR OPEN AND LAPAROSCOPIC SURGERIES
20737 | 4229680445700 | FORCEPS, MICRO CLAMP, MOSQUITO/STRAIGHT, STAINLESS STEEL, LENGTH 10 CM, TEETH: 1X2, REUSABLE | SPECIALIZED INSTRUMENTATION FOR OPEN AND LAPAROSCOPIC SURGERIES
20738 | 4229680445900 | FORCEPS, KIDNEY STONE, RANDALL/NO.6, STAINLESS STEEL, LENGTH = 19.0CM, REUSABLE | SPECIALIZED INSTRUMENTATION FOR OPEN AND LAPAROSCOPIC SURGERIES
20739 | 4229161102900 | RASPATORY, SCRAPING, FARABEUF/CURVED, LENGTH 13.0 -15.0 CM, REUSABLE | SPECIALIZED INSTRUMENTATION FOR OPEN AND LAPAROSCOPIC SURGERIES
20740 | 4229161102800 | RASPATORY PENNYBACKER, CURVED ,SHARP, WIDTH 6 MM , SIZE 15.0 -17.0 CM REUSABLE. | SPECIALIZED INSTRUMENTATION FOR OPEN AND LAPAROSCOPIC SURGERIES
20741 | 4229490823400 | FORCEPS, ENDOSCOPY, GRASPING, FOR LARGE STONE FRAGMENTS, DOUBLE ACTION JAWS, 4 FR. RIGID, LENGTH 60 CM (OR EQUIVALENT), REUSABLE | SPECIALIZED INSTRUMENTATION FOR OPEN AND LAPAROSCOPIC SURGERIES
20742 | 4229680447800 | FORCEPS, CLAMP, MILLIN, STAINLESS STEEL, LENGTH 24 - 25 CM, REUSABLE | SPECIALIZED INSTRUMENTATION FOR OPEN AND LAPAROSCOPIC SURGERIES
20743 | 4229680179900 | DILATOR, UTERINE, HEGAR, LENGTH = 18.5CM, TIP DIAMETER = 5.5MM, REUSABLE | SPECIALIZED INSTRUMENTATION FOR OPEN AND LAPAROSCOPIC SURGERIES
20744 | 4229680447900 | NEEDLE, LIGATURE, KRONECKER/RIGHT, LENGTH 12 - 13 CM, REUSABLE | SPECIALIZED INSTRUMENTATION FOR OPEN AND LAPAROSCOPIC SURGERIES
20745 | 4229490824600 | FORCEPS, KUHN RHINOFORCE II FRONTAL SINUS, FLAT JAWS, THROUGH-CUTTING, SHEATH 90 DEGREE UPTURNED, BACKWARD OPENING WITH CLEANING CONNECTOR, WORKING LENGTH 12 - 13 CM, TO THE LEFT, REUSABLE | SURGICAL INSTRUMENT TENDER
20746 | 4229680448000 | HOOKLET, GRAEFE, WOUND, FIXATION/TRACTOR, SHARP, 1 PRONG, REUSABLE | SPECIALIZED INSTRUMENTATION FOR OPEN AND LAPAROSCOPIC SURGERIES
20747 | 4229680448200 | HOOK, SKIN, FIXATION/TRACTION, JOSEPH/SINGLE PRONG, LENGTH 15 - 16 CM, REUSABLE | SPECIALIZED INSTRUMENTATION FOR OPEN AND LAPAROSCOPIC SURGERIES
20748 | 4229680448300 | NEEDLE HOLDER, HEANY/CURVED, LENGTH 20 - 21 CM, STAINLESS STEEL, REUSABLE | SPECIALIZED INSTRUMENTATION FOR OPEN AND LAPAROSCOPIC SURGERIES
20749 | 4229680448500 | SCISSORS, SHARP/BLUNT/CURVED, STAINLESS STEEL, LENGTH 12 - 13 CM, REUSABLE | SPECIALIZED INSTRUMENTATION FOR OPEN AND LAPAROSCOPIC SURGERIES
20750 | 4229680448600 | CLAMP, PENIS, STOCKMANN, STAINLESS STEEL, LENGTH 7 - 8 CM, REUSABLE | SPECIALIZED INSTRUMENTATION FOR OPEN AND LAPAROSCOPIC SURGERIES
20751 | 4229160602100 | OSTEOTOME CINELLI, STRAIGHT, TOTAL LENGTH 16CM, ASSORTED WIDTH OF CUT, REUSABLE | SPECIALIZED INSTRUMENTATION FOR OPEN AND LAPAROSCOPIC SURGERIES
20752 | 4229160602000 | GOUGE, CAPENER, LAMINA/CRANKED, LENGTH 23 - 24 CM, TIP WIDTH 16 MM, REUSABLE | SPECIALIZED INSTRUMENTATION FOR OPEN AND LAPAROSCOPIC SURGERIES
20753 | 4229160601900 | GOUGE, CAPENER, LAMINA/CRANKED, LENGTH 23 - 24 CM, TIP WIDTH 11 MM, REUSABLE | SPECIALIZED INSTRUMENTATION FOR OPEN AND LAPAROSCOPIC SURGERIES
20754 | 4229180262300 | FORCEPS, CLAMP, LISTON, BONE CUTTING, LENGTH 14 CM, REUSABLE | SPECIALIZED INSTRUMENTATION FOR OPEN AND LAPAROSCOPIC SURGERIES
20755 | 4229680448800 | FORCEPS, PERITONEAL CLAMP, FAURES/SLIGHTLY CURVED, STAINLESS STEEL, 1X2, LENGTH 21 CM, REUSABLE | SPECIALIZED INSTRUMENTATION FOR OPEN AND LAPAROSCOPIC SURGERIES
20756 | 4229680448900 | PROBE, SURGICAL, TISSUE MANIPULATION, STAINLESS STEEL, BUTTON END, DIAMETER = 1.0MM, LENGTH = 14.5CM, REUSABLE | SPECIALIZED INSTRUMENTATION FOR OPEN AND LAPAROSCOPIC SURGERIES
20757 | 4229680447700 | FORCEPS, KIDNEY STONE, RANDALL/NO.3, STAINLESS STEEL, LENGTH = 19.0CM, REUSABLE | SPECIALIZED INSTRUMENTATION FOR OPEN AND LAPAROSCOPIC SURGERIES
20758 | 4229680180000 | DILATOR, UTERINE, HEGAR, LENGTH = 18.5CM, TIP DIAMETER = 6.0MM, REUSABLE | SPECIALIZED INSTRUMENTATION FOR OPEN AND LAPAROSCOPIC SURGERIES
20759 | 4229680180100 | DILATOR, UTERINE, HEGAR, LENGTH = 18.5CM, TIP DIAMETER = 6.5MM, REUSABLE | SPECIALIZED INSTRUMENTATION FOR OPEN AND LAPAROSCOPIC SURGERIES
20760 | 4229680180200 | DILATOR, UTERINE, HEGAR, LENGTH = 18.5CM, TIP DIAMETER = 7.0MM, REUSABLE | SPECIALIZED INSTRUMENTATION FOR OPEN AND LAPAROSCOPIC SURGERIES
20761 | 4229680447200 | HOOKLET, WOUND, FIXATION/TRACTION, MALLEABLE SHAFT, TIP SIZE: 11.0MM, LENGTH = 24.0CM, REUSABLE | SPECIALIZED INSTRUMENTATION FOR OPEN AND LAPAROSCOPIC SURGERIES
20762 | 4229680447300 | HOOKLET, WOUND, FIXATION/TRACTION, MINI LANGENBECK, TIP SIZE: 18.0MM X 6.0MM, LENGTH = 16.0CM, REUSABLE | SPECIALIZED INSTRUMENTATION FOR OPEN AND LAPAROSCOPIC SURGERIES
20763 | 4229680447400 | HOOKLET, WOUND, FIXATION/TRACTION, MINI LANGENBECK, TIP SIZE: 21.0MM X 8.0MM, LENGTH = 16.0CM, REUSABLE | SPECIALIZED INSTRUMENTATION FOR OPEN AND LAPAROSCOPIC SURGERIES
20764 | 4229160706300 | CURETTE, UTERINE, DOUBLE ENDED SHARP AND BLUNT, LENGTH 27 - 29 CM, REUSABLE | SPECIALIZED INSTRUMENTATION FOR OPEN AND LAPAROSCOPIC SURGERIES
20765 | 4229160706200 | CURETTE, BONE, BRUNS/ROUND, SIZE: NO. 6, LENGTH 17.0 - 18.0 CM, REUSABLE | SPECIALIZED INSTRUMENTATION FOR OPEN AND LAPAROSCOPIC SURGERIES
20766 | 4229160706100 | CURETTE, BONE, BRUNS/ROUND, SIZE: NO. 5, LENGTH 17.0 - 18.0 CM, REUSABLE | SPECIALIZED INSTRUMENTATION FOR OPEN AND LAPAROSCOPIC SURGERIES
20767 | 4229160706000 | CURETTE, BONE, BRUNS/ROUND, SIZE: NO. 4, LENGTH 17.0 - 18.0 CM, REUSABLE | SPECIALIZED INSTRUMENTATION FOR OPEN AND LAPAROSCOPIC SURGERIES
20768 | 4229680471700 | FORCEPS, CLAMP, ALLIS INTESTINAL GRASPING STRAIGHT 15.0 -16.0 CM, TOOTHED (4X5) REUSABLE | SPECIALIZED INSTRUMENTATION FOR OPEN AND LAPAROSCOPIC SURGERIES
20769 | 4229160705900 | CURETTE, BONE, BRUNS/ROUND, SIZE: NO. 3, LENGTH 17.0 - 18.0 CM, REUSABLE | SPECIALIZED INSTRUMENTATION FOR OPEN AND LAPAROSCOPIC SURGERIES
20770 | 4229160704900 | CURETTE, UTERINE, SHARP/RIGID, STAINLESS STEEL, SIZE 6 MM, LENGTH 30 - 32 CM, REUSABLE | SPECIALIZED INSTRUMENTATION FOR OPEN AND LAPAROSCOPIC SURGERIES
20771 | 4229160704800 | CURETTE, BONE, SCHEDE/OVAL, SIZE: NO.2, STAINLESS STEEL, LENGTH 17 - 18 CM, REUSABLE | SPECIALIZED INSTRUMENTATION FOR OPEN AND LAPAROSCOPIC SURGERIES
20772 | 4229160704700 | CURETTE, BUCK, EAR, STRAIGHT/BLUNT, SIZE: NO.00, STAINLESS STEEL, REUSABLE | SPECIALIZED INSTRUMENTATION FOR OPEN AND LAPAROSCOPIC SURGERIES
20773 | 4229160704600 | CURETTE, ADENOID, BECKMANN, STRAIGHT, STAINLESS STEEL, TIP WIDTH 17 MM, LENGTH 22.0 - 23.0 CM, REUSABLE | SPECIALIZED INSTRUMENTATION FOR OPEN AND LAPAROSCOPIC SURGERIES
20774 | 4229680447500 | FORCEPS, KIDNEY STONE, RANDALL/NO.1, STAINLESS STEEL, LENGTH = 23.0CM, REUSABLE | SPECIALIZED INSTRUMENTATION FOR OPEN AND LAPAROSCOPIC SURGERIES
20775 | 4229680447600 | FORCEPS, KIDNEY STONE, RANDALL/NO.2, STAINLESS STEEL, LENGTH = 21.0CM, REUSABLE | SPECIALIZED INSTRUMENTATION FOR OPEN AND LAPAROSCOPIC SURGERIES
20776 | 4229490823600 | FORCEPS, ENDOSCOPY, GRASPING, FOR LARGE STONE AND FRAGMENTS, DOUBLE ACTION JAWS, 5 FR., LENGTH 30 CM (OR EQUIVALENT), REUSABLE | SPECIALIZED INSTRUMENTATION FOR OPEN AND LAPAROSCOPIC SURGERIES
20777 | 4229160705000 | CURETTE, UTERINE SIMS, SHARP RIGID, SIZE: NO. 00, LENGTH 28 - 30 CM, REUSABLE | SPECIALIZED INSTRUMENTATION FOR OPEN AND LAPAROSCOPIC SURGERIES
20778 | 4229680440600 | CLAMP, BULLDOG, SHUNT, ANGLED JAW, 45 DEGREE, 12 FR, TOTAL LENGTH 7 CM, REUSABLE | SPECIALIZED INSTRUMENTATION FOR OPEN AND LAPAROSCOPIC SURGERIES
20779 | 4229680472200 | RETRACTOR, GELPI , STAINLESS STEEL, LENGTH: 13.0 -15.0 CM, REUSABLE | SPECIALIZED INSTRUMENTATION FOR OPEN AND LAPAROSCOPIC SURGERIES
20780 | 4229680487600 | NEEDLE HOLDER, CRILE-WOOD, TUNGSTEN CARBIDE, LENGTH 18 - 19 CM, REUSABLE | SPECIALIZED INSTRUMENTATION FOR OPEN AND LAPAROSCOPIC SURGERIES
20781 | 4229493600200 | TELESCOPE BRIDGE, WITH 1 LOCKABLE CHANNEL COMPATIBLE WITH 1.9/2.1 MM TELESCOPE, REUSABLE | SPECIALIZED INSTRUMENTATION FOR OPEN AND LAPAROSCOPIC SURGERIES
20782 | 4229493602100 | TELESCOPE BRIDGE, WITH CHANNEL FOR INSTRUMENTS UP TO 5 FR, REUSABLE | SURGICAL INSTRUMENT TENDER
20783 | 4229680177700 | DILATOR, UTERINE, HEGAR, LENGTH = 18.5CM, TIP DIAMETER = 10.5MM, REUSABLE | SPECIALIZED INSTRUMENTATION FOR OPEN AND LAPAROSCOPIC SURGERIES
20784 | 4229493800100 | CAP SEAL, BONNET, 50/2.6 FOR LAPAROSCOPIC TROCAR, (OR EQUIVALENT), REUSABLE | SPECIALIZED INSTRUMENTATION FOR OPEN AND LAPAROSCOPIC SURGERIES
20785 | 4229493800200 | CAP SEAL, BONNET, 50/3.6 FOR LAPAROSCOPIC TROCAR, (OR EQUIVALENT), REUSABLE | SPECIALIZED INSTRUMENTATION FOR OPEN AND LAPAROSCOPIC SURGERIES
20786 | 4229493800300 | CAP SEAL, BONNET, 50/40 FOR LAPAROSCOPIC TROCAR, (OR EQUIVALENT), REUSABLE | SPECIALIZED INSTRUMENTATION FOR OPEN AND LAPAROSCOPIC SURGERIES
20787 | 4229494403000 | INSTRUMENT PORT, WITH SEALING SYSTEM AND QUICK RELEASE LOCK, 2 CHANNELS, FOR USE WITH URETERO-RENOSCOPES, REUSABLE | SPECIALIZED INSTRUMENTATION FOR OPEN AND LAPAROSCOPIC SURGERIES
20788 | 4229494403100 | UNIPOLAR HIGH FREQUENCY CORD, WITH 8 MM PLUG, LENGTH 300 CM, FOR LAPAROSCOPIC, REUSABLE | SPECIALIZED INSTRUMENTATION FOR OPEN AND LAPAROSCOPIC SURGERIES
20789 | 4229680177600 | DILATOR, UTERINE, HEGAR, LENGTH = 18.5CM, TIP DIAMETER = 10.0MM, REUSABLE | SPECIALIZED INSTRUMENTATION FOR OPEN AND LAPAROSCOPIC SURGERIES
20790 | 4229495201100 | HANDLE, MAGNETIC RETRIEVER, MINIMALLY INVASIVE, WITH ADJUSTABLE LENGTH, MINIMUM 29 CM, MAXIMUM 36 CM, REUSABLE | SPECIALIZED INSTRUMENTATION FOR OPEN AND LAPAROSCOPIC SURGERIES
20791 | 4229680177500 | DILATOR, UTERINE, HEGAR, LENGTH = 18.5CM, TIP DIAMETER = 1.0MM, REUSABLE | SPECIALIZED INSTRUMENTATION FOR OPEN AND LAPAROSCOPIC SURGERIES
20792 | 4229495401300 | GRASPER, LAPAROSCOPIC BOWEL, FENESTRATED, 5MM, 36CM, WITH INSULATED SHEATH AND NON-RATCHET HANDLE, REUSABLE | SPECIALIZED INSTRUMENTATION FOR OPEN AND LAPAROSCOPIC SURGERIES
20793 | 4229680177400 | FORCEPS, GYNECOLOGICAL, UTERINE POLYPUS/HEYWOOD-SMITH, STAINLESS STEEL, LENGTH = 26.0CM, REUSABLE | SPECIALIZED INSTRUMENTATION FOR OPEN AND LAPAROSCOPIC SURGERIES
20794 | 4229680177300 | CURETTE, UTERINE, SHARP/RIGID, STAINLESS STEEL, SIZE: 9 MM, LENGTH 30 - 32 CM, REUSABLE | SPECIALIZED INSTRUMENTATION FOR OPEN AND LAPAROSCOPIC SURGERIES
20795 | 4229680177200 | CURETTE, UTERINE, SHARP/RIGID, STAINLESS STEEL, SIZE: 8 MM, LENGTH 30 - 32 CM, REUSABLE | SPECIALIZED INSTRUMENTATION FOR OPEN AND LAPAROSCOPIC SURGERIES
20796 | 4229680177800 | DILATOR, UTERINE, HEGAR, LENGTH = 18.5CM, TIP DIAMETER = 11.0MM, REUSABLE | SPECIALIZED INSTRUMENTATION FOR OPEN AND LAPAROSCOPIC SURGERIES
20797 | 4229680177000 | CURETTE, UTERINE, BLUNT/RIGID, STAINLESS STEEL, SIZE: 6 MM, LENGTH 30 - 32 CM, REUSABLE | SPECIALIZED INSTRUMENTATION FOR OPEN AND LAPAROSCOPIC SURGERIES
20798 | 4229493301900 | ELECTRODE, COAGULATING, BALL- SHAPED, DIAMETER 5 MM, 24/26 FR., REUSABLE | SPECIALIZED INSTRUMENTATION FOR OPEN AND LAPAROSCOPIC SURGERIES
20799 | 4229492901000 | LAPAROSCOPIC, GASTRIC BANDING RETRACTOR, 10MM, 36CM, REUSABLE | SPECIALIZED INSTRUMENTATION FOR OPEN AND LAPAROSCOPIC SURGERIES
20800 | 4229680177900 | DILATOR, UTERINE, HEGAR, LENGTH = 18.5CM, TIP DIAMETER = 11.5MM, REUSABLE | SPECIALIZED INSTRUMENTATION FOR OPEN AND LAPAROSCOPIC SURGERIES
20801 | 4229492500000 | NEEDLE, VERESS PNEUMOPERITONEUM, WITH SPRING-LOADED, BLUNT INNER CANNULA, LUER-LOCK, DIAMETER 2 MM, LENGTH 15 CM, REUSABLE | SPECIALIZED INSTRUMENTATION FOR OPEN AND LAPAROSCOPIC SURGERIES
20802 | 4229492803900 | LAPAROSCOPIC PALPATION PROBE, DISMANTLING, SIZE 2.8 - 5.0 MM, LENGTH 20.0 - 30.0 CM, REUSABLE | SPECIALIZED INSTRUMENTATION FOR OPEN AND LAPAROSCOPIC SURGERIES
20803 | 4228151200400 | ACCESSORIES, FOR FILTER, INNER PART OF LID, HALF SIZE, SILVER, OUTER LENGTH 30 CM, OUTER WIDTH 29 CM, OUTER HEIGHT 5 CM, REUSABLE | SPECIALIZED INSTRUMENTATION FOR OPEN AND LAPAROSCOPIC SURGERIES
20804 | 4228150916700 | STERILIZATION TRAY WITH LID, FOR THOMPSON RETRACTOR, (OR EQUIVALENT), REUSABLE | SURGICAL INSTRUMENT TENDER
20805 | 4228150916600 | STERILIZATION TRAY WITH LID, FOR BOOKWALTER RETRACTOR, (OR EQUIVALENT), REUSABLE | SURGICAL INSTRUMENT TENDER
20806 | 4228150915800 | CONTAINER, FOR GARRETT VASCULAR DILATOR, WITH SILICONE FIXATION, WITH LID, REUSABLE | SURGICAL INSTRUMENT TENDER
20807 | 4228150915700 | CONTAINER, HALF SIZE, FOR BAYONET CURETTE, WITH INSTRUMENT SILICONE HOLDER, WITH LID, SIZE 24 CM X 25 CM X 7 CM, STAINLESS STEEL, REUSABLE | SPECIALIZED INSTRUMENTATION FOR OPEN AND LAPAROSCOPIC SURGERIES
20808 | 4228150915600 | BASKET MESH STERILIZATION INSTRUMENT WITHOUT FEET FULL SIZE SIZE 54 CM X 25 CM X 9 CM REUSABLE | SPECIALIZED INSTRUMENTATION FOR OPEN AND LAPAROSCOPIC SURGERIES
20809 | 4228150915500 | BASKET, MESH, STERILIZATION INSTRUMENT, WITHOUT FEET, FULL SIZE, SIZE 54 CM X 25 CM X 6 CM, REUSABLE | SPECIALIZED INSTRUMENTATION FOR OPEN AND LAPAROSCOPIC SURGERIES
20810 | 4228150915300 | CONTAINER, STERILIZATION, BOTTOM WITHOUT BASE PERFORATION, HALF SIZE, OUTER LENGTH 30 CM, OUTER WIDTH 27 CM, OUTER HEIGHT 9 CM, INNER LENGTH 25 CM, INNER WIDTH 26 CM, INNER HEIGHT 7 CM, REUSABLE | SPECIALIZED INSTRUMENTATION FOR OPEN AND LAPAROSCOPIC SURGERIES
20811 | 4228150915200 | CONTAINER, STERILIZATION, BOTTOM WITHOUT BASE PERFORATION, FULL SIZE, OUTER LENGTH 60 CM, OUTER WIDTH 27 CM, OUTER HEIGHT 9 CM, INNER LENGTH 54 CM, INNER WIDTH 26 CM, INNER HEIGHT 7 CM, REUSABLE | SPECIALIZED INSTRUMENTATION FOR OPEN AND LAPAROSCOPIC SURGERIES
20812 | 4229492900800 | LAPAROSCOPIC, FAN RETRACTOR 12MM, 36CM, REUSABLE | SPECIALIZED INSTRUMENTATION FOR OPEN AND LAPAROSCOPIC SURGERIES
20813 | 4229492900900 | LAPAROSCOPIC, FAN RETRACTOR 5MM, 36CM, REUSABLE | SPECIALIZED INSTRUMENTATION FOR OPEN AND LAPAROSCOPIC SURGERIES
20814 | 4228150906100 | CONTAINER, PLASTIC FOR STERILIZATION AND STORAGE, PERFORATED, WITH TRANSPARENT LID, WITH SILICONE MAT, SIZE 51 CM X 24 CM X 6 CM, REUSABLE | SPECIALIZED INSTRUMENTATION FOR OPEN AND LAPAROSCOPIC SURGERIES
20815 | 4229493301700 | COAGULATION ELECTRODE, BIPOLAR, POINTED, 24/26 FR., REUSABLE | SPECIALIZED INSTRUMENTATION FOR OPEN AND LAPAROSCOPIC SURGERIES
20816 | 4229680178000 | DILATOR, UTERINE, HEGAR, LENGTH = 18.5CM, TIP DIAMETER = 12.0MM, REUSABLE | SPECIALIZED INSTRUMENTATION FOR OPEN AND LAPAROSCOPIC SURGERIES
20817 | 4229680176900 | CURETTE, UTERINE, BLUNT/RIGID, STAINLESS STEEL, SIZE: 35 MM, LENGTH 34 - 36 CM, REUSABLE | SPECIALIZED INSTRUMENTATION FOR OPEN AND LAPAROSCOPIC SURGERIES
20818 | 4229680176700 | CURETTE, UTERINE, BLUNT/MALLEABLE, STAINLESS STEEL, SIZE: 25 MM, LENGTH 31 - 35 CM, REUSABLE | SPECIALIZED INSTRUMENTATION FOR OPEN AND LAPAROSCOPIC SURGERIES
20819 | 4229496502300 | CUTTING LOOP, BIPOLAR, SLIMMER ELECTRODE, REUSABLE | SPECIALIZED INSTRUMENTATION FOR OPEN AND LAPAROSCOPIC SURGERIES
20820 | 4229496502400 | CUTTING LOOP, BIPOLAR, THINNER LOOP DIAMETER., REUSABLE | SPECIALIZED INSTRUMENTATION FOR OPEN AND LAPAROSCOPIC SURGERIES
20821 | 4229496502700 | FORCEPS, BIPOLAR COAGULATION, NON-STICK, STRAIGHT, INSULATED, TIP WIDTH 1 MM, LENGTH 16CM, REUSABLE | SPECIALIZED INSTRUMENTATION FOR OPEN AND LAPAROSCOPIC SURGERIES
20822 | 4229496502900 | FORCEPS, BIPOLAR JEWELER,COAGULATION, NON-STICK/ STRAIGHT,INSULATED, 0.4MM TIP, 10.0 -11.0 CM, REUSABLE | SPECIALIZED INSTRUMENTATION FOR OPEN AND LAPAROSCOPIC SURGERIES
20823 | 4229680174900 | SCISSORS, SURGICAL, UTERINE/SIMS/CURVED, TUNGSTEN CARBIDE, LENGTH = 23.0CM, REUSABLE | SPECIALIZED INSTRUMENTATION FOR OPEN AND LAPAROSCOPIC SURGERIES
20824 | 4229680174800 | SCISSORS, MAYO, CURVED, TUNGSTEN CARBIDE, LENGTH 23CM, REUSABLE | SPECIALIZED INSTRUMENTATION FOR OPEN AND LAPAROSCOPIC SURGERIES
20825 | 4229680174700 | SCISSORS, PARAMETRIUM, STRAIGHT/CURVED, TUNGSTEN CARBIDE, LENGTH = 22.0CM, REUSABLE | SPECIALIZED INSTRUMENTATION FOR OPEN AND LAPAROSCOPIC SURGERIES
20826 | 4229680174600 | SCISSORS, PARAMETRIUM, CURVED, TUNGSTEN CARBIDE, LENGTH = 23.0CM, REUSABLE | SPECIALIZED INSTRUMENTATION FOR OPEN AND LAPAROSCOPIC SURGERIES
20827 | 4229680174400 | NEEDLE HOLDER, BOZEMANN/S-SHAPE, TUNGSTEN CARBIDE, LENGTH = 30.0CM, REUSABLE | SPECIALIZED INSTRUMENTATION FOR OPEN AND LAPAROSCOPIC SURGERIES
20828 | 4229680174300 | NEEDLE HOLDER, BOZEMANN/S-SHAPE, TUNGSTEN CARBIDE, LENGTH = 24.0CM, REUSABLE | SPECIALIZED INSTRUMENTATION FOR OPEN AND LAPAROSCOPIC SURGERIES
20829 | 4229680174200 | NEEDLE HOLDER, BOZEMANN/S-SHAPE, TUNGSTEN CARBIDE, LENGTH 20 - 21 CM, REUSABLE | SPECIALIZED INSTRUMENTATION FOR OPEN AND LAPAROSCOPIC SURGERIES
20830 | 4229680174100 | SCISSORS, DISSECTING, METZENBAUM FINE/CURVED, TUNGSTEN CARBIDE, LENGTH 25 - 26 CM, REUSABLE | SPECIALIZED INSTRUMENTATION FOR OPEN AND LAPAROSCOPIC SURGERIES
20831 | 4229680174000 | TUBE, SUCTION, POOLE/STRAIGHT, DIAMETER 10MM, LENGTH 24 - 25CM, REUSABLE | SPECIALIZED INSTRUMENTATION FOR OPEN AND LAPAROSCOPIC SURGERIES
20832 | 4229680173800 | SCREW, MYOMA, FIBROIDS EXTRACTION, DOYEN/SPIRAL, DIAMETER = 20.0MM, LENGTH = 15.0CM, REUSABLE | SPECIALIZED INSTRUMENTATION FOR OPEN AND LAPAROSCOPIC SURGERIES
20833 | 4229497806500 | TROCAR, MULTI INTERCHANGEABLE TROCAR SYSTEM, WITH VALVE, SIZE 10 MM, LENGTH 11 CM, REUSABLE | SPECIALIZED INSTRUMENTATION FOR OPEN AND LAPAROSCOPIC SURGERIES
20834 | 4229496502200 | CUTTING LOOP, BIPOLAR, RECTANGULAR, REUSABLE | SPECIALIZED INSTRUMENTATION FOR OPEN AND LAPAROSCOPIC SURGERIES
20835 | 4229680176800 | CURETTE, UTERINE, BLUNT/MALLEABLE, STAINLESS STEEL, SIZE: 30 MM, LENGTH 31 - 35 CM, REUSABLE | SPECIALIZED INSTRUMENTATION FOR OPEN AND LAPAROSCOPIC SURGERIES
20836 | 4229496501900 | CUTTING LOOP, BIPOLAR, EXTNDED LENGTH, REUSABLE | SPECIALIZED INSTRUMENTATION FOR OPEN AND LAPAROSCOPIC SURGERIES
20837 | 4229496501700 | CUTTING LOOP, BIPOLAR, BLADDER TUMOR VAPORIZATION AND RESECTION., REUSABLE | SPECIALIZED INSTRUMENTATION FOR OPEN AND LAPAROSCOPIC SURGERIES
20838 | 4229680176600 | CURETTE, UTERINE, BLUNT/RIGID, STAINLESS STEEL, SIZE: 16 MM, LENGTH 30 - 32 CM, REUSABLE | SPECIALIZED INSTRUMENTATION FOR OPEN AND LAPAROSCOPIC SURGERIES
20839 | 4229680176500 | CURETTE, UTERINE, SHARP/RIGID, STAINLESS STEEL, SIZE: 15 MM, LENGTH 30 - 32 CM, REUSABLE | SPECIALIZED INSTRUMENTATION FOR OPEN AND LAPAROSCOPIC SURGERIES
20840 | 4229680176400 | CURETTE, UTERINE, BLUNT/RIGID, STAINLESS STEEL, SIZE: 14 MM, LENGTH 30 - 32 CM, REUSABLE | SPECIALIZED INSTRUMENTATION FOR OPEN AND LAPAROSCOPIC SURGERIES
20841 | 4229680176300 | CURETTE, UTERINE, SHARP/RIGID, STAINLESS STEEL, SIZE: 12 MM, LENGTH 30 - 32 CM, REUSABLE | SPECIALIZED INSTRUMENTATION FOR OPEN AND LAPAROSCOPIC SURGERIES
20842 | 4229680176200 | CURETTE, UTERINE, BLUNT/RIGID, STAINLESS STEEL, SIZE: 11 MM, LENGTH 30 - 32 CM, REUSABLE | SPECIALIZED INSTRUMENTATION FOR OPEN AND LAPAROSCOPIC SURGERIES
20843 | 4229680176100 | SCISSORS, SURGICAL, UMBILICAL/BUSCH/SERRATED, STAINLESS STEEL, LENGTH = 16.0CM, REUSABLE | SPECIALIZED INSTRUMENTATION FOR OPEN AND LAPAROSCOPIC SURGERIES
20844 | 4229680175900 | CLAMP, UMBILICAL CORD, COLLIN, TITANIUM, LENGTH = 8.5CM, REUSABLE | SURGICAL INSTRUMENT TENDER
20845 | 4229680175800 | FORCEPS, TOWEL, BERNHARD/STRAIGHT, STAINLESS STEEL, LENGTH 16 - 18 CM, REUSABLE | SPECIALIZED INSTRUMENTATION FOR OPEN AND LAPAROSCOPIC SURGERIES
20846 | 4229680175700 | FORCEPS, CLAMP, SLIM/DUVAL, STAINLESS STEEL, LENGTH 20 - 21 CM, REUSABLE | SPECIALIZED INSTRUMENTATION FOR OPEN AND LAPAROSCOPIC SURGERIES
20847 | 4229680175600 | FORCEPS, TISSUE, STANDARD, STAINLESS STEEL, LENGTH 20 - 21 CM, TEETH: 2X3, REUSABLE | SPECIALIZED INSTRUMENTATION FOR OPEN AND LAPAROSCOPIC SURGERIES
20848 | 4229680175400 | FORCEPS, CLAMP, TENACULUM/STRAIGHT, STAINLESS STEEL, LENGTH 25.5 CM, TEETH: 2X1, REUSABLE | SPECIALIZED INSTRUMENTATION FOR OPEN AND LAPAROSCOPIC SURGERIES
20849 | 4229680175200 | FORCEPS, CLAMP, TENACULUM/TEALE/CURVED, STAINLESS STEEL, LENGTH 23 CM, TEETH: 4X4, REUSABLE | SPECIALIZED INSTRUMENTATION FOR OPEN AND LAPAROSCOPIC SURGERIES
20850 | 4229680175100 | FORCEPS, CLAMP, TENACULUM/SCHROEDER, STAINLESS STEEL, LENGTH 25.5 CM, TEETH: 1X0, REUSABLE | SPECIALIZED INSTRUMENTATION FOR OPEN AND LAPAROSCOPIC SURGERIES
20851 | 4229680175000 | FORCEPS, CLAMP, TENACULUM/MUSEUX, STAINLESS STEEL, LENGTH 24 CM, TIP WIDTH 7 MM, TEETH: 2X1, REUSABLE | SPECIALIZED INSTRUMENTATION FOR OPEN AND LAPAROSCOPIC SURGERIES
20852 | 4229496501600 | CUTTING LOOP, BIPOLAR, A WIDER ELECTRODE TO ACCOMMODATE 27/28 FR., REUSABLE | SPECIALIZED INSTRUMENTATION FOR OPEN AND LAPAROSCOPIC SURGERIES
20853 | 4229496501800 | CUTTING LOOP, BIPOLAR, COAGULATING POINTED ELECTRODE, REUSABLE | SPECIALIZED INSTRUMENTATION FOR OPEN AND LAPAROSCOPIC SURGERIES
20854 | 4229680178100 | DILATOR, UTERINE, HEGAR, LENGTH = 18.5CM, TIP DIAMETER = 12.5MM, REUSABLE | SPECIALIZED INSTRUMENTATION FOR OPEN AND LAPAROSCOPIC SURGERIES
20855 | 4229680178200 | DILATOR, UTERINE, HEGAR, LENGTH = 18.5CM, TIP DIAMETER = 13.0MM, REUSABLE | SPECIALIZED INSTRUMENTATION FOR OPEN AND LAPAROSCOPIC SURGERIES
20856 | 4229680178300 | DILATOR, UTERINE, HEGAR, LENGTH = 18.5CM, TIP DIAMETER = 13.5MM, REUSABLE | SPECIALIZED INSTRUMENTATION FOR OPEN AND LAPAROSCOPIC SURGERIES
20857 | 4229490826900 | FORCEPS, BLAKESLEY NASAL 45 DEGREE UPTURNED SIZE 3, WORKING LENGTH 11 - 12 CM, REUSABLE | SPECIALIZED INSTRUMENTATION FOR OPEN AND LAPAROSCOPIC SURGERIES
20858 | 4229681606100 | DEPRESSOR DOUGHTY TONGUEBLADE DEPTH: 102MM REUSABLE | SPECIALIZED INSTRUMENTATION FOR OPEN AND LAPAROSCOPIC SURGERIES
20859 | 4229490827200 | FORCEPS, BLAKESLEY-WILDE NASAL 90 DEGREE UPTURNED SIZE 1, REUSABLE | SPECIALIZED INSTRUMENTATION FOR OPEN AND LAPAROSCOPIC SURGERIES
20860 | 4229681614100 | LAPAROSCOPIC OUTER SHEATH, INSULATED OUTER TUBE, WITH LUER-LOCK CONNECTOR, SIZE 3.5 MM, LENGTH 36 CM, REUSABLE | SPECIALIZED INSTRUMENTATION FOR OPEN AND LAPAROSCOPIC SURGERIES
20861 | 4229490827400 | FORCEPS, BLAKESLEY-WILDE NASAL 90 DEGREE UPTURNED SIZE 3, WORKING LENGTH 11CM, REUSABLE | SPECIALIZED INSTRUMENTATION FOR OPEN AND LAPAROSCOPIC SURGERIES
20862 | 4229490827500 | FORCEPS, BLAKESLEY-WILDE NASAL 90 DEGREE UPTURNED, SIZE 2 WITH CLEANING CONNECTOR, WORKING LENGTH 13 CM, REUSABLE | SPECIALIZED INSTRUMENTATION FOR OPEN AND LAPAROSCOPIC SURGERIES
20863 | 4229490827700 | FORCEPS, GRASPING, ROTATING, 5MM, 36CM, WITH INSULATED SHEATH AND NON-RATCHET HANDLE, REUSABLE | SPECIALIZED INSTRUMENTATION FOR OPEN AND LAPAROSCOPIC SURGERIES
20864 | 4229490827800 | FORCEPS, GRASPING, ROTATING, TIGER JAW 2X4 TEETH, 5MM, 36CM, WITH INSULATED SHEATH AND NON-RATCHET HANDLE, REUSABLE | SPECIALIZED INSTRUMENTATION FOR OPEN AND LAPAROSCOPIC SURGERIES
20865 | 4229490827900 | FORCEPS, LAPAROSCOPIC CLAW, 2X3 TEETH, 5MM, 36CM, WITH INSULATED SHEATH AND NON-RATCHET HANDLE, REUSABLE | SPECIALIZED INSTRUMENTATION FOR OPEN AND LAPAROSCOPIC SURGERIES
20866 | 4229490828000 | FORCEPS, MICRO, ROUND HANDLE, STAINLESS STEEL, CURVED, TIP WIDTH 0.7 MM, LENGTH 21CM, REUSABLE | SPECIALIZED INSTRUMENTATION FOR OPEN AND LAPAROSCOPIC SURGERIES
20867 | 4229490828100 | FORCEPS, MICRO, ROUND HANDLE, STAINLESS STEEL, CURVED, TIP WIDTH 0.7 MM, LENGTH 23CM, REUSABLE | SPECIALIZED INSTRUMENTATION FOR OPEN AND LAPAROSCOPIC SURGERIES
20868 | 4229490828200 | FORCEPS, REDDICK-OLSEN DISSECTING AND GRASPING, ROBUST, 5MM, 36 CM, WITH INSULATED SHEATH AND NON-RATCHET HANDLE, REUSABLE | SPECIALIZED INSTRUMENTATION FOR OPEN AND LAPAROSCOPIC SURGERIES
20869 | 4229490828300 | LAPAROSCOPIC, FORCEPS, DISSECTING AND GRASPING,<(>,<)> ROTATING, DISMANTLING, INSULATED, WITH CONNECTOR PIN FOR UNIPOLAR COAGULATION, WITH LUER-LOCK IRRIGATION CONNECTOR FOR CLEANING, DOUBLE ACTION JAWS, RIGHT ANGLED, SIZE 3MM, LENGTH 20 CM, REUSABLE | SPECIALIZED INSTRUMENTATION FOR OPEN AND LAPAROSCOPIC SURGERIES
20870 | 4229490828500 | LAPAROSCOPIC, (ROBI) GRASPING FORCEPS, CLERMONT- FERRAND MODEL, WITH CONNECTOR PIN FOR BIPOLAR COAGULATION, WITH ESPECIALLY FINE ATRAUMATIC SERRATION, FENESTRATED, DOUBLE ACTION JAWS, SIZE 3 TO 3.5 MM, LENGTH 20 CM, COLOR CODE: LIGHT BLUE, REUSABLE | SPECIALIZED INSTRUMENTATION FOR OPEN AND LAPAROSCOPIC SURGERIES
20871 | 4229490828600 | LAPAROSCOPIC, (ROBI) KELLY GRASPING FORCEPS, CLERMONT-FERRAND MODEL, WITH CONNECTOR PIN FOR BIPOLAR COAGULATION, ESPECIALLY SUITABLE FOR DISSECTION, DOUBLE ACTION JAWS, SIZE 3 TO 3.5 MM, LENGTH 20 CM, COLOR CODE: LIGHT BLUE, PLASTIC HANDLE, KELLY FORCEPS INSERT WITH OUTER SHEATH, REUSABLE | SPECIALIZED INSTRUMENTATION FOR OPEN AND LAPAROSCOPIC SURGERIES
20872 | 4229490826700 | FORCEPS, BLAKESLEY NASAL 45 DEGREE UPTURNED SIZE 2, WORKING LENGTH 11 - 12 CM, REUSABLE | SPECIALIZED INSTRUMENTATION FOR OPEN AND LAPAROSCOPIC SURGERIES
20873 | 4229490828800 | LAPAROSCOPIC, CLAW FORCEPS 2X3 TEETH, 10MM, 36CM, WITH INSULATED SHEATH AND NON-RATCHET HANDLE, REUSABLE | SPECIALIZED INSTRUMENTATION FOR OPEN AND LAPAROSCOPIC SURGERIES
20874 | 4229680900800 | CLAMP, MINIMALLY INVASIVE, CHITWOOD, 1X2 DEBAKEY/SERRATED, ANGLED SHANKS, SLIDER SHAFT, JAW LENGTH 5 - 6.5 CM, TOTAL LENGTH 32 - 36 CM, STAINLESS STEEL, REUSABLE | SPECIALIZED INSTRUMENTATION FOR OPEN AND LAPAROSCOPIC SURGERIES
20875 | 4229680802300 | INSERT TRAY, FOR PLASTIC CONTAINER FOR STERILIZING AND STORAGE PERFORATED WITH LID, WITH SILICON MAT, FOR TWO-LEVEL STORAGE, FOR USE UP TO 36 CM LAPAROSCOPIC INSTRUMENTS, EXTERNAL DIMENSIONS 58.5 CM X 25.5 CM X 14.5 CM OR EQUIVALENT, REUSABLE | SPECIALIZED INSTRUMENTATION FOR OPEN AND LAPAROSCOPIC SURGERIES
20876 | 4229680488000 | NEEDLE HOLDER, MAYO-HEGAR, TUNGSTEN CARBIDE, LENGTH 26 - 27 CM, REUSABLE | SPECIALIZED INSTRUMENTATION FOR OPEN AND LAPAROSCOPIC SURGERIES
20877 | 4229680488300 | NEEDLE HOLDER, MAYO-HEGAR, TUNGSTEN CARBIDE, LENGTH 14 - 15 CM, REUSABLE | SPECIALIZED INSTRUMENTATION FOR OPEN AND LAPAROSCOPIC SURGERIES
20878 | 4229680500600 | SCISSORS, DISSECTING, MAYO CURVED, TUNGSTEN CARBIDE, LENGTH 14 - 15 CM, REUSABLE | SPECIALIZED INSTRUMENTATION FOR OPEN AND LAPAROSCOPIC SURGERIES
20879 | 4229680505700 | NEEDLE HOLDER, MAYO-HEGAR, TUNGSTEN CARBIDE, LENGTH 16 CM, REUSABLE | SPECIALIZED INSTRUMENTATION FOR OPEN AND LAPAROSCOPIC SURGERIES
20880 | 4229680509300 | RETRACTOR, SELF RETAINING,WEITLANER/ SHARP/2X3 TEETH, STAINLESS STEEL, SIZE 11.0 - 12.0 CM REUSABLE | SPECIALIZED INSTRUMENTATION FOR OPEN AND LAPAROSCOPIC SURGERIES
20881 | 4229680515700 | RETRACTOR, SENN MUELLER/SHARP, STAINLESS STEEL, LENGTH 15 - 16 CM, REUSABLE | SPECIALIZED INSTRUMENTATION FOR OPEN AND LAPAROSCOPIC SURGERIES
20882 | 4229680516200 | FORCEPS, YASARGIL-SAMI/BAYONET, STAINLESS STEEL, LENGT 24 CM, TIP WIDTH 3 MM, REUSABLE | SURGICAL INSTRUMENT TENDER
20883 | 4229680516300 | FORCEPS, GRASPING, BAYONET, CURVED, TIP WIDTH 3 MM, STAINLESS STEEL, LENGTH 23 CM, REUSABLE | SURGICAL INSTRUMENT TENDER
20884 | 4229680516400 | FORCEPS, PTOSIS, PUTTERMAN LID CLAMP, TITANIUM, REUSABLE | SURGICAL INSTRUMENT TENDER
20885 | 4229680516500 | HOOK, LENS, MANIPULATOR, KUGLEN, STRAIGHT, PUSH-PULL MODEL, ROUND HANDLE, REUSABLE | SURGICAL INSTRUMENT TENDER
20886 | 4229680516600 | CLAMP, EYE MUSCLE, APT MODEL, REUSABLE | SURGICAL INSTRUMENT TENDER
20887 | 4229680179400 | DILATOR, UTERINE, HEGAR, LENGTH = 18.5CM, TIP DIAMETER = 3.0MM, REUSABLE | SPECIALIZED INSTRUMENTATION FOR OPEN AND LAPAROSCOPIC SURGERIES
20888 | 4229680706400 | FORCEPS, ALLIGATOR LARYNGEAL, ROSEN MICRO-CURVED MINI FLAP RETRACTOR LEFT WITH DIAMOND DUST, LENGTH 22 - 23CM, REUSABLE | SURGICAL INSTRUMENT TENDER
20889 | 4229680800900 | CABLE, CONNECTION, BIPOLAR, HIGH FREQUENCY, LENGTH 3 M, COMPATIBLE WITH END USER MACHINE, REUSABLE | SPECIALIZED INSTRUMENTATION FOR OPEN AND LAPAROSCOPIC SURGERIES
20890 | 4229680179300 | DILATOR, UTERINE, HEGAR, LENGTH = 18.5CM, TIP DIAMETER = 2.0MM, REUSABLE | SPECIALIZED INSTRUMENTATION FOR OPEN AND LAPAROSCOPIC SURGERIES
20891 | 4229680802400 | TRAY STERILIZATION FOR MINIMALLY INVASIVE SURGERY INSTRUMENT SIZE 54 CM X 24 CM X 8 CM WITH LID REUSABLE | SURGICAL INSTRUMENT TENDER
20892 | 4229490828900 | LAPAROSCOPIC, GRASPING FORCEPS, ROTATING, DISMANTLING, INSULATED, WITH CONNECTOR PIN FOR UNIPOLAR COAGULATION, WITH LUER-LOCK IRRIGATION CONNECTOR FOR CLEANING, DOUBLE ACTION JAWS, ATRAUMATIC, FENESTRATED, SIZE 3MM, LENGTH 20 CM, REUSABLE | SPECIALIZED INSTRUMENTATION FOR OPEN AND LAPAROSCOPIC SURGERIES
20893 | 4229490829000 | LAPAROSCOPIC, GRASPING FORCEPS, ROTATING, DISMANTLING, INSULATED, WITH CONNECTOR PIN FOR UNIPOLAR COAGULATION, WITH LUER-LOCK IRRIGATION CONNECTOR FOR CLEANING, DOUBLE ACTION JAWS, ATRAUMATIC, WAVY SERRATION, SIZE 3MM, LENGTH 20 CM, REUSABLE | SPECIALIZED INSTRUMENTATION FOR OPEN AND LAPAROSCOPIC SURGERIES
20894 | 4229490829100 | LAPAROSCOPIC, KELLY FORCEPS, DISSECTING AND GRASPING,<(>,<)> ROTATING, DISMANTLING, INSULATED, WITH CONNECTOR PIN FOR UNIPOLAR COAGULATION, WITH LUER-LOCK IRRIGATION CONNECTOR FOR CLEANING, DOUBLE ACTION JAWS, SIZE 3MM, LENGTH 20 CM, REUSABLE | SPECIALIZED INSTRUMENTATION FOR OPEN AND LAPAROSCOPIC SURGERIES
20895 | 4229491001100 | CABLE, CONNECTION, MONOPOLAR HIGH FREQUENCY, RESECTOSCOPE, LENGTH 3 M, COMPATIBLE WITH END USER MACHINE, REUSABLE | SPECIALIZED INSTRUMENTATION FOR OPEN AND LAPAROSCOPIC SURGERIES
20896 | 4229680179000 | DILATOR, UTERINE, HEGAR, LENGTH = 18.5CM, TIP DIAMETER = 17.0MM, REUSABLE | SPECIALIZED INSTRUMENTATION FOR OPEN AND LAPAROSCOPIC SURGERIES
20897 | 4229680178900 | DILATOR, UTERINE, HEGAR, LENGTH = 18.5CM, TIP DIAMETER = 16.5MM, REUSABLE | SPECIALIZED INSTRUMENTATION FOR OPEN AND LAPAROSCOPIC SURGERIES
20898 | 4229680178800 | DILATOR, UTERINE, HEGAR, LENGTH = 18.5CM, TIP DIAMETER = 16.0MM, REUSABLE | SPECIALIZED INSTRUMENTATION FOR OPEN AND LAPAROSCOPIC SURGERIES
20899 | 4229491400400 | SUCTION, INSTRUMENT, FOR THORACOSCOPIC, CURVED, BLUNT TIP, DIAMETER 5 MM, WORKING LENGTH 22 - 23 CM, TOTAL LENGTH 36 - 37 CM, REUSABLE | SURGICAL INSTRUMENT TENDER
20900 | 4229491400600 | DISSECTOR, THORACOSCOPIC DENNIS,7.0 MM, RING HANDLE, CURVED, LEFT, SERRATED JAWS WITH RATCHET, 23 CM WORKING LENGTH, TOTAL LENGTH, 33.5 CM, (OR EQUIVALENT), REUSABLE | SPECIALIZED INSTRUMENTATION FOR OPEN AND LAPAROSCOPIC SURGERIES
20901 | 4229491400700 | SUCTION, THORACOSCOPIC, STRAIGHT, BLUNT TIP, DIAMETER 5 MM, WORKING LENGTH 32 CM, TOTAL LENGTH 45 CM, REUSABLE | SPECIALIZED INSTRUMENTATION FOR OPEN AND LAPAROSCOPIC SURGERIES
20902 | 4229491400800 | SUCTION VALVE LAPAROSCOPIC REUSABLE | SPECIALIZED INSTRUMENTATION FOR OPEN AND LAPAROSCOPIC SURGERIES
20903 | 4229491400900 | CAP SEAL 10MM FOR LAPAROSCOPIC TROCAR, (OR EQUIVALENT), REUSABLE | SPECIALIZED INSTRUMENTATION FOR OPEN AND LAPAROSCOPIC SURGERIES
20904 | 4229680178700 | DILATOR, UTERINE, HEGAR, LENGTH = 18.5CM, TIP DIAMETER = 15.5MM, REUSABLE | SPECIALIZED INSTRUMENTATION FOR OPEN AND LAPAROSCOPIC SURGERIES
20905 | 4229680178600 | DILATOR, UTERINE, HEGAR, LENGTH = 18.5CM, TIP DIAMETER = 15.0MM, REUSABLE | SPECIALIZED INSTRUMENTATION FOR OPEN AND LAPAROSCOPIC SURGERIES
20906 | 4229491500000 | LAPAROSCOPIC, PERCUTANEOUS PYLORIC SPREADER ROTATING DISMANTLING WITHOUT CONNECTOR PIN FOR UNIPOLAR COAGULATION WITH LUER-LOCK IRRIGATION CONNECTOR FOR CLEANING DOUBLE ACTION JAWS SIZE 3MM LENGTH 20 CM, REUSABLE | SPECIALIZED INSTRUMENTATION FOR OPEN AND LAPAROSCOPIC SURGERIES
20907 | 4229680178500 | DILATOR, UTERINE, HEGAR, LENGTH = 18.5CM, TIP DIAMETER = 14.5MM, REUSABLE | SPECIALIZED INSTRUMENTATION FOR OPEN AND LAPAROSCOPIC SURGERIES
20908 | 4229680178400 | DILATOR, UTERINE, HEGAR, LENGTH = 18.5CM, TIP DIAMETER = 14.0MM, REUSABLE | SPECIALIZED INSTRUMENTATION FOR OPEN AND LAPAROSCOPIC SURGERIES
20909 | 4229492100700 | KNOT TIER FOR EXTRACORPOREAL KNOTTING WITH OPEN AND CLOSED END SIZE 5 MM LENGTH 36 CM REUSABLE | SPECIALIZED INSTRUMENTATION FOR OPEN AND LAPAROSCOPIC SURGERIES
20910 | 4229491001000 | CABLE, CONNECTION, MONOPOLAR HIGH FREQUENCY, PLUG SIZE 5 MM, LENGTH 3 - 4 M, COMPATIBLE WITH END USER MACHINE, REUSABLE | SPECIALIZED INSTRUMENTATION FOR OPEN AND LAPAROSCOPIC SURGERIES
20911 | 4229680179100 | DILATOR, UTERINE, HEGAR, LENGTH = 18.5CM, TIP DIAMETER = 17.5MM, REUSABLE | SPECIALIZED INSTRUMENTATION FOR OPEN AND LAPAROSCOPIC SURGERIES
20912 | 4229490906900 | ONE STEP DILATOR, WITH CENTRAL CHANNEL FOR GUIDE WIRES, FOR USE WITH 11/12 FR. OPERATING SHEATHS, REUSABLE | SPECIALIZED INSTRUMENTATION FOR OPEN AND LAPAROSCOPIC SURGERIES
20913 | 4229490906800 | ONE STEP DILATOR, WITH CENTRAL CHANNEL FOR GUIDE WIRES, FOR USE WITH 8.5/9.5 FR. OPERATING SHEATHS, REUSABLE | SPECIALIZED INSTRUMENTATION FOR OPEN AND LAPAROSCOPIC SURGERIES
20914 | 4229490829200 | LAPAROSCOPIC, REDDICK-OLSEN FORCEPS, DISSECTING AND GRASPING,<(>,<)> ROTATING, DISMANTLING, INSULATED, WITH CONNECTOR PIN FOR UNIPOLAR COAGULATION, WITH LUER-LOCK IRRIGATION CONNECTOR FOR CLEANING, DOUBLE ACTION JAWS, ROBUST, SIZE 3MM, LENGTH 20 CM, REUSABLE | SPECIALIZED INSTRUMENTATION FOR OPEN AND LAPAROSCOPIC SURGERIES
20915 | 4111171501800 | DEFLECTING DEVICE WITH TELESCOPE GUIDING TUBE FROM PROXIMAL TO DISTAL END (OR EQUIVALENT) REUSABLE | SURGICAL INSTRUMENT TENDER
20916 | 4111171501700 | TELESCOPE BRIDGE FOR FIXED POSITION BETWEEN BRONCHOSCOPE AND TELESCOPE, REUSABLE | SPECIALIZED INSTRUMENTATION FOR OPEN AND LAPAROSCOPIC SURGERIES
20917 | 4111171501600 | TELESCOPE BRIDGE FOR FIXED POSITION BETWEEN HOPKINS TELESCOPE (OR EQUIVALENT), REUSABLE | SPECIALIZED INSTRUMENTATION FOR OPEN AND LAPAROSCOPIC SURGERIES
20918 | 4111171500200 | TELESCOPE, FORWARD-OBLIQUE 30 DEGREE, ENLARGED VIEW, DIAMETER= 5MM, LENGTH= 29CM, AUTOCLAVABLE, FIBEROPTIC LIGHT TRANSMISSION INCORPORATED, REUSABLE | SPECIALIZED INSTRUMENTATION FOR OPEN AND LAPAROSCOPIC SURGERIES
20919 | 4229490829500 | NEEDLE HOLDER, DISMANTLING, ERGONOMIC PISTOL HANDLE WITH DISENGAGEABLE RATCHET, LEFT CURVED JAWS, 5 MM, LENGTH 36 CM, REUSABLE | SPECIALIZED INSTRUMENTATION FOR OPEN AND LAPAROSCOPIC SURGERIES
20920 | 4229490829700 | NEEDLE HOLDER, LAPAROSCOPIC, KOH ULTRAMICRO, JAW CURVED TO LEFT, TUNGSTEN CARBIDE INSERT, STRAIGHT HANDLE WITH DISENGAGEABLE RATCHET, 3MM DIAMETER, LENGTH - 20 CM., REUSABLE | SPECIALIZED INSTRUMENTATION FOR OPEN AND LAPAROSCOPIC SURGERIES
20921 | 4229680478100 | SCISSORS, DISSECTING, METZENBAUM FINE/STRAIGHT, STAINLESS STEEL, LENGTH 14 - 14.5 CM, REUSABLE | SPECIALIZED INSTRUMENTATION FOR OPEN AND LAPAROSCOPIC SURGERIES
20922 | 4229490829800 | NEEDLE HOLDER, LAPAROSCOPIC, KOH ULTRAMICRO, JAW CURVED TO LEFT, TUNGSTEN CARBIDE INSERT, STRAIGHT HANDLE WITH DISENGAGEABLE RATCHET, 3MM DIAMETER, LENGTH - 30 CM., REUSABLE | SPECIALIZED INSTRUMENTATION FOR OPEN AND LAPAROSCOPIC SURGERIES
20923 | 4229490830000 | ROTATION SOCKET, TO CLAMP TO OR TABLE, FOR LAPAROSCPIC, REUSABLE | SPECIALIZED INSTRUMENTATION FOR OPEN AND LAPAROSCOPIC SURGERIES
20924 | 4229680179200 | DILATOR, UTERINE, HEGAR, LENGTH = 18.5CM, TIP DIAMETER = 18.0MM, REUSABLE | SPECIALIZED INSTRUMENTATION FOR OPEN AND LAPAROSCOPIC SURGERIES
20925 | 4229490830700 | FORCEPS, ALLIS, FOR THORACOSCOPIC, RING HANDLE, CURVED TO LEFT, JAW WIDTH 6 - 7 MM, LWITH RATCHET, TOTAL LENGTH 33 - 34 CM, REUSABLE | SURGICAL INSTRUMENT TENDER
20926 | 4229490830800 | CLAMP, NODULE, ROCCO, RING HANDLE, CURVED TO LEFT, WITH RATCHET, WORKING LENGTH 24 - 25 CM, TOTAL LENGTH 33 - 34CM, REUSABLE | SURGICAL INSTRUMENT TENDER
20927 | 4229490830900 | FORCEPS, BIOPSY, FOR MEDIASTINOSCOPY, OVEL CUPPED JAW, RING HANDLE, WITHOUT RATCHET, WORKING LENGTH 28 - 29 CM, TOTAL LENGTH 38 - 39 CM, REUSABLE | SURGICAL INSTRUMENT TENDER
20928 | 4229490831000 | FORCEPS, GRASPER, FOR THORACOSCOPIC, RING HANDLE, CURVED TO LEFT, WITHOUT RATCHET, WORKING LENGTH 32 - 33 CM, TOTAL LENGTH 42 - 43 CM, REUSABLE | SURGICAL INSTRUMENT TENDER
20929 | 4229490890100 | CLAMP, DEBAKEY, FOR THORACOSCOPIC, WITH RATCHET, 1X2, WORKING LENGTH 24 - 25 CM, TOTAL LENGTH 35 - 36 CM, REUSABLE | SURGICAL INSTRUMENT TENDER
20930 | 4229490829900 | NEEDLE HOLDER, LAPAROSCOPIC, KOH ULTRAMICRO, JAW CURVED TO RIGHT, TUNGSTEN CARBIDE INSERT, STRAIGHT HANDLE WITH DISENGAGEABLE RATCHET, 3MM DIAMETER, LENGTH - 20 CM., REUSABLE | SPECIALIZED INSTRUMENTATION FOR OPEN AND LAPAROSCOPIC SURGERIES
20931 | 4229180262400 | FORCEPS, MCINDOE, SERRATED W/O TEETH, STAINLESS STEEL, LENGTH 15 CM, REUSABLE | SPECIALIZED INSTRUMENTATION FOR OPEN AND LAPAROSCOPIC SURGERIES
20932 | 4229260103600 | DILATOR, HEGAR UTERINE, DOUBLE ENDED 17MM/ 18MM LENGTH 20.5CM, REUSABLE | SPECIALIZED INSTRUMENTATION FOR OPEN AND LAPAROSCOPIC SURGERIES
20933 | 4229180262900 | FORCEPS, CLAMP, NISSEN DELICATE CURVED, STAINLESS STEEL, LENGTH 18 - 19 CM REUSABLE | SPECIALIZED INSTRUMENTATION FOR OPEN AND LAPAROSCOPIC SURGERIES
20934 | 4229680253400 | RETRACTOR, TRANSORAL, FOR CHIN OSTEOTOMY/MIDLINE FLAP/SAGITTAL SPLIT OSTEOTOMY, STAINLESS STEEL, TIP SIZE: 7 MM X 35 MM, LENGTH 22 CM, REUSABLE | SPECIALIZED INSTRUMENTATION FOR OPEN AND LAPAROSCOPIC SURGERIES
20935 | 4229680253300 | OSTEOTOME, BSSO, SPLITTING, ACC ARNETT, BLADE SIZE: 14.0MM, REUSABLE | SPECIALIZED INSTRUMENTATION FOR OPEN AND LAPAROSCOPIC SURGERIES
20936 | 4229680253200 | OSTEOTOME, BSSO, SPLITTING, ACC ARNETT, BLADE SIZE: 7.0MM, REUSABLE | SPECIALIZED INSTRUMENTATION FOR OPEN AND LAPAROSCOPIC SURGERIES
20937 | 4229680253100 | OSTEOTOME, BSSO, SPLITTING, ACC ARNETT, BLADE SIZE: 6.0MM, REUSABLE | SPECIALIZED INSTRUMENTATION FOR OPEN AND LAPAROSCOPIC SURGERIES
20938 | 4229680191500 | REAMER, AWL, CUTTING, SQUARE, LENGTH 13 - 15 CM, REUSABLE | SPECIALIZED INSTRUMENTATION FOR OPEN AND LAPAROSCOPIC SURGERIES
20939 | 4229680191600 | FORCEPS, CLAMP, BONE REPOSITION, LONG RATCHET, STAINLESS STEEL, LENGTH 15 CM, REUSABLE | SPECIALIZED INSTRUMENTATION FOR OPEN AND LAPAROSCOPIC SURGERIES
20940 | 4229680191700 | FORCEPS, CLAMP, BONE REPOSITION, LONG RATCHET, STAINLESS STEEL, LENGTH 9 CM, REUSABLE | SPECIALIZED INSTRUMENTATION FOR OPEN AND LAPAROSCOPIC SURGERIES
20941 | 4229680191900 | RULER, MEASURING, MM/INCH, LENGTH = 15.0CM, REUSABLE | SPECIALIZED INSTRUMENTATION FOR OPEN AND LAPAROSCOPIC SURGERIES
20942 | 4229680192000 | HANDLE, SCALPEL, SOLID/SHORT/NO.7K, REUSABLE | SPECIALIZED INSTRUMENTATION FOR OPEN AND LAPAROSCOPIC SURGERIES
20943 | 4229680192100 | SCISSORS, DISSECTING, JAMESON/CURVED, STAINLESS STEEL, LENGTH = 15.5CM, REUSABLE | SPECIALIZED INSTRUMENTATION FOR OPEN AND LAPAROSCOPIC SURGERIES
20944 | 4229680253000 | RETRACTOR, LINGUAL, FOR BILATERAL SAGITTAL SPLIT OSTEOTOMY, STAINLESS STEEL, LENGTH 20 CM, REUSABLE | SPECIALIZED INSTRUMENTATION FOR OPEN AND LAPAROSCOPIC SURGERIES
20945 | 4229680252800 | INSTRUMENT, SEATING, CRANIOMAXILLOFACIAL, BSSO CONDYLAR/ARNETT, REUSABLE | SPECIALIZED INSTRUMENTATION FOR OPEN AND LAPAROSCOPIC SURGERIES
20946 | 4229680252100 | RONGEUR, BONE, GOUGING OUT, MAYFIELD, STAINLESS STEEL, LENGTH 17 - 18 CM, REUSABLE | SPECIALIZED INSTRUMENTATION FOR OPEN AND LAPAROSCOPIC SURGERIES
20947 | 4229330300100 | SPECULUM, COTTLE NASAL/SEPTUM, LONG NARROW TAPERED BLADES 70 - 80MM, REUSABLE | SURGICAL INSTRUMENT TENDER
20948 | 4229330300200 | SPECULUM, VAGINAL, DOYEN, STAINLESS STEEL, SIZE: 115 X 45MM, REUSABLE | SPECIALIZED INSTRUMENTATION FOR OPEN AND LAPAROSCOPIC SURGERIES
20949 | 4229680252000 | LEVER, BONE, DRILLING, HOHMANN, BLADE SIZE: 43.0MM, LENGTH = 23.5CM, REUSABLE | SPECIALIZED INSTRUMENTATION FOR OPEN AND LAPAROSCOPIC SURGERIES
20950 | 4229680251800 | FORCEPS, CLAMP, BONE CUTTING, RUSKIN/STRAIGHT, STAINLESS STEEL, LENGTH 19 CM, REUSABLE | SPECIALIZED INSTRUMENTATION FOR OPEN AND LAPAROSCOPIC SURGERIES
20951 | 4229680247500 | DISSECTOR, ALVEOLAR NERVE/2 BEND, STAINLESS STEEL, LENGTH 20 -23 CM, REUSABLE | SPECIALIZED INSTRUMENTATION FOR OPEN AND LAPAROSCOPIC SURGERIES
20952 | 4229680247600 | PUNCH, ANTRUM/ KERRISON, UPWARDS, JAW WIDTH 3 MM X 3 MM, LENGTH 9 - 10 CM, REUSABLE | SPECIALIZED INSTRUMENTATION FOR OPEN AND LAPAROSCOPIC SURGERIES
20953 | 4229680249900 | ELEVATOR, RAMUS, V- TIP , STAINLESS STEEL, LENGTH 22 - 23 CM, REUSABLE | SPECIALIZED INSTRUMENTATION FOR OPEN AND LAPAROSCOPIC SURGERIES
20954 | 4229680250100 | FORCEPS, CLAMP, INTESTINAL, KOCHER/CURVED, STAINLESS STEEL, LENGTH 22 CM, REUSABLE | SPECIALIZED INSTRUMENTATION FOR OPEN AND LAPAROSCOPIC SURGERIES
20955 | 4229680251000 | BLADE, OSTEOTOME, OBWEGESER, DIAMETER 12 MM, LENGTH 22 - 23 CM, REUSABLE | SPECIALIZED INSTRUMENTATION FOR OPEN AND LAPAROSCOPIC SURGERIES
20956 | 4229680251300 | CURETTE, BONE, SCHEDE/OVAL, SIZE: NO.0, STAINLESS STEEL, LENGTH 17 - 18 CM, REUSABLE | SPECIALIZED INSTRUMENTATION FOR OPEN AND LAPAROSCOPIC SURGERIES
20957 | 4229680253700 | CALIPER, CASTROVIEJO, STRAIGHT, ONE SIDE EFFECTIVE, RANGE 20 MM, LENGTH 7 - 8 CM, STAINLESS STEEL, REUSABLE | SPECIALIZED INSTRUMENTATION FOR OPEN AND LAPAROSCOPIC SURGERIES
20958 | 4229340400300 | PUSHER, MINIMALLY INVASIVE KNOT, LENGTH 35 - 36 CM, DIAMETER 5MM, REUSABLE | SPECIALIZED INSTRUMENTATION FOR OPEN AND LAPAROSCOPIC SURGERIES
20959 | 4229340400100 | KNOT PUSHER, MINIMALLY INVASIVE, LENGTH = 360MM, DIAMETER = 5MM, REUSABLE | SPECIALIZED INSTRUMENTATION FOR OPEN AND LAPAROSCOPIC SURGERIES
20960 | 4229340400000 | KNOT PUSHER, FINGER EXTENSION, LENGTH = 50MM, REUSABLE | SPECIALIZED INSTRUMENTATION FOR OPEN AND LAPAROSCOPIC SURGERIES
20961 | 4229680251400 | CURETTE, BONE, SCHEDE/OVAL, SIZE: NO.1, STAINLESS STEEL, LENGTH 17 - 18 CM, REUSABLE | SPECIALIZED INSTRUMENTATION FOR OPEN AND LAPAROSCOPIC SURGERIES
20962 | 4229680251500 | CURETTE, BONE, USA/OVAL, SIZE NO: 3, STAINLESS STEEL, LENGTH 16 - 17 CM, REUSABLE | SPECIALIZED INSTRUMENTATION FOR OPEN AND LAPAROSCOPIC SURGERIES
20963 | 4229680251600 | CURETTE, BONE, WILLIGER, DOUBLE ENDED, SIZE: NO.0/1,OVAL , STAINLESS STEEL, LENGTH 13 - 14 CM, REUSABLE | SPECIALIZED INSTRUMENTATION FOR OPEN AND LAPAROSCOPIC SURGERIES
20964 | 4229680251700 | FORCEPS, CLAMP, BONE CUTTING, LISTON/STRAIGHT, STAINLESS STEEL, LENGTH 20 CM, REUSABLE | SPECIALIZED INSTRUMENTATION FOR OPEN AND LAPAROSCOPIC SURGERIES
20965 | 4229340400200 | KNOT PUSHER, MINIMALLY INVASIVE POLYMER TIP, WITH ADJUSTABLE LENGTH = L MIN : 290MM L MAX : 360MM, REUSABLE | SURGICAL INSTRUMENT TENDER
20966 | 4229680253800 | CALIPER, CASTROVIEJO/EPKER, STAINLESS STEEL, EFFECTIVE RANGE: 40 MM, LENGTH 17 - 18 CM, REUSABLE | SPECIALIZED INSTRUMENTATION FOR OPEN AND LAPAROSCOPIC SURGERIES
20967 | 4229680253900 | CRUSHER, CARTILAGE, COTTLE/WITH CLIP, REUSABLE | SPECIALIZED INSTRUMENTATION FOR OPEN AND LAPAROSCOPIC SURGERIES
20968 | 4229680254500 | RETRACTOR, SOFT TISSUE, OBWEGESER/UPWARD, STAINLESS STEEL, TIP SIZE: 10 MM X 44 MM, LENGTH 21 - 24 CM, REUSABLE | SPECIALIZED INSTRUMENTATION FOR OPEN AND LAPAROSCOPIC SURGERIES
20969 | 4229313903400 | HOOK, LARGE FOR ADAMS MITRAL RETRACTOR, LENGTH = 250MM, WIDTH = 35MM, DIAMETER = 34MM, REUSABLE | SPECIALIZED INSTRUMENTATION FOR OPEN AND LAPAROSCOPIC SURGERIES
20970 | 4229313903300 | HOOK, ADAMS MITRAL RETRACTOR, LENGTH = 265MM, WIDTH = 35MM DIAMETER = 16MM, REUSABLE | SPECIALIZED INSTRUMENTATION FOR OPEN AND LAPAROSCOPIC SURGERIES
20971 | 4229313903200 | RETRACTOR, ADAMS MITRAL, FIXED ARM + MOBILE ARM + HANDLE FOR RACK DOWN, REUSABLE | SPECIALIZED INSTRUMENTATION FOR OPEN AND LAPAROSCOPIC SURGERIES
20972 | 4229313303600 | RING, ROUND, FOR BOOKWALTER RETRACTOR, ASSORTED SIZES, (OR EQUIVALENT), REUSABLE | SURGICAL INSTRUMENT TENDER
20973 | 4229313303500 | RETRACTOR/RIB SPREADER, YAN MINI-ACCESS FRAME, REUSABLE | SPECIALIZED INSTRUMENTATION FOR OPEN AND LAPAROSCOPIC SURGERIES
20974 | 4229313303400 | RIB SPREADER, YAN MINI BLADE, LARGE, SIZE 55 MM (+/- 5MM) , REUSABLE | SPECIALIZED INSTRUMENTATION FOR OPEN AND LAPAROSCOPIC SURGERIES
20975 | 4229313903900 | TRANSVERSE RAIL, ADAMS MITRAL RETRACTOR, FOR CLIPSABLE MEDIAL RAIL SYSTEM VERSION, REUSABLE | SPECIALIZED INSTRUMENTATION FOR OPEN AND LAPAROSCOPIC SURGERIES
20976 | 4229313303300 | RIB SPREADER, YAN MINI BLADE, MEDIUM, SIZE 45 MM (+/- 5MM), REUSABLE | SPECIALIZED INSTRUMENTATION FOR OPEN AND LAPAROSCOPIC SURGERIES
20977 | 4229313303100 | TWISTER RATCHET, FOR BOOKWALTER RETRACTOR, (OR EQUIVALENT), REUSABLE | SPECIALIZED INSTRUMENTATION FOR OPEN AND LAPAROSCOPIC SURGERIES
20978 | 4229313303000 | TILTING RATCHET, FOR BOOKWALTER RETRACTOR, ASSORTED TYPES AND SHAPES, (OR EQUIVALENT), REUSABLE | SPECIALIZED INSTRUMENTATION FOR OPEN AND LAPAROSCOPIC SURGERIES
20979 | 4229313302800 | RING, SEGMENTED, STRAIGHT , 1 PAIR, FOR BOOKWALTER RETRACTOR, ASSORTED SIZES(OR EQUIVALENT), REUSABLE | SPECIALIZED INSTRUMENTATION FOR OPEN AND LAPAROSCOPIC SURGERIES
20980 | 4229313302700 | STERNAL THORACCESS MINIMAL INVASIVE RETRACTOR FRAME, REUSABLE | SPECIALIZED INSTRUMENTATION FOR OPEN AND LAPAROSCOPIC SURGERIES
20981 | 4229313302600 | BLADE, GELPI, FOR BOOKWALTER RETRACTOR (OR EQUIVALENT), REUSABLE | SPECIALIZED INSTRUMENTATION FOR OPEN AND LAPAROSCOPIC SURGERIES
20982 | 4229313302500 | RING, OVAL, FOR BOOKWALTER RETRACTOR, ASSORTED SIZES, (OR EQUIVALENT), REUSABLE | SPECIALIZED INSTRUMENTATION FOR OPEN AND LAPAROSCOPIC SURGERIES
20983 | 4229313303200 | RIB SPREADER, YAN MINI BLADE, SMALL, SIZE 35 MM (+/- 5MM), REUSABLE | SPECIALIZED INSTRUMENTATION FOR OPEN AND LAPAROSCOPIC SURGERIES
20984 | 4229680247300 | RETRACTOR, ALAR, FOMON/BLUNT, STAINLESS STEEL, LENGTH 16 - 17 CM, REUSABLE | SPECIALIZED INSTRUMENTATION FOR OPEN AND LAPAROSCOPIC SURGERIES
20985 | 4229313904000 | DUBOST UP AND DOWN BLADES (PAIR), WIDTH 50 MM, DIAMETER 30 MM, COMPATIBLE WITH STERNAL THORACCESS MINIMAL INVASIVE RETRACTOR FRAME, REUSABLE | SPECIALIZED INSTRUMENTATION FOR OPEN AND LAPAROSCOPIC SURGERIES
20986 | 4229313904200 | DUBOST UP AND DOWN BLADES (PAIR), FOR STERNAL THORACCESS RETRACTOR, WIDTH 50 MM, DIAMETER 50 MM, COMPATIBLE WITH STERNAL THORACCESS MINIMAL INVASIVE RETRACTOR FRAME, REUSABLE | SPECIALIZED INSTRUMENTATION FOR OPEN AND LAPAROSCOPIC SURGERIES
20987 | 4229313908000 | SPECIAL VALVE RETRACTOR ATTACHMENT, WITH 2 SIDE EXTENSIONS, COMPATIBLE WITH COSGROVE MITRAL RETRACTOR, REUSABLE | SURGICAL INSTRUMENT TENDER
20988 | 4229313907400 | BLADE, KELLY, BLADE 5 X 15 - 20 CM , FOR BOOKWALTER RETRACTOR (OR EQUIVALENT), REUSABLE | SPECIALIZED INSTRUMENTATION FOR OPEN AND LAPAROSCOPIC SURGERIES
20989 | 4229313907300 | BLADE, KELLY, BLADE 5 X ( 12 - 13 ) CM, FOR BOOKWALTER RETRACTOR (OR EQUIVALENT), REUSABLE | SPECIALIZED INSTRUMENTATION FOR OPEN AND LAPAROSCOPIC SURGERIES
20990 | 4229313907200 | BLADE, KELLY, BLADE 5 X( 10 - 11 ) CM, FOR BOOKWALTER RETRACTOR (OR EQUIVALENT), REUSABLE | SPECIALIZED INSTRUMENTATION FOR OPEN AND LAPAROSCOPIC SURGERIES
20991 | 4229313907100 | BLADE, KELLY, BLADE 5 X 6 - 8 CM, FOR BOOKWALTER RETRACTOR (OR EQUIVALENT), REUSABLE | SPECIALIZED INSTRUMENTATION FOR OPEN AND LAPAROSCOPIC SURGERIES
20992 | 4229313907000 | BLADES, 36 MM X 50 MM, COMPATIBLE WITH INTERCOSTAL THORACCESS MIS FRAME, 3D ARM AND WIRE HOOK, REUSABLE | SPECIALIZED INSTRUMENTATION FOR OPEN AND LAPAROSCOPIC SURGERIES
20993 | 4229313904100 | DUBOST UP AND DOWN BLADES (PAIR), FOR STERNAL THORACCESS RETRACTOR, WIDTH 50 MM, DIAMETER 40 MM, COMPATIBLE WITH STERNAL THORACCESS MINIMAL INVASIVE RETRACTOR FRAME, REUSABLE | SPECIALIZED INSTRUMENTATION FOR OPEN AND LAPAROSCOPIC SURGERIES
20994 | 4229313906900 | BLADES, 36 MM X 40 MM, COMPATIBLE WITH INTERCOSTAL THORACCESS MIS FRAME, 3D ARM AND WIRE HOOK, REUSABLE | SPECIALIZED INSTRUMENTATION FOR OPEN AND LAPAROSCOPIC SURGERIES
20995 | 4229313906700 | BAR, FLEX, HORIZONTAL , FOR BOOKWALTER RETRACTOR (OR EQUIVALENT), REUSABLE | SPECIALIZED INSTRUMENTATION FOR OPEN AND LAPAROSCOPIC SURGERIES
20996 | 4229313906300 | BLADE, U-SHAPE, FOR MINI STERNOTOMY RETRACTOR, IMA (INTERNAL MAMMARY ARTERY), 50 MM X 20 MM, REUSABLE | SPECIALIZED INSTRUMENTATION FOR OPEN AND LAPAROSCOPIC SURGERIES
20997 | 4229313906200 | BLADE, U-SHAPE, FOR MINI STERNOTOMY RETRACTOR, IMA (INTERNAL MAMMARY ARTERY), 30 MM X 20 MM, REUSABLE | SPECIALIZED INSTRUMENTATION FOR OPEN AND LAPAROSCOPIC SURGERIES
20998 | 4229313904700 | BLADE HANDLE, BEAVER, MINIMALLY INVASIVE, SUPPORTED WITH ANTISLIP GRIP, TOTAL LENGTH 33 - 34 CM, REUSABLE | SPECIALIZED INSTRUMENTATION FOR OPEN AND LAPAROSCOPIC SURGERIES
20999 | 4229313904500 | RETRACTOR/RIB SPREADER, FINOCHIETTO, STAINLESS STEEL, SIZE: 70.0MM X 66.0MM X 222.0MM, REUSABLE | SPECIALIZED INSTRUMENTATION FOR OPEN AND LAPAROSCOPIC SURGERIES
21000 | 4229313904400 | RETRACTOR/RIB SPREADER, FINOCHIETTO, ALUMINIUM, SIZE: 31.0MM X 45.0MM X 210.0MM, REUSABLE | SPECIALIZED INSTRUMENTATION FOR OPEN AND LAPAROSCOPIC SURGERIES
21001 | 4229313906800 | BLADES, 36 MM X 30 MM, COMPATIBLE WITH INTERCOSTAL THORACCESS MIS FRAME, 3D ARM AND WIRE HOOK, REUSABLE | SPECIALIZED INSTRUMENTATION FOR OPEN AND LAPAROSCOPIC SURGERIES
21002 | 4229680247200 | RETRACTOR, ALAR, FOMON/BLUNT/2 PRONGS, STAINLESS STEEL, LENGTH 16 - 17 CM, REUSABLE | SPECIALIZED INSTRUMENTATION FOR OPEN AND LAPAROSCOPIC SURGERIES
21003 | 4229680246500 | RETRACTOR, SELF RETAINING, WEITLANER WULLSTEIN/BLUNT, STAINLESS STEEL, LENGTH 13 - 14 CM, TEETH: 3X3, REUSABLE | SPECIALIZED INSTRUMENTATION FOR OPEN AND LAPAROSCOPIC SURGERIES
21004 | 4229680246400 | SCISSORS, WIRE, UNIVERSAL/ANGLED, STAINLESS STEEL, LENGTH = 12.0CM, REUSABLE | SPECIALIZED INSTRUMENTATION FOR OPEN AND LAPAROSCOPIC SURGERIES
21005 | 4229680244400 | SCISSORS, DISSECTING, METZENBUM FINE/STRAIGHT, TUNGSTEN CARBIDE, LENGTH = 14.5CM, REUSABLE | SPECIALIZED INSTRUMENTATION FOR OPEN AND LAPAROSCOPIC SURGERIES
21006 | 4229680244500 | FORCEPS, CUSHING-TAYLOR, BAYONET, TUNGSTEN CARBIDE, LENGTH 18 - 19 CM, REUSABLE | SPECIALIZED INSTRUMENTATION FOR OPEN AND LAPAROSCOPIC SURGERIES
21007 | 4229680244700 | NEEDLE HOLDER, MICROVASCULAR, TUNGSTEN CARBIDE, LENGTH 17 - 18 CM, REUSABLE | SPECIALIZED INSTRUMENTATION FOR OPEN AND LAPAROSCOPIC SURGERIES
21008 | 4229680244800 | NEEDLE HOLDER, TOENNIS, TUNGSTEN CARBIDE, LENGTH = 18.0CM, REUSABLE | SPECIALIZED INSTRUMENTATION FOR OPEN AND LAPAROSCOPIC SURGERIES
21009 | 4229680244900 | SCISSORS, DISSECTING, MAYO LEXER/FINE/STRAIGHT, TUNGSTEN CARBIDE, LENGTH 16 CM, REUSABLE | SPECIALIZED INSTRUMENTATION FOR OPEN AND LAPAROSCOPIC SURGERIES
21010 | 4229680245100 | SCISSORS, OPERATING, MAYO/STRAIGHT, TUNGSTEN CARBIDE, LENGTH = 14.5CM, REUSABLE | SPECIALIZED INSTRUMENTATION FOR OPEN AND LAPAROSCOPIC SURGERIES
21011 | 4229680244300 | FORCEPS, CLAMP, TAMPON, ULRICH/STRAIGHT, STAINLESS STEEL, LENGTH 22 CM, REUSABLE | SPECIALIZED INSTRUMENTATION FOR OPEN AND LAPAROSCOPIC SURGERIES
21012 | 4229680245200 | FORCEPS, TISSUE, WITH PROTECTOR, STAINLESS STEEL,TIP WIDTH 18 MM, LENGTH 18 - 20 CM, REUSABLE | SPECIALIZED INSTRUMENTATION FOR OPEN AND LAPAROSCOPIC SURGERIES
21013 | 4229680245400 | FORCEPS, TISSUE, STANDARD, STAINLESS STEEL, LENGTH 14 - 15 CM, TEETH: 3X4, REUSABLE | SPECIALIZED INSTRUMENTATION FOR OPEN AND LAPAROSCOPIC SURGERIES
21014 | 4229680245500 | FORCEPS, TOWEL, BALL AND SOCKET, STAINLESS STEEL, LENGTH 14 - 16 CM, REUSABLE | SPECIALIZED INSTRUMENTATION FOR OPEN AND LAPAROSCOPIC SURGERIES
21015 | 4229680245600 | TRAY, STERILIZATION INSTRUMENT, WITH LID, SIZE: 53 CM X 25 CM X 6 CM, STAINLESS STEEL, REUSABLE | SPECIALIZED INSTRUMENTATION FOR OPEN AND LAPAROSCOPIC SURGERIES
21016 | 4229680245800 | CANNULA, VEIN, BUTTON ENDED, SIZE: 1.5MM-80.0MM, REUSABLE | SPECIALIZED INSTRUMENTATION FOR OPEN AND LAPAROSCOPIC SURGERIES
21017 | 4229350120900 | TUBE, SUCTION, FRAZIER, 7 FR,TOTAL LENGTH 10 -11 CM, WITH STYLET, REUSABLE | SURGICAL INSTRUMENT TENDER
21018 | 4229350120700 | TUBE, SUCTION, FRAZIER, 11 FR,TOTAL LENGTH 10 -11 CM, WITH STYLET, REUSABLE | SURGICAL INSTRUMENT TENDER
21019 | 4229680245300 | FORCEPS, TISSUE, STANDARD, STAINLESS STEEL, LENGTH 14 - 15 CM, TEETH: 2X3, REUSABLE | SPECIALIZED INSTRUMENTATION FOR OPEN AND LAPAROSCOPIC SURGERIES
21020 | 4229350120600 | TUBE, SUCTION, FRAZIER, 10 FR,TOTAL LENGTH 10 -11 CM, WITH STYLET, REUSABLE | SURGICAL INSTRUMENT TENDER
21021 | 4229680243900 | SUTURE PUSHER, CASPAR, LENGTH 23 CM, REUSABLE | SPECIALIZED INSTRUMENTATION FOR OPEN AND LAPAROSCOPIC SURGERIES
21022 | 4229680243700 | GUIDE, SUTURE, WOUND CLOSURE, YASARGIL/90 DEGREE/CURVED, LENGTH = 18.5CM, YASARGIL, REUSABLE | SPECIALIZED INSTRUMENTATION FOR OPEN AND LAPAROSCOPIC SURGERIES
21023 | 4229351506800 | HANDLE, FOR GRADUATED SUCTION SYSTEM, ASSORTED LENGTH AND DIAMETER, REUSEABLE | SURGICAL INSTRUMENT TENDER
21024 | 4229680241600 | RETRACTOR SELF RETAININGWEITLANER/ BLUNT/3X4 TEETH STAINLESS STEEL SIZE 13.0 - 14.0 CM REUSABLE | SPECIALIZED INSTRUMENTATION FOR OPEN AND LAPAROSCOPIC SURGERIES
21025 | 4229680192300 | ELEVATOR, SEPTUM, HALLE, STAINLESS STEEL, DIAMETER 3.5 MM, LENGTH 16 - 18 CM, REUSABLE | SPECIALIZED INSTRUMENTATION FOR OPEN AND LAPAROSCOPIC SURGERIES
21026 | 4229680241700 | RETRACTOR, DISCECTOMY, WILLIAMS/LEFT, STAINLESS STEEL, TIP SIZE: 1.0CM X 7.0CM, REUSABLE | SPECIALIZED INSTRUMENTATION FOR OPEN AND LAPAROSCOPIC SURGERIES
21027 | 4229680241800 | RETRACTOR, DISCECTOMY, WILLIAMS/RIGHT, STAINLESS STEEL, TIP SIZE: 1.0CM X 5.0CM, REUSABLE | SPECIALIZED INSTRUMENTATION FOR OPEN AND LAPAROSCOPIC SURGERIES
21028 | 4229680241900 | RETRACTOR, DISCECTOMY, WILLIAMS/RIGHT, STAINLESS STEEL, TIP SIZE: 1.0CM X 6.0CM, REUSABLE | SPECIALIZED INSTRUMENTATION FOR OPEN AND LAPAROSCOPIC SURGERIES
21029 | 4229680243800 | GUIDE, SUTURE, WOUND CLOSURE, YASARGIL/MEDIUM CURVED, LENGTH = 18.5CM, REUSABLE | SPECIALIZED INSTRUMENTATION FOR OPEN AND LAPAROSCOPIC SURGERIES
21030 | 4229680242000 | RETRACTOR, DISCECTOMY, WILLIAMS/RIGHT, STAINLESS STEEL, TIP SIZE: 1.0CM X 7.0CM, REUSABLE | SPECIALIZED INSTRUMENTATION FOR OPEN AND LAPAROSCOPIC SURGERIES
21031 | 4229680242300 | TUBE, SUCTION, FERGUSSON, DIAMETER 3MM, WORKING LENGTH 110 MM,TOTAL LENGTH 190 - 200MM, REUSABLE | SPECIALIZED INSTRUMENTATION FOR OPEN AND LAPAROSCOPIC SURGERIES
21032 | 4229680242600 | TUBE, SUCTION, YASARGIL, DIAMETER 1.5MM, WORKING LENGTH 15 CM, REUSABLE | SPECIALIZED INSTRUMENTATION FOR OPEN AND LAPAROSCOPIC SURGERIES
21033 | 4229680242700 | TUBE, SUCTION, YASARGIL, DIAMETER 3.5MM, WORKING LENGTH 15 CM, REUSABLE | SPECIALIZED INSTRUMENTATION FOR OPEN AND LAPAROSCOPIC SURGERIES
21034 | 4229680243200 | TUBE, SUCTION, FRAZIER, 12 FR,TOTAL LENGTH 10 -11 CM, WITH STYLET, REUSABLE | SPECIALIZED INSTRUMENTATION FOR OPEN AND LAPAROSCOPIC SURGERIES
21035 | 4229680243400 | TUBE, SUCTION, PLESTER, DIAMETER 1.5MM, LENGTH 19 - 20 CM, REUSABLE | SPECIALIZED INSTRUMENTATION FOR OPEN AND LAPAROSCOPIC SURGERIES
21036 | 4229680243600 | HOLDER FOR ROUND SPATULAS FOR LEYLA RETRACTOR STAINLESS STEEL REUSABLE | SPECIALIZED INSTRUMENTATION FOR OPEN AND LAPAROSCOPIC SURGERIES
21037 | 4229680242100 | MODULE, STORAGE, WITH GREEN SIDE RAIL AND LID, REUSABLE | SPECIALIZED INSTRUMENTATION FOR OPEN AND LAPAROSCOPIC SURGERIES
21038 | 4229313302400 | SELF-RETAINING STABILITY FRAME, FOR MINI STERNOTOMY RETRACTOR, IMA (INTERNAL MAMMARY ARTERY) , REUSABLE | SPECIALIZED INSTRUMENTATION FOR OPEN AND LAPAROSCOPIC SURGERIES
21039 | 4229350120500 | TUBE, SUCTION, FRAZIER, 9 FR,TOTAL LENGTH 10 -11 CM, WITH STYLET, REUSABLE | SPECIALIZED INSTRUMENTATION FOR OPEN AND LAPAROSCOPIC SURGERIES
21040 | 4229350118400 | TUBE, SUCTION, FRAZIER, 6 FR,TOTAL LENGTH 10 -11 CM, WITH STYLET, REUSABLE | SPECIALIZED INSTRUMENTATION FOR OPEN AND LAPAROSCOPIC SURGERIES
21041 | 4229350115300 | TUBE, SUCTION, FERGUSSON, DIAMETER 1.5MM, WORKING LENGTH 110 MM,TOTAL LENGTH 190 - 200MM, REUSABLE | SPECIALIZED INSTRUMENTATION FOR OPEN AND LAPAROSCOPIC SURGERIES
21042 | 4229350110900 | TUBE SUCTION, BARON 3FR, REUSABLE | SPECIALIZED INSTRUMENTATION FOR OPEN AND LAPAROSCOPIC SURGERIES
21043 | 4229350110700 | TUBE, SUCTION AND IRRIGATION, WITHOUT PLUNGER VALVE, DIAMETER 5 MM, TOTAL LENGTH 30 - 34 CM, REUSABLE | SPECIALIZED INSTRUMENTATION FOR OPEN AND LAPAROSCOPIC SURGERIES
21044 | 4229350110500 | TUBE, SUCTION, FERGUSSON, DIAMETER 5MM, WORKING LENGTH 110 MM,TOTAL LENGTH 190 - 200MM, REUSABLE | SPECIALIZED INSTRUMENTATION FOR OPEN AND LAPAROSCOPIC SURGERIES
21045 | 4229350108200 | SUCTION DISSECTOR, GORNEY, TOTAL LENGTH 18 CM, REUSABLE | SPECIALIZED INSTRUMENTATION FOR OPEN AND LAPAROSCOPIC SURGERIES
21046 | 4229350108100 | SUCTION, DEBAKEY CANNULA, DIAMETER 3.0MM, TOTAL LENGTH 27 - 28 CM, REUSABLE | SPECIALIZED INSTRUMENTATION FOR OPEN AND LAPAROSCOPIC SURGERIES
21047 | 4229350115400 | TUBE, SUCTION, FERGUSSON, DIAMETER 1.5MM, WORKING LENGTH 130 MM,TOTAL LENGTH 210 - 220MM, REUSABLE | SPECIALIZED INSTRUMENTATION FOR OPEN AND LAPAROSCOPIC SURGERIES
21048 | 4229350107900 | SUCTION CANNULA, CUSHING-CAIRNS STRAIGHT, TOTAL LENGTH 110 MM, WORKING LENGTH 95 MM, DIAMETER 2,3 MM, BLUNT GRADUATED, REUSABLE | SPECIALIZED INSTRUMENTATION FOR OPEN AND LAPAROSCOPIC SURGERIES
21049 | 4229350107700 | CANNULA, HEPARIN SUCTION NEEDLE, DIAMETER 3 MM, LENGTH 4 - 5 CM, REUSABLE | SPECIALIZED INSTRUMENTATION FOR OPEN AND LAPAROSCOPIC SURGERIES
21050 | 4229350107500 | SUCTION TUBE, MINIMALLY INVASIVE, LENGTH 26 CM, DOUBLE CURVED, REUSABLE | SPECIALIZED INSTRUMENTATION FOR OPEN AND LAPAROSCOPIC SURGERIES
21051 | 4229680246000 | RETRACTOR, SELF RETAINING/SPREADER, LAMINA/CLOWARD, STAINLESS STEEL, LENGTH 15 - 16 CM, REUSABLE | SPECIALIZED INSTRUMENTATION FOR OPEN AND LAPAROSCOPIC SURGERIES
21052 | 4229680246100 | CONDUCTOR/ SAW GUIDE, DE MARTEL, FOR GIGLI SAW, REUSABLE | SPECIALIZED INSTRUMENTATION FOR OPEN AND LAPAROSCOPIC SURGERIES
21053 | 4229680246200 | SAW, WIRE, CUTTING BONE, GIGLI/FOURFOLD, LENGTH = 30.0CM, REUSABLE | SPECIALIZED INSTRUMENTATION FOR OPEN AND LAPAROSCOPIC SURGERIES
21054 | 4229680246300 | SAW, WIRE, CUTTING BONE, GIGLI/FOURFOLD, LENGTH = 50.0CM, REUSABLE | SPECIALIZED INSTRUMENTATION FOR OPEN AND LAPAROSCOPIC SURGERIES
21055 | 4229350107800 | SUCTION AND IRRIGATION TUBE, W/ LATERAL HOLES, ANTI-REFLEX SURFACE, W/ TWO-WAY STOPCOCK FOR SINGLE-HAND CONTROL, SIZE 5 MM, LENGTH 36 CM, REUSABLE | SPECIALIZED INSTRUMENTATION FOR OPEN AND LAPAROSCOPIC SURGERIES
21056 | 4229350119800 | TUBE, SUCTION, FRAZIER, 8 FR,TOTAL LENGTH 10 -11 CM, WITH STYLET, REUSABLE | SPECIALIZED INSTRUMENTATION FOR OPEN AND LAPAROSCOPIC SURGERIES
21057 | 4229350115500 | TUBE, SUCTION, FERGUSSON, DIAMETER 1.5MM, WORKING LENGTH 160 MM, TOTAL LENGTH 240 - 250MM, REUSABLE | SURGICAL INSTRUMENT TENDER
21058 | 4229350115800 | TUBE, SUCTION, FERGUSSON, DIAMETER 2MM, WORKING LENGTH 110 MM,TOTAL LENGTH 190 - 200MM, REUSABLE | SPECIALIZED INSTRUMENTATION FOR OPEN AND LAPAROSCOPIC SURGERIES
21059 | 4229350118100 | TUBE, SUCTION, FERGUSSON, DIAMETER 4MM, WORKING LENGTH 200 MM, TOTAL LENGTH 275 - 285MM, REUSABLE | SPECIALIZED INSTRUMENTATION FOR OPEN AND LAPAROSCOPIC SURGERIES
21060 | 4229350118000 | TUBE, SUCTION, FERGUSSON, DIAMETER 4MM, WORKING LENGTH 160 MM, TOTAL LENGTH 240 - 250MM, REUSABLE | SPECIALIZED INSTRUMENTATION FOR OPEN AND LAPAROSCOPIC SURGERIES
21061 | 4229350117900 | TUBE, SUCTION, FERGUSSON, DIAMETER 4MM, WORKING LENGTH 130 MM,TOTAL LENGTH 210 - 220MM, REUSABLE | SPECIALIZED INSTRUMENTATION FOR OPEN AND LAPAROSCOPIC SURGERIES
21062 | 4229350117800 | TUBE, SUCTION, FERGUSSON, DIAMETER 4MM, WORKING LENGTH 110 MM,TOTAL LENGTH 190 - 200MM, REUSABLE | SPECIALIZED INSTRUMENTATION FOR OPEN AND LAPAROSCOPIC SURGERIES
21063 | 4229350117500 | TUBE, SUCTION, FERGUSSON, DIAMETER 3.5MM, WORKING LENGTH 160 MM, TOTAL LENGTH 240 - 250MM, REUSABLE | SURGICAL INSTRUMENT TENDER
21064 | 4229350117000 | TUBE, SUCTION, FERGUSSON, DIAMETER 3MM, WORKING LENGTH 200 MM, TOTAL LENGTH 275 - 285MM, REUSABLE | SPECIALIZED INSTRUMENTATION FOR OPEN AND LAPAROSCOPIC SURGERIES
21065 | 4229350115600 | TUBE, SUCTION, FERGUSSON, DIAMETER 1.5MM, WORKING LENGTH 200 MM, TOTAL LENGTH 275 - 285MM, REUSABLE | SURGICAL INSTRUMENT TENDER
21066 | 4229350116900 | TUBE, SUCTION, FERGUSSON, DIAMETER 3MM, WORKING LENGTH 160 MM, TOTAL LENGTH 240 - 250MM, REUSABLE | SPECIALIZED INSTRUMENTATION FOR OPEN AND LAPAROSCOPIC SURGERIES
21067 | 4229350116500 | TUBE, SUCTION, FERGUSSON, DIAMETER 2.5MM, WORKING LENGTH 160 MM, TOTAL LENGTH 240 - 250MM, REUSABLE | SURGICAL INSTRUMENT TENDER
21068 | 4229350116400 | TUBE, SUCTION, FERGUSSON, DIAMETER 2.5MM, WORKING LENGTH 130 MM,TOTAL LENGTH 210 - 220MM, REUSABLE | SPECIALIZED INSTRUMENTATION FOR OPEN AND LAPAROSCOPIC SURGERIES
21069 | 4229350116300 | TUBE, SUCTION, FERGUSSON, DIAMETER 2.5MM, WORKING LENGTH 110 MM,TOTAL LENGTH 190 - 200MM, REUSABLE | SPECIALIZED INSTRUMENTATION FOR OPEN AND LAPAROSCOPIC SURGERIES
21070 | 4229350116100 | TUBE, SUCTION, FERGUSSON, DIAMETER 2MM, WORKING LENGTH 200 MM, TOTAL LENGTH 275 - 285MM, REUSABLE | SPECIALIZED INSTRUMENTATION FOR OPEN AND LAPAROSCOPIC SURGERIES
21071 | 4229350116000 | TUBE, SUCTION, FERGUSSON, DIAMETER 2MM, WORKING LENGTH 160 MM, TOTAL LENGTH 240 - 250MM, REUSABLE | SPECIALIZED INSTRUMENTATION FOR OPEN AND LAPAROSCOPIC SURGERIES
21072 | 4229350115900 | TUBE, SUCTION, FERGUSSON, DIAMETER 2MM, WORKING LENGTH 130 MM,TOTAL LENGTH 210 - 220MM, REUSABLE | SPECIALIZED INSTRUMENTATION FOR OPEN AND LAPAROSCOPIC SURGERIES
21073 | 4229350116800 | TUBE, SUCTION, FERGUSSON, DIAMETER 3MM, WORKING LENGTH 130 MM,TOTAL LENGTH 210 - 220MM, REUSABLE | SPECIALIZED INSTRUMENTATION FOR OPEN AND LAPAROSCOPIC SURGERIES
21074 | 4229351506900 | SUCTION TIP, NON ROTATABLE COMPATIBLE WITH GRADUATED SUCTION SYSTEM HANDLE, ASSORTED LENGTH AND DIAMETER, REUSEABLE | SURGICAL INSTRUMENT TENDER
21075 | 4229313302200 | BAR, HORIZONTAL , FOR BOOKWALTER RETRACTOR (OR EQUIVALENT), REUSABLE | SPECIALIZED INSTRUMENTATION FOR OPEN AND LAPAROSCOPIC SURGERIES
21076 | 4229313301900 | RING, SEGMENTED, ROUND/ CIRCLE, 1 PAIR, FOR BOOKWALTER RETRACTOR, ASSORTED SIZES, (OR EQUIVALENT), REUSABLE | SPECIALIZED INSTRUMENTATION FOR OPEN AND LAPAROSCOPIC SURGERIES
21077 | 4229310716200 | RETRACTOR, MINIMALLY INVASIVE, DIRECT CAB (MIDCAB)/MIDACCESS INTERNAL MAMMARY ARTERY (IMA) OR EQUIVALENT, LEFT OPEN, COMPLETE SYSTEM, REUSABLE | SPECIALIZED INSTRUMENTATION FOR OPEN AND LAPAROSCOPIC SURGERIES
21078 | 4229310716300 | RETRACTOR, MINIMAL INVASIVE, DOUBLE-HINGE 35X35MM/50X35MM, COMPLETE SYSTEM, (OR EQUIVALENT), REUSABLE | SPECIALIZED INSTRUMENTATION FOR OPEN AND LAPAROSCOPIC SURGERIES
21079 | 4229310716400 | RETRACTOR, MINIMAL INVASIVE, DOUBLE-HINGE 50 X40 MM / 70 X 40 MM, COMPLETE SYSTEM (OR EQUIVALENT), REUSABLE | SPECIALIZED INSTRUMENTATION FOR OPEN AND LAPAROSCOPIC SURGERIES
21080 | 4229310716500 | MINIMAL INVASIVE ATRIAL RETRACTOR, MITRAL VALVE, COMPLETE SYSTEM, REUSABLE | SPECIALIZED INSTRUMENTATION FOR OPEN AND LAPAROSCOPIC SURGERIES
21081 | 4229310716700 | SNUGGER ROD DIAMETER 1.2 - 1.5 MM TOTAL LENGTH 26 CM STAINLESS STEEL REUSABLE | SURGICAL INSTRUMENT TENDER
21082 | 4229310716800 | RETRACTOR, RIB, BURFORD-FINOCHIETTO/WITH 2 PAIRS OF BLADES, STAINLESS STEEL, SIZE: ADULT, REUSABLE | SPECIALIZED INSTRUMENTATION FOR OPEN AND LAPAROSCOPIC SURGERIES
21083 | 4229310717000 | RETRACTOR, MITRAL COSGROVE, STAINLESS STEEL, COMPLETE SYSTEM (OR EQUIVALENT), REUSABLE | SPECIALIZED INSTRUMENTATION FOR OPEN AND LAPAROSCOPIC SURGERIES
21084 | 4229310717100 | TUBE, SUCTION AND IRRIGATION WITH LATERAL HOLES SIZE 3.5 MM, LENGTH 20 CM, FOR USE WITH HANDLES, REUSABLE | SPECIALIZED INSTRUMENTATION FOR OPEN AND LAPAROSCOPIC SURGERIES
21085 | 4229310719200 | FAN RETRACTOR DISMANTLING RETRACTABLE SIZE 10 MM LENGTH 36 CM OPENING ANGLE IN EXTENDED POSITION APPROX. 60 DEGREE, REUSABLE | SPECIALIZED INSTRUMENTATION FOR OPEN AND LAPAROSCOPIC SURGERIES
21086 | 4229680254900 | CHISEL, CUTTING, FOMON/WITH GUIDE, BLADE WIDTH 4 MM, LENGTH 16 - 17 CM, REUSABLE | SPECIALIZED INSTRUMENTATION FOR OPEN AND LAPAROSCOPIC SURGERIES
21087 | 4229680191400 | RASPATORY, SCRAPING, WILLIGER/CURVED, BLADE SIZE: 5.0MM, LENGTH = 16.0CM, REUSABLE | SPECIALIZED INSTRUMENTATION FOR OPEN AND LAPAROSCOPIC SURGERIES
21088 | 4229680254800 | RETRACTOR, CHIN, OBWEGESER, STAINLESS STEEL, LENGTH 15 - 17 CM, REUSABLE | SPECIALIZED INSTRUMENTATION FOR OPEN AND LAPAROSCOPIC SURGERIES
21089 | 4229310720900 | RETRACTOR GROOVED HAND-HELD MALLEABLE BLADE BLADE WIDTH 2 CM ADJUSTABLE LENGTH MINIMUM 23 CM MAXIMUM 3 CM REUSABLE | SPECIALIZED INSTRUMENTATION FOR OPEN AND LAPAROSCOPIC SURGERIES
21090 | 4229310721000 | RETRACTOR GROOVED HAND-HELD MALLEABLE BLADE BLADE WIDTH 3 CM ADJUSTABLE LENGTH MINIMUM 23 CM MAXIMUM 30 CM REUSABLE | SPECIALIZED INSTRUMENTATION FOR OPEN AND LAPAROSCOPIC SURGERIES
21091 | 4229310721100 | HANDHELD MAMMARY ARTERY PROTECTOR DURING MINI STERNOTOMY, LENGTH = 230MM, DIAMETER = 25MM, REUSABLE | SPECIALIZED INSTRUMENTATION FOR OPEN AND LAPAROSCOPIC SURGERIES
21092 | 4229310721200 | BLADE, COOLEY ATRIAL, SMALL 20MM, MALLEABLE 6MM ROD, COMPATIBLE WITH COSGROVE RETRACTOR, REUSABLE | SURGICAL INSTRUMENT TENDER
21093 | 4229310721400 | ANGLED ARM, 24 INCH,FOR THOMPSON RETRACTOR, SIZE 11 X 13 INCH (OR EQUIVALENT), REUSABLE | SURGICAL INSTRUMENT TENDER
21094 | 4229310726700 | BLADE, COOLEY ATRIAL, LARGE 45MM, MALLEABLE 6MM ROD, COMPATIBLE WITH COSGROVE RETRACTOR, REUSABLE | SURGICAL INSTRUMENT TENDER
21095 | 4229310726600 | BLADE, COOLEY ATRIAL, LARGE, 45MM, 6MM ROD, COMPATIBLE WITH COSGROVE RETRACTOR, REUSABLE | SPECIALIZED INSTRUMENTATION FOR OPEN AND LAPAROSCOPIC SURGERIES
21096 | 4229310726500 | BLADE, BALFOUR, FOR BOOKWALTER RETRACTOR, ASSORTED SIZSES, (OR EQUIVALENT), REUSABLE | SPECIALIZED INSTRUMENTATION FOR OPEN AND LAPAROSCOPIC SURGERIES
21097 | 4229310726400 | RETRACTOR, TRACHEAL ITERSON, SHARP, TOTAL LENGTH 16 -17 CM, REUSABLE | SPECIALIZED INSTRUMENTATION FOR OPEN AND LAPAROSCOPIC SURGERIES
21098 | 4229310726200 | RETRACTOR, STRUCK RIB SPREADER FOR INFANT, FRAME ONLY,STAINLESS STEEL, REUSABLE | SPECIALIZED INSTRUMENTATION FOR OPEN AND LAPAROSCOPIC SURGERIES
21099 | 4229310726000 | RETRACTOR, RICHARDSON/KELLY, STAINLESS STEEL, TIP SIZE 65 X 41 MM, LENGTH 25 - 26 CM, REUSABLE | SPECIALIZED INSTRUMENTATION FOR OPEN AND LAPAROSCOPIC SURGERIES
21100 | 4229310716100 | RETRACTOR, MINIMALLY INVASIVE, DIRECT CAB (MIDCAB)/MIDACCESS INTERNAL MAMMARY ARTERY (IMA) OR EQUIVALENT, RIGHT OPEN, COMPLETE SYSTEM, REUSABLE | SPECIALIZED INSTRUMENTATION FOR OPEN AND LAPAROSCOPIC SURGERIES
21101 | 4229310725800 | RETRACTOR NERVE ROOT HESS WIDTH 5MM, 90 DEGREE, LENGTH 17 - 18 MM, REUSABLE | SPECIALIZED INSTRUMENTATION FOR OPEN AND LAPAROSCOPIC SURGERIES
21102 | 4229310725600 | RETRACTOR GIL VERNET VEIN 24.0 CM/8MM REUSABLE | SPECIALIZED INSTRUMENTATION FOR OPEN AND LAPAROSCOPIC SURGERIES
21103 | 4229310725500 | RETRACTOR GIL VERNET VEIN 24.0 CM/11MM, REUSABLE | SPECIALIZED INSTRUMENTATION FOR OPEN AND LAPAROSCOPIC SURGERIES
21104 | 4229310725400 | RETRACTOR FINOCHIETTO RIB SPREADER COMPLETE SET 100 MM, BLADES 28 X 30 MM WIDTH= 143 MM ALUMINUM REUSABLE | SPECIALIZED INSTRUMENTATION FOR OPEN AND LAPAROSCOPIC SURGERIES
21105 | 4229310725200 | RETRACTOR BLADE, COMPATIBLE WITH STRUCK RIB SPREADER, FOR INFANT FRAME, PAIR OF BLADES DEPTH 10 MM, WIDTH 15 MM, REUSABLE | SPECIALIZED INSTRUMENTATION FOR OPEN AND LAPAROSCOPIC SURGERIES
21106 | 4229310725100 | RETRACTOR, ALM SELF RETAINING, 4X4 TEETH BLUNT, LENGTH 10.0 CM, STAINLESS STEEL, REUSABLE | SPECIALIZED INSTRUMENTATION FOR OPEN AND LAPAROSCOPIC SURGERIES
21107 | 4229310725000 | RETRACTOR ADSON BABY SEMI SHARP 5 1/2, REUSABLE | SPECIALIZED INSTRUMENTATION FOR OPEN AND LAPAROSCOPIC SURGERIES
21108 | 4229310725700 | RETRACTOR LANGENBECK 230MM, SOLID DEPTH: 43MM WIDTH= 13MM REUSABLE | SPECIALIZED INSTRUMENTATION FOR OPEN AND LAPAROSCOPIC SURGERIES
21109 | 4229310716000 | SPREADER, RIB, FINOCHIETTO-BABY, STAINLESS STEEL, SIZE 14 MM X 15 MM X 75 MM, REUSABLE | SPECIALIZED INSTRUMENTATION FOR OPEN AND LAPAROSCOPIC SURGERIES
21110 | 4229310715900 | RETRACTOR/RIB SPREADER, MORSE, STAINLESS STEEL, PEDIATRIC, REUSABLE | SPECIALIZED INSTRUMENTATION FOR OPEN AND LAPAROSCOPIC SURGERIES
21111 | 4229310715800 | HOOK FOR NATHANSON LIVER RETRACTOR SIZE 6 - 6.5 MM (SMALL MEDIUM AND LARGE) REUSABLE | SURGICAL INSTRUMENT TENDER
21112 | 4229680256400 | FORCEPS, ETHMOIDAL, TAKAHASHI, CURVED, WORKING LENGTH 12 CM, TOTAL LENGTH 19 CM, STAINLESS STEEL, REUSABLE | SPECIALIZED INSTRUMENTATION FOR OPEN AND LAPAROSCOPIC SURGERIES
21113 | 4229680258200 | FORCEPS, PELLETS CARRYING, STAINLESS STEEL, LENGTH , REUSABLE | SPECIALIZED INSTRUMENTATION FOR OPEN AND LAPAROSCOPIC SURGERIES
21114 | 4229680191000 | PROBE, SURGICAL, TISSUE MANIPULATION, STAINLESS STEEL, BUTTON END, DIAMETER = 1.5MM, LENGTH = 16.0CM, REUSABLE | SPECIALIZED INSTRUMENTATION FOR OPEN AND LAPAROSCOPIC SURGERIES
21115 | 4229680258700 | FORCEPS, CLAMP, SPONGE HOLDING, FOERSTER/SERRATED/STRAIGHT, STAINLESS STEEL, LENGTH 17 - 19 CM, REUSABLE | SPECIALIZED INSTRUMENTATION FOR OPEN AND LAPAROSCOPIC SURGERIES
21116 | 4229680190900 | LEVER, PHALANGEAL, DRILLING, LENGTH = 16.0CM, REUSABLE | SPECIALIZED INSTRUMENTATION FOR OPEN AND LAPAROSCOPIC SURGERIES
21117 | 4229680190200 | FORCEPS, NAIL EXTRACTION, RADOLF, STAINLESS STEEL, LENGTH 13 - 14 CM, REUSABLE | SPECIALIZED INSTRUMENTATION FOR OPEN AND LAPAROSCOPIC SURGERIES
21118 | 4229680256300 | ELEVATOR, OBWEGESER/DOUBLE, STAINLESS STEEL, LENGTH 20 - 21 CM, REUSABLE | SPECIALIZED INSTRUMENTATION FOR OPEN AND LAPAROSCOPIC SURGERIES
21119 | 4229680190100 | PROBE, TISSUE MANIPULATION, STAINLESS STEEL, MYRTLE LEAF, DIAMETER 2 MM, LENGTH 14 - 15 CM, REUSABLE | SPECIALIZED INSTRUMENTATION FOR OPEN AND LAPAROSCOPIC SURGERIES
21120 | 4229680189800 | NEEDLE HOLDER, MICRO/CURVED/WITH LOCK, STAINLESS STEEL, LENGTH = 15.0CM, REUSABLE | SPECIALIZED INSTRUMENTATION FOR OPEN AND LAPAROSCOPIC SURGERIES
21121 | 4229680258800 | FORCEPS, CLAMP, GROSS MAIER/CURVED/GROOVED/SERRATED, WITH RATCHET, STAINLESS STEEL, LENGTH 22 - 23 CM, REUSABLE | SPECIALIZED INSTRUMENTATION FOR OPEN AND LAPAROSCOPIC SURGERIES
21122 | 4229680189700 | FORCEPS, MICRO, STRAIGHT, STAINLESS STEEL, LENGTH 15 CM, TIP SIZE: 6.0 MM X 0.3 MM, REUSABLE | SPECIALIZED INSTRUMENTATION FOR OPEN AND LAPAROSCOPIC SURGERIES
21123 | 4229680189600 | FORCEPS, MICRO, STRAIGHT, STAINLESS STEEL, LENGTH 15 CM, TIP SIZE: 6 MM X 0.4 MM, REUSABLE | SPECIALIZED INSTRUMENTATION FOR OPEN AND LAPAROSCOPIC SURGERIES
21124 | 4229680258900 | FORCEPS, CLAMP, KOCHER/STRAIGHT, STAINLESS STEEL, LENGTH 13 CM, 1X2, REUSABLE | SPECIALIZED INSTRUMENTATION FOR OPEN AND LAPAROSCOPIC SURGERIES
21125 | 4229680259100 | FORCEPS, CLAMP, PEAN/STRAIGHT/SHORT JAWS, STAINLESS STEEL, LENGTH 14 - 15 CM, REUSABLE | SPECIALIZED INSTRUMENTATION FOR OPEN AND LAPAROSCOPIC SURGERIES
21126 | 4229680189900 | SCISSORS, MICRO, SHARP-SHARP/STRAIGHT, STAINLESS STEEL, LENGTH = 15.0CM, REUSABLE | SPECIALIZED INSTRUMENTATION FOR OPEN AND LAPAROSCOPIC SURGERIES
21127 | 4229310726800 | BLADE, COOLEY ATRIAL, MEDIUM, 35MM, 6MM ROD, COMPATIBLE WITH COSGROVE RETRACTOR, REUSABLE | SPECIALIZED INSTRUMENTATION FOR OPEN AND LAPAROSCOPIC SURGERIES
21128 | 4229680256200 | ELEVATOR, RASPATORY/OBWEGESER, STAINLESS STEEL, DIAMETER 6 MM, LENGTH 20 - 21 CM, REUSABLE | SPECIALIZED INSTRUMENTATION FOR OPEN AND LAPAROSCOPIC SURGERIES
21129 | 4229680256000 | HOOKLET, DURA, FIXATION/TRACTION, GRAHAM/CURVED/BLUNT, LENGTH = 16.5CM, REUSABLE | SPECIALIZED INSTRUMENTATION FOR OPEN AND LAPAROSCOPIC SURGERIES
21130 | 4229310715700 | HOOK FOR NATHANSON LIVER RETRACTOR SIZE 5 MM (SMALL MEDIUM AND LARGE) REUSABLE | SURGICAL INSTRUMENT TENDER
21131 | 4229310715600 | LAPAROSCOPIC, LIVER RETRACTOR 5MM, GOLDEN FINGER, 36CM, REUSABLE | SPECIALIZED INSTRUMENTATION FOR OPEN AND LAPAROSCOPIC SURGERIES
21132 | 4229310715500 | RETRACTOR, COOLEY, MITRAL VALVE, HAND-HELD, DIFFERENT SIZES SMALL, MEDIUM, LARGE (OR EQUIVALENT), REUSABLE | SPECIALIZED INSTRUMENTATION FOR OPEN AND LAPAROSCOPIC SURGERIES
21133 | 4229680191300 | RASPATORY, SCRAPING, STRAIGHT/ROUND, BLADE SIZE: 5 MM, LENGTH 12 - 13 CM, REUSABLE | SPECIALIZED INSTRUMENTATION FOR OPEN AND LAPAROSCOPIC SURGERIES
21134 | 4229680255000 | CHISEL, CUTTING, PARTSCH, BLADE WIDTH 3 MM, LENGTH 13 - 14 CM, REUSABLE | SPECIALIZED INSTRUMENTATION FOR OPEN AND LAPAROSCOPIC SURGERIES
21135 | 4229680255100 | CHISEL, CUTTING, PARTSCH, BLADE WIDTH 4 MM, LENGTH 13 - 14 CM, REUSABLE | SPECIALIZED INSTRUMENTATION FOR OPEN AND LAPAROSCOPIC SURGERIES
21136 | 4229680256100 | HOOKLET, DURA, FIXATION/TRACTION, SACHS/CURVED/SHARP, LENGTH = 17.0CM, REUSABLE | SPECIALIZED INSTRUMENTATION FOR OPEN AND LAPAROSCOPIC SURGERIES
21137 | 4229680255200 | CHISEL, CUTTING, PARTSCH, BLADE WIDTH 5 MM, LENGTH 13 - 14 CM, REUSABLE | SPECIALIZED INSTRUMENTATION FOR OPEN AND LAPAROSCOPIC SURGERIES
21138 | 4229680255400 | FORCEPS, COLUMELL, COTTLE, STAINLESS STEEL, LENGTH 11 - 12 CM, REUSABLE | SPECIALIZED INSTRUMENTATION FOR OPEN AND LAPAROSCOPIC SURGERIES
21139 | 4229680255500 | RETRACTOR, CORONOID, STAINLESS STEEL, 1X1, REUSABLE | SPECIALIZED INSTRUMENTATION FOR OPEN AND LAPAROSCOPIC SURGERIES
21140 | 4229680191200 | RASPATORY, SCRAPING, KAHRE-WILLIGER/CURVED, BLADE SIZE: 5.0MM, REUSABLE | SPECIALIZED INSTRUMENTATION FOR OPEN AND LAPAROSCOPIC SURGERIES
21141 | 4229680255700 | DISSECTOR, SALYER/ANGULATED/LONG, STAINLESS STEEL, LENGTH 18 CM, REUSABLE | SPECIALIZED INSTRUMENTATION FOR OPEN AND LAPAROSCOPIC SURGERIES
21142 | 4229680255900 | FORCEPS, MEDIUM WIDE/SERRATED TIP STAINLESS STEEL, LENGTH 18 CM, REUSABLE | SPECIALIZED INSTRUMENTATION FOR OPEN AND LAPAROSCOPIC SURGERIES
21143 | 4229680191100 | RASPATORY, SCRAPING, KAHRE-WILLIGER/CURVED, BLADE SIZE: 4.0MM, REUSABLE | SPECIALIZED INSTRUMENTATION FOR OPEN AND LAPAROSCOPIC SURGERIES
21144 | 4229680255300 | RASPATORY, SCRAPING, CLEFT/PALATE/JABOMA, LENGTH = 17.0CM, REUSABLE | SPECIALIZED INSTRUMENTATION FOR OPEN AND LAPAROSCOPIC SURGERIES
21145 | 4229310726900 | BLADE, COOLEY ATRIAL, MEDIUM 35MM, MALLEABLE 6MM ROD, COMPATIBLE WITH COSGROVE RETRACTOR, REUSABLE | SURGICAL INSTRUMENT TENDER
21146 | 4229310727000 | BLADE, COOLEY ATRIAL, SMALL, 20MM, 6MM ROD, COMPATIBLE WITH COSGROVE RETRACTOR, REUSABLE | SPECIALIZED INSTRUMENTATION FOR OPEN AND LAPAROSCOPIC SURGERIES
21147 | 4229310727100 | RETRACTOR, COOLEY ATRIAL, TRICUSPID, HAND-HELD, DIFFERENT SIZES SMALL, MEDIUM, LARGE (OR EQUIVALENT), REUSABLE | SPECIALIZED INSTRUMENTATION FOR OPEN AND LAPAROSCOPIC SURGERIES
21148 | 4229310734200 | BLADE, MAYO, SWIVEL, FOR OMNI RETRACTOR, (OR EQUIVALENT), WIDTH SIZE: 2.5 CM , ASSORTED LENGTHS, REUSABLE | SURGICAL INSTRUMENT TENDER
21149 | 4229310734100 | BLADE, SWIVEL DEEP, FOR OCTOBASE RETRACTOR, REUSABLE | SURGICAL INSTRUMENT TENDER
21150 | 4229310734000 | BLADE, SWIVEL, STANDARD, FOR OCTOBASE RETRACTOR, REUSABLE | SURGICAL INSTRUMENT TENDER
21151 | 4229310733900 | BLADE, FIXED DEEP, FOR OCTOBASE RETRACTOR, REUSABLE | SURGICAL INSTRUMENT TENDER
21152 | 4229310733800 | BLADE, FIXED, STANDARD FOR OCTOBASE RETRACTOR, REUSABLE | SURGICAL INSTRUMENT TENDER
21153 | 4229310733700 | FRAME, WITH STAINLESS INSERTS, FOR OCTOBASE RETRACTOR, REUSABLE | SURGICAL INSTRUMENT TENDER
21154 | 4229310734300 | BLADE, RAKE, SWIVEL, FOR OMNI RETRACTOR, (OR EQUIVALENT), ASSORTED SIZES, REUSABLE | SURGICAL INSTRUMENT TENDER
21155 | 4229680254700 | RETRACTOR, MENTAL NERVE, ARNETT, STAINLESS STEEL, TIP SIZE: 6.5MM X 45.0MM, LENGTH = 22.0CM, CHIN OSTEOTOMY, REUSABLE | SPECIALIZED INSTRUMENTATION FOR OPEN AND LAPAROSCOPIC SURGERIES
21156 | 4229310733000 | RIB SPREADER, FLIP-OVER STYLE, SIZE S, 18 MM 45 MM 80 MM 90 MM, REUSABLE | SURGICAL INSTRUMENT TENDER
21157 | 4229310732900 | RIB SPREADER, FLIP-OVER STYLE, SIZE M, 18 MM 45 MM 90 MM 100 MM, REUSABLE | SURGICAL INSTRUMENT TENDER
21158 | 4229310732800 | RIB SPREADER, FLIP-OVER STYLE, SIZE L, 18 MM 55 MM 90 MM 85 MM, REUSABLE | SURGICAL INSTRUMENT TENDER
21159 | 4229310732700 | BLADE, RICHARDSON, FOR THOMPSON RETRACTOR, 57MM X 178MM, (OR EQUIVALENT), REUSABLE | SURGICAL INSTRUMENT TENDER
21160 | 4229310732600 | BLADE, MALLEABLE FINGER, FOR THOMPSON RETRACTOR, SIZE 152 MM, (OR EQUIVALENT), REUSABLE | SURGICAL INSTRUMENT TENDER
21161 | 4229310732500 | BLADE, MALLEABLE, FOR THOMPSON RETRACTOR, SIZE 76 MM X 254 MM, REUSABLE | SURGICAL INSTRUMENT TENDER
21162 | 4229310733100 | RIB SPREADER, FLIP-OVER STYLE, SIZE XS, 16 MM 30 MM 65 MM 75 MM, REUSABLE | SURGICAL INSTRUMENT TENDER
21163 | 4229310732400 | BLADE, MALLEABLE, FOR THOMPSON RETRACTOR, SIZE 64 MM X 254 MM, REUSABLE | SURGICAL INSTRUMENT TENDER
21164 | 4229310734400 | BLADE, RICHARDSON, SWIVEL, FOR OMNI RETRACTOR, (OR EQUIVALENT), ASSORTED SIZES, REUSABLE | SURGICAL INSTRUMENT TENDER
21165 | 4229310734600 | BLADE, MALLEABLE, FOR THOMPSON RETRACTOR, SIZE 51 MM X 102 MM, REUSABLE | SURGICAL INSTRUMENT TENDER
21166 | 4229313301800 | BLADE, MALLEABLE, BLADE 7.6 X ( 15 - 26 ) CM, FOR BOOKWALTER RETRACTOR (OR EQUIVALENT), REUSABLE | SPECIALIZED INSTRUMENTATION FOR OPEN AND LAPAROSCOPIC SURGERIES
21167 | 4229313301700 | BLADE, MALLEABLE, BLADE 5 X ( 15 - 25 ) CM, FOR BOOKWALTER RETRACTOR (OR EQUIVALENT), REUSABLE | SPECIALIZED INSTRUMENTATION FOR OPEN AND LAPAROSCOPIC SURGERIES
21168 | 4229313301600 | BLADE, MALLEABLE, BLADE 3.8 X 15 CM, FOR BOOKWALTER RETRACTOR (OR EQUIVALENT), REUSABLE | SPECIALIZED INSTRUMENTATION FOR OPEN AND LAPAROSCOPIC SURGERIES
21169 | 4229313301500 | FIELD POST, TABLE , FOR BOOKWALTER RETRACTOR, ASSORTED SIZES (OR EQUIVALENT), REUSABLE | SPECIALIZED INSTRUMENTATION FOR OPEN AND LAPAROSCOPIC SURGERIES
21170 | 4229313301300 | FRAME, FOR INTERCOSTAL THORACCESS MINIMAL INVASIVE RETRACTOR, WITH 3D ARM AND WIRE HOOK, STAINLESS STEEL, REUSABLE | SPECIALIZED INSTRUMENTATION FOR OPEN AND LAPAROSCOPIC SURGERIES
21171 | 4229313301200 | BLADE, HARRINGTON, FOR BOOKWALTER RETRACTOR, ASSORTED SIZES, (OR EQUIVALENT), REUSABLE | SPECIALIZED INSTRUMENTATION FOR OPEN AND LAPAROSCOPIC SURGERIES
21172 | 4229310734500 | CAM II CLIP-ON, FOR THOMPSON RETRACTOR, NON ANGLING, WITH HANDLE, (OR EQUIVALENT), ASSORTED SIZES, REUSABLE | SURGICAL INSTRUMENT TENDER
21173 | 4229680254600 | RETRACTOR, SOFT TISSUE, OBWEGESER/UPWARD, STAINLESS STEEL, TIP SIZE: 10 MM X 58 MM, LENGTH 21 - 24 CM, REUSABLE | SPECIALIZED INSTRUMENTATION FOR OPEN AND LAPAROSCOPIC SURGERIES
21174 | 4229310735200 | ELITE II RAIL CLAMP, FOR THOMPSON RETRACTOR, WITH TWO 1/2 INCH CAM JOINTS, (OR EQUIVALENT), ASSORTED SIZES, REUSABLE | SURGICAL INSTRUMENT TENDER
21175 | 4229310735100 | 12 INCH ANGLED ARM,FOR THOMPSON RETRACTOR, SIZE (6X6) INCH, (OR EQUIVALENT), REUSABLE | SURGICAL INSTRUMENT TENDER
21176 | 4229310735000 | BLADE, BALFOUR, FOR THOMPSON RETRACTOR , SIZE 51 MM X 51 MM WITHOUT LIPS, (OR EQUIVALENT), REUSABLE | SURGICAL INSTRUMENT TENDER
21177 | 4229310734900 | BLADE, BALFOUR, FOR THOMPSON RETRACTOR , SIZE 70 MM X 51 MM WITHOUT LIPS, (OR EQUIVALENT), REUSABLE | SURGICAL INSTRUMENT TENDER
21178 | 4229310734800 | BLADE, DEAVER, FOR THOMPSON RETRACTOR, ASSORTED SIZES, (OR EQUIVALENT), REUSABLE | SURGICAL INSTRUMENT TENDER
21179 | 4229310734700 | BLADE, KELLY FOR THOMPSON RETRACTOR, SIZE( 38 - 51 ) MM X (50 - 64 )MM, (OR EQUIVALENT), REUSABLE | SURGICAL INSTRUMENT TENDER
21180 | 4229310735300 | INSERTION TOOL, FOR PENILE PROSTHESIS, REUSABLE | SURGICAL INSTRUMENT TENDER
21181 | 4229313302100 | POST COUPLER, FOR BOOKWALTER RETRACTOR, (OR EQUIVALENT), REUSABLE | SPECIALIZED INSTRUMENTATION FOR OPEN AND LAPAROSCOPIC SURGERIES
21182 | 4229310732300 | BLADE, MALLEABLE, FOR THOMPSON RETRACTOR, SIZE 51 MM X 203 MM, REUSABLE | SURGICAL INSTRUMENT TENDER
21183 | 4229310732100 | BLADE, MALLEABLE, FOR THOMPSON RETRACTOR, SIZE 25 MM X 102 MM, REUSABLE | SURGICAL INSTRUMENT TENDER
21184 | 4229310730200 | MICRO ADJUSTMENT CLIP II, FOR THOMPSON RETRACTOR, ANGLING, (OR EQUIVALENT), ASSORTED LENGTH, REUSABLE | SURGICAL INSTRUMENT TENDER
21185 | 4229310730100 | ELITE II RAIL CLAMP, FOR THOMPSON RETRACTOR, WITH 2 CAM JOINTS, (OR EQUIVALENT), ASSORTED SIZES, REUSABLE | SURGICAL INSTRUMENT TENDER
21186 | 4229310730000 | CAM II CLIP-ON, FOR THOMPSON RETRACTOR, WITH ANGLING HEAD (OR EQUIVALENT), ASSORTED SIZES, REUSABLE | SURGICAL INSTRUMENT TENDER
21187 | 4229310729900 | CAM I JOINT, SERRATED AND NON SERRATED, FOR THOMPSON RETRACTOR, (OR EQUIVALENT), REUSABLE | SURGICAL INSTRUMENT TENDER
21188 | 4229310729800 | BILATERAL CROSSBAR, HINGED, FOR THOMPSON RETRACTOR, (OR EQUIVALENT), REUSABLE | SURGICAL INSTRUMENT TENDER
21189 | 4229310729600 | ANGLING HEAD WRENCH, FOR THOMPSON RETRACTOR, (OR EQUIVALENT), REUSABLE | SURGICAL INSTRUMENT TENDER
21190 | 4229310730300 | S-LOCK MICRO ADJUSTMENT CLIP, FOR THOMPSON RETRACTOR, ANGLING, (OR EQUIVALENT), ASSORTED LENGTH, REUSABLE | SURGICAL INSTRUMENT TENDER
21191 | 4229310729400 | RETRACTOR, SCAPULA, DAVIDSON/FENESTRATED, DEPTH 75 - 80 MM, WIDTH 54 MM, TOTAL LENGTH 19 -20 CM, STAINLESS STEEL, REUSABLE | SPECIALIZED INSTRUMENTATION FOR OPEN AND LAPAROSCOPIC SURGERIES
21192 | 4229310728200 | BLADE, FINGER FENCE, FOR OMNI RETRACTOR, (OR EQUIVALENT), REUSABLE | SPECIALIZED INSTRUMENTATION FOR OPEN AND LAPAROSCOPIC SURGERIES
21193 | 4229310727700 | RETRACTOR, NERVE ROOT, LOVE, STAINLESS STEEL, ANGLED: 90 DEGREE, LENGTH 18 - 21 CM, REUSABLE | SPECIALIZED INSTRUMENTATION FOR OPEN AND LAPAROSCOPIC SURGERIES
21194 | 4229310727600 | RETRACTOR, NERVE ROOT, LOVE, STAINLESS STEEL, ANGLED: 45 DEGREE, LENGTH 18 - 21 CM, REUSABLE | SPECIALIZED INSTRUMENTATION FOR OPEN AND LAPAROSCOPIC SURGERIES
21195 | 4229310727500 | RETRACTOR, LIP, ORINGER/NO.3, STAINLESS STEEL, LENGTH = 11CM, REUSABLE | SPECIALIZED INSTRUMENTATION FOR OPEN AND LAPAROSCOPIC SURGERIES
21196 | 4229310727400 | RETRACTOR, LIP, ORINGER/NO.1, STAINLESS STEEL, LENGTH = 10CM, REUSABLE | SPECIALIZED INSTRUMENTATION FOR OPEN AND LAPAROSCOPIC SURGERIES
21197 | 4229310727200 | RETRACTOR, COOLEY STERNUM XL, STAINLESS STEEL, 15-35 MM X10 CM BLADES, 18 CM ARMS, 18 CM SPREAD, REUSABLE | SPECIALIZED INSTRUMENTATION FOR OPEN AND LAPAROSCOPIC SURGERIES
21198 | 4229310728900 | BLADE, MALLEABLE SLOTTED, SWIVEL, FOR OMNI RETRACTOR (OR EQUIVALENT), WIDTH SIZE: 1 - 2 CM, ASSORTED LENGTHS, REUSABLE | SURGICAL INSTRUMENT TENDER
21199 | 4229310732200 | BLADE, MALLEABLE, FOR THOMPSON RETRACTOR, SIZE 25 MM X 203 MM, REUSABLE | SURGICAL INSTRUMENT TENDER
21200 | 4229310730400 | S-LOCK MICRO ADJUSTMENT CLIP, FOR THOMPSON RETRACTOR, NON-ANGLING, (OR EQUIVALENT), ASSORTED LENGTH, REUSABLE | SURGICAL INSTRUMENT TENDER
21201 | 4229310730600 | ANGLED ARM, 24 INCH,FOR THOMPSON RETRACTOR, SIZE 8 X 16 INCH (OR EQUIVALENT), REUSABLE | SURGICAL INSTRUMENT TENDER
21202 | 4229310732000 | BLADE, MALLEABLE, FOR THOMPSON RETRACTOR, SIZE 13.0 MM X 64 MM, REUSABLE | SURGICAL INSTRUMENT TENDER
21203 | 4229310731900 | BLADE, MALLEABLE, FOR THOMPSON RETRACTOR, SIZE 13 MM X 203 MM, REUSABLE | SURGICAL INSTRUMENT TENDER
21204 | 4229310731800 | BLADE, MALLEABLE, FOR THOMPSON RETRACTOR, SIZE 13.0 MM X 152 MM, REUSABLE | SURGICAL INSTRUMENT TENDER
21205 | 4229310731700 | BLADE, MALLEABLE, FOR THOMPSON RETRACTOR, SIZE 102 MM X 254 MM, REUSABLE | SURGICAL INSTRUMENT TENDER
21206 | 4229310731600 | BLADE, KELLYFOR THOMPSON RETRACTOR, SIZE 89MM X 76MM, (OR EQUIVALENT), REUSABLE | SURGICAL INSTRUMENT TENDER
21207 | 4229310731500 | BLADE, HARRINGTON, FOR THOMPSON RETRACTOR, 64MM X 152MM, (OR EQUIVALENT), REUSABLE | SURGICAL INSTRUMENT TENDER
21208 | 4229310730500 | ANGLED ARM, 18 INCH,FOR THOMPSON RETRACTOR, SIZE 8 X 10 INCH (OR EQUIVALENT), REUSABLE | SURGICAL INSTRUMENT TENDER
21209 | 4229310731400 | BLADE, BALFOUR, FOR THOMPSON RETRACTOR , SIZE 83 MM X 76 MM, (OR EQUIVALENT), REUSABLE | SURGICAL INSTRUMENT TENDER
21210 | 4229310731200 | BLADE, BALFOUR, FOR THOMPSON RETRACTOR , SIZE 83 MM X 57 MM, (OR EQUIVALENT), REUSABLE | SURGICAL INSTRUMENT TENDER
21211 | 4229310731100 | BLADE, BALFOUR, FOR THOMPSON RETRACTOR , SIZE 83 MM X 127 MM, (OR EQUIVALENT), REUSABLE | SURGICAL INSTRUMENT TENDER
21212 | 4229310731000 | BLADE, BALFOUR, FOR THOMPSON RETRACTOR , SIZE 70 MM X 76 MM WITHOUT LIPS, (OR EQUIVALENT), REUSABLE | SURGICAL INSTRUMENT TENDER
21213 | 4229310730900 | BLADE, BALFOUR, FOR THOMPSON RETRACTOR , SIZE 30 MM X 30 MM, (OR EQUIVALENT), REUSABLE | SURGICAL INSTRUMENT TENDER
21214 | 4229310730800 | BLADE, BALFOUR, FOR THOMPSON RETRACTOR , SIZE 114 MM X 57 MM, (OR EQUIVALENT), REUSABLE | SURGICAL INSTRUMENT TENDER
21215 | 4229310730700 | BLADE, BALFOUR, FOR THOMPSON RETRACTOR , SIZE 102 MM X 57 MM, (OR EQUIVALENT), REUSABLE | SURGICAL INSTRUMENT TENDER
21216 | 4229310731300 | BLADE, BALFOUR, FOR THOMPSON RETRACTOR , SIZE 83 MM X 76 MM WITHOUT LIPS, (OR EQUIVALENT), REUSABLE | SURGICAL INSTRUMENT TENDER
21217 | 4229351507000 | SUCTION TIP, ROTATABLE COMPATIBLE WITH GRADUATED SUCTION SYSTEM HANDLE, ASSORTED LENGTH AND DIAMETER, REUSEABLE | SURGICAL INSTRUMENT TENDER
21218 | 4229680241500 | RETRACTOR, DISCECTOMY, RETRACTOR, WILLIAMS/LEFT, STAINLESS STEEL, TIP SIZE: 1.0CM X 5.0CM, REUSABLE | SPECIALIZED INSTRUMENTATION FOR OPEN AND LAPAROSCOPIC SURGERIES
21219 | 4229680240800 | FORCEPS, CLAMP, SPONGE HOLDING, RAMPLEY/STRAIGHT, STAINLESS STEEL, LENGTH 24 - 25 CM, REUSABLE | SPECIALIZED INSTRUMENTATION FOR OPEN AND LAPAROSCOPIC SURGERIES
21220 | 4229680214300 | FORCEPS, MICRO, ADSON, STAINLESS STEEL, LENGTH 15 CM, TEETH: 1X2, REUSABLE | SPECIALIZED INSTRUMENTATION FOR OPEN AND LAPAROSCOPIC SURGERIES
21221 | 4229680214100 | FORCEPS, CLAMP, KOCHER/STRAIGHT, STAINLESS STEEL, LENGTH 16 - 17 CM, 1X2, REUSABLE | SPECIALIZED INSTRUMENTATION FOR OPEN AND LAPAROSCOPIC SURGERIES
21222 | 4229680214000 | FORCEPS, CLAMP, KOCHER/CURVED, STAINLESS STEEL, LENGTH 20 CM, 1X2, REUSABLE | SPECIALIZED INSTRUMENTATION FOR OPEN AND LAPAROSCOPIC SURGERIES
21223 | 4229680213900 | FORCEPS, CLAMP, GROSS MAIER/STRAIGHT/GROOVED/SERRATED, WITH RATCHET, STAINLESS STEEL, LENGTH 20 - 21 CM, REUSABLE | SPECIALIZED INSTRUMENTATION FOR OPEN AND LAPAROSCOPIC SURGERIES
21224 | 4229680213800 | FORCEPS, CLAMP, SPONGE HOLDING, FOERSTER/SERRATED/CURVED, STAINLESS STEEL, LENGTH 24 - 25 CM, REUSABLE | SPECIALIZED INSTRUMENTATION FOR OPEN AND LAPAROSCOPIC SURGERIES
21225 | 4229680213700 | FORCEPS, CLAMP, SPONGE HOLDING, FOERSTER/SERRATED/CURVED, STAINLESS STEEL, LENGTH 20 - 21 CM, REUSABLE | SPECIALIZED INSTRUMENTATION FOR OPEN AND LAPAROSCOPIC SURGERIES
21226 | 4229680213600 | FORCEPS, CLAMP, DANDY, CURVED, STAINLESS STEEL, LENGTH 14 - 15 CM, REUSABLE | SPECIALIZED INSTRUMENTATION FOR OPEN AND LAPAROSCOPIC SURGERIES
21227 | 4229680213500 | FORCEPS, HEMOSTATIC, CRILE/CURVED, STAINLESS STEEL, LENGTH = 14.5CM, TEETH: 1X1, REUSABLE | SPECIALIZED INSTRUMENTATION FOR OPEN AND LAPAROSCOPIC SURGERIES
21228 | 4229680213400 | FORCEPS, BURR HOLE, STAINLESS STEEL, LENGTH 20 CM, REUSABLE | SPECIALIZED INSTRUMENTATION FOR OPEN AND LAPAROSCOPIC SURGERIES
21229 | 4229680213300 | FORCEPS, TISSUE, ADLERKREUTZ, STAINLESS STEEL, LENGTH 20 - 21 CM, TEETH: 2X3, REUSABLE | SPECIALIZED INSTRUMENTATION FOR OPEN AND LAPAROSCOPIC SURGERIES
21230 | 4229680213200 | HOLDING ATTACHMENT FOR 2 FLEXIBLE ARMS FOR LEYLA RETRACTOR STAINLESS STEEL REUSABLE | SPECIALIZED INSTRUMENTATION FOR OPEN AND LAPAROSCOPIC SURGERIES
21231 | 4229680213100 | HOLDING ATTACHMENT FOR 1 FLEXIBLE ARM FOR LEYLA RETRACTOR STAINLESS STEEL ASSORTED TYPES REUSABLE | SPECIALIZED INSTRUMENTATION FOR OPEN AND LAPAROSCOPIC SURGERIES
21232 | 4229680213000 | FLEXIBLE ARM FOR LEYLA RETRACTOR STAINLESS STEEL REUSABLE | SPECIALIZED INSTRUMENTATION FOR OPEN AND LAPAROSCOPIC SURGERIES
21233 | 4229680212900 | FORCEPS, GRASPING, TUMOR/TOENNIS WITH SMALL RING, STAINLESS STEEL, REUSABLE | SPECIALIZED INSTRUMENTATION FOR OPEN AND LAPAROSCOPIC SURGERIES
21234 | 4229680212800 | FORCEPS, GRASPING, TUMOR/TOENNIS WITH MEDIUM RING, STAINLESS STEEL, REUSABLE | SPECIALIZED INSTRUMENTATION FOR OPEN AND LAPAROSCOPIC SURGERIES
21235 | 4229680212700 | EXTENSION, HUDSON, PIECE, REUSABLE | SPECIALIZED INSTRUMENTATION FOR OPEN AND LAPAROSCOPIC SURGERIES
21236 | 4229680212600 | ELEVATOR, WILLIGER, STAINLESS STEEL, DIAMETER 7 MM, LENGTH 16 - 18 CM, REUSABLE | SPECIALIZED INSTRUMENTATION FOR OPEN AND LAPAROSCOPIC SURGERIES
21237 | 4229680210500 | DISTRACTOR, INTERVERTEBRAL EXPOSURE, CASPAR/LEFT, LENGTH = 11.0CM, REUSABLE | SPECIALIZED INSTRUMENTATION FOR OPEN AND LAPAROSCOPIC SURGERIES
21238 | 4229680210600 | DISTRACTOR, INTERVERTEBRAL EXPOSURE, CASPAR/RIGHT, LENGTH = 11.0CM, REUSABLE | SPECIALIZED INSTRUMENTATION FOR OPEN AND LAPAROSCOPIC SURGERIES
21239 | 4229680210700 | FORCEPS, DRESSING, FINE, SERRATED TIP/STRAIGHT, STAINLESS STEEL, LENGTH 10 - 11 CM, REUSABLE | SPECIALIZED INSTRUMENTATION FOR OPEN AND LAPAROSCOPIC SURGERIES
21240 | 4229680211300 | DISSECTOR, DURA/DOUBLE ENDED, SHARP/ SHARP, STAINLESS STEEL, LENGTH 22 CM, REUSABLE | SPECIALIZED INSTRUMENTATION FOR OPEN AND LAPAROSCOPIC SURGERIES
21241 | 4229680211400 | DISSECTOR, DURA/PENFIELD, STAINLESS STEEL, SIZE: 1, LENGTH 17 - 18 CM, REUSABLE | SPECIALIZED INSTRUMENTATION FOR OPEN AND LAPAROSCOPIC SURGERIES
21242 | 4229680211500 | DISSECTOR, DURA/PENFIELD, STAINLESS STEEL, SIZE: 2, LENGTH 19 - 20 CM, REUSABLE | SPECIALIZED INSTRUMENTATION FOR OPEN AND LAPAROSCOPIC SURGERIES
21243 | 4229680214400 | FORCEPS, CLAMP, MOSQUITO/STRAIGHT, STAINLESS STEEL, LENGTH 20 - 21 CM, TEETH: 1X2, REUSABLE | SPECIALIZED INSTRUMENTATION FOR OPEN AND LAPAROSCOPIC SURGERIES
21244 | 4229680211600 | DISSECTOR, DURA/PENFIELD, STAINLESS STEEL, SIZE: 3, LENGTH 19 - 20 CM, REUSABLE | SPECIALIZED INSTRUMENTATION FOR OPEN AND LAPAROSCOPIC SURGERIES
21245 | 4229680211900 | HOOKLET, DURA, FIXATION/TRACTION, 90 DEGREES/SHARP/CURVED, LENGTH 19 - 20 CM, REUSABLE | SPECIALIZED INSTRUMENTATION FOR OPEN AND LAPAROSCOPIC SURGERIES
21246 | 4229680212100 | SCISSORS, VASCULAR, DURA/SCHMIDEN-TAYLOR, STAINLESS STEEL, LENGTH = 16.5CM, REUSABLE | SPECIALIZED INSTRUMENTATION FOR OPEN AND LAPAROSCOPIC SURGERIES
21247 | 4229680212200 | DISSECTOR, OLIVECRONA/DURA/DOUBLE, STAINLESS STEEL, LENGTH 18 CM, REUSABLE | SPECIALIZED INSTRUMENTATION FOR OPEN AND LAPAROSCOPIC SURGERIES
21248 | 4229680212300 | FORCEPS, EAR DRESSING, JANSEN/BAYONET, STAINLESS STEEL, LENGTH 16 - 17 CM, REUSABLE | SPECIALIZED INSTRUMENTATION FOR OPEN AND LAPAROSCOPIC SURGERIES
21249 | 4229680212400 | FORCEPS, EAR DRESSING, JANSEN/BAYONET, STAINLESS STEEL, LENGTH 21 - 22 CM, REUSABLE | SPECIALIZED INSTRUMENTATION FOR OPEN AND LAPAROSCOPIC SURGERIES
21250 | 4229680212500 | ELEVATOR, QUERVAIN, STAINLESS STEEL, DIAMETER 6 MM, LENGTH 18 - 20 CM, REUSABLE | SPECIALIZED INSTRUMENTATION FOR OPEN AND LAPAROSCOPIC SURGERIES
21251 | 4229680211700 | DISSECTOR, DURA/PENFIELD, STAINLESS STEEL, SIZE: 4, LENGTH 20 - 22 CM, REUSABLE | SPECIALIZED INSTRUMENTATION FOR OPEN AND LAPAROSCOPIC SURGERIES
21252 | 4229680214500 | FORCEPS, CLAMP, PEAN/DELICATE/STRAIGHT, STAINLESS STEEL, LENGTH 17 - 18 CM, REUSABLE | SPECIALIZED INSTRUMENTATION FOR OPEN AND LAPAROSCOPIC SURGERIES
21253 | 4229680214600 | FORCEPS, STILLE-BARRAYA, STAINLESS STEEL, LENGTH 18 - 20 CM, TEETH: 3X4, REUSABLE | SPECIALIZED INSTRUMENTATION FOR OPEN AND LAPAROSCOPIC SURGERIES
21254 | 4229680214700 | RETRACTOR, GALEA, HOOK/YASARGIL, STAINLESS STEEL, LENGTH 30 - 32 CM, REUSABLE | SPECIALIZED INSTRUMENTATION FOR OPEN AND LAPAROSCOPIC SURGERIES
21255 | 4229680217000 | HOOK, SKULL BASE SURGERY, MIKAEEL/#11/45 DEGREE/BAYONET, LENGTH = 23.0CM, REUSABLE | SPECIALIZED INSTRUMENTATION FOR OPEN AND LAPAROSCOPIC SURGERIES
21256 | 4229680194700 | FORCEPS, TOWEL, BACKHAUS/SHARP, STAINLESS STEEL, LENGTH 9 - 11 CM, REUSABLE | SPECIALIZED INSTRUMENTATION FOR OPEN AND LAPAROSCOPIC SURGERIES
21257 | 4229680194600 | FORCEPS, CLAMP, TENDON INTERLACING, STRAIGHT, STAINLESS STEEL, LENGTH 15 CM, REUSABLE | SPECIALIZED INSTRUMENTATION FOR OPEN AND LAPAROSCOPIC SURGERIES
21258 | 4222160600100 | CLAMP, CASTANEDA, NEONATAL CURVED, ASSORTED WIDTH AND LENGTH, REUSABLE | SPECIALIZED INSTRUMENTATION FOR OPEN AND LAPAROSCOPIC SURGERIES
21259 | 4229680217100 | PROBE, WAGENER EAR HOOK, STAINLESS STEEL, DIAMETER 5 MM, LENGTH 14 - 15 CM, REUSABLE | SPECIALIZED INSTRUMENTATION FOR OPEN AND LAPAROSCOPIC SURGERIES
21260 | 4229680217500 | HOOKLET, NEUROSURGERY, FIXATION/TRACTION, CASPAR/45 DEGREES, TIP SIZE: 11.0MM, LENGTH = 24.5CM, REUSABLE | SPECIALIZED INSTRUMENTATION FOR OPEN AND LAPAROSCOPIC SURGERIES
21261 | 4229680216900 | HOOK, SKULL BASE SURGERY, MIKAEEL/#1/45 DEGREE/BAYONET, LENGTH = 23.0CM, REUSABLE | SPECIALIZED INSTRUMENTATION FOR OPEN AND LAPAROSCOPIC SURGERIES
21262 | 4229680217600 | HOOKLET, NEUROSURGERY, FIXATION/TRACTION, CASPAR/90 DEGREES, TIP SIZE: 5.0MM, LENGTH = 24.5CM, REUSABLE | SPECIALIZED INSTRUMENTATION FOR OPEN AND LAPAROSCOPIC SURGERIES
21263 | 4229680217800 | HOOKLET, NEUROSURGERY, FIXATION/TRACTION, CASPAR/90 DEGREES, TIP SIZE: 9.0MM, LENGTH = 24.5CM, REUSABLE | SPECIALIZED INSTRUMENTATION FOR OPEN AND LAPAROSCOPIC SURGERIES
21264 | 4229680217900 | HAND DRILL, HUDSON, BRACE, REUSABLE | SPECIALIZED INSTRUMENTATION FOR OPEN AND LAPAROSCOPIC SURGERIES
21265 | 4229680218100 | TRAY, INSTRUMENT, SIZE 21 CM X 16 CM X 1 CM, STAINLESS STEEL, REUSABLE | SPECIALIZED INSTRUMENTATION FOR OPEN AND LAPAROSCOPIC SURGERIES
21266 | 4229680218200 | SCISSORS, SURGICAL, IRIS/SHARP-SHARP/CURVED, STAINLESS STEEL, LENGTH = 12.5CM, REUSABLE | SPECIALIZED INSTRUMENTATION FOR OPEN AND LAPAROSCOPIC SURGERIES
21267 | 4229680218400 | LID, MODULE CONTAINER, STORAGE, REUSABLE | SPECIALIZED INSTRUMENTATION FOR OPEN AND LAPAROSCOPIC SURGERIES
21268 | 4229680220500 | HANDLE, DEPTH MEASUREMENT, FOR CASPAR/CERVICAL RETRACTOR SYSTEM, REUSABLE | SPECIALIZED INSTRUMENTATION FOR OPEN AND LAPAROSCOPIC SURGERIES
21269 | 4229680217700 | HOOKLET, NEUROSURGERY, FIXATION/TRACTION, CASPAR/90 DEGREES, TIP SIZE: 7.0MM, LENGTH = 24.5CM, REUSABLE | SPECIALIZED INSTRUMENTATION FOR OPEN AND LAPAROSCOPIC SURGERIES
21270 | 4229680210300 | DISSECTOR, MIKAEEL/BAYONET/LEFT, STAINLESS STEEL, LENGTH 23 CM, REUSABLE | SPECIALIZED INSTRUMENTATION FOR OPEN AND LAPAROSCOPIC SURGERIES
21271 | 4229680216800 | HOLDER, BONE GRAFT/CASPAR, REUSABLE | SPECIALIZED INSTRUMENTATION FOR OPEN AND LAPAROSCOPIC SURGERIES
21272 | 4229680216200 | HANDLE, CASPAR BLADE, HAND-HELD, CERVICAL VERTEBRAL COLUMN, REUSABLE | SPECIALIZED INSTRUMENTATION FOR OPEN AND LAPAROSCOPIC SURGERIES
21273 | 4229680214800 | RETRACTOR, GALEA, HOOK/YASARGIL, STAINLESS STEEL, LENGTH 40 - 42 CM, REUSABLE | SPECIALIZED INSTRUMENTATION FOR OPEN AND LAPAROSCOPIC SURGERIES
21274 | 4229680214900 | FORCEPS, TISSUE, HUNT/BAYONET RING, STAINLESS STEEL, LENGTH = 20.0CM, TIP WIDTH= 5.0MM, REUSABLE | SPECIALIZED INSTRUMENTATION FOR OPEN AND LAPAROSCOPIC SURGERIES
21275 | 4229680215000 | FORCEPS, TISSUE, RING HEIFETZ/BAYONET, STAINLESS STEEL, LENGTH = 22.0CM, TIP WIDTH= 3.0MM, REUSABLE | SPECIALIZED INSTRUMENTATION FOR OPEN AND LAPAROSCOPIC SURGERIES
21276 | 4229680215100 | FORCEPS, TISSUE, YASARGIL/BAYONET, STAINLESS STEEL, LENGTH = 20.0CM, TIP WIDTH= 3.0MM, REUSABLE | SPECIALIZED INSTRUMENTATION FOR OPEN AND LAPAROSCOPIC SURGERIES
21277 | 4229680215200 | FORCEPS, TISSUE, YASARGIL-SAMII/BAYONET, STAINLESS STEEL, LENGTH = 24.0CM, TIP WIDTH= 7.0MM, REUSABLE | SPECIALIZED INSTRUMENTATION FOR OPEN AND LAPAROSCOPIC SURGERIES
21278 | 4229680215300 | GROOVED, DIRECTOR, DOYEN/CURVED, STAINLESS STEEL, LENGTH 14 - 15 CM, REUSABLE | SPECIALIZED INSTRUMENTATION FOR OPEN AND LAPAROSCOPIC SURGERIES
21279 | 4229680216700 | ROD, HOLDING, FOR LEYLA RETRACTOR, STAINLESS STEEL, REUSABLE | SPECIALIZED INSTRUMENTATION FOR OPEN AND LAPAROSCOPIC SURGERIES
21280 | 4229680215400 | GUIDE, NEEDLE, STRONGLY CURVED/KNIFE SHAPE, STAINLESS STEEL, SIZE 10 CH, REUSABLE | SPECIALIZED INSTRUMENTATION FOR OPEN AND LAPAROSCOPIC SURGERIES
21281 | 4229680215600 | GUIDE, NEEDLE, STRONGLY CURVED/KNIFE SHAPE, STAINLESS STEEL, SIZE 14 CH, REUSABLE | SPECIALIZED INSTRUMENTATION FOR OPEN AND LAPAROSCOPIC SURGERIES
21282 | 4229680215700 | GUIDE, NEEDLE, STRONGLY CURVED/KNIFE SHAPE, STAINLESS STEEL, SIZE 8 CH, REUSABLE | SPECIALIZED INSTRUMENTATION FOR OPEN AND LAPAROSCOPIC SURGERIES
21283 | 4229680215800 | FORCEPS, CLAMP, KELLY/SLIGHTLY CURVED, STAINLESS STEEL, LENGTH 14 CM, REUSABLE | SPECIALIZED INSTRUMENTATION FOR OPEN AND LAPAROSCOPIC SURGERIES
21284 | 4229680215900 | FORCEPS, CLAMP, PROVIDENCE /STRAIGHT, STAINLESS STEEL, LENGTH 13 - 14 CM, REUSABLE | SPECIALIZED INSTRUMENTATION FOR OPEN AND LAPAROSCOPIC SURGERIES
21285 | 4229680216000 | FORCEPS, CLAMP, PEAN/STRAIGHT, STAINLESS STEEL, LENGTH 26 - 27 CM, REUSABLE | SPECIALIZED INSTRUMENTATION FOR OPEN AND LAPAROSCOPIC SURGERIES
21286 | 4229680216100 | HAND DRILL, HUDSON, COMPLETE, TOTAL LENGTH 28 CM, REUSABLE | SPECIALIZED INSTRUMENTATION FOR OPEN AND LAPAROSCOPIC SURGERIES
21287 | 4229680215500 | GUIDE, NEEDLE, STRONGLY CURVED/KNIFE SHAPE, STAINLESS STEEL, SIZE 12 CH, REUSABLE | SPECIALIZED INSTRUMENTATION FOR OPEN AND LAPAROSCOPIC SURGERIES
21288 | 4229680210200 | DISSECTOR, MIKAEEL/BAYONET/RIGHT, STAINLESS STEEL, LENGTH 23 CM, REUSABLE | SPECIALIZED INSTRUMENTATION FOR OPEN AND LAPAROSCOPIC SURGERIES
21289 | 4229680210100 | SCISSORS, MAYO LEXER/STRAIGHT, STAINLESS STEEL, LENGTH 16 CM, REUSABLE | SPECIALIZED INSTRUMENTATION FOR OPEN AND LAPAROSCOPIC SURGERIES
21290 | 4229680209900 | FORCEPS, WAUGH, STAINLESS STEEL, 1X2, LENGTH 20.0CM,REUSABLE | SPECIALIZED INSTRUMENTATION FOR OPEN AND LAPAROSCOPIC SURGERIES
21291 | 4229680203200 | CURETTE, BONE, DAUBENSPECK, SIZE:NO.000, STAINLESS STEEL, LENGTH 20 - 21 CM, REUSABLE | SPECIALIZED INSTRUMENTATION FOR OPEN AND LAPAROSCOPIC SURGERIES
21292 | 4229680203300 | CURETTE, BONE, DAUBENSPECK, SIZE:NO.0000, STAINLESS STEEL, LENGTH 20 - 21 CM, REUSABLE | SPECIALIZED INSTRUMENTATION FOR OPEN AND LAPAROSCOPIC SURGERIES
21293 | 4229680203400 | CURETTE, BONE, HALLE/MALLEABLE SHAFT, SIZE NO.1, STAINLESS STEEL, LENGTH 20 - 22 CM, REUSABLE | SPECIALIZED INSTRUMENTATION FOR OPEN AND LAPAROSCOPIC SURGERIES
21294 | 4229680203500 | CURETTE BONE SIMON/OVAL SIZE: NO 2 STAINLESS STEEL LENGTH 22 - 25 CM REUSABLE | SPECIALIZED INSTRUMENTATION FOR OPEN AND LAPAROSCOPIC SURGERIES
21295 | 4229680203600 | CURETTE BONE SIMON/OVAL SIZE: NO 3 STAINLESS STEEL LENGTH 22 - 25 CM REUSABLE | SPECIALIZED INSTRUMENTATION FOR OPEN AND LAPAROSCOPIC SURGERIES
21296 | 4229680203700 | CURETTE BONE SIMON/OVAL SIZE: NO 4 STAINLESS STEEL LENGTH 22 - 25 CM REUSABLE | SPECIALIZED INSTRUMENTATION FOR OPEN AND LAPAROSCOPIC SURGERIES
21297 | 4229452203200 | DILATOR, LACRIMAL, WILDER, TAPER SHORT, NO. 1, REUSABLE | SPECIALIZED INSTRUMENTATION FOR OPEN AND LAPAROSCOPIC SURGERIES
21298 | 4229680203800 | CURETTE BONE SIMON/OVAL SIZE: NO 5 STAINLESS STEEL LENGTH 22 - 25 CM REUSABLE | SPECIALIZED INSTRUMENTATION FOR OPEN AND LAPAROSCOPIC SURGERIES
21299 | 4229680194900 | CLIP, VASCULAR, BIEMER, STAINLESS STEEL, DIAMETER = 9.0MM, REUSABLE | SPECIALIZED INSTRUMENTATION FOR OPEN AND LAPAROSCOPIC SURGERIES
21300 | 4229680194800 | CLIP, VASCULAR, BIEMER, STAINLESS STEEL, DIAMETER = 6.0MM, REUSABLE | SPECIALIZED INSTRUMENTATION FOR OPEN AND LAPAROSCOPIC SURGERIES
21301 | 4229680203900 | CURETTE, BONE, SIMON/OVAL, SIZE : NO.6, STAINLESS STEEL, LENGTH 22 - 25 CM, REUSABLE | SPECIALIZED INSTRUMENTATION FOR OPEN AND LAPAROSCOPIC SURGERIES
21302 | 4229680204000 | CURETTE BONE SPRATT/OVAL SIZE: NO 1 STAINLESS STEEL LENGTH 17 - 18 CM REUSABLE | SPECIALIZED INSTRUMENTATION FOR OPEN AND LAPAROSCOPIC SURGERIES
21303 | 4229680204100 | CURETTE, BONE, VOLKMANN, SILICONE HANDLE, SIZE: NO.0, LENGTH 27 - 28 CM, REUSABLE | SPECIALIZED INSTRUMENTATION FOR OPEN AND LAPAROSCOPIC SURGERIES
21304 | 4229680204200 | CURETTE BONE VOLKMANN SILICONE HANDLE SIZE: NO 1 LENGTH 27 - 28 CM REUSABLE | SPECIALIZED INSTRUMENTATION FOR OPEN AND LAPAROSCOPIC SURGERIES
21305 | 4229680195000 | CLIP, VASCULAR, BIEMER/SLIM, STAINLESS STEEL, DIAMETER = 9.0MM, REUSABLE | SPECIALIZED INSTRUMENTATION FOR OPEN AND LAPAROSCOPIC SURGERIES
21306 | 4229680204300 | CURETTE BONE VOLKMANN SILICONE HANDLE SIZE: NO 2 LENGTH 27 - 28 CM REUSABLE | SPECIALIZED INSTRUMENTATION FOR OPEN AND LAPAROSCOPIC SURGERIES
21307 | 4229452203300 | DILATOR, LACRIMAL, WILDER, TAPER MEDIUM NO. 2, REUSABLE | SPECIALIZED INSTRUMENTATION FOR OPEN AND LAPAROSCOPIC SURGERIES
21308 | 4229453200400 | RETRACTOR, DESMARRES, LID/VEIN, BLADE LENGTH 16 - 17MM, STAINLESS STEEL, REUSABLE | SPECIALIZED INSTRUMENTATION FOR OPEN AND LAPAROSCOPIC SURGERIES
21309 | 4229680195500 | CABLE, CONNECTION, BIPOLAR/COAX, SIZE SMALL, LENGTH 5 M, COMPATIBLE WITH END USER MACHINE, REUSABLE | SPECIALIZED INSTRUMENTATION FOR OPEN AND LAPAROSCOPIC SURGERIES
21310 | 4229680202400 | CURETTE, BONE, SCHEDE/OVAL, SIZE: NO.00, STAINLESS STEEL, LENGTH 17 - 18 CM, REUSABLE | SPECIALIZED INSTRUMENTATION FOR OPEN AND LAPAROSCOPIC SURGERIES
21311 | 4229680202500 | CURETTE, BONE, SPRATT/OVAL, SIZE: NO.00, STAINLESS STEEL, LENGTH 17 - 18 CM, REUSABLE | SPECIALIZED INSTRUMENTATION FOR OPEN AND LAPAROSCOPIC SURGERIES
21312 | 4229680202600 | CURETTE, BONE, ANGLED DOWN/SIZE : NO.0, STAINLESS STEEL, LENGTH 23 - 25 CM, REUSABLE | SPECIALIZED INSTRUMENTATION FOR OPEN AND LAPAROSCOPIC SURGERIES
21313 | 4229680202700 | CURETTE, BONE, ANGLED DOWN/SIZE : NO.00, STAINLESS STEEL, LENGTH 23 - 25 CM, REUSABLE | SPECIALIZED INSTRUMENTATION FOR OPEN AND LAPAROSCOPIC SURGERIES
21314 | 4229680202800 | CURETTE BONE ANGLED DOWN SIZE: NO 1 STAINLESS STEEL LENGTH 23 - 25 CM REUSABLE | SPECIALIZED INSTRUMENTATION FOR OPEN AND LAPAROSCOPIC SURGERIES
21315 | 4229452203400 | DILATOR, LACRIMAL, WILDER, TAPER LONG, NO. 3, REUSABLE | SPECIALIZED INSTRUMENTATION FOR OPEN AND LAPAROSCOPIC SURGERIES
21316 | 4229454602900 | NEEDLE HOLDER, MICRO, STRAIGHT, WITH LOCK, TUNGSTEN CARBIDE, TOTAL LENGTH 24 -25 CM, DIAMOND DUST JAW, REUSABLE | SPECIALIZED INSTRUMENTATION FOR OPEN AND LAPAROSCOPIC SURGERIES
21317 | 4229454602700 | SCISSORS, MICRO ULTRA DELICATE BLADE, 7MM, 45 DEGREE, (OR EQUIVALENT), REUSABLE | SPECIALIZED INSTRUMENTATION FOR OPEN AND LAPAROSCOPIC SURGERIES
21318 | 4229454601100 | SCISSORS, STITCH/STEVENS/BLUNT-BLUNT/CURVED, STAINLESS STEEL, LENGTH = 20.0CM, REUSABLE | SURGICAL INSTRUMENT TENDER
21319 | 4229454600900 | SCISSORS, STITCH/STEVENS/BLUNT-BLUNT/CURVED, STAINLESS STEEL, LENGTH = 15.0CM, REUSABLE | SURGICAL INSTRUMENT TENDER
21320 | 4229680202900 | CURETTE BONE BRUNS/OVAL SIZE: NO 2 STAINLESS STEEL LENGTH 21 - 23 CM REUSABLE | SPECIALIZED INSTRUMENTATION FOR OPEN AND LAPAROSCOPIC SURGERIES
21321 | 4229680203000 | CURETTE, BONE, DAUBENSPECK, SIZE: NO.0, STAINLESS STEEL, LENGTH 20 - 21 CM, REUSABLE | SPECIALIZED INSTRUMENTATION FOR OPEN AND LAPAROSCOPIC SURGERIES
21322 | 4229680203100 | CURETTE, BONE, DAUBENSPECK, SIZE: NO.00, STAINLESS STEEL, LENGTH 20 - 21 CM, REUSABLE | SPECIALIZED INSTRUMENTATION FOR OPEN AND LAPAROSCOPIC SURGERIES
21323 | 4229454602800 | NEEDLE HOLDER, MICRO, STRAIGHT, WITH LOCK, TUNGSTEN CARBIDE, TOTAL LENGTH 23 CM, DIAMOND DUST JAW, REUSABLE | SPECIALIZED INSTRUMENTATION FOR OPEN AND LAPAROSCOPIC SURGERIES
21324 | 4229680220800 | CUTTER, MESH, LENGTH = 13.0CM, REUSABLE | SPECIALIZED INSTRUMENTATION FOR OPEN AND LAPAROSCOPIC SURGERIES
21325 | 4229680204400 | FORCEPS, CLAMP, BONE CUTTING, RUSKIN/CURVED, STAINLESS STEEL, LENGTH 18.5 CM, REUSABLE | SPECIALIZED INSTRUMENTATION FOR OPEN AND LAPAROSCOPIC SURGERIES
21326 | 4229680204600 | LEVER, BONE, DRILLING, HOHMANN, BLADE SIZE: 18.0MM, LENGTH = 23.5CM, REUSABLE | SPECIALIZED INSTRUMENTATION FOR OPEN AND LAPAROSCOPIC SURGERIES
21327 | 4229680208300 | CURETTE, TEW/SHARP/ANGLED 90 DEGREE UPWARD, SIZE NO:16, STAINLESS STEEL, LENGTH 20 - 23 CM, REUSABLE | SPECIALIZED INSTRUMENTATION FOR OPEN AND LAPAROSCOPIC SURGERIES
21328 | 4229680208400 | CURETTE, TEW/SHARP/ANGLED 45 DEGREE UPWARD, SIZE NO:17, STAINLESS STEEL, LENGTH 20 - 23 CM, REUSABLE | SPECIALIZED INSTRUMENTATION FOR OPEN AND LAPAROSCOPIC SURGERIES
21329 | 4229680208500 | CURETTE, TEW/SHARP/ANGLED 45 DEGREE DOWNWARD, SIZE NO:18, STAINLESS STEEL, LENGTH 20 - 23 CM, REUSABLE | SPECIALIZED INSTRUMENTATION FOR OPEN AND LAPAROSCOPIC SURGERIES
21330 | 4229680208600 | CURETTE, TEW/BLUNT/ANGLED 90 DEGREE UPWARD, SIZE NO.19, STAINLESS STEEL, LENGTH 20 - 23 CM, REUSABLE | SPECIALIZED INSTRUMENTATION FOR OPEN AND LAPAROSCOPIC SURGERIES
21331 | 4229680208700 | CURETTE, TEW/BLUNT/ANGLED 45 DEGREE UPWARD, SIZE NO:20, STAINLESS STEEL, LENGTH 20 - 23 CM, REUSABLE | SPECIALIZED INSTRUMENTATION FOR OPEN AND LAPAROSCOPIC SURGERIES
21332 | 4229680208800 | CURETTE, TEW/BLUNT/ANGLED 45 DEGREE DOWNWARD, SIZE NO:21, STAINLESS STEEL, LENGTH 20 - 23 CM, REUSABLE | SPECIALIZED INSTRUMENTATION FOR OPEN AND LAPAROSCOPIC SURGERIES
21333 | 4229680208200 | CURETTE, TEW/SHARP/ANGLED 45 DEGREE DOWNWARD, SIZE NO:15, STAINLESS STEEL, LENGTH 20 - 23 CM, REUSABLE | SPECIALIZED INSTRUMENTATION FOR OPEN AND LAPAROSCOPIC SURGERIES
21334 | 4229680209100 | SPECULUM, LUMBAR, DILATION, CASPAR, STAINLESS STEEL, SIZE: 4.5CM, DISCECTOMY, REUSABLE | SPECIALIZED INSTRUMENTATION FOR OPEN AND LAPAROSCOPIC SURGERIES
21335 | 4229680209300 | SPECULUM, LUMBAR, DILATION, CASPAR, STAINLESS STEEL, SIZE: 5.5CM, DISCECTOMY, REUSABLE | SPECIALIZED INSTRUMENTATION FOR OPEN AND LAPAROSCOPIC SURGERIES
21336 | 4229680209400 | SPECULUM, LUMBAR, DILATION, CASPAR, STAINLESS STEEL, SIZE: 5.0CM, DISCECTOMY, REUSABLE | SPECIALIZED INSTRUMENTATION FOR OPEN AND LAPAROSCOPIC SURGERIES
21337 | 4229680209500 | SPECULUM, LUMBAR, DILATION, CASPAR, STAINLESS STEEL, SIZE: 6.5CM, DISCECTOMY, REUSABLE | SPECIALIZED INSTRUMENTATION FOR OPEN AND LAPAROSCOPIC SURGERIES
21338 | 4229680209600 | SPECULUM, LUMBAR, DILATION, CASPAR, STAINLESS STEEL, SIZE: 6.0CM, DISCECTOMY, REUSABLE | SPECIALIZED INSTRUMENTATION FOR OPEN AND LAPAROSCOPIC SURGERIES
21339 | 4229680209700 | FORCEPS, ADSON, STAINLESS STEEL, LENGTH 15 CM, TEETH: 1X2, REUSABLE | SPECIALIZED INSTRUMENTATION FOR OPEN AND LAPAROSCOPIC SURGERIES
21340 | 4229680209800 | FORCEPS, TAYLOR, STRAIGHT, STAINLESS STEEL, LENGTH 17 - 18 CM, 1X2, REUSABLE | SPECIALIZED INSTRUMENTATION FOR OPEN AND LAPAROSCOPIC SURGERIES
21341 | 4229680209200 | SPECULUM, LUMBAR, DILATION, CASPAR, STAINLESS STEEL, SIZE: 4.0CM, DISCECTOMY, REUSABLE | SPECIALIZED INSTRUMENTATION FOR OPEN AND LAPAROSCOPIC SURGERIES
21342 | 4229680204500 | FORCEPS, CLAMP, BONE HOLDING, SLIM, STAINLESS STEEL, LENGTH 20 CM, REUSABLE | SPECIALIZED INSTRUMENTATION FOR OPEN AND LAPAROSCOPIC SURGERIES
21343 | 4229680208100 | CURETTE, TEW/SHARP/ANGLED 45 DEGREE UPWARD, SIZE NO:14, STAINLESS STEEL, LENGTH 20 - 23 CM, REUSABLE | SPECIALIZED INSTRUMENTATION FOR OPEN AND LAPAROSCOPIC SURGERIES
21344 | 4229680207500 | CURETTE MIKAEEL/BAYONET SIZE: NO 14 STAINLESS STEEL LENGTH 23 - 24 CM REUSABLE | SPECIALIZED INSTRUMENTATION FOR OPEN AND LAPAROSCOPIC SURGERIES
21345 | 4229680204700 | RONGEUR, BONE, GOUGING OUT, BEYER/CURVED, STAINLESS STEEL, LENGTH = 18.0CM, REUSABLE | SPECIALIZED INSTRUMENTATION FOR OPEN AND LAPAROSCOPIC SURGERIES
21346 | 4229680204900 | RONGEUR, BONE, GOUGING OUT, FRYKHOLM/CURVED, STAINLESS STEEL, LENGTH 23 - 25 CM, REUSABLE | SPECIALIZED INSTRUMENTATION FOR OPEN AND LAPAROSCOPIC SURGERIES
21347 | 4229680205100 | RONGEUR, BONE, GOUGING OUT, LEMPERT/STRAIGHT, STAINLESS STEEL, LENGTH 18 - 20 CM, REUSABLE | SPECIALIZED INSTRUMENTATION FOR OPEN AND LAPAROSCOPIC SURGERIES
21348 | 4229680205200 | RONGEUR, BONE, GOUGING OUT, QUARD, STAINLESS STEEL, LENGTH 20 - 22 CM, REUSABLE | SPECIALIZED INSTRUMENTATION FOR OPEN AND LAPAROSCOPIC SURGERIES
21349 | 4229680205300 | RONGEUR, BONE, GOUGING OUT, RUSKIN/CURVED, STAINLESS STEEL, LENGTH 18 - 19 CM, REUSABLE | SPECIALIZED INSTRUMENTATION FOR OPEN AND LAPAROSCOPIC SURGERIES
21350 | 4229680205400 | RONGEUR, BONE, GOUGING OUT, SEMB/CURVED, STAINLESS STEEL, LENGTH 22 - 24 CM, REUSABLE | SPECIALIZED INSTRUMENTATION FOR OPEN AND LAPAROSCOPIC SURGERIES
21351 | 4229680208000 | CURETTE, TEW/SHARP/ANGLED 90 DEGREE UPWARD, SIZE NO:13, STAINLESS STEEL, LENGTH 20 - 23 CM, REUSABLE | SPECIALIZED INSTRUMENTATION FOR OPEN AND LAPAROSCOPIC SURGERIES
21352 | 4229680205500 | RONGEUR, BONE, GOUGING OUT, STILLE/CURVED, STAINLESS STEEL, LENGTH 22 - 24 CM, REUSABLE | SPECIALIZED INSTRUMENTATION FOR OPEN AND LAPAROSCOPIC SURGERIES
21353 | 4229680206400 | CHISEL, CUTTING, STILLE, BLADE WIDTH 12 MM, LENGTH 20 - 21 CM, REUSABLE | SPECIALIZED INSTRUMENTATION FOR OPEN AND LAPAROSCOPIC SURGERIES
21354 | 4229680206700 | FORCEPS, CLIP APPLYING, WITHOUT LOCK, STAINLESS STEEL, LENGTH = 14.5CM, REUSABLE | SPECIALIZED INSTRUMENTATION FOR OPEN AND LAPAROSCOPIC SURGERIES
21355 | 4229680207000 | RETRACTOR, CERVICAL BASE, COUNTER/CASPAR/CURVED/SL, REUSABLE | SPECIALIZED INSTRUMENTATION FOR OPEN AND LAPAROSCOPIC SURGERIES
21356 | 4229680207200 | HEAD COUPLING FOR LEYLA RETRACTOR TO TAKE 1-5 FLEXIBLE ARMS STAINLESS STEEL REUSABLE | SPECIALIZED INSTRUMENTATION FOR OPEN AND LAPAROSCOPIC SURGERIES
21357 | 4229680207300 | HEAD COUPLING, FOR LEYLA RETRACTOR, FOR SINGLE FLEXIBLE ARM, STAINLESS STEEL, REUSABLE | SPECIALIZED INSTRUMENTATION FOR OPEN AND LAPAROSCOPIC SURGERIES
21358 | 4229680207400 | CURETTE MIKAEEL/BAYONET SIZE: NO 12 STAINLESS STEEL LENGTH 23 - 24 CM REUSABLE | SPECIALIZED INSTRUMENTATION FOR OPEN AND LAPAROSCOPIC SURGERIES
21359 | 4229680206300 | CHISEL, CUTTING, STILLE, BLADE WIDTH 10 MM, LENGTH 20 - 21 CM, REUSABLE | SPECIALIZED INSTRUMENTATION FOR OPEN AND LAPAROSCOPIC SURGERIES
21360 | 4229680223400 | FORCEPS, MICRO, ALLIGATOR/ACCESSORIES/TEW, STAINLESS STEEL, REUSABLE | SPECIALIZED INSTRUMENTATION FOR OPEN AND LAPAROSCOPIC SURGERIES
21361 | 4229680223500 | FORCEPS, BIOPSY, NICOLA MICRO, WORKING LENGTH 16 - 18 STAINLESS STEEL, REUSABLE | SPECIALIZED INSTRUMENTATION FOR OPEN AND LAPAROSCOPIC SURGERIES
21362 | 4229680194500 | FORCEPS, CLAMP, TENDON INTERLACING, CURVED, STAINLESS STEEL, LENGTH 15 CM, REUSABLE | SPECIALIZED INSTRUMENTATION FOR OPEN AND LAPAROSCOPIC SURGERIES
21363 | 4229680234800 | RETRACTOR, SOFT TISSUE, OBWEGESER/DOWNWARD, STAINLESS STEEL, TIP SIZE: 55 MM X 12 MM, LENGTH 21 - 24 CM, REUSABLE | SPECIALIZED INSTRUMENTATION FOR OPEN AND LAPAROSCOPIC SURGERIES
21364 | 4229680234900 | RETRACTOR, SOFT TISSUE, OBWEGESER/DOWNWARD, STAINLESS STEEL, TIP SIZE: 80 MM X 16 MM, LENGTH 21 - 20 CM, REUSABLE | SPECIALIZED INSTRUMENTATION FOR OPEN AND LAPAROSCOPIC SURGERIES
21365 | 4229680193000 | SCISSORS, METZENBAUM CURVED/ SERRATED, TUNGSTEN CARBIDE, LENGTH 14.5 CM, REUSABLE | SPECIALIZED INSTRUMENTATION FOR OPEN AND LAPAROSCOPIC SURGERIES
21366 | 4229680192900 | SCISSORS, SURGICAL, IRIS/SHARP-SHARP/CURVED, TUNGSTEN CARBIDE, LENGTH = 11.5CM, REUSABLE | SPECIALIZED INSTRUMENTATION FOR OPEN AND LAPAROSCOPIC SURGERIES
21367 | 4229680192600 | FORCEPS, CLAMP SPLINTER, STIEGLITZ/CURVED, STAINLESS STEEL, LENGTH 13 - 14 CM, REUSABLE | SPECIALIZED INSTRUMENTATION FOR OPEN AND LAPAROSCOPIC SURGERIES
21368 | 4229680235100 | RETRACTOR, DELICATE, SHARP/3 PRONGS, STAINLESS STEEL, LENGTH 16 - 17 CM, REUSABLE | SPECIALIZED INSTRUMENTATION FOR OPEN AND LAPAROSCOPIC SURGERIES
21369 | 4229680234700 | RETRACTOR, WOUND, LANGENBECK GREEN, STAINLESS STEEL, TIP SIZE: 6.0MM X 25.0MM, LENGTH = 16.0CM, REUSABLE | SPECIALIZED INSTRUMENTATION FOR OPEN AND LAPAROSCOPIC SURGERIES
21370 | 4229680235200 | RETRACTOR HOESEL TIP SIZE: 60 - 63 MM X 20 - 21 MM STAINLESS STEEL LENGTH 25 - 26 CM REUSABLE | SPECIALIZED INSTRUMENTATION FOR OPEN AND LAPAROSCOPIC SURGERIES
21371 | 4229680235400 | RETRACTOR, KOCHER, STAINLESS STEEL, TIP SIZE: 60 MM (+/-2MM) X 20 MM, LENGTH 21 - 23 CM, REUSABLE | SPECIALIZED INSTRUMENTATION FOR OPEN AND LAPAROSCOPIC SURGERIES
21372 | 4229680235500 | RETRACTOR, WOUND, LANGENBECK, STAINLESS STEEL, TIP SIZE: 30.0MM X 15.0MM, LENGTH = 22.0CM, REUSABLE | SPECIALIZED INSTRUMENTATION FOR OPEN AND LAPAROSCOPIC SURGERIES
21373 | 4229680235600 | RETRACTOR, NERVE ROOT, LOVE, STAINLESS STEEL, BAYONET SHAPE, LENGTH 21 CM, REUSABLE | SPECIALIZED INSTRUMENTATION FOR OPEN AND LAPAROSCOPIC SURGERIES
21374 | 4229680235700 | RETRACTOR, NERVE ROOT, LOVE, STAINLESS STEEL, STRAIGHT, LENGTH 18 - 21 CM, REUSABLE | SPECIALIZED INSTRUMENTATION FOR OPEN AND LAPAROSCOPIC SURGERIES
21375 | 4229680192500 | MAT, FOR INSTRUMENT PROTECTION, NUB/FLEXIBLE/AUTOCLAVABLE, SILICONE, SIZE 23 CM X 24 CM, REUSABLE | SPECIALIZED INSTRUMENTATION FOR OPEN AND LAPAROSCOPIC SURGERIES
21376 | 4229680235900 | RETRACTOR, VOLKMANN/SHARP/2 PRONGS, STAINLESS STEEL, LENGTH 21 - 23 CM, REUSABLE | SPECIALIZED INSTRUMENTATION FOR OPEN AND LAPAROSCOPIC SURGERIES
21377 | 4229680235300 | RETRACTOR, KOCHER, STAINLESS STEEL, TIP SIZE: 40 MM (+/-2MM) X 10 MM, LENGTH 22 - 24 CM, REUSABLE | SPECIALIZED INSTRUMENTATION FOR OPEN AND LAPAROSCOPIC SURGERIES
21378 | 4229680236100 | RONGEUR, LAMINA, GOUGING OUT, CASPAR/DOWNWARD, STAINLESS STEEL, TIP SIZE: 2 MM, LENGTH 15 - 16 CM, REUSABLE | SPECIALIZED INSTRUMENTATION FOR OPEN AND LAPAROSCOPIC SURGERIES
21379 | 4229680193100 | RASPATORY, NASAL, SCRAPING, TC-GOLD/FOMON/NO.9/10, LENGTH = 20.5CM, REUSABLE | SPECIALIZED INSTRUMENTATION FOR OPEN AND LAPAROSCOPIC SURGERIES
21380 | 4229680193400 | NEEDLE HOLDER, WEBSTER/SMOOTH JAW, TUNGSTEN CARBIDE, LENGTH 13 CM, REUSABLE | SPECIALIZED INSTRUMENTATION FOR OPEN AND LAPAROSCOPIC SURGERIES
21381 | 4229680233500 | RASPATORY, SCRAPING, LANDOLT, BLADE SIZE: 4.5MM, REUSABLE | SPECIALIZED INSTRUMENTATION FOR OPEN AND LAPAROSCOPIC SURGERIES
21382 | 4229680233600 | RASPATORY, SCRAPING, LANGENBECK/ANGLED, BLADE SIZE: 12.0MM, REUSABLE | SPECIALIZED INSTRUMENTATION FOR OPEN AND LAPAROSCOPIC SURGERIES
21383 | 4229680233800 | RASPATORY, SCRAPING, SEDILLOT, CURVED BLADE, LENGTH 18 - 19 CM, REUSABLE | SPECIALIZED INSTRUMENTATION FOR OPEN AND LAPAROSCOPIC SURGERIES
21384 | 4229680233900 | RASPATORY, SCRAPING, SEMB/NO.1, BLADE SIZE: 12.0MM, LENGTH = 19.0CM, REUSABLE | SPECIALIZED INSTRUMENTATION FOR OPEN AND LAPAROSCOPIC SURGERIES
21385 | 4229680234000 | RASPATORY, SCRAPING, WILLIGER/CURVED, BLADE SIZE: 7.0MM, LENGTH = 16.0CM, REUSABLE | SPECIALIZED INSTRUMENTATION FOR OPEN AND LAPAROSCOPIC SURGERIES
21386 | 4229680234100 | RETRACTOR, SURGICAL, VOLKMANN/SEMISHARP/2 PRONGS, STAINLESS STEEL, LENGTH = 22.5CM, REUSABLE | SPECIALIZED INSTRUMENTATION FOR OPEN AND LAPAROSCOPIC SURGERIES
21387 | 4229680193200 | NEEDLE HOLDER, HALSEY, TUNGSTEN CARBIDE, LENGTH = 13.0CM, REUSABLE | SPECIALIZED INSTRUMENTATION FOR OPEN AND LAPAROSCOPIC SURGERIES
21388 | 4229680234200 | RETRACTOR, SURGICAL, VOLKMANN/SEMISHARP/3 PRONGS, STAINLESS STEEL, LENGTH = 22.5CM, REUSABLE | SPECIALIZED INSTRUMENTATION FOR OPEN AND LAPAROSCOPIC SURGERIES
21389 | 4229680234400 | RETRACTOR, WOUND, LANGENBECK, STAINLESS STEEL, TIP SIZE: 80 MM X 12 MM, LENGTH 21.5 CM, REUSABLE | SPECIALIZED INSTRUMENTATION FOR OPEN AND LAPAROSCOPIC SURGERIES
21390 | 4229680234500 | RETRACTOR, WOUND, LANGENBECK, STAINLESS STEEL, TIP SIZE: 80 MM X 16 MM, LENGTH 21.5 CM, REUSABLE | SPECIALIZED INSTRUMENTATION FOR OPEN AND LAPAROSCOPIC SURGERIES
21391 | 4229680193700 | FORCEPS, TENDON PULLING, BRAND, STRAIGHT, STAINLESS STEEL, LENGTH 19 CM, REUSABLE | SPECIALIZED INSTRUMENTATION FOR OPEN AND LAPAROSCOPIC SURGERIES
21392 | 4229680234600 | RETRACTOR, WOUND, LANGENBECK GREEN, STAINLESS STEEL, TIP SIZE: 6.0MM X 16.0MM, LENGTH = 16.0CM, REUSABLE | SPECIALIZED INSTRUMENTATION FOR OPEN AND LAPAROSCOPIC SURGERIES
21393 | 4229680193600 | FORCEPS, TENDON PULLING, BRAND, STRAIGHT, STAINLESS STEEL, LENGTH 15 CM, REUSABLE | SPECIALIZED INSTRUMENTATION FOR OPEN AND LAPAROSCOPIC SURGERIES
21394 | 4229680193500 | SCISSORS, MICRO, STELLA-S/CURVED/SERRATED, TUNGSTEN CARBIDE, LENGTH = 18.0CM, REUSABLE | SPECIALIZED INSTRUMENTATION FOR OPEN AND LAPAROSCOPIC SURGERIES
21395 | 4229680234300 | RETRACTOR, WOUND, LANGENBECK, STAINLESS STEEL, TIP SIZE: 40 MM X 13 MM, LENGTH 21.5 CM, REUSABLE | SPECIALIZED INSTRUMENTATION FOR OPEN AND LAPAROSCOPIC SURGERIES
21396 | 4229420607200 | ELEVATOR, DOUBLE ENDED, ONE SIDE ELEVATOR AND THE OTHER SIDE IS CURETTE, 90 DEGREE ANGLED, LENGTH 19 - 20 CM, REUSBLE | SURGICAL INSTRUMENT TENDER
21397 | 4229680236200 | RONGEUR, LAMINA, GOUGING OUT, CASPAR/DOWNWARD, STAINLESS STEEL, TIP SIZE: 3 MM, LENGTH 15 - 16 CM, REUSABLE | SPECIALIZED INSTRUMENTATION FOR OPEN AND LAPAROSCOPIC SURGERIES
21398 | 4229680192400 | ELEVATOR, SEPTUM, JOSEPH, STAINLESS STEEL, DIAMETER 4 MM, LENGTH 16 - 18 CM, REUSABLE | SPECIALIZED INSTRUMENTATION FOR OPEN AND LAPAROSCOPIC SURGERIES
21399 | 4229680238600 | SCISSORS, DISSECTING, REYNOLDS/STRAIGHT, STAINLESS STEEL, LENGTH = 15.5CM, REUSABLE | SPECIALIZED INSTRUMENTATION FOR OPEN AND LAPAROSCOPIC SURGERIES
21400 | 4229680239100 | KNIFE, SICKLE, MIKAEEL/BAYONET, LENGTH 23 CM, REUSABLE | SPECIALIZED INSTRUMENTATION FOR OPEN AND LAPAROSCOPIC SURGERIES
21401 | 4229380100400 | DEVICE, FASCIAL CLOSURE, SUTURE GRASPER, DIAMETER 2 - 3 MM, LENGTH 17 - 18 CM, REUSABLE | SPECIALIZED INSTRUMENTATION FOR OPEN AND LAPAROSCOPIC SURGERIES
21402 | 4229380100300 | PASSER, CHEST TUBE, CURVED, GROOVED JAW, LENGTH 24 - 25 CM, WITH RATCHET, REUSABLE | SPECIALIZED INSTRUMENTATION FOR OPEN AND LAPAROSCOPIC SURGERIES
21403 | 4229380100200 | PASSER, CHEST TUBE, CURVED, GROOVED JAW, LENGTH 35 - 36 CM, WITH RATCHET, REUSABLE | SPECIALIZED INSTRUMENTATION FOR OPEN AND LAPAROSCOPIC SURGERIES
21404 | 4229680239300 | MESH, SUPPORT, SILICONE, SIZE 23 CM X 25 CM, REUSABLE | SPECIALIZED INSTRUMENTATION FOR OPEN AND LAPAROSCOPIC SURGERIES
21405 | 4229680238500 | SCISSORS, MAYO, STRAIGHT, STAINLESS STEEL, LENGTH 14 - 15 CM, REUSABLE | SPECIALIZED INSTRUMENTATION FOR OPEN AND LAPAROSCOPIC SURGERIES
21406 | 4229680239400 | HOOK, SKIN, FIXATION/TRACTION, GILLIES/NO.1, LENGTH = 18.0CM, REUSABLE | SPECIALIZED INSTRUMENTATION FOR OPEN AND LAPAROSCOPIC SURGERIES
21407 | 4229680239600 | RETRACTOR, SOFT TISSUE, OBWEGESER/UPWARD, STAINLESS STEEL, TIP SIZE: 80 MM X 16 MM, LENGTH 21 - 24 CM, REUSABLE | SPECIALIZED INSTRUMENTATION FOR OPEN AND LAPAROSCOPIC SURGERIES
21408 | 4229680239700 | HOLDER FOR FLAT SPATULAS FOR LEYLA RETRACTOR STAINLESS STEEL REUSABLE | SPECIALIZED INSTRUMENTATION FOR OPEN AND LAPAROSCOPIC SURGERIES
21409 | 4229680239900 | SPATULA ROUND SHAFT FOR LEYLA RETRACTOR ASSORTED SIZES AND TYPES STAINLESS STEEL REUSABLE | SPECIALIZED INSTRUMENTATION FOR OPEN AND LAPAROSCOPIC SURGERIES
21410 | 4229680240100 | SPATULA FLAT FOR LEYLA RETRACTOR ASSORTED SIZES AND TYPES STAINLESS STEEL REUSABLE | SPECIALIZED INSTRUMENTATION FOR OPEN AND LAPAROSCOPIC SURGERIES
21411 | 4229680240300 | SPATULA, BRAIN, OLIVECRONA/CONCAVE, WIDTH 11 MM - 13 MM, REUSABLE | SPECIALIZED INSTRUMENTATION FOR OPEN AND LAPAROSCOPIC SURGERIES
21412 | 4229680240400 | SPATULA, BRAIN, OLIVECRONA/CONCAVE, WIDTH 7 MM - 9 MM, REUSABLE | SPECIALIZED INSTRUMENTATION FOR OPEN AND LAPAROSCOPIC SURGERIES
21413 | 4229680239500 | BASKET, MESH, STORAGE, FOR SMALL PARTS, WITH LID, SIZE 8 CM X 8 CM X 4 CM, REUSABLE | SPECIALIZED INSTRUMENTATION FOR OPEN AND LAPAROSCOPIC SURGERIES
21414 | 4229680236300 | RONGEUR, LAMINA, GOUGING OUT, CASPAR/DOWNWARD, STAINLESS STEEL, TIP SIZE: 4 MM, LENGTH 15 - 16 CM, REUSABLE | SPECIALIZED INSTRUMENTATION FOR OPEN AND LAPAROSCOPIC SURGERIES
21415 | 4229680238300 | SCISSORS, DISSECTING, METZENBUM/BLUNT-BLUNT/STRAIGHT, STAINLESS STEEL, LENGTH = 18.0CM, REUSABLE | SPECIALIZED INSTRUMENTATION FOR OPEN AND LAPAROSCOPIC SURGERIES
21416 | 4229680238200 | SCISSORS, OPERATING, DELICATE/SHARP/BLUNT/STRAIGHT, STAINLESS STEEL, LENGTH = 14.5CM, REUSABLE | SPECIALIZED INSTRUMENTATION FOR OPEN AND LAPAROSCOPIC SURGERIES
21417 | 4229680236400 | RONGEUR, LAMINA, GOUGING OUT, CASPAR/STRAIGHT, STAINLESS STEEL, TIP SIZE: 2 MM, LENGTH 15 - 16 CM, REUSABLE | SPECIALIZED INSTRUMENTATION FOR OPEN AND LAPAROSCOPIC SURGERIES
21418 | 4229680236600 | RONGEUR, LAMINA, GOUGING OUT, CASPAR/STRAIGHT, STAINLESS STEEL, TIP SIZE: 2.0MM, LENGTH = 20.0CM, REUSABLE | SPECIALIZED INSTRUMENTATION FOR OPEN AND LAPAROSCOPIC SURGERIES
21419 | 4229680236700 | RONGEUR, LAMINA, GOUGING OUT, CASPAR/STRAIGHT, STAINLESS STEEL, TIP SIZE: 3 MM, LENGTH 15 - 16 CM, REUSABLE | SPECIALIZED INSTRUMENTATION FOR OPEN AND LAPAROSCOPIC SURGERIES
21420 | 4229680236900 | RONGEUR, LAMINA, GOUGING OUT, CASPAR/STRAIGHT, STAINLESS STEEL, TIP SIZE: 3.0MM, LENGTH = 20.0CM, REUSABLE | SPECIALIZED INSTRUMENTATION FOR OPEN AND LAPAROSCOPIC SURGERIES
21421 | 4229680237000 | RONGEUR, LAMINA, GOUGING OUT, CASPAR/STRAIGHT, STAINLESS STEEL, TIP SIZE: 4.0MM, LENGTH = 20.0CM, REUSABLE | SPECIALIZED INSTRUMENTATION FOR OPEN AND LAPAROSCOPIC SURGERIES
21422 | 4229680237100 | RONGEUR, LAMINA, GOUGING OUT, CASPAR/STRAIGHT, STAINLESS STEEL, TIP SIZE: 5 MM, LENGTH 15 - 16 CM, REUSABLE | SPECIALIZED INSTRUMENTATION FOR OPEN AND LAPAROSCOPIC SURGERIES
21423 | 4229400200200 | SPATULA, ABDOMINAL MALLEABLE, OBTAIN EXPOSURE TO THE SURGICAL FIELD, RIBBON, WIDTH 25 MM, LENGTH 33 CM, REUSABLE | SPECIALIZED INSTRUMENTATION FOR OPEN AND LAPAROSCOPIC SURGERIES
21424 | 4229680237200 | RONGEUR, LAMINA, GOUGING OUT, CASPAR/STRAIGHT, STAINLESS STEEL, TIP SIZE: 5 MM, LENGTH 18 - 19 CM, REUSABLE | SPECIALIZED INSTRUMENTATION FOR OPEN AND LAPAROSCOPIC SURGERIES
21425 | 4229680237500 | RONGEUR, LAMINA, GOUGING OUT, CASPAR/UPWARD, STAINLESS STEEL, TIP SIZE: 3 MM, LENGTH 15 - 16 CM, REUSABLE | SPECIALIZED INSTRUMENTATION FOR OPEN AND LAPAROSCOPIC SURGERIES
21426 | 4229680237600 | RONGEUR, LAMINA, GOUGING OUT, CASPAR/UPWARD, STAINLESS STEEL, TIP SIZE: 3 MM, LENGTH 18 - 19 CM, REUSABLE | SPECIALIZED INSTRUMENTATION FOR OPEN AND LAPAROSCOPIC SURGERIES
21427 | 4229680237700 | RONGEUR, LAMINA, GOUGING OUT, CASPAR/UPWARD, STAINLESS STEEL, TIP SIZE: 5 MM, LENGTH 15 - 16 CM, REUSABLE | SPECIALIZED INSTRUMENTATION FOR OPEN AND LAPAROSCOPIC SURGERIES
21428 | 4229680237800 | RONGEUR, BONE, GOUGING OUT, WAGNER/STRONG MODEL, STAINLESS STEEL, TIP SIZE: 5 - 6 MM, LENGTH 20 CM, REUSABLE | SPECIALIZED INSTRUMENTATION FOR OPEN AND LAPAROSCOPIC SURGERIES
21429 | 4229680238000 | SCISSORS, OPERATING, DEAVER/SHARP/BLUNT/CURVED, STAINLESS STEEL, LENGTH = 14.5CM, REUSABLE | SPECIALIZED INSTRUMENTATION FOR OPEN AND LAPAROSCOPIC SURGERIES
21430 | 4229680238100 | SCISSORS, OPERATING, DEAVER/SHARP/BLUNT/STRAIGHT, STAINLESS STEEL, LENGTH = 14.5CM, REUSABLE | SPECIALIZED INSTRUMENTATION FOR OPEN AND LAPAROSCOPIC SURGERIES
21431 | 4229680237300 | RONGEUR, LAMINA, GOUGING OUT, CASPAR/UPWARD, STAINLESS STEEL, TIP SIZE: 2 MM, LENGTH 15 - 16 CM, REUSABLE | SPECIALIZED INSTRUMENTATION FOR OPEN AND LAPAROSCOPIC SURGERIES
21432 | 4229310601500 | RETRACTOR, OPEN STERNOTOMY FOR IMA (INTERNAL MAMMARY ARTERY) DISSECTION, WITH ANTERIOR POSTERIOR MOVEMENT, STAINLESS STEEL, REUSABLE | SURGICAL INSTRUMENT TENDER
21433 | 4229680233400 | RASPATORY, SCRAPING, LAMBOTTE, TIP WIDTH 5 MM, LENGTH 21 - 22 CM, REUSABLE | SPECIALIZED INSTRUMENTATION FOR OPEN AND LAPAROSCOPIC SURGERIES
21434 | 4229680232100 | PUNCH, LAMINECTOMY/KERRISON, DOWNWARD CUTTING, ANGLE 40 DEGREE, JAW WIDTH 1 MM, LENGTH 18 CM, REUSABLE | SPECIALIZED INSTRUMENTATION FOR OPEN AND LAPAROSCOPIC SURGERIES
21435 | 4229680225500 | RASPATORY, MICRO, SCRAPING, YASARGIL/ANGLED DOWN, LENGTH 18 - 19 CM, REUSABLE | SPECIALIZED INSTRUMENTATION FOR OPEN AND LAPAROSCOPIC SURGERIES
21436 | 4229680225600 | SCISSORS, MICRO, ACC./TEW/CURVED, STAINLESS STEEL, TIP WIDTH= 2.5MM, REUSABLE | SPECIALIZED INSTRUMENTATION FOR OPEN AND LAPAROSCOPIC SURGERIES
21437 | 4229680225700 | SCISSORS, MICRO, ACC./TEW/STRAIGHT, STAINLESS STEEL, TIP WIDTH= 2.5MM, REUSABLE | SPECIALIZED INSTRUMENTATION FOR OPEN AND LAPAROSCOPIC SURGERIES
21438 | 4229680225800 | SCISSORS, MICRO, JACOBSON/CURVED, STAINLESS STEEL, LENGTH = 18.5CM, REUSABLE | SPECIALIZED INSTRUMENTATION FOR OPEN AND LAPAROSCOPIC SURGERIES
21439 | 4229680225900 | SCISSORS, MICRO, MILLESI/CURVED, STAINLESS STEEL, LENGTH = 16.0CM, REUSABLE | SPECIALIZED INSTRUMENTATION FOR OPEN AND LAPAROSCOPIC SURGERIES
21440 | 4229680226000 | SCISSORS, MICRO, MILLESI/STRAIGHT, STAINLESS STEEL, LENGTH = 16.0CM, REUSABLE | SPECIALIZED INSTRUMENTATION FOR OPEN AND LAPAROSCOPIC SURGERIES
21441 | 4229680225100 | NEEDLE HOLDER, MICRO/STRAIGHT/WITH LOCK, LENGTH 11 - 12 CM, REUSABLE | SPECIALIZED INSTRUMENTATION FOR OPEN AND LAPAROSCOPIC SURGERIES
21442 | 4229680226100 | SCISSORS, MICRO, VANNAS, CURVED, LENGTH 12 CM, STAINLESS STEEL, REUSABLE | SPECIALIZED INSTRUMENTATION FOR OPEN AND LAPAROSCOPIC SURGERIES
21443 | 4229680226400 | SCISSORS, MICRO, YASARGIL/BAYONET/CURVED, STAINLESS STEEL, LENGTH = 16.5CM, REUSABLE | SPECIALIZED INSTRUMENTATION FOR OPEN AND LAPAROSCOPIC SURGERIES
21444 | 4229680194000 | FORCEPS, TENDON SEIZING, CURVED, STAINLESS STEEL, LENGTH 11 -12 CM, REUSABLE | SPECIALIZED INSTRUMENTATION FOR OPEN AND LAPAROSCOPIC SURGERIES
21445 | 4229680193900 | FORCEPS,CLAMP, TENDON SEIZING, STRAIGHT, STAINLESS STEEL, LENGTH 11 - 12 CM, REUSABLE | SPECIALIZED INSTRUMENTATION FOR OPEN AND LAPAROSCOPIC SURGERIES
21446 | 4229680226500 | SCISSORS, MICRO, YASARGIL/BAYONET/STRAIGHT, STAINLESS STEEL, LENGTH = 16.5CM, REUSABLE | SPECIALIZED INSTRUMENTATION FOR OPEN AND LAPAROSCOPIC SURGERIES
21447 | 4229680226700 | SCISSORS, MICRO, YASARGIL/BAYONET/STRAIGHT, STAINLESS STEEL, LENGTH = 22.5CM, REUSABLE | SPECIALIZED INSTRUMENTATION FOR OPEN AND LAPAROSCOPIC SURGERIES
21448 | 4229680226800 | KNIFE, VASCULAR, MICRO/JACOBSON/STRAIGHT, LENGTH 18 - 19 CM, REUSABLE | SPECIALIZED INSTRUMENTATION FOR OPEN AND LAPAROSCOPIC SURGERIES
21449 | 4229680226200 | SCISSORS, MICRO, VANNAS, STRAIGHT, LENGTH 12 CM, STAINLESS STEEL, REUSABLE | SPECIALIZED INSTRUMENTATION FOR OPEN AND LAPAROSCOPIC SURGERIES
21450 | 4229680226900 | FORCEPS, SURGICAL, MINI-PLATE HOLDING, STAINLESS STEEL, REUSABLE | SPECIALIZED INSTRUMENTATION FOR OPEN AND LAPAROSCOPIC SURGERIES
21451 | 4229680224800 | FORCEPS, MICRO, STRAIGHT, STAINLESS STEEL, LENGTH 11 - 12 CM, TIP SIZE: 0.3 MM, REUSABLE | SPECIALIZED INSTRUMENTATION FOR OPEN AND LAPAROSCOPIC SURGERIES
21452 | 4229680224600 | FORCEPS, MICRO, YASARGIL/BAYONET, STAINLESS STEEL, LENGTH = 20.0CM, TEETH: 1X1, REUSABLE | SPECIALIZED INSTRUMENTATION FOR OPEN AND LAPAROSCOPIC SURGERIES
21453 | 4229680194400 | STRIPPER, TENDON, FLEXIBLE, STAINLESS STEEL, INNER DIAMETER = 5.5MM, LENGTH = 23.0CM, REUSABLE | SPECIALIZED INSTRUMENTATION FOR OPEN AND LAPAROSCOPIC SURGERIES
21454 | 4229680194300 | STRIPPER, TENDON, FLEXIBLE, STAINLESS STEEL, INNER DIAMETER = 4.5MM, LENGTH = 23.0CM, REUSABLE | SPECIALIZED INSTRUMENTATION FOR OPEN AND LAPAROSCOPIC SURGERIES
21455 | 4229680223700 | DISSECTOR, MICRO, STRAIGHT, LENGTH 23 CM, REUSABLE | SPECIALIZED INSTRUMENTATION FOR OPEN AND LAPAROSCOPIC SURGERIES
21456 | 4229680223800 | DISSECTOR, MICRO, SLIM/STRAIGHT, LENGTH 23 CM, REUSABLE | SPECIALIZED INSTRUMENTATION FOR OPEN AND LAPAROSCOPIC SURGERIES
21457 | 4229680223900 | DISSECTOR, MICRO, CASPAR/CURVED, BLUNT TIP, LENGTH 23 CM, TIP WIDTH 4.5MM, REUSABLE | SPECIALIZED INSTRUMENTATION FOR OPEN AND LAPAROSCOPIC SURGERIES
21458 | 4229680224000 | DISSECTOR, MICRO, CASPAR, BAYONET SHAPE, CURVED TIP DOWN, BLUNT, LENGTH 23 CM, TIP WIDTH 4.5MM, REUSABLE | SPECIALIZED INSTRUMENTATION FOR OPEN AND LAPAROSCOPIC SURGERIES
21459 | 4229680224700 | FORCEPS, MICRO, CURVED, STAINLESS STEEL, LENGTH 18 CM, TIP SIZE: 0.7 MM, REUSABLE | SPECIALIZED INSTRUMENTATION FOR OPEN AND LAPAROSCOPIC SURGERIES
21460 | 4229680224100 | DISSECTOR, MICRO, CASPAR/ BAYONET SHAPE,CURVED TIP UP, BLUNT, LENGTH 20 CM, TIP WIDTH 1.0 MM, REUSABLE | SPECIALIZED INSTRUMENTATION FOR OPEN AND LAPAROSCOPIC SURGERIES
21461 | 4229680224300 | FORCEPS, MICRO, YASARGIL/BAYONET, STAINLESS STEEL, LENGTH = 18.0CM, TIP WIDTH= 0.9MM, REUSABLE | SPECIALIZED INSTRUMENTATION FOR OPEN AND LAPAROSCOPIC SURGERIES
21462 | 4229680224400 | FORCEPS, MICRO, YASARGIL/BAYONET, STAINLESS STEEL, LENGTH = 20.0CM, TIP WIDTH= 0.9MM, REUSABLE | SPECIALIZED INSTRUMENTATION FOR OPEN AND LAPAROSCOPIC SURGERIES
21463 | 4229680224500 | FORCEPS, MICRO, YASARGIL/BAYONET, STAINLESS STEEL, LENGTH = 24.0CM, TIP WIDTH= 0.9MM, REUSABLE | SPECIALIZED INSTRUMENTATION FOR OPEN AND LAPAROSCOPIC SURGERIES
21464 | 4229680194200 | STRIPPER, TENDON, FLEXIBLE, STAINLESS STEEL, INNER DIAMETER = 4.0MM, LENGTH = 23.0CM, REUSABLE | SPECIALIZED INSTRUMENTATION FOR OPEN AND LAPAROSCOPIC SURGERIES
21465 | 4229680194100 | FORCEPS, CLAMP, TENDON SEIZING, STEINMANN, STAINLESS STEEL, LENGTH 16 CM, REUSABLE | SPECIALIZED INSTRUMENTATION FOR OPEN AND LAPAROSCOPIC SURGERIES
21466 | 4229421808300 | TONSIL SNARE, BRUENINGS, LENGTH 27 - 28 CM, REUSABLE | SPECIALIZED INSTRUMENTATION FOR OPEN AND LAPAROSCOPIC SURGERIES
21467 | 4229680224200 | FORCEPS, MICRO, YASARGIL/BAYONET, STAINLESS STEEL, LENGTH = 18.0CM, TIP WIDTH= 0.6MM, REUSABLE | SPECIALIZED INSTRUMENTATION FOR OPEN AND LAPAROSCOPIC SURGERIES
21468 | 4229680233300 | RASPATORY, SCRAPING, CURVED/ROUND/SILICONE COATED HANDLE, LENGTH = 20.0CM, REUSABLE | SPECIALIZED INSTRUMENTATION FOR OPEN AND LAPAROSCOPIC SURGERIES
21469 | 4229680227100 | FORCEPS, WEIL-BLAKES, NASAL, STRAIGHT, JAW WIDTH 6 MM, STAINLESS STEEL, REUSABLE | SPECIALIZED INSTRUMENTATION FOR OPEN AND LAPAROSCOPIC SURGERIES
21470 | 4229680227400 | NEEDLE HOLDER, HALSEY/SMOOTH, STAINLESS STEEL, LENGTH = 13.5CM, REUSABLE | SPECIALIZED INSTRUMENTATION FOR OPEN AND LAPAROSCOPIC SURGERIES
21471 | 4229680193800 | FORCEPS, TENDON SEIZING, KLEINERT-KUTZ, STAINLESS STEEL, LENGTH = 21.0CM, REUSABLE | SPECIALIZED INSTRUMENTATION FOR OPEN AND LAPAROSCOPIC SURGERIES
21472 | 4229680230500 | PUNCH, LAMINECTOMY/KERRISON, UPWARD CUTTING, ANGLE 40 DEGREE, JAW WIDTH 2 MM, LENGTH 20 CM, REUSABLE | SPECIALIZED INSTRUMENTATION FOR OPEN AND LAPAROSCOPIC SURGERIES
21473 | 4229680230700 | PUNCH, LAMINECTOMY/KERRISON, UPWARD CUTTING/SLIM, ANGLE 40 DEGREE, JAW WIDTH 2 MM, LENGTH 23 CM, REUSABLE | SPECIALIZED INSTRUMENTATION FOR OPEN AND LAPAROSCOPIC SURGERIES
21474 | 4229680230900 | PUNCH, LAMINECTOMY/KERRISON, UPWARD CUTTING, ANGLE 40 DEGREE, JAW WIDTH 3 MM, LENGTH 20 CM, REUSABLE | SPECIALIZED INSTRUMENTATION FOR OPEN AND LAPAROSCOPIC SURGERIES
21475 | 4229680231000 | PUNCH, LAMINECTOMY/KERRISON, UPWARD CUTTING, ANGLE 40 DEGREE, JAW WIDTH 3 MM, LENGTH 23 CM, REUSABLE | SPECIALIZED INSTRUMENTATION FOR OPEN AND LAPAROSCOPIC SURGERIES
21476 | 4229680231100 | PUNCH, LAMINECTOMY/KERRISON, SLIM/UPWARD CUTTING, ANGLE 40 DEGREE, JAW WIDTH 3 MM, LENGTH 18 CM, REUSABLE | SPECIALIZED INSTRUMENTATION FOR OPEN AND LAPAROSCOPIC SURGERIES
21477 | 4229680230300 | PUNCH, LAMINECTOMY/KERRISON, SLIM/UPWARD CUTTING, ANGLE 40 DEGREE, JAW WIDTH 1 MM, LENGTH 18 CM, REUSABLE | SPECIALIZED INSTRUMENTATION FOR OPEN AND LAPAROSCOPIC SURGERIES
21478 | 4229680231300 | PUNCH, LAMINECTOMY/KERRISON, UPWARD CUTTING, ANGLE 40 DEGREE, JAW WIDTH 4 MM, LENGTH 20 CM, REUSABLE | SPECIALIZED INSTRUMENTATION FOR OPEN AND LAPAROSCOPIC SURGERIES
21479 | 4229680231500 | PUNCH, LAMINECTOMY/KERRISON, UPWARD CUTTING, ANGLE 40 DEGREE, JAW WIDTH 5 MM, LENGTH 18 CM, REUSABLE | SPECIALIZED INSTRUMENTATION FOR OPEN AND LAPAROSCOPIC SURGERIES
21480 | 4229680231600 | PUNCH, LAMINECTOMY/KERRISON, UPWARD CUTTING, ANGLE 40 DEGREE, JAW WIDTH 5 MM, LENGTH 20 CM, REUSABLE | SPECIALIZED INSTRUMENTATION FOR OPEN AND LAPAROSCOPIC SURGERIES
21481 | 4229680231700 | PUNCH, LAMINECTOMY/KERRISON, UPWARD CUTTING, ANGLE 40 DEGREE, JAW WIDTH 5 MM, LENGTH 23 CM, REUSABLE | SPECIALIZED INSTRUMENTATION FOR OPEN AND LAPAROSCOPIC SURGERIES
21482 | 4229680231800 | PUNCH, LAMINECTOMY/KERRISON, UPWARD CUTTING, ANGLE 40 DEGREE, JAW WIDTH 6 MM, LENGTH 18 CM, REUSABLE | SPECIALIZED INSTRUMENTATION FOR OPEN AND LAPAROSCOPIC SURGERIES
21483 | 4229680231900 | PUNCH, LAMINECTOMY/KERRISON, UPWARD CUTTING, ANGLE 40 DEGREE, JAW WIDTH 6 MM, LENGTH 20 CM, REUSABLE | SPECIALIZED INSTRUMENTATION FOR OPEN AND LAPAROSCOPIC SURGERIES
21484 | 4229680232000 | PUNCH, LAMINECTOMY/KERRISON, UPWARD CUTTING, ANGLE 40 DEGREE, JAW WIDTH 6 MM, LENGTH 23 CM, REUSABLE | SPECIALIZED INSTRUMENTATION FOR OPEN AND LAPAROSCOPIC SURGERIES
21485 | 4229680231400 | PUNCH, LAMINECTOMY/KERRISON, UPWARD CUTTING/SLIM, ANGLE 40 DEGREE, JAW WIDTH 4 MM, LENGTH 18 CM, REUSABLE | SPECIALIZED INSTRUMENTATION FOR OPEN AND LAPAROSCOPIC SURGERIES
21486 | 4229680227200 | SPECULUM, COTTLE NASAL, BLADE LENGTH 85 - 90 MM, STAINLESS STEEL, REUSABLE | SPECIALIZED INSTRUMENTATION FOR OPEN AND LAPAROSCOPIC SURGERIES
21487 | 4229680230200 | PUNCH, LAMINECTOMY/KERRISON, UPWARD CUTTING, ANGLE 40 DEGREE, JAW WIDTH 1 MM, LENGTH 20 CM, REUSABLE | SPECIALIZED INSTRUMENTATION FOR OPEN AND LAPAROSCOPIC SURGERIES
21488 | 4229680230000 | SPECULUM, PITUITARY, DILATION, PAPAV CASPAR, STAINLESS STEEL, SIZE: 90.0MM X 13.0MM, REUSABLE | SPECIALIZED INSTRUMENTATION FOR OPEN AND LAPAROSCOPIC SURGERIES
21489 | 4229680227500 | HOOK, NERVE, EXPLORING, CRILE, ANGLE: 90 DEGREE, LENGTH = 20.0CM, REUSABLE | SPECIALIZED INSTRUMENTATION FOR OPEN AND LAPAROSCOPIC SURGERIES
21490 | 4229680227800 | FORCEPS, BIPOLAR COAGULATION, NON-STICK, ANGLED/BLUNT 0.6 MM, INSULATED, TIP SILVER METAL, COLORED, LENGTH 20 CM, REUSABLE | SPECIALIZED INSTRUMENTATION FOR OPEN AND LAPAROSCOPIC SURGERIES
21491 | 4229680227900 | FORCEPS, BIPOLAR COAGULATION, NON-STICK, ANGLED/BLUNT 1 MM, ,INSULATED, TIP SILVER METAL, COLORED, LENGTH 20 CM, REUSABLE | SPECIALIZED INSTRUMENTATION FOR OPEN AND LAPAROSCOPIC SURGERIES
21492 | 4229680228000 | FORCEPS, BIPOLAR COAGULATION, NON-STICK/ANGLED/BLUNT 1 MM, INSULATED, TIP SILVER METAL, COLORED, LENGTH 23 CM, REUSABLE | SPECIALIZED INSTRUMENTATION FOR OPEN AND LAPAROSCOPIC SURGERIES
21493 | 4229680228100 | FORCEPS, BIPOLAR COAGULATION, NON-STICK/ANGLED/BLUNT 2 MM, INSULATED, TIP SILVER METAL, COLORED, LENGTH 23 CM, REUSABLE | SPECIALIZED INSTRUMENTATION FOR OPEN AND LAPAROSCOPIC SURGERIES
21494 | 4229680229100 | SCISSORS, DISSECTING, MAYO CURVED, STAINLESS STEEL, LENGTH 11 - 13 CM, REUSABLE | SPECIALIZED INSTRUMENTATION FOR OPEN AND LAPAROSCOPIC SURGERIES
21495 | 4229680230100 | FORCEPS, PITUITARY/YASARGIL, LENGTH 19 - 25 CM, TIP WIDTH 2.2 MM, STAINLESS STEEL, REUSABLE | SPECIALIZED INSTRUMENTATION FOR OPEN AND LAPAROSCOPIC SURGERIES
21496 | 4229680229200 | SCISSORS, OPERATING, SHARP-SHARP/CURVED, STAINLESS STEEL, LENGTH = 12.0CM, REUSABLE | SPECIALIZED INSTRUMENTATION FOR OPEN AND LAPAROSCOPIC SURGERIES
21497 | 4229680229400 | OSTEOTOME, BONE CUTTING, LAMBOTTE/STRAIGHT, BLADE WIDTH 4 MM, LENGTH 24 CM, REUSABLE | SPECIALIZED INSTRUMENTATION FOR OPEN AND LAPAROSCOPIC SURGERIES
21498 | 4229680229500 | OSTEOTOME, BONE CUTTING, LAMBOTTE/STRAIGHT, BLADE WIDTH 8 MM, LENGTH 24 CM, REUSABLE | SPECIALIZED INSTRUMENTATION FOR OPEN AND LAPAROSCOPIC SURGERIES
21499 | 4229680229600 | OSTEOTOME, BONE CUTTING, LAMBOTTE/CURVED, BLADE WIDTH= 30.0MM, LENGTH = 24.0CM, REUSABLE | SPECIALIZED INSTRUMENTATION FOR OPEN AND LAPAROSCOPIC SURGERIES
21500 | 4229680229700 | OSTEOTOME, BONE CUTTING, LEXER/SILICONE COATED HANDLE, BLADE WIDTH= 10.0MM, LENGTH = 22.0CM, REUSABLE | SPECIALIZED INSTRUMENTATION FOR OPEN AND LAPAROSCOPIC SURGERIES
21501 | 4229680229800 | OSTEOTOME, BONE CUTTING, LEXER/SILICONE COATED HANDLE, BLADE WIDTH= 30.0MM, LENGTH = 22.0CM, REUSABLE | SPECIALIZED INSTRUMENTATION FOR OPEN AND LAPAROSCOPIC SURGERIES
21502 | 4229680229900 | SPECULUM, PITUITARY, DILATION, PAPAVERO CASPAR, STAINLESS STEEL, SIZE: 80.0MM X 13.0MM, REUSABLE | SPECIALIZED INSTRUMENTATION FOR OPEN AND LAPAROSCOPIC SURGERIES
21503 | 4229680229300 | OSTEOTOME, BONE CUTTING, LAMBOTTE/STRAIGHT, BLADE WIDTH 25 MM, LENGTH 24 CM, REUSABLE | SPECIALIZED INSTRUMENTATION FOR OPEN AND LAPAROSCOPIC SURGERIES
21504 | 4229310601400 | RETRACTOR, FOR INTERNAL MAMMARY ARTERY (IMA), COMPLETE SET, WITH WIRE-LIFT CONSISTING OF: TABLE POST 445 MM, UPPER FRAME FOLDABLE, CRANK BOX KIT, BLADE HOLDER PLATE, SHARP BLADES (PAIR), OR EQUIVALENT, REUSABLE | SURGICAL INSTRUMENT TENDER
21505 | 4229310601300 | FRAME, FOR MITRAL COSGROVE RETRACTOR, WITH ROD, STAINLESS STEEL, ASSORTED SIZES, REUSABLE | SURGICAL INSTRUMENT TENDER
21506 | 4229680259700 | INSTRUMENT, COMPOSITE, FILLING, GOLDSTEIN, FIG.2, REUSABLE | SPECIALIZED INSTRUMENTATION FOR OPEN AND LAPAROSCOPIC SURGERIES
21507 | 4229680335700 | FORCEPS, IMPLANTATION, ANGLED 10.0 MM SHAFTS/SILICONE TUBE COATED TIP, STAINLESS STEEL, LENGTH 10 - 11 CM, REUSABLE | SURGICAL INSTRUMENT TENDER
21508 | 4229680335300 | HOOK, MUSCLE, BONN MODEL, ROUND CURVE TIP, FLAT HANDLE, REUSABLE | SURGICAL INSTRUMENT TENDER
21509 | 4229270206000 | ELEVATOR, MASING , DOUBLE ENDED GRADUATED, BLUNT/BLUNT,LENGTH: 20.0 - 23.0 CM REUSABLE | SPECIALIZED INSTRUMENTATION FOR OPEN AND LAPAROSCOPIC SURGERIES
21510 | 4229270206100 | ELEVATOR, PERIOSTEAL, MOLT WOODSON, STAINLESS STEEL, DOUBLE ENDED, LENGTH 17 - 19CM, REUSABLE | SPECIALIZED INSTRUMENTATION FOR OPEN AND LAPAROSCOPIC SURGERIES
21511 | 4229270206600 | RHOTON, MICRO DISSECTOR ELEVATOR, TIP 1.2 MM, CURVED, REUSABLE | SPECIALIZED INSTRUMENTATION FOR OPEN AND LAPAROSCOPIC SURGERIES
21512 | 4229270206700 | RHOTON, MICRO DISSECTOR ELEVATOR, TIP 2.8MM, REUSABLE | SPECIALIZED INSTRUMENTATION FOR OPEN AND LAPAROSCOPIC SURGERIES
21513 | 4229270206800 | RHOTON, MICRO ELEVATOR, TIP 1.0MM, ROUND SHAPE, REUSABLE | SPECIALIZED INSTRUMENTATION FOR OPEN AND LAPAROSCOPIC SURGERIES
21514 | 4229270206900 | RHOTON, MICRO ELEVATOR, TIP 1.0MM, SPATULA SHAPE, REUSABLE | SPECIALIZED INSTRUMENTATION FOR OPEN AND LAPAROSCOPIC SURGERIES
21515 | 4229270207000 | RHOTON, MICRO ELEVATOR, TIP 1.5MM, SPATULA SHAPE, REUSABLE | SPECIALIZED INSTRUMENTATION FOR OPEN AND LAPAROSCOPIC SURGERIES
21516 | 4229270207100 | RHOTON, MICRO ELEVATOR, TIP 2.0MM, ROUND SHAPE, REUSABLE | SPECIALIZED INSTRUMENTATION FOR OPEN AND LAPAROSCOPIC SURGERIES
21517 | 4229270207200 | RHOTON, MICRO ELEVATOR, TIP 2.0MM, SPATULA SHAPE, REUSABLE | SPECIALIZED INSTRUMENTATION FOR OPEN AND LAPAROSCOPIC SURGERIES
21518 | 4229270207500 | ELEVATOR, PERIOSTEAL, STRAIGHT, WORKING LENGTH 16 - 17CM, TOTAL LENGTH 42 - 43 CM, REUSABLE | SURGICAL INSTRUMENT TENDER
21519 | 4229680334700 | SCISSORS STEVENS TENOTMOY BLUNT-BLUNT STRAIGHT LENGTH 10 - 11 CM STAINLESS STEEL REUSABLE | SPECIALIZED INSTRUMENTATION FOR OPEN AND LAPAROSCOPIC SURGERIES
21520 | 4229680181800 | RETRACTOR, VAGINAL, BREISKY, STAINLESS STEEL, TIP SIZE: 130.0MM X 40.0MM, REUSABLE | SPECIALIZED INSTRUMENTATION FOR OPEN AND LAPAROSCOPIC SURGERIES
21521 | 4229680333900 | HOOK, LENS MANIPULATOR, SINSKEY, STRAIGHT, 0.2MM, ROUND HANDLE, REUSABLE | SPECIALIZED INSTRUMENTATION FOR OPEN AND LAPAROSCOPIC SURGERIES
21522 | 4229680332100 | RETRACTOR, SCHEPENS ORBITAL, STAINLESS STEEL, REUSABLE | SPECIALIZED INSTRUMENTATION FOR OPEN AND LAPAROSCOPIC SURGERIES
21523 | 4229680331800 | CANNULA, HYDRODISSECTION/AIR INJECTION, SAUTTER/GENTLY CURVED SHAFT/FLATTENED TIP, 27 GAUGE, REUSABLE | SURGICAL INSTRUMENT TENDER
21524 | 4229680328300 | CURETTE, MEYERHOEFER, SIZE: NO.3, LENGTH: 12.0 - 13.0 CM, REUSABLE | SPECIALIZED INSTRUMENTATION FOR OPEN AND LAPAROSCOPIC SURGERIES
21525 | 4229680328400 | CURETTE, MEYERHOEFER, SIZE: NO.4, LENGTH: 12.0 - 13.0 CM, REUSABLE | SPECIALIZED INSTRUMENTATION FOR OPEN AND LAPAROSCOPIC SURGERIES
21526 | 4229680328900 | HOOK, MIYOSHI NUCLEUS DIVIDER, ROUND HANDLE, 90 DEGREES ANGLE, STRAIGHT HOOK TIP, REUSABLE | SPECIALIZED INSTRUMENTATION FOR OPEN AND LAPAROSCOPIC SURGERIES
21527 | 4229680329000 | FORCEPS, MOODY FIXATION, WITH LOCK, 1X2 TEETH, LEFT, STAINLESS STEEL, REUSABLE | SPECIALIZED INSTRUMENTATION FOR OPEN AND LAPAROSCOPIC SURGERIES
21528 | 4229680329100 | FORCEPS, MOODY FIXATION, WITH LOCK, 1X2 TEETH, RIGHT, STAINLESS STEEL, REUSABLE | SPECIALIZED INSTRUMENTATION FOR OPEN AND LAPAROSCOPIC SURGERIES
21529 | 4229680329300 | FORCEPS, CLAMP, MOSQUITO/STRAIGHT, STAINLESS STEEL, LENGTH 16 CM, REUSABLE | SPECIALIZED INSTRUMENTATION FOR OPEN AND LAPAROSCOPIC SURGERIES
21530 | 4229680336200 | FORCEPS, TISSUE, SLIM HANDLE, STAINLESS STEEL, LENGTH 10 - 11 CM, TEETH: 1X2, REUSABLE | SPECIALIZED INSTRUMENTATION FOR OPEN AND LAPAROSCOPIC SURGERIES
21531 | 4229680329900 | FORCEPS, AKAHOSHI, NUCLEUS SPREADING, NOT SERRATED, PADDLE SHAPED JAWS, STAINLESS STEEL, REUSABLE | SPECIALIZED INSTRUMENTATION FOR OPEN AND LAPAROSCOPIC SURGERIES
21532 | 4229680330300 | BASKET, HALF SIZE, WITHOUT FEET, PERFORATED, SIZE 25 CM X 25 CM X 6 CM, STAINLESS STEEL, REUSABLE | SPECIALIZED INSTRUMENTATION FOR OPEN AND LAPAROSCOPIC SURGERIES
21533 | 4229680330400 | BASKET, HALF SIZE, WITH FEET, PERFORATED, SIZE 25 CM X 25 CM X 6 CM, STAINLESS STEEL, REUSABLE | SPECIALIZED INSTRUMENTATION FOR OPEN AND LAPAROSCOPIC SURGERIES
21534 | 4229680330800 | DILATOR, PUNCTAL, DOUBLE ENDED, REUSABLE | SURGICAL INSTRUMENT TENDER
21535 | 4229680331000 | CANNULA, RANDOLPH, CYCLODIALYSIS 19 GAUGE, REUSABLE | SPECIALIZED INSTRUMENTATION FOR OPEN AND LAPAROSCOPIC SURGERIES
21536 | 4229680331100 | CANNULA, IRRIGATION, RENTSCH/ANGLED SHAFT, REUSABLE | SURGICAL INSTRUMENT TENDER
21537 | 4229680331400 | BOWL, ROUND, 0.16 LITER, STAINLESS STEEL, REUSABLE | SPECIALIZED INSTRUMENTATION FOR OPEN AND LAPAROSCOPIC SURGERIES
21538 | 4229680330100 | OCONNOR SCLERAL DEPRESSOR WITH 1.5MM GASS MARKER END, REUSABLE | SURGICAL INSTRUMENT TENDER
21539 | 4229680336600 | FORCEPS, TROUTMAN SUPERIOR RECTUS, TEETH 1X2, ANGLED, REUSABLE | SPECIALIZED INSTRUMENTATION FOR OPEN AND LAPAROSCOPIC SURGERIES
21540 | 4229680336700 | FORCEPS, MCPHERSON, KELMAN, TYING PLATFORM LENGTH 5 - 7MM, FROM TIP TO BEND 7 - 8 MM, STAINLESS STEEL, REUSABLE | SPECIALIZED INSTRUMENTATION FOR OPEN AND LAPAROSCOPIC SURGERIES
21541 | 4229270204200 | ELEVATOR, MACDONALD, DOUBLE ENDED, LENGTH 18 - 20 CM, REUSABLE | SPECIALIZED INSTRUMENTATION FOR OPEN AND LAPAROSCOPIC SURGERIES
21542 | 4229490608500 | CUTTING LOOP, UNIPOLAR, ANGLED, 26 FR, REUSABLE | SPECIALIZED INSTRUMENTATION FOR OPEN AND LAPAROSCOPIC SURGERIES
21543 | 4229490608600 | SCISSORS, 5 FR., SINGLE ACTION JAWS, FLEXIBLE, LENGTH 40 CM (OR EQUIVALENT), REUSABLE | SURGICAL INSTRUMENT TENDER
21544 | 4229490608700 | SCISSORS, LAPAROSCOPIC, (ROBI) SCISSORS CLERMONT-FERRAND MODEL WITH CONNECTOR PIN FOR BIPOLAR COAGULATION CURVED BLADES DOUBLE ACTION JAWS SIZE 3 - 3.5 MM LENGTH 20 CM COLOR CODE: LIGHT BLUE, REUSABLE | SURGICAL INSTRUMENT TENDER
21545 | 4229490608800 | LAPAROSCOPIC FORCEPS, FENESTRATED, FINE ATRAUMATIC SERRATION, 5MM, 36CM, WITH INSULATED SHEATH AND NON-RATCHET HANDLE, REUSABLE | SPECIALIZED INSTRUMENTATION FOR OPEN AND LAPAROSCOPIC SURGERIES
21546 | 4229490609000 | LAPAROSCOPIC, SCISSOR, STRAIGHT, 5MM, 36CM, WITH INSULATED SHEATH AND NON-RATCHET HANDLE, REUSABLE | SPECIALIZED INSTRUMENTATION FOR OPEN AND LAPAROSCOPIC SURGERIES
21547 | 4229490609100 | SCISSORS, LAPAROSCOPIC, METZENBAUM CURVED, ROTATING, DISMANTLING, INSULATED, WITH CONNECTOR PIN FOR UNIPOLAR COAGULATION, WITH LUER- LOCK IRRIGATION CONNECTOR FOR CLEANING, DOUBLE ACTION JAWS, SERRATED, CONICAL, SIZE 3 TO 3.5 MM, LENGTH 20 CM, REUSABLE | SPECIALIZED INSTRUMENTATION FOR OPEN AND LAPAROSCOPIC SURGERIES
21548 | 4229490607800 | HOOK SCISSORS ROTATING WITH CONNECTOR PIN FOR UNIPOLAR COAGULATION SIZE 5 MM LENGTH 36 CM SINGLE ACTION JAWS, REUSABLE | SPECIALIZED INSTRUMENTATION FOR OPEN AND LAPAROSCOPIC SURGERIES
21549 | 4229680180900 | FORCEPS, CLAMP, GYNECOLOGICAL, UTERINE POLYPUS/KELLY, STAINLESS STEEL, LENGTH 30 - 32 CM, REUSABLE | SPECIALIZED INSTRUMENTATION FOR OPEN AND LAPAROSCOPIC SURGERIES
21550 | 4229680338000 | CANNULA, VISCOCANALOSTOMY, 30 GAUGE, REUSABLE | SPECIALIZED INSTRUMENTATION FOR OPEN AND LAPAROSCOPIC SURGERIES
21551 | 4229270103500 | DISSECTOR, THORACOSCOPIC DENNIS 7.0 MM, RING HANDLE, CURVED, RIGHT, SERRATED JAWS WITH RATCHET, WORKING LENGTH 23 CM, TOTAL LENGTH, 33.5 CM (OR EQUIVALENT), REUSABLE | SPECIALIZED INSTRUMENTATION FOR OPEN AND LAPAROSCOPIC SURGERIES
21552 | 4229270103400 | DISSECTOR, MICRO, BAYONET, DIAMETER 2 MM, TOTAL LENGTH 24 - 25 CM, ANGLE UP, REUSABLE | SPECIALIZED INSTRUMENTATION FOR OPEN AND LAPAROSCOPIC SURGERIES
21553 | 4229270103200 | DISSECTOR, MICRO VERTEBRAL, BAYONET, LENGTH 20 - 21 , REUSABLE | SPECIALIZED INSTRUMENTATION FOR OPEN AND LAPAROSCOPIC SURGERIES
21554 | 4229270102900 | TUBE SUCTION, DISSECTOR NEGUS, DIAMETER 6 MM, LENGTH 20 - 21 CM, REUSABLE | SPECIALIZED INSTRUMENTATION FOR OPEN AND LAPAROSCOPIC SURGERIES
21555 | 4229680180700 | DILATOR, UTERINE, HEGAR, LENGTH = 18.5CM, TIP DIAMETER = 9.5MM, REUSABLE | SPECIALIZED INSTRUMENTATION FOR OPEN AND LAPAROSCOPIC SURGERIES
21556 | 4229680180800 | FORCEPS, GYNECOLOGICAL, UTERINE ELEVATING/COLLIN, STAINLESS STEEL, LENGTH = 26.0CM, REUSABLE | SPECIALIZED INSTRUMENTATION FOR OPEN AND LAPAROSCOPIC SURGERIES
21557 | 4229680328200 | CURETTE, MEYERHOEFER, SIZE: NO.2, LENGTH: 12.0 - 13.0 CM, REUSABLE | SPECIALIZED INSTRUMENTATION FOR OPEN AND LAPAROSCOPIC SURGERIES
21558 | 4229490605200 | INSULATED METAL OUTER TUBE WITH LUER - LOCK CONNECTOR SIZE 5 MM LENGTH 36 CM, REUSABLE | SPECIALIZED INSTRUMENTATION FOR OPEN AND LAPAROSCOPIC SURGERIES
21559 | 4229680181100 | PROBE, SURGICAL, TISSUE MANIPULATION, STAINLESS STEEL, RIGID/SIMS, LENGTH = 33.0CM, UTERINE, REUSABLE | SPECIALIZED INSTRUMENTATION FOR OPEN AND LAPAROSCOPIC SURGERIES
21560 | 4229680336800 | FORCEPS, SUTURING, TYING/TUBINGEN MODEL/CURVED/WITH TYING PLATFORM, LENGTH 10 - 11 CM, STAINLESS STEEL, REUSABLE | SPECIALIZED INSTRUMENTATION FOR OPEN AND LAPAROSCOPIC SURGERIES
21561 | 4229680181700 | RETRACTOR, VAGINAL, BREISKY, STAINLESS STEEL, TIP SIZE: 130.0MM X 35.0MM, REUSABLE | SPECIALIZED INSTRUMENTATION FOR OPEN AND LAPAROSCOPIC SURGERIES
21562 | 4229680181600 | RETRACTOR, VAGINAL, BREISKY, STAINLESS STEEL, TIP SIZE: 130.0MM X 30.0MM, REUSABLE | SPECIALIZED INSTRUMENTATION FOR OPEN AND LAPAROSCOPIC SURGERIES
21563 | 4229680181500 | RETRACTOR VAGINAL BREISKY STAINLESS STEEL TIP SIZE: 130.0MM X 20.0MM = REUSABLE | SPECIALIZED INSTRUMENTATION FOR OPEN AND LAPAROSCOPIC SURGERIES
21564 | 4229680181400 | RETRACTOR, VAGINAL, DOYEN, STAINLESS STEEL, TIP SIZE: 70.0MM X 30.0MM, LENGTH = 25.0CM, REUSABLE | SPECIALIZED INSTRUMENTATION FOR OPEN AND LAPAROSCOPIC SURGERIES
21565 | 4229680181300 | CURETTE SCOOP, UTERINE, SCHROEDER, SIZE: NO.3, LENGTH 30 - 32 CM, REUSABLE | SPECIALIZED INSTRUMENTATION FOR OPEN AND LAPAROSCOPIC SURGERIES
21566 | 4229680181000 | PROBE, SURGICAL, TISSUE MANIPULATION, STAINLESS STEEL, MALLEABLE/SIMS, LENGTH = 33.0CM, UTERINE, REUSABLE | SPECIALIZED INSTRUMENTATION FOR OPEN AND LAPAROSCOPIC SURGERIES
21567 | 4229680181200 | CURETTE SCOOP, UTERINE, SCHROEDER, SIZE: NO.1, LENGTH 30 - 32 CM, REUSABLE | SPECIALIZED INSTRUMENTATION FOR OPEN AND LAPAROSCOPIC SURGERIES
21568 | 4229490014800 | LAPAROSCOPIC METAL HANDLE, ROTATING, WITHOUT RATCHET, WITH CONNECTOR PIN FOR UNIPOLAR COAGULATION, REUSABLE | SURGICAL INSTRUMENT TENDER
21569 | 4229680337000 | FORCEPS, SUTURING, TYING/TUBINGEN MODEL/STRAIGHT/WITH TYING PLATFORM, LENGTH 10 - 11CM, STAINLESS STEEL, REUSABLE | SPECIALIZED INSTRUMENTATION FOR OPEN AND LAPAROSCOPIC SURGERIES
21570 | 4229490201300 | APPLICATOR FOR SEALING, INCLUDING SHEATH AND PUSHER, FOR USE WITH OPERATING SHEATHS, PEDIATRIC PERCUTANEOUS NEPHROSCOPE, REUSABLE | SPECIALIZED INSTRUMENTATION FOR OPEN AND LAPAROSCOPIC SURGERIES
21571 | 4229490201400 | APPLICATOR, FOR SUPINE POSITION, WITH ROD FOR SEALING WITH SHEATH, FOR USE WITH OPERATING SHEATHS, PEDIATRIC PERCUTANEOUS NEPHROSCOPE, REUSABLE | SPECIALIZED INSTRUMENTATION FOR OPEN AND LAPAROSCOPIC SURGERIES
21572 | 4229490301600 | LAPAROSCOPIC BIOPSY FORCEPS DOUBLE ACTION JAWS FLEXIBLE 3 FR. LENGTH 75 CM (OR EQUIVALENT) REUSABLE | SURGICAL INSTRUMENT TENDER
21573 | 4224150000500 | HOOK, COTTLE SKIN, SHARP/1 PRONG, STRONGLY CURVED 16 -17 CM, REUSABLE | SPECIALIZED INSTRUMENTATION FOR OPEN AND LAPAROSCOPIC SURGERIES
21574 | 4229490014600 | FORCEPS, TUTTLE LUNG, STAINLESS STEEL, LENGTH 23 - 24 CM, REUSABLE | SPECIALIZED INSTRUMENTATION FOR OPEN AND LAPAROSCOPIC SURGERIES
21575 | 4229680328100 | CURETTE, MEYERHOEFER, SIZE: NO.1, LENGTH: 12.0 - 13.0 CM, REUSABLE | SPECIALIZED INSTRUMENTATION FOR OPEN AND LAPAROSCOPIC SURGERIES
21576 | 4229680327800 | MCPHERSON-WESTCOTT STITCH SCISSORS, REUSABLE | SPECIALIZED INSTRUMENTATION FOR OPEN AND LAPAROSCOPIC SURGERIES
21577 | 4229680181900 | RETRACTOR, VAGINAL, DOYEN, STAINLESS STEEL, TIP SIZE: 55.0MM X 60.0MM, REUSABLE | SPECIALIZED INSTRUMENTATION FOR OPEN AND LAPAROSCOPIC SURGERIES
21578 | 4229290313500 | NEEDLE HOLDER, MINIMALLY INVASIVE, STRAIGHT/WITH LOCK, DIAMOND DUST JAW, DIAMETER 5 - 6 MM, LENGTH 36 CM, REUSABLE | SPECIALIZED INSTRUMENTATION FOR OPEN AND LAPAROSCOPIC SURGERIES
21579 | 4229290313400 | NEEDLE HOLDER, MINIMALLY INVASIVE, STRAIGHT/WITH LOCK, TUNGSTEN CARBIDE, DIAMETER 5 - 6 MM, LENGTH 35 - 36 CM, REUSABLE | SPECIALIZED INSTRUMENTATION FOR OPEN AND LAPAROSCOPIC SURGERIES
21580 | 4229290313300 | NEEDLE HOLDER, MINIMALLY INVASIVE, CURVED/WITH LOCK, TUNGSTEN CARBIDE, DIAMETER 5 - 6 MM, LENGTH 35 - 36 CM, REUSABLE | SPECIALIZED INSTRUMENTATION FOR OPEN AND LAPAROSCOPIC SURGERIES
21581 | 4229290313200 | NEEDLE HOLDER, MINIMALLY INVASIVE, CURVED/WITH LOCK, DIAMOND DUST JAW, DIAMETER 5 - 6 MM, LENGTH 36 CM, REUSABLE | SPECIALIZED INSTRUMENTATION FOR OPEN AND LAPAROSCOPIC SURGERIES
21582 | 4229290313100 | NEEDLE HOLDER, MINIMALLY INVASIVE, CURVED/WITH LOCK, TUNGSTEN CARBIDE, DIAMETER 5 - 6 MM, LENGTH 30 CM, REUSABLE | SPECIALIZED INSTRUMENTATION FOR OPEN AND LAPAROSCOPIC SURGERIES
21583 | 4229290313000 | NEEDLE HOLDER, MINIMALLY INVASIVE, STRAIGHT/WITH LOCK, TUNGSTEN CARBIDE, DIAMETER 5 - 6 MM, LENGTH 25 CM, REUSABLE | SPECIALIZED INSTRUMENTATION FOR OPEN AND LAPAROSCOPIC SURGERIES
21584 | 4229290313600 | NEEDLE HOLDER, MINIMALLY INVASIVE, CURVED, TUNGSTEN CARBIDE, DIAMETER 5 MM, LENGTH 35 - 36 CM, REUSABLE | SPECIALIZED INSTRUMENTATION FOR OPEN AND LAPAROSCOPIC SURGERIES
21585 | 4229290312900 | NEEDLE HOLDER, MINIMALLY INVASIVE, CURVED/WITH LOCK, TUNGSTEN CARBIDE, DIAMETER 5 - 6 MM, LENGTH 25 CM, REUSABLE | SPECIALIZED INSTRUMENTATION FOR OPEN AND LAPAROSCOPIC SURGERIES
21586 | 4229290312700 | NEEDLE HOLDER, JACOBSON/MICRO, HEAVY STYLE, STREAMLINE DESIGN, LENGTH 23 CM, ROUND HANDLE, STRAIGHT, WITH RATCHET, TUNGSTEN CARBIDE, REUSABLE | SPECIALIZED INSTRUMENTATION FOR OPEN AND LAPAROSCOPIC SURGERIES
21587 | 4229290312600 | NEEDLE HOLDER, JACOBSON/MICRO, LENGTH 20 -21 CM, STRAIGHT, WIDTH 1 - 1.5 MM, WITH RATCHET, DIAMOND DUST JAW, TUNGSTEN CARBIDE INSERTS, BLACK COATING, REUSABLE | SPECIALIZED INSTRUMENTATION FOR OPEN AND LAPAROSCOPIC SURGERIES
21588 | 4229290312500 | NEEDLE HOLDER, JACOBSON/MICRO, LENGTH 20 - 21 CM, STRAIGHT, WIDTH 0.8 MM, WITH RATCHET, DIAMOND DUST JAW, BLACK COATING, REUSABLE | SPECIALIZED INSTRUMENTATION FOR OPEN AND LAPAROSCOPIC SURGERIES
21589 | 4229290312400 | NEEDLE HOLDER, JACOBSON/MICRO, LENGTH 18 - 19 CM, STRAIGHT, WIDTH 0.3 MM, WITH RATCHET, DIAMOND DUST JAW, BLACK COATING, REUSABLE | SPECIALIZED INSTRUMENTATION FOR OPEN AND LAPAROSCOPIC SURGERIES
21590 | 4229290312300 | NEEDLE HOLDER, JACOBSON/MICRO, LENGTH 21 CM, ROUND HANDLE, STRAIGHT, WITH RATCHET, DIAMOND DUST JAW, TITANIUM, REUSABLE | SPECIALIZED INSTRUMENTATION FOR OPEN AND LAPAROSCOPIC SURGERIES
21591 | 4229290311000 | NEEDLE HOLDER, MICRO, STRAIGHT, WITH LOCK, TITANIUM, TOTAL LENGTH 23 CM, DIAMOND DUST JAW, REUSABLE | SPECIALIZED INSTRUMENTATION FOR OPEN AND LAPAROSCOPIC SURGERIES
21592 | 4229290312800 | NEEDLE HOLDER, JACOBSON/MICRO, HEAVY STYLE, STREAMLINE DESIGN, LENGTH 25 CM, ROUND HANDLE, STRAIGHT, WITH RATCHET, TUNGSTEN CARBIDE, REUSABLE | SPECIALIZED INSTRUMENTATION FOR OPEN AND LAPAROSCOPIC SURGERIES
21593 | 4229290310900 | NEEDLE HOLDER, MICRO, STRAIGHT, WITH LOCK, TITANIUM, TOTAL LENGTH 20 - 21 CM, DIAMOND DUST JAW, REUSABLE | SPECIALIZED INSTRUMENTATION FOR OPEN AND LAPAROSCOPIC SURGERIES
21594 | 4229290313700 | NEEDLE HOLDER, MINIMALLY INVASIVE, STRAIGHT, TUNGSTEN CARBIDE, DIAMETER 5 MM, LENGTH 35 - 36 CM, REUSABLE | SPECIALIZED INSTRUMENTATION FOR OPEN AND LAPAROSCOPIC SURGERIES
21595 | 4229290314000 | NEEDLE HOLDER, MICRO/ROUND HANDLE, TOTAL LENGTH 18 - 18.5 CM, DIAMOND DUST JAW, REUSABLE | SPECIALIZED INSTRUMENTATION FOR OPEN AND LAPAROSCOPIC SURGERIES
21596 | 4229290316700 | NEEDLE HOLDER, CRILE-WOOD, TUNGSTEN CARBIDE, LENGTH 30 - 31 CM, REUSABLE | SPECIALIZED INSTRUMENTATION FOR OPEN AND LAPAROSCOPIC SURGERIES
21597 | 4229290316600 | NEEDLE HOLDER, CRILE-WOOD, TUNGSTEN CARBIDE, LENGTH 25 - 26 CM, REUSABLE | SPECIALIZED INSTRUMENTATION FOR OPEN AND LAPAROSCOPIC SURGERIES
21598 | 4229290316400 | NEEDLE HOLDER, CRILE-WOOD, TUNGSTEN CARBIDE, LENGTH 14 - 15 CM, REUSABLE | SPECIALIZED INSTRUMENTATION FOR OPEN AND LAPAROSCOPIC SURGERIES
21599 | 4229290316100 | NEEDLE HOLDER, MINIMALLY INVASIVE, STRAIGHT , WITH LOCK, SMALL, TUNGSTEN CARBIDE, REUSABLE | SPECIALIZED INSTRUMENTATION FOR OPEN AND LAPAROSCOPIC SURGERIES
21600 | 4229290316000 | NEEDLE HOLDER, MINIMALLY INVASIVE, STRAIGHT , WITH LOCK, LARGE, TUNGSTEN CARBIDE, REUSABLE | SPECIALIZED INSTRUMENTATION FOR OPEN AND LAPAROSCOPIC SURGERIES
21601 | 4229290315900 | NEEDLE HOLDER, MINIMALLY INVASIVE, CURVED , WITH LOCK, SMALL, TUNGSTEN CARBIDE, REUSABLE | SPECIALIZED INSTRUMENTATION FOR OPEN AND LAPAROSCOPIC SURGERIES
21602 | 4229290313900 | NEEDLE HOLDER, JACOBSON/MICRO, LENGTH 22 - 23 CM, STRAIGHT, WIDTH 0.8MM, WITH LOCK, DIAMOND DUST JAW, WITHOUT BLACK COATING, REUSABLE | SPECIALIZED INSTRUMENTATION FOR OPEN AND LAPAROSCOPIC SURGERIES
21603 | 4229290315800 | NEEDLE HOLDER, MINIMALLY INVASIVE, CURVED , WITH LOCK, LARGE, TUNGSTEN CARBIDE, REUSABLE | SPECIALIZED INSTRUMENTATION FOR OPEN AND LAPAROSCOPIC SURGERIES
21604 | 4229290315500 | LAPAROSCOPIC NEEDLE HOLDER WITH RATCHET HANDLE, CURVED 5MM 31 CM, REUSABLE | SPECIALIZED INSTRUMENTATION FOR OPEN AND LAPAROSCOPIC SURGERIES
21605 | 4229290315300 | NEEDLE HOLDER, HALSEY/SERRATED, LENGTH 13 CM, STAINLESS STEEL, REUSABLE | SPECIALIZED INSTRUMENTATION FOR OPEN AND LAPAROSCOPIC SURGERIES
21606 | 4229290315100 | NEEDLE HOLDER, LAPAROSCOPY, STRAIGHT, DIAMETER 5 MM, LENGTH 30 - 31 CM, TUNGSTEN CARBIDE, REUSABLE | SPECIALIZED INSTRUMENTATION FOR OPEN AND LAPAROSCOPIC SURGERIES
21607 | 4229290314800 | NEEDLE HOLDER, RYDER-STYLE, DELICATE, LENGTH 26 - 27 CM, TUNGSTEN CARBIDE, REUSABLE | SPECIALIZED INSTRUMENTATION FOR OPEN AND LAPAROSCOPIC SURGERIES
21608 | 4229290314500 | NEEDLE HOLDER, MICRO/ROUND HANDLE, HEAVY, TIP 2 MM, TOTAL LENGTH 19 -20 CM, DIAMOND DUST JAW, REUSABLE | SPECIALIZED INSTRUMENTATION FOR OPEN AND LAPAROSCOPIC SURGERIES
21609 | 4229290314300 | NEEDLE HOLDER, DEBAKEY, TUNGSTEN CARBIDE, LENGTH 15 - 16 CM, REUSABLE | SPECIALIZED INSTRUMENTATION FOR OPEN AND LAPAROSCOPIC SURGERIES
21610 | 4229290315600 | NEEDLE HOLDER, RYDER, STRAIGHT, LENGTH 14 CM, TUNGSTEN CARBIDE, DIAMOND DUST JAW, REUSABLE | SPECIALIZED INSTRUMENTATION FOR OPEN AND LAPAROSCOPIC SURGERIES
21611 | 4229680338500 | FORCEPS, WAUGH, STAINLESS STEEL, 1X2, LENGTH 18CM, REUSABLE | SPECIALIZED INSTRUMENTATION FOR OPEN AND LAPAROSCOPIC SURGERIES
21612 | 4229290310800 | NEEDLE HOLDER THORACOSCOPIC (7 MM) (FOR 4-0 AND SMALLER NEEDLES) GOLD RING HANDLE STRAIGHT CARBON-INLAY JAWS, WORKING LENGTH 21 - 22 CM, TOTAL LENGTH 34 CM, REUSABLE | SPECIALIZED INSTRUMENTATION FOR OPEN AND LAPAROSCOPIC SURGERIES
21613 | 4229290310600 | NEEDLE HOLDER THORACOSCOPIC (10MM) (FOR 2-0 AND SMALLER NEEDLES) GOLD RING HANDLE STRAIGHT CARBON-INLAY JAWS, WORKING LENGTH 21 CM, TOTAL LENGTH 34 CM, REUSABLE | SPECIALIZED INSTRUMENTATION FOR OPEN AND LAPAROSCOPIC SURGERIES
21614 | 4229680325100 | CANNULA, LACRIMAL, 19 GAUGE REINFORCED SHAFT, LENGTH 10 MM, TIP 23 - 25 G, STRAIGHT, REUSABLE | SPECIALIZED INSTRUMENTATION FOR OPEN AND LAPAROSCOPIC SURGERIES
21615 | 4229680325300 | ELEVATOR, LEMPERT RUGINE NARROW, 15.0 - 16.0 CM, REUSABLE | SPECIALIZED INSTRUMENTATION FOR OPEN AND LAPAROSCOPIC SURGERIES
21616 | 4229680325600 | HOOK, LENS MANIPULATOR, LESTER, VAULTED SHANK, ANGLED, ROUND HANDLE, REUSABLE | SPECIALIZED INSTRUMENTATION FOR OPEN AND LAPAROSCOPIC SURGERIES
21617 | 4229680326100 | SPECULUM, LIEBERMAN EYE, OPEN K-WIRE, ADULT, STAINLESS STEEL, LENGTH 14 - 15 MM REUSABLE | SPECIALIZED INSTRUMENTATION FOR OPEN AND LAPAROSCOPIC SURGERIES
21618 | 4229680326600 | PUNCH, TRABECULECTOMY, LUNTZ DODICK, REUSABLE | SPECIALIZED INSTRUMENTATION FOR OPEN AND LAPAROSCOPIC SURGERIES
21619 | 4229680326900 | MALONEY KERATOMETER, REUSABLE | SPECIALIZED INSTRUMENTATION FOR OPEN AND LAPAROSCOPIC SURGERIES
21620 | 4229680325000 | CANNULA, LACRIMAL,TAPERED SHAFT FROM 23 - 25 G , CURVED, REUSABLE | SPECIALIZED INSTRUMENTATION FOR OPEN AND LAPAROSCOPIC SURGERIES
21621 | 4229680327000 | FORCEPS, MANHATTAN FIXATION, WITH TYING PLATFORM 1X2TEETH, 0.3MM, REUSABLE | SPECIALIZED INSTRUMENTATION FOR OPEN AND LAPAROSCOPIC SURGERIES
21622 | 4229680327300 | CANNULA, MCINTYRE, ANTERIOR CHAMBER, STRAIGHT 26 GAUGE, REUSABLE | SPECIALIZED INSTRUMENTATION FOR OPEN AND LAPAROSCOPIC SURGERIES
21623 | 4229680182200 | RETRACTOR VAGINAL SCHERBAK/COMPLETE STAINLESS STEEL REUSABLE | SPECIALIZED INSTRUMENTATION FOR OPEN AND LAPAROSCOPIC SURGERIES
21624 | 4229680182100 | RETRACTOR, VAGINAL, KRISTELLER, STAINLESS STEEL, TIP SIZE: 115.0MM X 32.0MM, REUSABLE | SPECIALIZED INSTRUMENTATION FOR OPEN AND LAPAROSCOPIC SURGERIES
21625 | 4229680327400 | FORCEPS, MCPHERSON, TYING PLATFORM 5MM, CURVED, REUSABLE | SPECIALIZED INSTRUMENTATION FOR OPEN AND LAPAROSCOPIC SURGERIES
21626 | 4229680327600 | FORCEPS, MCPHERSON TYING PLATFORM 5MM/ANGLED, REUSABLE | SPECIALIZED INSTRUMENTATION FOR OPEN AND LAPAROSCOPIC SURGERIES
21627 | 4229680182000 | RETRACTOR, VAGINAL, KRISTELLER, STAINLESS STEEL, TIP SIZE: 115.0MM X 23.0MM, REUSABLE | SPECIALIZED INSTRUMENTATION FOR OPEN AND LAPAROSCOPIC SURGERIES
21628 | 4229680327200 | FORCEPS, MCPHERSON, TYING PLATFORM 7 MM , STRAIGHT, REUSABLE | SPECIALIZED INSTRUMENTATION FOR OPEN AND LAPAROSCOPIC SURGERIES
21629 | 4229290310700 | NEEDLE HOLDER, MICRO, STRAIGHT, WITH LOCK, TITANIUM, TOTAL LENGTH 18 - 19 CM, DIAMOND DUST JAW, REUSABLE | SPECIALIZED INSTRUMENTATION FOR OPEN AND LAPAROSCOPIC SURGERIES
21630 | 4229680324800 | HOOK, LENS, MANIPULATOR, KUGLEN, ANGLED, ROUND HANDLE, REUSABLE | SPECIALIZED INSTRUMENTATION FOR OPEN AND LAPAROSCOPIC SURGERIES
21631 | 4229680324600 | RETRACTOR, KNAPP, 4 PRONG, SHARP, REUSABLE | SPECIALIZED INSTRUMENTATION FOR OPEN AND LAPAROSCOPIC SURGERIES
21632 | 4229290309200 | NEEDLE HOLDER, FOR THORACOSCOPIC, CURVED, GOLD RING HANDLE, DIAMETER 7 - 8 MM, TOTAL LENGTH 28 - 29 CM, CARBON INLAY, REUSABLE | SURGICAL INSTRUMENT TENDER
21633 | 4229680182700 | SPECULUM, VAGINAL, DILATION, GRAVE, STAINLESS STEEL, SIZE: 75.0MM X 20.0MM, REUSABLE | SPECIALIZED INSTRUMENTATION FOR OPEN AND LAPAROSCOPIC SURGERIES
21634 | 4229680182600 | SPECULUM, VAGINAL, DILATION, GRAVE, STAINLESS STEEL, SIZE: 115.0MM X 35.0MM, REUSABLE | SPECIALIZED INSTRUMENTATION FOR OPEN AND LAPAROSCOPIC SURGERIES
21635 | 4229680182500 | SPECULUM, VAGINAL, DILATION, CUSCO, STAINLESS STEEL, SIZE: 85.0 MM X (35.0 - 37.0) MM, REUSABLE | SPECIALIZED INSTRUMENTATION FOR OPEN AND LAPAROSCOPIC SURGERIES
21636 | 4229680182400 | SPECULUM, VAGINAL, DILATION, CUSCO, STAINLESS STEEL, SIZE: 75.0MM X (17.0 - 18.0) MM, REUSABLE | SPECIALIZED INSTRUMENTATION FOR OPEN AND LAPAROSCOPIC SURGERIES
21637 | 4229680321300 | SCISSORS, IRIS/SHARP /STRAIGHT, STAINLESS STEEL, LENGTH 11 - 11.5 CM, REUSABLE | SPECIALIZED INSTRUMENTATION FOR OPEN AND LAPAROSCOPIC SURGERIES
21638 | 4229680324700 | CANNULA, KRATZ, CAPSULE POLISHING, UNDERSIDE SANDBLASTED CURVED TIP LENGTH 1.0- 2.0MM/IRRIGATING PORT AT FRONT OF TIP, REUSABLE | SPECIALIZED INSTRUMENTATION FOR OPEN AND LAPAROSCOPIC SURGERIES
21639 | 4229680321900 | ROTATOR, JAFFE-BECHERT, REUSABLE | SPECIALIZED INSTRUMENTATION FOR OPEN AND LAPAROSCOPIC SURGERIES
21640 | 4229680322900 | NEEDLE HOLDER, KALT/CURVED, STAINLESS STEEL, TOTAL LENGTH 13 - 14 CM, REUSABLE | SPECIALIZED INSTRUMENTATION FOR OPEN AND LAPAROSCOPIC SURGERIES
21641 | 4229680323400 | FORCEPS, MCPHERSON, KELMAN, TYING PLATFORM LENGTH 5 - 7MM, FROM TIP TO BEND 7 - 8 MM, TITANIUM, REUSABLE | SPECIALIZED INSTRUMENTATION FOR OPEN AND LAPAROSCOPIC SURGERIES
21642 | 4229680182300 | SPECULUM, VAGINAL, DILATION, AUVARD, STAINLESS STEEL, SIZE: 75.0MM X 43.0MM, REUSABLE | SPECIALIZED INSTRUMENTATION FOR OPEN AND LAPAROSCOPIC SURGERIES
21643 | 4229680323500 | KNIFE, KERATOPLASTY, PEAR SHAPE BARRAQUER, SMOOTH FLAT HANDLE, LENGTH 11 - 13 CM, REUSABLE | SURGICAL INSTRUMENT TENDER
21644 | 4229680323600 | SPATULA, KERATOPLASTY, PERFORATED/SMOOTH FLAT HANDLE/SPOON, WIDTH= 12.0MM, REUSABLE | SURGICAL INSTRUMENT TENDER
21645 | 4229680324500 | RETRACTOR, KNAPP, 4 PRONG, BLUNT, REUSABLE | SPECIALIZED INSTRUMENTATION FOR OPEN AND LAPAROSCOPIC SURGERIES
21646 | 4229680322600 | CANNULA, JENSEN CAPSULE POLISHER, 23GAUGE TIP, REUSABLE | SPECIALIZED INSTRUMENTATION FOR OPEN AND LAPAROSCOPIC SURGERIES
21647 | 4229680338600 | SPECULUM, WEISS EYE, OPEN/FENESTRATED BLADE, ADULT, REUSABLE | SPECIALIZED INSTRUMENTATION FOR OPEN AND LAPAROSCOPIC SURGERIES
21648 | 4229680338800 | SCISSORS, WESTCOTT TENOTOMY, STAINLESS STEEL, BLUNT TIP 10 MM, CURVED, LENGTH 11 - 13 CM, REUSABLE | SPECIALIZED INSTRUMENTATION FOR OPEN AND LAPAROSCOPIC SURGERIES
21649 | 4229680339100 | SCISSORS, WESTCOTT, BLUNT TIP 18 MM, CURVED, STAINLESS STEEL, LENGTH 13.5 CM, REUSABLE | SPECIALIZED INSTRUMENTATION FOR OPEN AND LAPAROSCOPIC SURGERIES
21650 | 4229200100600 | MIRROR LARYNGEAL SIZE 0, DIAMETER = 10MM, WITH COMPATIBLE MIRROR HANDLE, REUSABLE | SPECIALIZED INSTRUMENTATION FOR OPEN AND LAPAROSCOPIC SURGERIES
21651 | 4229680390600 | RETRACTOR, SOFT TISSUE, OWEGESER/DOWNWARD, STAINLESS STEEL, TIP SIZE: 35.0MM X 10.0MM, LENGTH = 23.0CM, REUSABLE | SPECIALIZED INSTRUMENTATION FOR OPEN AND LAPAROSCOPIC SURGERIES
21652 | 4229680390700 | RETRACTOR, SOFT TISSUE, OWEGESER/DOWNWARD, STAINLESS STEEL, TIP SIZE: 42.0MM X 10.0MM, LENGTH = 23.0CM, REUSABLE | SPECIALIZED INSTRUMENTATION FOR OPEN AND LAPAROSCOPIC SURGERIES
21653 | 4229680390800 | RETRACTOR, SOFT TISSUE, OWEGESER/UPWARD, STAINLESS STEEL, TIP SIZE: 25.0MM X 7.0MM, LENGTH = 21.0CM, REUSABLE | SPECIALIZED INSTRUMENTATION FOR OPEN AND LAPAROSCOPIC SURGERIES
21654 | 4229680391000 | HANDLE, SCALPEL, ROUND, STRAIGHT, NO. 3, LENGTH 14 - 15 CM, REUSABLE | SPECIALIZED INSTRUMENTATION FOR OPEN AND LAPAROSCOPIC SURGERIES
21655 | 4229680393100 | HOOKLET, SKIN, FIXATION/TRACTION, SHARP/2 PRONGS, LENGTH 15 - 16 CM, REUSABLE | SPECIALIZED INSTRUMENTATION FOR OPEN AND LAPAROSCOPIC SURGERIES
21656 | 4229200100700 | MIRROR LARYNGEAL SIZE 1, DIAMETER = 12MM, COMPATIBLE MIRROR HANDLE, REUSABLE | SPECIALIZED INSTRUMENTATION FOR OPEN AND LAPAROSCOPIC SURGERIES
21657 | 4229680393200 | HOOK, SKIN, FIXATION/TRACTION, JOSEPH/2 PRONGS 7 MM WIDE, LENGTH 15 - 16 CM, REUSABLE | SPECIALIZED INSTRUMENTATION FOR OPEN AND LAPAROSCOPIC SURGERIES
21658 | 4229680394800 | FORCEPS, TISSUE, ADSON, TUNGSTEN CARBIDE, LENGTH 15 CM, TEETH: 1X2, REUSABLE | SPECIALIZED INSTRUMENTATION FOR OPEN AND LAPAROSCOPIC SURGERIES
21659 | 4229680394900 | WIRE TWISTING, CORWIN, TUNGSTEN CARBIDE, LENGTH 16 CM, REUSABLE | SPECIALIZED INSTRUMENTATION FOR OPEN AND LAPAROSCOPIC SURGERIES
21660 | 4229680397300 | SPREADER, RIB, CASTANEDA, ALUMINUM, OPENING WIDTH 100 - 120 MM, REUSABLE | SPECIALIZED INSTRUMENTATION FOR OPEN AND LAPAROSCOPIC SURGERIES
21661 | 4229680397500 | FORCEPS, VASCULAR, ATRAUMATIC/DEBAKEY/S-SHAPE, STAINLESS STEEL, LENGTH = 12.5CM, REUSABLE | SPECIALIZED INSTRUMENTATION FOR OPEN AND LAPAROSCOPIC SURGERIES
21662 | 4229680397600 | FORCEPS, ATRAUMATIC/PEDIATRIC/ANGLED, STAINLESS STEEL, TIP WIDTH 2 MM, LENGTH 15 - 16 CM, REUSABLE | SPECIALIZED INSTRUMENTATION FOR OPEN AND LAPAROSCOPIC SURGERIES
21663 | 4229180274000 | LAPAROSCOPIC, GRASPING FORCEPS, ROTATING, DISMANTLING, INSULATED, WITH CONNECTOR PIN FOR UNIPOLAR COAGULATION, WITH LUER-LOCK IRRIGATION CONNECTOR FOR CLEANING, SINGLE ACTION JAWS, FENESTRATED, WITH ESPECIALLY FINE ATRAUMATIC SERRATION, SIZE 3.0 - 3.5 MM, LENGTH 20 CM, REUSABLE | SURGICAL INSTRUMENT TENDER
21664 | 4229680394600 | NIPPER, SIDE, CUTTING, PEAR-LOCK, TUNGSTEN CARBIDE, LENGTH 21 - 23 CM, REUSABLE | SPECIALIZED INSTRUMENTATION FOR OPEN AND LAPAROSCOPIC SURGERIES
21665 | 4229180273100 | FORCEPS CLAMP BAILEY RING HANDLE ANGLED 60 DEGREE STAINLESS STEEL TOTAL LENGTH 18 -20 CM REUSABLE | SURGICAL INSTRUMENT TENDER
21666 | 4229200100800 | MIRROR LARYNGEAL SIZE 10, DIAMETER = 30MM, COMPATIBLE MIRROR HANDLE, REUSABLE | SPECIALIZED INSTRUMENTATION FOR OPEN AND LAPAROSCOPIC SURGERIES
21667 | 4229200101000 | MIRROR LARYNGEAL SIZE 7, DIAMETER = 24MM, COMPATIBLE MIRROR HANDLE, REUSABLE | SPECIALIZED INSTRUMENTATION FOR OPEN AND LAPAROSCOPIC SURGERIES
21668 | 4229680387000 | RASPATORY, RAMUS, SCRAPING, OBWEGESER, BLADE SIZE: 5.0MM, LENGTH = 21.0CM, REUSABLE | SPECIALIZED INSTRUMENTATION FOR OPEN AND LAPAROSCOPIC SURGERIES
21669 | 4229680387100 | RASPATORY, RAMUS, SCRAPING, OBWEGESER, BLADE SIZE: 7.0MM, LENGTH = 21.0CM, REUSABLE | SPECIALIZED INSTRUMENTATION FOR OPEN AND LAPAROSCOPIC SURGERIES
21670 | 4229680387200 | RETRACTOR, RAMUS, OBWEGESER, STAINLESS STEEL, TIP SIZE: 70 - 75 MM X 12 MM - 22 MM, LENGTH 23 - 25 CM, REUSABLE | SPECIALIZED INSTRUMENTATION FOR OPEN AND LAPAROSCOPIC SURGERIES
21671 | 4229680387500 | RASPATORY, SCRAPING, LAMBOTTE, TIP WIDTH 10 MM, LENGTH 21 - 22 CM, REUSABLE | SPECIALIZED INSTRUMENTATION FOR OPEN AND LAPAROSCOPIC SURGERIES
21672 | 4229680387600 | RASPATORY, SCRAPING, LAMBOTTE, TIP WIDTH 20 MM, LENGTH 21 - 22 CM, REUSABLE | SPECIALIZED INSTRUMENTATION FOR OPEN AND LAPAROSCOPIC SURGERIES
21673 | 4229680389700 | FORCEPS, BONE REPOSITION, WITH THREAD LOCK, STAINLESS STEEL, LENGTH 17 - 18 CM, REUSABLE | SPECIALIZED INSTRUMENTATION FOR OPEN AND LAPAROSCOPIC SURGERIES
21674 | 4229200100900 | MIRROR LARYNGEAL SIZE 6, DIAMETER = 22MM, WITH COMPATIBLE MIRROR HANDLE, REUSABLE | SPECIALIZED INSTRUMENTATION FOR OPEN AND LAPAROSCOPIC SURGERIES
21675 | 4229680389800 | FORCEPS, BONE REPOSITION, WITH THREAD LOCK, STAINLESS STEEL, LENGTH 24 - 25 CM, REUSABLE | SPECIALIZED INSTRUMENTATION FOR OPEN AND LAPAROSCOPIC SURGERIES
21676 | 4229680390000 | RETRACTOR, ISRAEL/BLUNT, STAINLESS STEEL, TIP SIZE: 70 MM X 70 MM, LENGTH 24 - 26 CM, REUSABLE | SPECIALIZED INSTRUMENTATION FOR OPEN AND LAPAROSCOPIC SURGERIES
21677 | 4229680390300 | RETRACTOR, KOCHER, SEMISHARP/6 PRONGS, STAINLESS STEEL, LENGTH 22 - 23 CM, REUSABLE | SPECIALIZED INSTRUMENTATION FOR OPEN AND LAPAROSCOPIC SURGERIES
21678 | 4229680390400 | RETRACTOR, KOERTE, SHARP/8 PRONGS, STAINLESS STEEL, LENGTH 23 - 25 CM, REUSABLE | SPECIALIZED INSTRUMENTATION FOR OPEN AND LAPAROSCOPIC SURGERIES
21679 | 4229680390500 | RETRACTOR, SOFT TISSUE, OWEGESER/DOWNWARD, STAINLESS STEEL, TIP SIZE: 25.0MM X 7.0MM, LENGTH = 21.0CM, REUSABLE | SPECIALIZED INSTRUMENTATION FOR OPEN AND LAPAROSCOPIC SURGERIES
21680 | 4229200300000 | HANDLE, MIRROR, 11CM (4.4 INCH), REUSABLE | SPECIALIZED INSTRUMENTATION FOR OPEN AND LAPAROSCOPIC SURGERIES
21681 | 4229200101100 | MIRROR LARYNGEAL SIZE 8, DIAMETER = 26MM, COMPATIBLE MIRROR HANDLE, REUSABLE | SPECIALIZED INSTRUMENTATION FOR OPEN AND LAPAROSCOPIC SURGERIES
21682 | 4229680389900 | RETRACTOR, ISRAEL/BLUNT, STAINLESS STEEL, TIP SIZE: 50 MM X 60 MM, LENGTH 24 - 26 CM, REUSABLE | SPECIALIZED INSTRUMENTATION FOR OPEN AND LAPAROSCOPIC SURGERIES
21683 | 4229680386800 | RETRACTOR, RAMUS, OBWEGESER/SMALL/LEFT, STAINLESS STEEL, LENGTH 15 - 17 CM, REUSABLE | SURGICAL INSTRUMENT TENDER
21684 | 4229180269800 | FORCEPS, CHITWOOD, DEBAKEY, LT 1.5MM JAW NEEDLE PULLING TISSUE FORCEP STRAIGHT JAW TIP, LENGTH 19 - 20 CM | SURGICAL INSTRUMENT TENDER
21685 | 4229180268000 | FORCEPS, SKIN, GRAEFE, WITH JAWS, 4X5 TEETH, LENGTH 10 - 11 CM, STAINLESS STEEL, REUSABLE | SPECIALIZED INSTRUMENTATION FOR OPEN AND LAPAROSCOPIC SURGERIES
21686 | 4229180265500 | FORCEPS, DIAMOND DUST JAW, MICRO RING, DIAMETER 1 MM, STRAIGHT, LENGTH 18 - 19 CM, REUSABLE | SPECIALIZED INSTRUMENTATION FOR OPEN AND LAPAROSCOPIC SURGERIES
21687 | 4229180265400 | FORCEPS, DIAMOND DUST JAW, MICRO RING, CURVED, DIAMETER 1 MM, LENGTH 15 CM, REUSABLE | SPECIALIZED INSTRUMENTATION FOR OPEN AND LAPAROSCOPIC SURGERIES
21688 | 4229180265300 | FORCEPS, DEBAKEY, STRAIGHT, WIDTH TIP 1.0 MM , STAINLESS STEEL, LENGTH 19 - 20 CM, REUSABLE | SPECIALIZED INSTRUMENTATION FOR OPEN AND LAPAROSCOPIC SURGERIES
21689 | 4229180265200 | FORCEPS, CUSHING, TISSUE 1X2, STAINLESS STEEL, LENGTH 18 CM, REUSABLE | SPECIALIZED INSTRUMENTATION FOR OPEN AND LAPAROSCOPIC SURGERIES
21690 | 4229180265100 | FORCEPS, RESANO, STAINLESS STEEL, SIZE 18 - 19 CM REUSABLE | SPECIALIZED INSTRUMENTATION FOR OPEN AND LAPAROSCOPIC SURGERIES
21691 | 4229180264500 | FORCEPS, CLAMP, HEANEY/STRAIGHT, STAINLESS STEEL, LENGTH = 21.5CM, TEETH: 2, HYSTERECTOMY, REUSABLE | SURGICAL INSTRUMENT TENDER
21692 | 4229180265600 | FORCEPS, DIAMOND DUST JAW,MICRO, PLATEAU, STRAIGHT, LENGTH 15 - 16 CM, REUSABLE | SURGICAL INSTRUMENT TENDER
21693 | 4229180264200 | FORCEPS, BIOPSY, CUP-SHAPED, FLEXIBLE, DOUBLE ACTION JAWS, 9 FR, LENGTH 40 CM, REUSABLE | SPECIALIZED INSTRUMENTATION FOR OPEN AND LAPAROSCOPIC SURGERIES
21694 | 4229180264000 | FORCEPS, CLAMP, ALLIS, STAINLESS STEEL, LENGTH 22 CM, TEETH 5X6, REUSABLE | SPECIALIZED INSTRUMENTATION FOR OPEN AND LAPAROSCOPIC SURGERIES
21695 | 4229180263900 | FORCEPS, CLAMP, ALLIS INTESTINAL GRASPING STRAIGHT 15.0 -16.0 CM, TOOTHED (5X6) REUSABLE | SURGICAL INSTRUMENT TENDER
21696 | 4229180263600 | FORCEPS, TISSUE, STAINLESS STEEL, 2X3, LENGTH 15 - 16 CM, REUSABLE | SPECIALIZED INSTRUMENTATION FOR OPEN AND LAPAROSCOPIC SURGERIES
21697 | 4229180263300 | FORCEPS, EAR POLYPUS, STRUEMPEL, UPWARD 45 DEGREE, WORKING LENGTH 8 CM, STAINLESS STEEL, REUSABLE | SPECIALIZED INSTRUMENTATION FOR OPEN AND LAPAROSCOPIC SURGERIES
21698 | 4229180263100 | FORCEPS , FERRIS-SMITH, STAINLESS STEEL, STRAIGHT, 1X2 LENGTH 18.0 CM, REUSABLE | SPECIALIZED INSTRUMENTATION FOR OPEN AND LAPAROSCOPIC SURGERIES
21699 | 4229180263000 | FORCEPS, BLACK BAYONET TUMOR, WORKING LENGTH 9.0 -10.0 CM, REUSABLE | SPECIALIZED INSTRUMENTATION FOR OPEN AND LAPAROSCOPIC SURGERIES
21700 | 4229180264100 | FORCEPS, BIOPSY, CUP-SHAPED, FLEXIBLE, DOUBLE ACTION JAWS, 7 FR, LENGTH 40 CM, REUSABLE | SPECIALIZED INSTRUMENTATION FOR OPEN AND LAPAROSCOPIC SURGERIES
21701 | 4229180268300 | FORCEPS, DIADUST MICRO, ROUND HANDLE, TIP DIAMETER 0.5 - 0.7 MM, WITH PLATFORM COUNTERBALANCED 18 - 19 GR , REUSABLE | SPECIALIZED INSTRUMENTATION FOR OPEN AND LAPAROSCOPIC SURGERIES
21702 | 4229180265700 | FORCEPS, DIAMOND DUST JAW,MICRO RING, DIAMETER 2 MM STRAIGHT, LENGTH 18 - 19 CM, REUSABLE | SPECIALIZED INSTRUMENTATION FOR OPEN AND LAPAROSCOPIC SURGERIES
21703 | 4229180265900 | FORCEPS, CLAMP, MIXTER/ANGLED/90 DEGREE, STAINLESS STEEL, LENGTH 14 - 15 CM, REUSABLE | SPECIALIZED INSTRUMENTATION FOR OPEN AND LAPAROSCOPIC SURGERIES
21704 | 4229180267900 | FORCEPS, MINIMALLY INVASIVE, RESANO LENGTH 25 CM, STRAIGHT, DIAMETER 5 MM, REUSABLE | SPECIALIZED INSTRUMENTATION FOR OPEN AND LAPAROSCOPIC SURGERIES
21705 | 4229180267800 | FORCEPS, MINIMALLY INVASIVE, DEBAKEY LENGTH 25CM, STRAIGHT, DIAMETER 5MM, REUSABLE | SPECIALIZED INSTRUMENTATION FOR OPEN AND LAPAROSCOPIC SURGERIES
21706 | 4229180267500 | FORCEPS, MCPHERSON, TYING PLATFORM TEETH 1X2, ANGLED, REUSABLE | SPECIALIZED INSTRUMENTATION FOR OPEN AND LAPAROSCOPIC SURGERIES
21707 | 4229180267400 | FORCEPS, HARMS/SMOOTH JAWS WITH TYING PLATFORM, STRAIGHT, STAINLESS STEEL, REUSABLE | SPECIALIZED INSTRUMENTATION FOR OPEN AND LAPAROSCOPIC SURGERIES
21708 | 4229180267000 | FORCEPS, GIRAFFE, CUP, FRONTAL SINUS, ANGLE 70 DEGREE, HORIZONTAL, DOUBLE ACTION, SIZE 4 MM, REUSABLE | SPECIALIZED INSTRUMENTATION FOR OPEN AND LAPAROSCOPIC SURGERIES
21709 | 4229180266900 | FORCEPS, GIRAFFE, CUP, FRONTAL SINUS, ANGLE 70 DEGREE, HORIZONTAL, DOUBLE ACTION, SIZE 3 MM, REUSABLE | SPECIALIZED INSTRUMENTATION FOR OPEN AND LAPAROSCOPIC SURGERIES
21710 | 4229180265800 | FORCEPS, DIAMOND DUST JAW, MICRO, PLATEAU, STRAIGHT, LENGTH 18 - 19 CM, REUSABLE | SPECIALIZED INSTRUMENTATION FOR OPEN AND LAPAROSCOPIC SURGERIES
21711 | 4229180266800 | FORCEPS, GIRAFFE, CUP, FRONTAL SINUS, ANGLE 45 DEGREE, VERTICAL, SIZE 3 MM, REUSABLE | SPECIALIZED INSTRUMENTATION FOR OPEN AND LAPAROSCOPIC SURGERIES
21712 | 4229180266600 | FORCEPS, GIRAFFE, CUP, FRONTAL SINUS, ANGLE 45 DEGREE, HORIZONTAL, SIZE 2 MM, REUSABLE | SURGICAL INSTRUMENT TENDER
21713 | 4229180266500 | FORCEPS, GIRAFFE, CUP, FRONTAL SINUS, ANGLE 110 DEGREE, HORIZONTAL, DOUBLE ACTION, SIZE 4 MM, REUSABLE | SPECIALIZED INSTRUMENTATION FOR OPEN AND LAPAROSCOPIC SURGERIES
21714 | 4229180266400 | FORCEPS, GILLIES, STAINLESS STEEL, LENGTH 15 - 15.5 CM, REUSABLE | SPECIALIZED INSTRUMENTATION FOR OPEN AND LAPAROSCOPIC SURGERIES
21715 | 4229180266300 | FORCEPS, GERALD/DEBAKEY, TIP 1.0 - 1.2 MM, LENGTH 18 CM, REUSABLE | SPECIALIZED INSTRUMENTATION FOR OPEN AND LAPAROSCOPIC SURGERIES
21716 | 4229180266200 | FORCEPS, FOREIGN BODY REMOVAL, FLEXIBLE, DOUBLE ACTION JAWS,5 FR, LENGTH 40 CM, REUSABLE | SPECIALIZED INSTRUMENTATION FOR OPEN AND LAPAROSCOPIC SURGERIES
21717 | 4229180266000 | FORCEPS, CLAMP, KELLY/SLIGHT CURVED, STAINLESS STEEL, LENGTH 16 CM, REUSABLE | SPECIALIZED INSTRUMENTATION FOR OPEN AND LAPAROSCOPIC SURGERIES
21718 | 4229180266700 | FORCEPS, GIRAFFE, CUP, FRONTAL SINUS, ANGLE 45 DEGREE, VERTICAL, SIZE 2 MM, REUSABLE | SPECIALIZED INSTRUMENTATION FOR OPEN AND LAPAROSCOPIC SURGERIES
21719 | 4229290316800 | NEEDLE HOLDER, MAYO-HEGAR, TUNGSTEN CARBIDE, LENGTH 12 - 13 CM, REUSABLE | SPECIALIZED INSTRUMENTATION FOR OPEN AND LAPAROSCOPIC SURGERIES
21720 | 4229680386100 | RETRACTOR, PIRIFORM RIM, HARGIS, STAINLESS STEEL, LENGTH 18 - 19 CM, REUSABLE | SPECIALIZED INSTRUMENTATION FOR OPEN AND LAPAROSCOPIC SURGERIES
21721 | 4229680385200 | OSTEOTOME, BONE CUTTING, LAMBOTTE/STRAIGHT, BLADE WIDTH 50 MM, LENGTH 24 CM, REUSABLE | SPECIALIZED INSTRUMENTATION FOR OPEN AND LAPAROSCOPIC SURGERIES
21722 | 4229260301800 | PROBE, TISSUE MANIPULATION, STAINLESS STEEL, BUTTON END, DIAMETER 1.5 MM, LENGTH 13 CM, REUSABLE | SPECIALIZED INSTRUMENTATION FOR OPEN AND LAPAROSCOPIC SURGERIES
21723 | 4229680343900 | CALIPER, CASTROVIEJO/EPKER, STAINLESS STEEL, EFFECTIVE RANGE: 40 MM, LENGTH 8 - 9 CM, REUSABLE | SPECIALIZED INSTRUMENTATION FOR OPEN AND LAPAROSCOPIC SURGERIES
21724 | 4229680349300 | RETRACTOR, CHANNEL, OBWEGESER, STAINLESS STEEL, TIP SIZE: 9 MM, LENGTH 16 - 17 CM, REUSABLE | SPECIALIZED INSTRUMENTATION FOR OPEN AND LAPAROSCOPIC SURGERIES
21725 | 4229680349400 | RETRACTOR, CHEEK, CAWOOD MINNES, STAINLESS STEEL, LENGTH 15 - 16 CM, REUSABLE | SPECIALIZED INSTRUMENTATION FOR OPEN AND LAPAROSCOPIC SURGERIES
21726 | 4229680349500 | BLADE, CHISEL, CUTTING, STR, TIP SIZE: 10.0MM, WORKING LENGTH = 8.0CM, REUSABLE | SPECIALIZED INSTRUMENTATION FOR OPEN AND LAPAROSCOPIC SURGERIES
21727 | 4229680349600 | BLADE, CHISEL, CUTTING, STR, TIP SIZE: 16.0MM, WORKING LENGTH = 8.0CM, REUSABLE | SPECIALIZED INSTRUMENTATION FOR OPEN AND LAPAROSCOPIC SURGERIES
21728 | 4229680343600 | LEVER, BONE, SEPARATION, HOHMANN/LONG TIP, BLADE SIZE: 24.0MM, LENGTH = 27.5CM, REUSABLE | SPECIALIZED INSTRUMENTATION FOR OPEN AND LAPAROSCOPIC SURGERIES
21729 | 4229680349700 | BLADE, CHISEL, CUTTING, STR, TIP SIZE: 25.0MM, WORKING LENGTH = 8.0CM, REUSABLE | SPECIALIZED INSTRUMENTATION FOR OPEN AND LAPAROSCOPIC SURGERIES
21730 | 4229260104200 | DILATOR, HEGAR UTERINE, DOUBLE ENDED 9MM/ 10MM LENGTH 20.5CM, REUSABLE | SPECIALIZED INSTRUMENTATION FOR OPEN AND LAPAROSCOPIC SURGERIES
21731 | 4229260104100 | DILATOR, HEGAR UTERINE, DOUBLE ENDED 7MM/ 8MM LENGTH 20.5CM, REUSABLE | SPECIALIZED INSTRUMENTATION FOR OPEN AND LAPAROSCOPIC SURGERIES
21732 | 4229260104000 | DILATOR, HEGAR UTERINE, DOUBLE ENDED 5MM/ 6MM LENGTH 20.5CM, REUSABLE | SPECIALIZED INSTRUMENTATION FOR OPEN AND LAPAROSCOPIC SURGERIES
21733 | 4229260103900 | DILATOR, HEGAR UTERINE, DOUBLE ENDED 3MM/ 4MM LENGTH 20.5CM, REUSABLE | SPECIALIZED INSTRUMENTATION FOR OPEN AND LAPAROSCOPIC SURGERIES
21734 | 4229260103800 | DILATOR, HEGAR UTERINE, DOUBLE ENDED 21MM/ 22MM LENGTH 20.5CM, REUSABLE | SPECIALIZED INSTRUMENTATION FOR OPEN AND LAPAROSCOPIC SURGERIES
21735 | 4229260103700 | DILATOR, HEGAR UTERINE, DOUBLE ENDED 19MM/ 20MM LENGTH 20.5CM, REUSABLE | SPECIALIZED INSTRUMENTATION FOR OPEN AND LAPAROSCOPIC SURGERIES
21736 | 4229680350600 | RETRACTOR, CORONOID, HARGIS/WITH CHAIN, STAINLESS STEEL, LENGTH = 19.0CM, REUSABLE | SPECIALIZED INSTRUMENTATION FOR OPEN AND LAPAROSCOPIC SURGERIES
21737 | 4229680140900 | FORCEPS, CLAMP, PEAN/DELICATE/CURVED, STAINLESS STEEL, LENGTH 16 - 17 CM, REUSABLE | SPECIALIZED INSTRUMENTATION FOR OPEN AND LAPAROSCOPIC SURGERIES
21738 | 4229680343500 | LEVER, BONE, DRILLING, HOHMANN, BLADE SIZE: 8.0MM, LENGTH = 21.5CM, REUSABLE | SPECIALIZED INSTRUMENTATION FOR OPEN AND LAPAROSCOPIC SURGERIES
21739 | 4229260401200 | DILATOR VAN BUREN FR 28, REUSABLE | SPECIALIZED INSTRUMENTATION FOR OPEN AND LAPAROSCOPIC SURGERIES
21740 | 4229680339900 | RETRACTOR, ALVEOLAR, OBWEGESER, STAINLESS STEEL, LENGTH = 24.0CM, REUSABLE | SPECIALIZED INSTRUMENTATION FOR OPEN AND LAPAROSCOPIC SURGERIES
21741 | 4229680342300 | FORCEPS, CLAMP, BONE CUTTING, CLEVELAND, STAINLESS STEEL, LENGTH 17 CM, REUSABLE | SPECIALIZED INSTRUMENTATION FOR OPEN AND LAPAROSCOPIC SURGERIES
21742 | 4229680342400 | BONE FILE, SMOOTH OUT ACROMIAL RESECTION, FLAT, DIAMETER = 20.0MM, LENGTH = 22.0CM, REUSABLE | SPECIALIZED INSTRUMENTATION FOR OPEN AND LAPAROSCOPIC SURGERIES
21743 | 4229680342500 | FORCEPS, CLAMP, BONE HOLDING, THREAD LOCK, STAINLESS STEEL, LENGTH 20 CM, REUSABLE | SPECIALIZED INSTRUMENTATION FOR OPEN AND LAPAROSCOPIC SURGERIES
21744 | 4229680342600 | FORCEPS, CLAMP, BONE HOLDING, THREAD LOCK, STAINLESS STEEL, LENGTH 26 CM, REUSABLE | SPECIALIZED INSTRUMENTATION FOR OPEN AND LAPAROSCOPIC SURGERIES
21745 | 4229680342700 | FORCEPS, CLAMP, BONE HOLDING, THREAD LOCK, STAINLESS STEEL, LENGTH 28 CM, REUSABLE | SPECIALIZED INSTRUMENTATION FOR OPEN AND LAPAROSCOPIC SURGERIES
21746 | 4229260400400 | DILATOR VAN BUREN FR 12, REUSABLE | SPECIALIZED INSTRUMENTATION FOR OPEN AND LAPAROSCOPIC SURGERIES
21747 | 4229680342800 | FORCEPS, CLAMP, BONE HOLDING, JOURNAL VASCULAR SURGERY/STRONG, STAINLESS STEEL, LENGTH 18 CM, REUSABLE | SPECIALIZED INSTRUMENTATION FOR OPEN AND LAPAROSCOPIC SURGERIES
21748 | 4229680342900 | FORCEPS, CLAMP, BONE HOLDING, VERBRUGGE, STAINLESS STEEL, LENGTH 25 CM, REUSABLE | SPECIALIZED INSTRUMENTATION FOR OPEN AND LAPAROSCOPIC SURGERIES
21749 | 4229680343000 | FORCEPS, CLAMP, BONE HOLDING, VERBRUGGE, STAINLESS STEEL, LENGTH 26 CM, REUSABLE | SPECIALIZED INSTRUMENTATION FOR OPEN AND LAPAROSCOPIC SURGERIES
21750 | 4229680343100 | FORCEPS, CLAMP, BONE HOLDING, WOLFORD, STAINLESS STEEL, LENGTH 25 CM, REUSABLE | SPECIALIZED INSTRUMENTATION FOR OPEN AND LAPAROSCOPIC SURGERIES
21751 | 4229680343300 | LEVER, BONE, DRILLING, HOHMANN, BLADE SIZE: 35.0MM, LENGTH = 29.0CM, REUSABLE | SPECIALIZED INSTRUMENTATION FOR OPEN AND LAPAROSCOPIC SURGERIES
21752 | 4229260401500 | DILATOR VAN BUREN FR 8, REUSABLE | SPECIALIZED INSTRUMENTATION FOR OPEN AND LAPAROSCOPIC SURGERIES
21753 | 4229260401300 | DILATOR VAN BUREN FR 30, REUSABLE | SPECIALIZED INSTRUMENTATION FOR OPEN AND LAPAROSCOPIC SURGERIES
21754 | 4229680180600 | DILATOR, UTERINE, HEGAR, LENGTH = 18.5CM, TIP DIAMETER = 9.0MM, REUSABLE | SPECIALIZED INSTRUMENTATION FOR OPEN AND LAPAROSCOPIC SURGERIES
21755 | 4229680385300 | OSTEOTOME, BONE CUTTING, LEXER/SILICONE COATED HANDLE, BLADE WIDTH= 25.0MM, LENGTH = 22.0CM, REUSABLE | SPECIALIZED INSTRUMENTATION FOR OPEN AND LAPAROSCOPIC SURGERIES
21756 | 4229260103500 | DILATOR, HEGAR UTERINE, DOUBLE ENDED 15MM/ 16MM LENGTH 20.5CM, REUSABLE | SPECIALIZED INSTRUMENTATION FOR OPEN AND LAPAROSCOPIC SURGERIES
21757 | 4229260103300 | DILATOR, HEGAR UTERINE, DOUBLE ENDED 11MM/ 12MM LENGTH 20.5CM, REUSABLE | SPECIALIZED INSTRUMENTATION FOR OPEN AND LAPAROSCOPIC SURGERIES
21758 | 4229680372000 | GOUGE, BONES CARVING, LEXER, STAINLESS STEEL, DIAMETER = 15.0MM, LENGTH = 22.0CM, REUSABLE | SPECIALIZED INSTRUMENTATION FOR OPEN AND LAPAROSCOPIC SURGERIES
21759 | 4229680372100 | GOUGE, BONES CARVING, LEXER, STAINLESS STEEL, DIAMETER = 25.0MM, LENGTH = 22.0CM, REUSABLE | SPECIALIZED INSTRUMENTATION FOR OPEN AND LAPAROSCOPIC SURGERIES
21760 | 4229680372500 | GUIDE, NEEDLE, STRONGLY CURVED/KNIFE SHAPE, STAINLESS STEEL, SIZE 16 CH, REUSABLE | SPECIALIZED INSTRUMENTATION FOR OPEN AND LAPAROSCOPIC SURGERIES
21761 | 4229680372900 | HANDLE, CHISELS, LENGTH 18 - 19 CM, REUSABLE | SPECIALIZED INSTRUMENTATION FOR OPEN AND LAPAROSCOPIC SURGERIES
21762 | 4229680374900 | RETRACTOR, INTRAORAL, L AND M, STAINLESS STEEL, LENGTH = 25.0CM, REUSABLE | SPECIALIZED INSTRUMENTATION FOR OPEN AND LAPAROSCOPIC SURGERIES
21763 | 4229680384000 | RETRACTOR, MANDIBULAR, HARGIS, CURVED NARROW/BEAK SHAPED TIP, STAINLESS STEEL, LENGTH 17 - 18 CM, REUSABLE | SPECIALIZED INSTRUMENTATION FOR OPEN AND LAPAROSCOPIC SURGERIES
21764 | 4229680371900 | GOUGE, BONES CARVING, LEXER, STAINLESS STEEL, DIAMETER = 10.0MM, LENGTH = 22.0CM, REUSABLE | SPECIALIZED INSTRUMENTATION FOR OPEN AND LAPAROSCOPIC SURGERIES
21765 | 4229680384300 | OSTEOTOME, BONE CUTTING, BAUER/STRAIGHT, BLADE WIDTH 8 MM, LENGTH 20 - 21 CM, REUSABLE | SPECIALIZED INSTRUMENTATION FOR OPEN AND LAPAROSCOPIC SURGERIES
21766 | 4229680384500 | OSTEOTOME, BONE CUTTING, EPKER/STRAIGHT, BLADE WIDTH= 4.0MM, LENGTH = 18.0CM, REUSABLE | SPECIALIZED INSTRUMENTATION FOR OPEN AND LAPAROSCOPIC SURGERIES
21767 | 4229680384600 | OSTEOTOME, BONE CUTTING, EPKER/CURVED, BLADE WIDTH= 6.0MM, LENGTH = 18.0CM, REUSABLE | SPECIALIZED INSTRUMENTATION FOR OPEN AND LAPAROSCOPIC SURGERIES
21768 | 4229680384700 | OSTEOTOME, BONE CUTTING, EPKER/STRAIGHT/CURVED, BLADE WIDTH= 6.0MM, LENGTH = 18.0CM, REUSABLE | SPECIALIZED INSTRUMENTATION FOR OPEN AND LAPAROSCOPIC SURGERIES
21769 | 4229680384800 | OSTEOTOME, BONE CUTTING, EPKER/STRAIGHT, BLADE WIDTH= 6.0MM, LENGTH = 18.0CM, REUSABLE | SPECIALIZED INSTRUMENTATION FOR OPEN AND LAPAROSCOPIC SURGERIES
21770 | 4229680384900 | OSTEOTOME, BONE CUTTING, EPKER/STRAIGHT/CURVED, BLADE WIDTH= 8.0MM, LENGTH = 18.0CM, REUSABLE | SPECIALIZED INSTRUMENTATION FOR OPEN AND LAPAROSCOPIC SURGERIES
21771 | 4229680385000 | OSTEOTOME, BONE CUTTING, EPKER/STRAIGHT, BLADE WIDTH= 8.0MM, LENGTH = 18.0CM, REUSABLE | SPECIALIZED INSTRUMENTATION FOR OPEN AND LAPAROSCOPIC SURGERIES
21772 | 4229680384400 | OSTEOTOME, BONE CUTTING, EPKER/CURVED, BLADE WIDTH= 4.0MM, LENGTH = 18.0CM, REUSABLE | SPECIALIZED INSTRUMENTATION FOR OPEN AND LAPAROSCOPIC SURGERIES
21773 | 4229260103400 | DILATOR, HEGAR UTERINE, DOUBLE ENDED 13MM/ 14MM LENGTH 20.5CM, REUSABLE | SPECIALIZED INSTRUMENTATION FOR OPEN AND LAPAROSCOPIC SURGERIES
21774 | 4229250201400 | MALLET OMBREDANNE, LENGTH = 240MM (9 1/2 INCH), DIAMETER = 40MM, PEEK HANDLE STAINLESS STEEL, 900 G, 550 G, REUSABLE | SPECIALIZED INSTRUMENTATION FOR OPEN AND LAPAROSCOPIC SURGERIES
21775 | 4229680371700 | FORCEPS, BONE REPOSITION, STANDARD, STAINLESS STEEL, LENGTH 20 - 22 CM, REUSABLE | SPECIALIZED INSTRUMENTATION FOR OPEN AND LAPAROSCOPIC SURGERIES
21776 | 4229260103200 | DILATOR, GARRETT VASCULAR, STAINLESS STEEL, 21CM, 5MM, (OR EQUIVALENT), REUSABLE | SPECIALIZED INSTRUMENTATION FOR OPEN AND LAPAROSCOPIC SURGERIES
21777 | 4229260103100 | DILATOR, GARRETT VASCULAR, STAINLESS STEEL, 21CM, 4MM, (OR EQUIVALENT), REUSABLE | SPECIALIZED INSTRUMENTATION FOR OPEN AND LAPAROSCOPIC SURGERIES
21778 | 4229260103000 | DILATOR, GARRETT VASCULAR, STAINLESS STEEL, 21CM, 4.5MM, (OR EQUIVALENT), REUSABLE | SPECIALIZED INSTRUMENTATION FOR OPEN AND LAPAROSCOPIC SURGERIES
21779 | 4229260102900 | DILATOR, GARRETT VASCULAR, STAINLESS STEEL, 21CM, 3MM, (OR EQUIVALENT), REUSABLE | SPECIALIZED INSTRUMENTATION FOR OPEN AND LAPAROSCOPIC SURGERIES
21780 | 4229260102800 | DILATOR, GARRETT VASCULAR, STAINLESS STEEL, 21CM, 3.5MM, (OR EQUIVALENT), REUSABLE | SPECIALIZED INSTRUMENTATION FOR OPEN AND LAPAROSCOPIC SURGERIES
21781 | 4229260102700 | DILATOR, GARRETT VASCULAR, STAINLESS STEEL, 21CM, 2MM, (OR EQUIVALENT), REUSABLE | SPECIALIZED INSTRUMENTATION FOR OPEN AND LAPAROSCOPIC SURGERIES
21782 | 4229680371800 | FORCEPS, SURGICAL, SEQUESTRUM/STRAIGHT, STAINLESS STEEL, LENGTH = 20.0CM, REUSABLE | SPECIALIZED INSTRUMENTATION FOR OPEN AND LAPAROSCOPIC SURGERIES
21783 | 4229260102600 | DILATOR, GARRETT VASCULAR, STAINLESS STEEL, 21CM, 2.5MM, (OR EQUIVALENT), REUSABLE | SPECIALIZED INSTRUMENTATION FOR OPEN AND LAPAROSCOPIC SURGERIES
21784 | 4229260102400 | DILATOR, GARRETT VASCULAR, STAINLESS STEEL, 21CM, 1.5MM, (OR EQUIVALENT), REUSABLE | SPECIALIZED INSTRUMENTATION FOR OPEN AND LAPAROSCOPIC SURGERIES
21785 | 4229260101700 | DILATOR VAN BUREN FR 36, REUSABLE | SPECIALIZED INSTRUMENTATION FOR OPEN AND LAPAROSCOPIC SURGERIES
21786 | 4229260101600 | DILATOR VAN BUREN FR 34, REUSABLE | SPECIALIZED INSTRUMENTATION FOR OPEN AND LAPAROSCOPIC SURGERIES
21787 | 4229260101500 | DILATOR VAN BUREN FR 32, REUSABLE | SPECIALIZED INSTRUMENTATION FOR OPEN AND LAPAROSCOPIC SURGERIES
21788 | 4229680369900 | ELEVATOR, LANGENBECK, STAINLESS STEEL, DIAMETER 7 MM, LENGTH 16 - 18 CM, REUSABLE | SPECIALIZED INSTRUMENTATION FOR OPEN AND LAPAROSCOPIC SURGERIES
21789 | 4229680370000 | ELEVATOR, LANGENBECK, STAINLESS STEEL, DIAMETER 10 MM, LENGTH 19 - 20 CM, REUSABLE | SPECIALIZED INSTRUMENTATION FOR OPEN AND LAPAROSCOPIC SURGERIES
21790 | 4229260102500 | DILATOR, GARRETT VASCULAR, STAINLESS STEEL, 21CM, 1MM, (OR EQUIVALENT), REUSABLE | SPECIALIZED INSTRUMENTATION FOR OPEN AND LAPAROSCOPIC SURGERIES
21791 | 4229180262700 | FORCEPS, NASAL, TILLEY, JAW WIDTH 3 MM, TOTAL LENGTH 13 CM, STAINLESS STEEL, REUSABLE | SPECIALIZED INSTRUMENTATION FOR OPEN AND LAPAROSCOPIC SURGERIES
21792 | 4229290317100 | NEEDLE HOLDER, SAROT, TUNGSTEN CARBIDE, LENGTH 25 - 26 CM, REUSABLE | SURGICAL INSTRUMENT TENDER
21793 | 4229290317500 | NEEDLE, LIGATURE, DESCHAMPS/CURVED TO LEFT, BLUNT, LENGTH 23 - 24 CM, REUSABLE | SPECIALIZED INSTRUMENTATION FOR OPEN AND LAPAROSCOPIC SURGERIES
21794 | 4229680278900 | RETRACTOR ORBITAL RIGHT STAINLESS STEEL REUSABLE | SPECIALIZED INSTRUMENTATION FOR OPEN AND LAPAROSCOPIC SURGERIES
21795 | 4229680278800 | RETRACTOR ORBITAL LEFT STAINLESS STEEL REUSABLE | SPECIALIZED INSTRUMENTATION FOR OPEN AND LAPAROSCOPIC SURGERIES
21796 | 4229680278500 | HOOK, NERVE, NEUROSURGERY, SMITHWICK/CURVED, LENGTH = 16.5CM, REUSABLE | SPECIALIZED INSTRUMENTATION FOR OPEN AND LAPAROSCOPIC SURGERIES
21797 | 4229680278400 | NEEDLE HOLDER, MATHIEU/SLIM, STAINLESS STEEL, LENGTH = 17.0CM, REUSABLE | SPECIALIZED INSTRUMENTATION FOR OPEN AND LAPAROSCOPIC SURGERIES
21798 | 4229680278300 | FORCEPS, NASAL, TAMPON, TROELTSCH, LENGTH 14 - 16 CM, STAINLESS STEEL, REUSABLE | SPECIALIZED INSTRUMENTATION FOR OPEN AND LAPAROSCOPIC SURGERIES
21799 | 4229680278200 | SPECULUM, KILLIAN NASAL, BLADE LENGTH 85 MM, STAINLESS STEEL, REUSABLE | SPECIALIZED INSTRUMENTATION FOR OPEN AND LAPAROSCOPIC SURGERIES
21800 | 4229680278100 | SPECULUM, KILLIAN NASAL, BLADE LENGTH 75 MM, STAINLESS STEEL, REUSABLE | SPECIALIZED INSTRUMENTATION FOR OPEN AND LAPAROSCOPIC SURGERIES
21801 | 4229680278000 | SPECULUM, KILLIAN NASAL, BLADE LENGTH 50 MM, STAINLESS STEEL, REUSABLE | SPECIALIZED INSTRUMENTATION FOR OPEN AND LAPAROSCOPIC SURGERIES
21802 | 4229680277900 | SPECULUM, KILLIAN NASAL, BLADE LENGTH 35 MM, STAINLESS STEEL, REUSABLE | SPECIALIZED INSTRUMENTATION FOR OPEN AND LAPAROSCOPIC SURGERIES
21803 | 4229680277800 | SCISSORS, OPERATING, FOMON/KNEE BENT, STAINLESS STEEL, LENGTH = 14.0CM, REUSABLE | SPECIALIZED INSTRUMENTATION FOR OPEN AND LAPAROSCOPIC SURGERIES
21804 | 4229680277600 | SAW, NASAL, CUTTING BONE, STRAIGHT, LENGTH 19 - 20 CM, REUSABLE | SPECIALIZED INSTRUMENTATION FOR OPEN AND LAPAROSCOPIC SURGERIES
21805 | 4229680183500 | CLAMP, APPROXIMATOR, BIEMER-MUELLER, STRAIGHT, OPENING LENGTH 3 - 5 MM, JAW LENGTH 9 MM, REUSABLE | SPECIALIZED INSTRUMENTATION FOR OPEN AND LAPAROSCOPIC SURGERIES
21806 | 4229680183700 | SCISSORS, DRESSING, BANDAGE/LISTER, STAINLESS STEEL, LENGTH = 20.0CM, REUSABLE | SPECIALIZED INSTRUMENTATION FOR OPEN AND LAPAROSCOPIC SURGERIES
21807 | 4229490002800 | CONE, HEMORRHOIDAL, RUDD, LOADING CONE, REUSABLE | SPECIALIZED INSTRUMENTATION FOR OPEN AND LAPAROSCOPIC SURGERIES
21808 | 4229680183800 | CURETTE, BONE, VOLKMANN, OVAL, SIZE: NO.00, STAINLESS STEEL, LENGTH 17 - 18 CM, REUSABLE | SPECIALIZED INSTRUMENTATION FOR OPEN AND LAPAROSCOPIC SURGERIES
21809 | 4229680183900 | CURETTE, BONE, VOLKMANN, OVAL, SIZE: NO 3, STAINLESS STEEL, LENGTH 17 - 18 CM, REUSABLE | SURGICAL INSTRUMENT TENDER
21810 | 4229680184000 | FORCEPS, CLAMP, BONE CUTTING, BOEHLER/CURVED, STAINLESS STEEL, LENGTH 14.5 CM, REUSABLE | SPECIALIZED INSTRUMENTATION FOR OPEN AND LAPAROSCOPIC SURGERIES
21811 | 4229680186000 | FORCEPS, MICRO ADSON/SERRATED, STAINLESS STEEL, LENGTH 10 - 12 CM, NON TEETH, REUSABLE | SPECIALIZED INSTRUMENTATION FOR OPEN AND LAPAROSCOPIC SURGERIES
21812 | 4229680185900 | FORCEPS, MICRO ADSON/SERRATED, LENGTH 15 CM, NON TEETH, STAINLESS STEEL, REUSABLE | SPECIALIZED INSTRUMENTATION FOR OPEN AND LAPAROSCOPIC SURGERIES
21813 | 4229680185700 | SCISSORS, DISSECTING, KILNER/CURVED, STAINLESS STEEL, LENGTH = 15.0CM, REUSABLE | SPECIALIZED INSTRUMENTATION FOR OPEN AND LAPAROSCOPIC SURGERIES
21814 | 4229680185600 | FORCEPS, GILLIES, STAINLESS STEEL, LENGTH 15.5 CM, 1X2, REUSABLE | SPECIALIZED INSTRUMENTATION FOR OPEN AND LAPAROSCOPIC SURGERIES
21815 | 4229680185400 | FORCEPS, DILATING VESSEL, 10 DEGREE, STAINLESS STEEL, LENGTH 11 CM, TIP SIZE: 4 - 5 MM X 0.02 - 0.03 MM, REUSABLE | SPECIALIZED INSTRUMENTATION FOR OPEN AND LAPAROSCOPIC SURGERIES
21816 | 4229680185200 | FORCEPS, CLIP APPLYING, WITH LOCK, STAINLESS STEEL, LENGTH = 14.5CM, REUSABLE | SPECIALIZED INSTRUMENTATION FOR OPEN AND LAPAROSCOPIC SURGERIES
21817 | 4229680279000 | OSTEOTOME, BONE CUTTING, COTTLE/GRADUATED, BLADE WIDTH 4 MM, LENGTH 18 - 19 CM, REUSABLE | SPECIALIZED INSTRUMENTATION FOR OPEN AND LAPAROSCOPIC SURGERIES
21818 | 4229680184900 | RONGEUR, BONE, GOUGING OUT, STELLBRINK/CURVED, LENGTH 17.0 - 18.0 CM ,STAINLESS STEEL, REUSABLE | SPECIALIZED INSTRUMENTATION FOR OPEN AND LAPAROSCOPIC SURGERIES
21819 | 4229680184600 | LEVER, BONE, DRILLING, STRONGLY CURVED, BLADE SIZE: 6.0MM, LENGTH = 15.0CM, REUSABLE | SPECIALIZED INSTRUMENTATION FOR OPEN AND LAPAROSCOPIC SURGERIES
21820 | 4229680184500 | LEVER, BONE, DRILLING, MINI-HOHMANN, BLADE SIZE: 8.0MM, LENGTH = 16.0CM, REUSABLE | SPECIALIZED INSTRUMENTATION FOR OPEN AND LAPAROSCOPIC SURGERIES
21821 | 4229680184400 | LEVER, BONE, DRILLING, MINI-HOHMANN, BLADE SIZE: 6.0MM, LENGTH = 16.0CM, REUSABLE | SPECIALIZED INSTRUMENTATION FOR OPEN AND LAPAROSCOPIC SURGERIES
21822 | 4229680184300 | FORCEPS, CLAMP, BONE HOLDING, VERBRUGGE, STAINLESS STEEL, LENGTH 17.5 CM, REUSABLE | SPECIALIZED INSTRUMENTATION FOR OPEN AND LAPAROSCOPIC SURGERIES
21823 | 4229680184200 | FORCEPS, CLAMP, BONE HOLDING, CURVED, STAINLESS STEEL, LENGTH 14.5 CM, REUSABLE | SPECIALIZED INSTRUMENTATION FOR OPEN AND LAPAROSCOPIC SURGERIES
21824 | 4229680184100 | FORCEPS, CLAMP, BONE HOLDING, WITH THREAD LOCK, STAINLESS STEEL, LENGTH 15 CM, REUSABLE | SPECIALIZED INSTRUMENTATION FOR OPEN AND LAPAROSCOPIC SURGERIES
21825 | 4229680184700 | RONGEUR, BONE, GOUGING OUT, BOEHLER/CURVED, STAINLESS STEEL, LENGTH 15 - 16 CM, REUSABLE | SPECIALIZED INSTRUMENTATION FOR OPEN AND LAPAROSCOPIC SURGERIES
21826 | 4229680279100 | OSTEOTOME, BONE CUTTING, COTTLE/GRADUATED, BLADE WIDTH 7 MM, LENGTH 18 - 19 CM, REUSABLE | SPECIALIZED INSTRUMENTATION FOR OPEN AND LAPAROSCOPIC SURGERIES
21827 | 4229680279200 | OSTEOTOME, BONE CUTTING, COTTLE/CURVED, BLADE WIDTH 6 MM, LENGTH 18 - 19 CM, REUSABLE | SPECIALIZED INSTRUMENTATION FOR OPEN AND LAPAROSCOPIC SURGERIES
21828 | 4229680279300 | OSTEOTOME, BONE CUTTING, LAMBOTTE/STRAIGHT, BLADE WIDTH 13 MM, LENGTH 24 CM, REUSABLE | SPECIALIZED INSTRUMENTATION FOR OPEN AND LAPAROSCOPIC SURGERIES
21829 | 4229680281800 | RASPATORY, SCRAPING, MARTIN CUSHING, BLADE SIZE: 4 MM, LENGTH 17 - 18 CM, REUSABLE | SPECIALIZED INSTRUMENTATION FOR OPEN AND LAPAROSCOPIC SURGERIES
21830 | 4229680281900 | RASPATORY, SCRAPING, MARTIN CUSHING, BLADE SIZE: 6 MM, LENGTH 17 - 18 CM, REUSABLE | SPECIALIZED INSTRUMENTATION FOR OPEN AND LAPAROSCOPIC SURGERIES
21831 | 4229680282000 | RASPATORY, SCRAPING, HOEN, BLADE SIZE: 7.0MM, LENGTH = 16.0CM, REUSABLE | SPECIALIZED INSTRUMENTATION FOR OPEN AND LAPAROSCOPIC SURGERIES
21832 | 4229680282100 | RASPATORY, SCRAPING, OBWEGESER, BLADE SIZE: 11 MM, LENGTH 18 CM, REUSABLE | SPECIALIZED INSTRUMENTATION FOR OPEN AND LAPAROSCOPIC SURGERIES
21833 | 4229680282500 | RASPATORY, SCRAPING, OBWEGESER, BLADE SIZE: 6.0MM, LENGTH = 18.0CM, REUSABLE | SPECIALIZED INSTRUMENTATION FOR OPEN AND LAPAROSCOPIC SURGERIES
21834 | 4229680282600 | RASPATORY, SCRAPING, OBWEGESER, BLADE SIZE: 6.0MM, LENGTH = 21.0CM, REUSABLE | SPECIALIZED INSTRUMENTATION FOR OPEN AND LAPAROSCOPIC SURGERIES
21835 | 4229680281700 | STRIPPER, OBWEGESER, LEFT/RAMUS/BLADE 7.5 MM, STAINLESS STEEL, LENGTH 17 - 18 CM, REUSABLE | SPECIALIZED INSTRUMENTATION FOR OPEN AND LAPAROSCOPIC SURGERIES
21836 | 4229680282700 | RASPATORY, SCRAPING, OBWEGESER, BLADE SIZE: 7.0MM, LENGTH = 18.0CM, REUSABLE | SPECIALIZED INSTRUMENTATION FOR OPEN AND LAPAROSCOPIC SURGERIES
21837 | 4229680282900 | RASPATORY, SCRAPING, STRAIGHT/ROUND/SILICONE COATED HANDLE, LENGTH = 20.0CM, REUSABLE | SPECIALIZED INSTRUMENTATION FOR OPEN AND LAPAROSCOPIC SURGERIES
21838 | 4229680283000 | RASPATORY, SCRAPING, STRAIGHT/SILICONE COATED HANDLE, BLADE SIZE: 20.0MM, LENGTH = 19.0CM, REUSABLE | SPECIALIZED INSTRUMENTATION FOR OPEN AND LAPAROSCOPIC SURGERIES
21839 | 4229680285400 | RETRACTOR, WOUND, LANGENBECK, STAINLESS STEEL, TIP SIZE: 35 MM X 15 MM, LENGTH 21.5 CM, REUSABLE | SPECIALIZED INSTRUMENTATION FOR OPEN AND LAPAROSCOPIC SURGERIES
21840 | 4229680285500 | RETRACTOR, WOUND, LANGENBECK, STAINLESS STEEL, TIP SIZE: 70 MM X 14 MM, LENGTH 21.5 CM, REUSABLE | SPECIALIZED INSTRUMENTATION FOR OPEN AND LAPAROSCOPIC SURGERIES
21841 | 4229680285600 | RETRACTOR, VOLKMANN/BLUNT/8 PRONGS, STAINLESS STEEL, LENGTH 22 CM, REUSABLE | SPECIALIZED INSTRUMENTATION FOR OPEN AND LAPAROSCOPIC SURGERIES
21842 | 4229680285700 | RETRACTOR, MAXILLOFACIAL, INCISION CLOSURE, FOR LEFORT 1/BILATERAL SAGITTAL SPLIT OSTEOTOMY, STAINLESS STEEL, LENGTH 23 CM, REUSABLE | SPECIALIZED INSTRUMENTATION FOR OPEN AND LAPAROSCOPIC SURGERIES
21843 | 4229680282800 | RASPATORY, SCRAPING, OBWEGESER, BLADE SIZE: 9.0MM, LENGTH = 18.0CM, REUSABLE | SPECIALIZED INSTRUMENTATION FOR OPEN AND LAPAROSCOPIC SURGERIES
21844 | 4229680186100 | ELEVATOR, WILLIGER, STAINLESS STEEL, DIAMETER 4 MM, LENGTH 16 - 18 CM, REUSABLE | SPECIALIZED INSTRUMENTATION FOR OPEN AND LAPAROSCOPIC SURGERIES
21845 | 4229680281600 | RETRACTOR, RAMUS, OBWEGESER, STAINLESS STEEL, TIP SIZE: 70 - 75 MM X 9 - 10 MM, LENGTH 22 - 24 CM, REUSABLE | SPECIALIZED INSTRUMENTATION FOR OPEN AND LAPAROSCOPIC SURGERIES
21846 | 4229680281300 | RETRACTOR, PROGENY, METZ, STAINLESS STEEL, LENGTH 19 - 20 CM, REUSABLE | SPECIALIZED INSTRUMENTATION FOR OPEN AND LAPAROSCOPIC SURGERIES
21847 | 4229680279400 | OSTEOTOME, BONE CUTTING, LAMBOTTE/CURVED, BLADE WIDTH= 15.0MM, LENGTH = 24.0CM, REUSABLE | SPECIALIZED INSTRUMENTATION FOR OPEN AND LAPAROSCOPIC SURGERIES
21848 | 4229680279500 | OSTEOTOME, BONE CUTTING, LEXER/SILICONE COATED HANDLE, BLADE WIDTH= 20.0MM, LENGTH = 22.0CM, REUSABLE | SPECIALIZED INSTRUMENTATION FOR OPEN AND LAPAROSCOPIC SURGERIES
21849 | 4229680279600 | OSTEOTOME, BONE CUTTING, LEXER/SILICONE COATED HANDLE, BLADE WIDTH= 7.0MM, LENGTH = 22.0CM, REUSABLE | SPECIALIZED INSTRUMENTATION FOR OPEN AND LAPAROSCOPIC SURGERIES
21850 | 4229680280000 | OSTEOTOME, BONE CUTTING, OBWEGESER/CURVED, BLADE WIDTH 11 MM, LENGTH 22 - 23 CM, REUSABLE | SPECIALIZED INSTRUMENTATION FOR OPEN AND LAPAROSCOPIC SURGERIES
21851 | 4229680280200 | ELEVATOR, PERIOST, JOSEPH, STAINLESS STEEL, DIAMETER 6.5 MM, LENGTH 17 - 18 CM, REUSABLE | SPECIALIZED INSTRUMENTATION FOR OPEN AND LAPAROSCOPIC SURGERIES
21852 | 4229680280300 | ELEVATOR, PERIOSTEAL, DOUBLE ENDED, STAINLESS STEEL, LENGTH 21 - 22 CM, REUSABLE | SPECIALIZED INSTRUMENTATION FOR OPEN AND LAPAROSCOPIC SURGERIES
21853 | 4229680281500 | RETRACTOR, RAMUS, OBWEGESER, STAINLESS STEEL, TIP SIZE: 70 - 75 MM X 11 - 15 MM, LENGTH 23 - 25 CM, REUSABLE | SPECIALIZED INSTRUMENTATION FOR OPEN AND LAPAROSCOPIC SURGERIES
21854 | 4229680280400 | ELEVATOR, PERIOSTEAL, DOUBLE ENDED, STAINLESS STEEL, LENGTH 24 - 25 CM, REUSABLE | SPECIALIZED INSTRUMENTATION FOR OPEN AND LAPAROSCOPIC SURGERIES
21855 | 4229680280600 | CARRIER, PLATE, HOLDING, ACC ARNETT, LENGTH = 18.5CM, REUSABLE | SPECIALIZED INSTRUMENTATION FOR OPEN AND LAPAROSCOPIC SURGERIES
21856 | 4229680280700 | CUTTER, PLATE, LENGTH = 13.0CM, REUSABLE | SPECIALIZED INSTRUMENTATION FOR OPEN AND LAPAROSCOPIC SURGERIES
21857 | 4229680280900 | CLAMP, PLATE HOLDING/CURVED, STAINLESS STEEL, LENGTH 16 CM, REUSABLE | SPECIALIZED INSTRUMENTATION FOR OPEN AND LAPAROSCOPIC SURGERIES
21858 | 4229680281000 | FORCEPS, SURGICAL, PLATE HOLDING/CURVED, STAINLESS STEEL, REUSABLE | SPECIALIZED INSTRUMENTATION FOR OPEN AND LAPAROSCOPIC SURGERIES
21859 | 4229680281100 | PROBE, SURGICAL, TISSUE MANIPULATION, STAINLESS STEEL, BUTTON END, DIAMETER = 2.0MM, LENGTH = 16.0CM, REUSABLE | SPECIALIZED INSTRUMENTATION FOR OPEN AND LAPAROSCOPIC SURGERIES
21860 | 4229680281200 | RETRACTOR, PROGENY, SCHUCHARDT, STAINLESS STEEL, LENGTH 18 - 20 CM, REUSABLE | SPECIALIZED INSTRUMENTATION FOR OPEN AND LAPAROSCOPIC SURGERIES
21861 | 4229680280500 | FORCEPS, SURGICAL, PLATE BENDING/ACCESSORIES/ARNETT/SHORT, STAINLESS STEEL, REUSABLE | SPECIALIZED INSTRUMENTATION FOR OPEN AND LAPAROSCOPIC SURGERIES
21862 | 4229680186200 | HOOKLET, FACE LIFT, FIXATION/TRACTION, KAYE/4 PRONGS, LENGTH = 13.0CM, REUSABLE | SPECIALIZED INSTRUMENTATION FOR OPEN AND LAPAROSCOPIC SURGERIES
21863 | 4229680186500 | FORCEPS, CLAMP, MICRO-MOSQUITO/STRAIGHT, STAINLESS STEEL, LENGTH 12 CM, REUSABLE | SPECIALIZED INSTRUMENTATION FOR OPEN AND LAPAROSCOPIC SURGERIES
21864 | 4229680186600 | FORCEPS, HEMOSTATIC, LERICHE/STRAIGHT, STAINLESS STEEL, LENGTH 15 - 16 CM, 1X2, REUSABLE | SPECIALIZED INSTRUMENTATION FOR OPEN AND LAPAROSCOPIC SURGERIES
21865 | 4229680262100 | RETRACTOR, MAXILLOFACIAL, FOR LEFORT 1/INTERDENTAL OSTEOTOMY, STAINLESS STEEL, LENGTH 22 CM, REUSABLE | SPECIALIZED INSTRUMENTATION FOR OPEN AND LAPAROSCOPIC SURGERIES
21866 | 4229680262400 | RETRACTOR, MAXILLOFACIAL, STAINLESS STEEL, LENGTH 20 CM, LEFORT 1 POSTERIOR, REUSABLE | SPECIALIZED INSTRUMENTATION FOR OPEN AND LAPAROSCOPIC SURGERIES
21867 | 4229680263000 | RETRACTOR, LIP, ORINGER/NO.2, STAINLESS STEEL, LENGTH = 10.5CM, REUSABLE | SPECIALIZED INSTRUMENTATION FOR OPEN AND LAPAROSCOPIC SURGERIES
21868 | 4229680263300 | MALLET, HAMMERING, ACC. ARNETT, LENGTH = 20.0CM, REUSABLE | SPECIALIZED INSTRUMENTATION FOR OPEN AND LAPAROSCOPIC SURGERIES
21869 | 4229680263400 | MALLET, HAMMERING, MEAD, PLASTIC INSERTS, WEIGHT: 330.0GM, REUSABLE | SPECIALIZED INSTRUMENTATION FOR OPEN AND LAPAROSCOPIC SURGERIES
21870 | 4229680263500 | AWL, MANDIBULA, HOLE ENLARGEMENT, OBWEGESER, LENGTH 14 - 15 CM, REUSABLE | SPECIALIZED INSTRUMENTATION FOR OPEN AND LAPAROSCOPIC SURGERIES
21871 | 4229680261900 | BENDER, IN PLACE, STAINLESS STEEL, MULTI PURPOSE BENDER, 13.0 - 14.0 CM, REUSABLE | SPECIALIZED INSTRUMENTATION FOR OPEN AND LAPAROSCOPIC SURGERIES
21872 | 4229680263600 | AWL, MANDIBULA, HOLE ENLARGEMENT, OBWEGESER, LENGTH 17 - 18 CM, REUSABLE | SPECIALIZED INSTRUMENTATION FOR OPEN AND LAPAROSCOPIC SURGERIES
21873 | 4229680263700 | RETRACTOR, MANDIBULAR, HARGIS, CURVED WIDE/DUCK SHAPED TIP, STAINLESS STEEL, LENGTH 17 - 18 CM, REUSABLE | SPECIALIZED INSTRUMENTATION FOR OPEN AND LAPAROSCOPIC SURGERIES
21874 | 4229680189300 | MALLET, HAMMERING, VICKERS, WEIGHT: 185.0GM, LENGTH = 19CM, REUSABLE | SPECIALIZED INSTRUMENTATION FOR OPEN AND LAPAROSCOPIC SURGERIES
21875 | 4229310002700 | RETRACTOR, SET, RICHARDSON, DOUBLE ENDED LARGE, STAINLESS STEEL, LENGTH 27.0 - 28.0 CM (PAIR), REUSABLE | SPECIALIZED INSTRUMENTATION FOR OPEN AND LAPAROSCOPIC SURGERIES
21876 | 4229310002600 | RETRACTOR, SET, RICHARDSON, DOUBLE ENDED SMALL, STAINLESS STEEL, LENGTH 25.0 - 26.0 CM (PAIR), REUSABLE | SPECIALIZED INSTRUMENTATION FOR OPEN AND LAPAROSCOPIC SURGERIES
21877 | 4229310001500 | RETRACTOR GIL VERNET VEIN 24.0 CM/15MM, REUSABLE | SPECIALIZED INSTRUMENTATION FOR OPEN AND LAPAROSCOPIC SURGERIES
21878 | 4229680189200 | CURETTE, BONE, VOLKMANN, OVAL, SIZE: NO.0000, STAINLESS STEEL, LENGTH 17 - 18 CM, REUSABLE | SPECIALIZED INSTRUMENTATION FOR OPEN AND LAPAROSCOPIC SURGERIES
21879 | 4229680189500 | FORCEPS, MICRO, STRAIGHT, STAINLESS STEEL, LENGTH 13 - 14 CM, TIP SIZE: 0.3 MM, REUSABLE | SPECIALIZED INSTRUMENTATION FOR OPEN AND LAPAROSCOPIC SURGERIES
21880 | 4229300102300 | RULER, MEASURING, MM/INCH, LENGTH = 50.0CM, REUSABLE | SPECIALIZED INSTRUMENTATION FOR OPEN AND LAPAROSCOPIC SURGERIES
21881 | 4229680261800 | FORCEPS, CLAMP, INTESTINAL, KOCHER/SOFT/CURVED, STAINLESS STEEL, LENGTH 22 CM, REUSABLE | SPECIALIZED INSTRUMENTATION FOR OPEN AND LAPAROSCOPIC SURGERIES
21882 | 4229680260700 | HOOKLET, WOUND, FIXATION/TRACTION, DELICATE/4 PRONGS/SHARP, LENGTH 16 - 17 CM, REUSABLE | SPECIALIZED INSTRUMENTATION FOR OPEN AND LAPAROSCOPIC SURGERIES
21883 | 4229310205700 | BLADE, BLUNT HOOK, FOR MINI STERNOTOMY RETRACTOR, IMA (INTERNAL MAMMARY ARTERY), 50 MM X 20 MM, REUSABLE | SPECIALIZED INSTRUMENTATION FOR OPEN AND LAPAROSCOPIC SURGERIES
21884 | 4229310205600 | BLADE, BLUNT HOOK, FOR MINI STERNOTOMY RETRACTOR, IMA (INTERNAL MAMMARY ARTERY), 43 MM X 20 MM, REUSABLE | SPECIALIZED INSTRUMENTATION FOR OPEN AND LAPAROSCOPIC SURGERIES
21885 | 4229310205500 | BLADE, BLUNT HOOK, FOR MINI STERNOTOMY RETRACTOR, IMA (INTERNAL MAMMARY ARTERY), 38 MM X 20 MM, REUSABLE | SPECIALIZED INSTRUMENTATION FOR OPEN AND LAPAROSCOPIC SURGERIES
21886 | 4229310205400 | BLADE, BLUNT HOOK, FOR MINI STERNOTOMY RETRACTOR, IMA (INTERNAL MAMMARY ARTERY), 32 MM X 20 MM, REUSABLE | SPECIALIZED INSTRUMENTATION FOR OPEN AND LAPAROSCOPIC SURGERIES
21887 | 4229310205200 | HOOK, MINIMALLY INVASIVE NERVES AND VESSELS, 45 DEGREE ANGLED, WITH ADJUSTABLE LENGTH MINIMUM: 29 CM, MAXIMUM: 36 CM, REUSABLE | SPECIALIZED INSTRUMENTATION FOR OPEN AND LAPAROSCOPIC SURGERIES
21888 | 4229310205100 | HOOK, MINIMALLY INVASIVE DOUBLE, FOR NERVES AND VESSELS, LENGTH 33 CM, REUSABLE | SPECIALIZED INSTRUMENTATION FOR OPEN AND LAPAROSCOPIC SURGERIES
21889 | 4229680261600 | TRAY, INSTRUMENT PRECONFIGURED, STORAGE, WITH LID, SIZE 30 CM X 30 CM, REUSABLE | SPECIALIZED INSTRUMENTATION FOR OPEN AND LAPAROSCOPIC SURGERIES
21890 | 4229310204900 | OBADIA MINIMALLY INVASIVE HOOK, ADJUSTABLE IN LENGTH = L MIN: 290MM L MAX : 360MM, SUPPORTED WITH ANTISLIP GRIP BLUE COLOR, 90 DEGREE, WITH 5MM SCALE GRADES (OR EQUIVALENT), REUSABLE | SPECIALIZED INSTRUMENTATION FOR OPEN AND LAPAROSCOPIC SURGERIES
21891 | 4229680259900 | HANDLE, MIRROR, METRIC THREAD, DIAMETER = 8.0MM, LENGTH = 14.0CM, REUSABLE | SPECIALIZED INSTRUMENTATION FOR OPEN AND LAPAROSCOPIC SURGERIES
21892 | 4229680260100 | CURETTE, BONE, HEMMINGWAY, DOUBLE ENDED, SIZE: NO.0/0, STAINLESS STEEL, REUSABLE | SPECIALIZED INSTRUMENTATION FOR OPEN AND LAPAROSCOPIC SURGERIES
21893 | 4229680260200 | CURETTE, BONE, HEMMINGWAY, DOUBLE ENDED, SIZE: NO.1/1, STAINLESS STEEL, REUSABLE | SPECIALIZED INSTRUMENTATION FOR OPEN AND LAPAROSCOPIC SURGERIES
21894 | 4229680260400 | HOOKLET, FIXATION/TRACTION, BLUNT/1 PRONG, LENGTH 16 - 17 CM, REUSABLE | SPECIALIZED INSTRUMENTATION FOR OPEN AND LAPAROSCOPIC SURGERIES
21895 | 4229680260500 | ELEVATOR, NASAL, FIXATION/TRACTION, COTTLE/SHARP/SIZE NO:2, LENGTH 14 - 15 CM, REUSABLE | SPECIALIZED INSTRUMENTATION FOR OPEN AND LAPAROSCOPIC SURGERIES
21896 | 4229680260600 | ELEVATOR, NASAL, FIXATION/TRACTION, COTTLE/SHARP/SIZE NO:3, LENGTH 14.5 CM, REUSABLE | SPECIALIZED INSTRUMENTATION FOR OPEN AND LAPAROSCOPIC SURGERIES
21897 | 4229310204800 | OBADIA MINIMALLY INVASIVE HOOK, ADJUSTABLE IN LENGTH = L MIN: 290MM L MAX : 360MM, SUPPORTED WITH ANTISLIP GRIP BLUE COLOR, 90 DEGREE, WITH 5MM SCALE GRADES, WITH BALL TIP (OR EQUIVALENT), REUSABLE | SPECIALIZED INSTRUMENTATION FOR OPEN AND LAPAROSCOPIC SURGERIES
21898 | 4229680285800 | RETRACTOR, WOUND, BLUNT/2 PRONGS, STAINLESS STEEL, TIP SIZE: 14.0MM X 8.0MM, LENGTH = 16.0CM, REUSABLE | SPECIALIZED INSTRUMENTATION FOR OPEN AND LAPAROSCOPIC SURGERIES
21899 | 4229300102200 | RULER, MEASURING, MM/INCH, LENGTH = 10.0CM, REUSABLE | SPECIALIZED INSTRUMENTATION FOR OPEN AND LAPAROSCOPIC SURGERIES
21900 | 4229680188600 | HOOKLET, TRACTION, SHARP/3 PRONGS, LENGTH 16 - 17 CM, REUSABLE | SPECIALIZED INSTRUMENTATION FOR OPEN AND LAPAROSCOPIC SURGERIES
21901 | 4229680277300 | RETRACTOR, NASAL, AUFRICHT/DOUBLE ENDED, STAINLESS STEEL, LENGTH = 12.0CM, REUSABLE | SPECIALIZED INSTRUMENTATION FOR OPEN AND LAPAROSCOPIC SURGERIES
21902 | 4229680277400 | SAW, NASAL, CUTTING BONE, BAYON/LEFT, LENGTH 19 - 20 CM, REUSABLE | SPECIALIZED INSTRUMENTATION FOR OPEN AND LAPAROSCOPIC SURGERIES
21903 | 4229680277500 | SAW, NASAL, CUTTING BONE, BAYON/RIGHT, LENGTH 19 - 20 CM, REUSABLE | SPECIALIZED INSTRUMENTATION FOR OPEN AND LAPAROSCOPIC SURGERIES
21904 | 4229680188300 | RETRACTOR, ABDOMINAL, FIXATION/TRACTION, SENN GREEN, TIP SIZE 20 MM X 6 MM, LENGTH 15 - 16 CM, REUSABLE | SPECIALIZED INSTRUMENTATION FOR OPEN AND LAPAROSCOPIC SURGERIES
21905 | 4229680188200 | RETRACTOR, ABDOMINAL, FIXATION/TRACTION, SENN GREEN, TIP SIZE 10 MM X 6 MM, LENGTH 15 - 16 CM, REUSABLE | SPECIALIZED INSTRUMENTATION FOR OPEN AND LAPAROSCOPIC SURGERIES
21906 | 4229680188000 | RETRACTOR, DESMARRES, LID/VEIN, BLADE LENGTH 7 - 8 MM, STAINLESS STEEL, REUSABLE | SPECIALIZED INSTRUMENTATION FOR OPEN AND LAPAROSCOPIC SURGERIES
21907 | 4229680277200 | RASPATORY, NASAL, SCRAPING, FOMON/DOUBLE-ENDED, LENGTH = 20.5CM, REUSABLE | SPECIALIZED INSTRUMENTATION FOR OPEN AND LAPAROSCOPIC SURGERIES
21908 | 4229680187700 | HOOKLET, WOUND, BLUNT/4 PRONGS, STAINLESS STEEL, LENGTH 16 - 17 CM, REUSABLE | SPECIALIZED INSTRUMENTATION FOR OPEN AND LAPAROSCOPIC SURGERIES
21909 | 4229680187300 | FORCEPS, HEMOSTATIC, LERICHE/CURVED, STAINLESS STEEL, LENGTH 15 CM, REUSABLE | SPECIALIZED INSTRUMENTATION FOR OPEN AND LAPAROSCOPIC SURGERIES
21910 | 4229680187200 | GROOVED, DIRECTOR, BUTTON ENDED, STAINLESS STEEL, LENGTH = 13.0CM, REUSABLE | SPECIALIZED INSTRUMENTATION FOR OPEN AND LAPAROSCOPIC SURGERIES
21911 | 4229680187100 | GOUGE, PARTSCH, LENGTH 13.5 CM, TIP WIDTH 6 MM, REUSABLE | SPECIALIZED INSTRUMENTATION FOR OPEN AND LAPAROSCOPIC SURGERIES
21912 | 4229680187000 | GOUGE, PARTSCH, LENGTH 13.5 CM, TIP WIDTH 4 MM, REUSABLE | SPECIALIZED INSTRUMENTATION FOR OPEN AND LAPAROSCOPIC SURGERIES
21913 | 4229680186900 | FORCEPS, CLAMP, PEAN/DELICATE/CURVED, STAINLESS STEEL, LENGTH 14 - 15 CM, REUSABLE | SPECIALIZED INSTRUMENTATION FOR OPEN AND LAPAROSCOPIC SURGERIES
21914 | 4229680186800 | FORCEPS, DISSECTING, MIXTER-BABY/STRAIGHT/CURVED, STAINLESS STEEL, LENGTH 13 - 14.5 CM, REUSABLE | SPECIALIZED INSTRUMENTATION FOR OPEN AND LAPAROSCOPIC SURGERIES
21915 | 4229680187600 | HOOKLET, WOUND, FIXATION/TRACTION, BLUNT/3 PRONGS, LENGTH 16.5 CM, REUSABLE | SPECIALIZED INSTRUMENTATION FOR OPEN AND LAPAROSCOPIC SURGERIES
21916 | 4229300102100 | CALIPER, AORTIC VALVE, MEASUREMENT OF EFFECTIVE HEIGHT, REUSABLE | SPECIALIZED INSTRUMENTATION FOR OPEN AND LAPAROSCOPIC SURGERIES
21917 | 4229680188400 | HOOKLET, FIXATION/TRACTION, SHARP/1 PRONG, LENGTH 16 - 17 CM, REUSABLE | SPECIALIZED INSTRUMENTATION FOR OPEN AND LAPAROSCOPIC SURGERIES
21918 | 4229680277000 | RETRACTOR, NASAL MUCOSA, ARNETT, STAINLESS STEEL, LENGTH 18 - 19 CM, REUSABLE | SPECIALIZED INSTRUMENTATION FOR OPEN AND LAPAROSCOPIC SURGERIES
21919 | 4229680267900 | RETRACTOR, MENTAL NERVE, STAINLESS STEEL, LENGTH 19 - 20 CM, REUSABLE | SPECIALIZED INSTRUMENTATION FOR OPEN AND LAPAROSCOPIC SURGERIES
21920 | 4229680268200 | FORCEPS, MICRO, CURVED, STAINLESS STEEL, LENGTH 18 CM, TIP SIZE: 0.4 MM, 1X2, REUSABLE | SPECIALIZED INSTRUMENTATION FOR OPEN AND LAPAROSCOPIC SURGERIES
21921 | 4229680268300 | FORCEPS, MICRO, STANDARD, STAINLESS STEEL, TIP DIAMETER 0.7 - 0.8 MM, 1X2, LENGTH 15 - 17 , REUSABLE | SPECIALIZED INSTRUMENTATION FOR OPEN AND LAPAROSCOPIC SURGERIES
21922 | 4229680268400 | FORCEPS, MICRO, STANDARD, TUNGSTEN CARBIDE, LENGTH 15 - 16 CM, TIP WIDTH 1 MM, 1X2, REUSABLE | SURGICAL INSTRUMENT TENDER
21923 | 4229680268900 | NEEDLE HOLDER, MICRO/CURVED/WITHOUT LOCK, STAINLESS STEEL, LENGTH = 18.0CM, REUSABLE | SPECIALIZED INSTRUMENTATION FOR OPEN AND LAPAROSCOPIC SURGERIES
21924 | 4229680272400 | CUTTER, PLATE, MICRO, 12CM, REUSABLE | SPECIALIZED INSTRUMENTATION FOR OPEN AND LAPAROSCOPIC SURGERIES
21925 | 4229680277100 | RASPATORY, NASAL, SCRAPING, COTTLE, BLADE SIZE: 30.0MM X 8.0MM, LENGTH = 21.0CM, REUSABLE | SPECIALIZED INSTRUMENTATION FOR OPEN AND LAPAROSCOPIC SURGERIES
21926 | 4229680275800 | GAG, MOUTH, PREVENT MOUTH CLOSING, KILNER-DOUGHTY/COMPLETE, REUSABLE | SPECIALIZED INSTRUMENTATION FOR OPEN AND LAPAROSCOPIC SURGERIES
21927 | 4229680276200 | MIRROR, MOUTH, CONCAVE/ENLARGING EFFECT, DIAMETER = 22.0MM, REUSABLE | SPECIALIZED INSTRUMENTATION FOR OPEN AND LAPAROSCOPIC SURGERIES
21928 | 4229680276300 | MIRROR, MOUTH, PLANE, DIAMETER = 22.0MM, REUSABLE | SPECIALIZED INSTRUMENTATION FOR OPEN AND LAPAROSCOPIC SURGERIES
21929 | 4229680276500 | MIRROR, MOUTH, RHODIUM/PLANE, DIAMETER = 4/22.0MM, REUSABLE | SPECIALIZED INSTRUMENTATION FOR OPEN AND LAPAROSCOPIC SURGERIES
21930 | 4229680276700 | CHISEL, NASAL, CUTTING, SILVER/RIGHT, BLADE WIDTH 5 MM, LENGTH 17 - 18 CM, REUSABLE | SPECIALIZED INSTRUMENTATION FOR OPEN AND LAPAROSCOPIC SURGERIES
21931 | 4229680276800 | FORCEPS, WEIL-BLAKES, NASAL, STRAIGHT, JAW WIDTH 3.5 MM, WORKING LENGTH 12 CM, STAINLESS STEEL, REUSABLE | SPECIALIZED INSTRUMENTATION FOR OPEN AND LAPAROSCOPIC SURGERIES
21932 | 4229680276900 | FORCEPS, WEIL-BLAKESLEY, NASAL, STRAIGHT, JAW WIDTH 5 MM, STAINLESS STEEL, REUSABLE | SPECIALIZED INSTRUMENTATION FOR OPEN AND LAPAROSCOPIC SURGERIES
21933 | 4229680275900 | GAG, MOUTH, PREVENT MOUTH CLOSING, MOLT, SIZE: ADULTS, LENGTH = 13.0CM, REUSABLE | SPECIALIZED INSTRUMENTATION FOR OPEN AND LAPAROSCOPIC SURGERIES
21934 | 4229680285900 | RETRACTOR, KOCHER, STAINLESS STEEL, TIP SIZE: 75 MM (+/-2MM) X 40 MM, LENGTH 23 - 25 CM, REUSABLE | SPECIALIZED INSTRUMENTATION FOR OPEN AND LAPAROSCOPIC SURGERIES
21935 | 4229680286000 | RETRACTOR, KOCHER, BLUNT/2 PRONGS, STAINLESS STEEL, LENGTH 22 - 23 CM, REUSABLE | SPECIALIZED INSTRUMENTATION FOR OPEN AND LAPAROSCOPIC SURGERIES
21936 | 4229680286100 | RETRACTOR, KOCHER, BLUNT/6 PRONGS, STAINLESS STEEL, LENGTH 22 - 23 CM, REUSABLE | SPECIALIZED INSTRUMENTATION FOR OPEN AND LAPAROSCOPIC SURGERIES
21937 | 4229680305100 | SPECULUM, BARRAQUER EYE, HEAVY WIRE, BLADE LENGTH 14 -15 MM, REUSABLE | SPECIALIZED INSTRUMENTATION FOR OPEN AND LAPAROSCOPIC SURGERIES
21938 | 4229680305200 | SCISSORS, BARRAQUER IRIS, STAINLESS STEEL, BLADE SIZE 7 MM, REUSABLE | SPECIALIZED INSTRUMENTATION FOR OPEN AND LAPAROSCOPIC SURGERIES
21939 | 4229680305300 | SPATULA, BARRAQUER IRIS, ONE END, 0.5MM, REUSABLE | SPECIALIZED INSTRUMENTATION FOR OPEN AND LAPAROSCOPIC SURGERIES
21940 | 4229680305600 | SPECULUM, BARRAQUER EYE, STANDARD WIRE, BLADE LENGTH 14 - 15 MM, REUSABLE | SPECIALIZED INSTRUMENTATION FOR OPEN AND LAPAROSCOPIC SURGERIES
21941 | 4229680305800 | SPECULUM, BARRAQUER EYE, STANDARD WIRE, BLADE LENGTH 10 - 13 MM, REUSABLE | SPECIALIZED INSTRUMENTATION FOR OPEN AND LAPAROSCOPIC SURGERIES
21942 | 4229680306000 | FORCEPS, BERKE PTOSIS SIZE 10.0 - 11.0 CM, REUSABLE | SPECIALIZED INSTRUMENTATION FOR OPEN AND LAPAROSCOPIC SURGERIES
21943 | 4229680304500 | ANIS CORTEX ASPIRATION CANNULA, STRAIGHT AND ANGLED, GAUGE 23, REUSABLE | SPECIALIZED INSTRUMENTATION FOR OPEN AND LAPAROSCOPIC SURGERIES
21944 | 4229680306900 | FORCEPS, BISHOP HARMON DELICATE 1X2 TEETH,TIP 0.5 MM, REUSABLE | SPECIALIZED INSTRUMENTATION FOR OPEN AND LAPAROSCOPIC SURGERIES
21945 | 4229680308800 | CANNULA, BRIERLEY, ANTERIOR CHAMBER MAINTAINER, REUSABLE | SPECIALIZED INSTRUMENTATION FOR OPEN AND LAPAROSCOPIC SURGERIES
21946 | 4229680310300 | FORCEPS, SUTURING, CASTROVIEJO, TEETH 1X2, WITH TYING PLATFORM, STRAIGHT, SIZE 0.5 MM, STAINLESS STEEL, LENGTH 10 - 11 CM, REUSABLE | SPECIALIZED INSTRUMENTATION FOR OPEN AND LAPAROSCOPIC SURGERIES
21947 | 4229680311300 | NEEDLE HOLDER, CASTROVIEJO, CURVED, WITHOUT LOCK, FLAT SERRATED HANDLE, STAINLESS STEEL, TOTAL LENGTH 14 - 15 CM, REUSABLE | SPECIALIZED INSTRUMENTATION FOR OPEN AND LAPAROSCOPIC SURGERIES
21948 | 4229680311400 | NEEDLE HOLDER, CASTROVIEJO, DELICATE/CURVED, WITH LOCK, STAINLESS STEEL, TOTAL LENGTH 14 - 15 CM, REUSABLE | SPECIALIZED INSTRUMENTATION FOR OPEN AND LAPAROSCOPIC SURGERIES
21949 | 4229680311800 | NEEDLE HOLDER, CASTROVIEJO, STRAIGHT, WITH LOCK, LENGTH 14 - 15 CM, STAINLESS STEEL, REUSABLE | SPECIALIZED INSTRUMENTATION FOR OPEN AND LAPAROSCOPIC SURGERIES
21950 | 4229680312000 | FORCEPS, SUTURING, CASTROVIEJO/TYING PLATFORM/STRAIGHT, DIAMETER 0.3 MM, STAINLESS STEEL, LENGTH 10 - 11 CM, REUSABLE | SPECIALIZED INSTRUMENTATION FOR OPEN AND LAPAROSCOPIC SURGERIES
21951 | 4229680307900 | FORCEPS, SUTURING, BONN, TIP WIDTH 0.12 MM, STRAIGHT, STAINLESS STEEL, LENGTH 10 - 12 CM, REUSABLE | SPECIALIZED INSTRUMENTATION FOR OPEN AND LAPAROSCOPIC SURGERIES
21952 | 4229680312100 | CANNULA, HYDRODISSECTION, CHANG, REUSABLE | SPECIALIZED INSTRUMENTATION FOR OPEN AND LAPAROSCOPIC SURGERIES
21953 | 4229680304100 | CANNULA, ALFONSO-MCINTYRE IRRIGATING NUCLEUS REMOVAL SPOON, SMALL, REUSABLE | SPECIALIZED INSTRUMENTATION FOR OPEN AND LAPAROSCOPIC SURGERIES
21954 | 4229680303800 | ALFONSO CUTTING PLATFORM, 2.0 - 3.0 MM WIDE BLADE, REUSABLE | SPECIALIZED INSTRUMENTATION FOR OPEN AND LAPAROSCOPIC SURGERIES
21955 | 4229680300300 | FORCEPS, TONGUE HOLDING, YOUNG/ANGLED, STAINLESS STEEL, LENGTH = 15.0CM, REUSABLE | SPECIALIZED INSTRUMENTATION FOR OPEN AND LAPAROSCOPIC SURGERIES
21956 | 4229680300400 | SCISSORS, MICRO, TONSIL/GOOD/CURVED, STAINLESS STEEL, LENGTH = 19.5CM, REUSABLE | SPECIALIZED INSTRUMENTATION FOR OPEN AND LAPAROSCOPIC SURGERIES
21957 | 4229680300500 | FORCEPS, TOWEL, TOHOKU/BLUNT, STAINLESS STEEL, LENGTH 13 - 15 CM, REUSABLE | SPECIALIZED INSTRUMENTATION FOR OPEN AND LAPAROSCOPIC SURGERIES
21958 | 4229680300600 | DILATOR, TRACHEAL, TROUSSEAU, LENGTH = 12CM, REUSABLE | SPECIALIZED INSTRUMENTATION FOR OPEN AND LAPAROSCOPIC SURGERIES
21959 | 4229680300700 | CONNECTOR, TUBE, LUER LOCK/MALE, REUSABLE | SPECIALIZED INSTRUMENTATION FOR OPEN AND LAPAROSCOPIC SURGERIES
21960 | 4229680300800 | DRILL, TWIST, DISTRACTOR PLACEMENT, J-NOTCH, DIAMETER = 0.7MM, LENGTH = 50.0MM, STOP: 7.0MM, REUSABLE | SPECIALIZED INSTRUMENTATION FOR OPEN AND LAPAROSCOPIC SURGERIES
21961 | 4229680303900 | FORCEPS, ALFONSO, 3X4 TEETH, REUSABLE | SPECIALIZED INSTRUMENTATION FOR OPEN AND LAPAROSCOPIC SURGERIES
21962 | 4229680302100 | RETRACTOR, UPPER LIP, STAINLESS STEEL, LENGTH 22 - 23 CM, REUSABLE | SPECIALIZED INSTRUMENTATION FOR OPEN AND LAPAROSCOPIC SURGERIES
21963 | 4229680303000 | SCISSORS, WIRE, BEEBEE/SHARP-SHARP/STRAIGHT, STAINLESS STEEL, LENGTH = 10.0CM, REUSABLE | SPECIALIZED INSTRUMENTATION FOR OPEN AND LAPAROSCOPIC SURGERIES
21964 | 4229680303100 | SCISSORS, WIRE, SHARP-SHARP/CURVED/SERRATED, STAINLESS STEEL, LENGTH = 12.0CM, REUSABLE | SPECIALIZED INSTRUMENTATION FOR OPEN AND LAPAROSCOPIC SURGERIES
21965 | 4229680303200 | RETRACTOR, SELF RETAINING,WEITLANER/ BLUNT/3X4 TEETH, STAINLESS STEEL, SIZE 19.0 - 20.0 CM REUSABLE | SPECIALIZED INSTRUMENTATION FOR OPEN AND LAPAROSCOPIC SURGERIES
21966 | 4229680303300 | AWL, ZYGOMATIC, HOLE ENLARGEMENT, OBWEGESER, LENGTH 23 - 24 CM, REUSABLE | SPECIALIZED INSTRUMENTATION FOR OPEN AND LAPAROSCOPIC SURGERIES
21967 | 4229680303500 | FORCEPS, MICRO ADSON, STAINLESS STEEL, LENGTH 12.0CM, WITH TEETH, 1X2 REUSABLE | SPECIALIZED INSTRUMENTATION FOR OPEN AND LAPAROSCOPIC SURGERIES
21968 | 4229680303700 | CANNULA, AIR INJECTION, 27 G, ANGLED TIP TO BENT 4 - 7 MM, REUSABLE | SPECIALIZED INSTRUMENTATION FOR OPEN AND LAPAROSCOPIC SURGERIES
21969 | 4229680302700 | CURETTE, BONE, WILLIGER,OVAL,SIZE : NO.2, STAINLESS STEEL,REUSABLE | SPECIALIZED INSTRUMENTATION FOR OPEN AND LAPAROSCOPIC SURGERIES
21970 | 4229680300200 | FORCEPS, TONGUE HOLDING, COLLIN/FENESTRATED JAWS, STAINLESS STEEL, LENGTH = 17.0CM, REUSABLE | SPECIALIZED INSTRUMENTATION FOR OPEN AND LAPAROSCOPIC SURGERIES
21971 | 4229680312400 | FORCEPS, TISSUE, VERY DELICATE TEETH: 1X1, COLIBRI STYLE HANDLE/PIERSE, STAINLESS STEEL, REUSABLE | SPECIALIZED INSTRUMENTATION FOR OPEN AND LAPAROSCOPIC SURGERIES
21972 | 4229680312800 | FORCEPS, CONJUNCTIVAL, KREFELD MODEL, LENGTH 10 CM, TEETH: 1X2, STAINLESS STEEL, REUSABLE | SURGICAL INSTRUMENT TENDER
21973 | 4229680183300 | CLAMP, APPROXIMATOR, BIEMER-MUELLER, STRAIGHT, COMPLETE WITH KEY, FOR DEEP AREA, REUSABLE | SPECIALIZED INSTRUMENTATION FOR OPEN AND LAPAROSCOPIC SURGERIES
21974 | 4229680183100 | SET, VAGINAL SPECULUM, DILATION, KRISTELLER, STAINLESS STEEL, SIZE: 75.0MM X 30.0MM (PAIR), REUSABLE | SPECIALIZED INSTRUMENTATION FOR OPEN AND LAPAROSCOPIC SURGERIES
21975 | 4229680183000 | SET, VAGINAL SPECULUM, DILATION, KRISTELLER, STAINLESS STEEL, SIZE: 70.0MM X 27.0MM (PAIR), REUSABLE | SPECIALIZED INSTRUMENTATION FOR OPEN AND LAPAROSCOPIC SURGERIES
21976 | 4229680320700 | FORCEPS, CLAMP, CHALAZION/HUNT, ROUND SHAPE, STAINLESS STEEL, REUSABLE | SPECIALIZED INSTRUMENTATION FOR OPEN AND LAPAROSCOPIC SURGERIES
21977 | 4229680320800 | CANNULA, HYDRODISSECTION/AIR INJECTION, TÜBINGEN MODEL/STRONG CURVE, DIAMETER = 30.0GAUGE, REUSABLE | SPECIALIZED INSTRUMENTATION FOR OPEN AND LAPAROSCOPIC SURGERIES
21978 | 4229680182900 | SPECULUM, VAGINAL, DILATION, KRISTELLER, STAINLESS STEEL, SIZE: 70.0MM X 27.0MM, REUSABLE | SPECIALIZED INSTRUMENTATION FOR OPEN AND LAPAROSCOPIC SURGERIES
21979 | 4229680183400 | CLAMP, APPROXIMATOR, BIEMER-MUELLER, ANGLED, OPENING LENGTH 3 - 5 MM, JAW LENGTH 9 MM, REUSABLE | SPECIALIZED INSTRUMENTATION FOR OPEN AND LAPAROSCOPIC SURGERIES
21980 | 4229680182800 | SPECULUM, VAGINAL, DILATION, GRAVE, STAINLESS STEEL, SIZE: 95.0MM X 35.0MM, REUSABLE | SPECIALIZED INSTRUMENTATION FOR OPEN AND LAPAROSCOPIC SURGERIES
21981 | 4229290320200 | NEEDLE HOLDER, JACOBSON/MICRO, ROUND HANDLE, STRAIGHT, WITH RATCHET, DIAMOND DUST JAW, LENGTH 17 - 18 CM, TITANIUM, REUSABLE | SURGICAL INSTRUMENT TENDER
21982 | 4229290320100 | NEEDLE HOLDER, MICRO, STRAIGHT, WITHOUT LOCK, LENGTH 20 - 21 CM, TUNGSTEN CARBIDE, REUSABLE | SURGICAL INSTRUMENT TENDER
21983 | 4229290320000 | NEEDLE HOLDER, MICRO, STRAIGHT, WITHOUT LOCK, LENGTH 14 - 15 CM, TUNGSTEN CARBIDE, REUSABLE | SURGICAL INSTRUMENT TENDER
21984 | 4229290319900 | FLEXIBLE ARM, FOR NATHONSON LIVER RETRACTOR, REUSABLE | SURGICAL INSTRUMENT TENDER
21985 | 4229680321200 | FORCEPS, IRIS/CURVED/WITHOUT TYING PLATFORM, TEETH: 1X2, STAINLESS STEEL, LENGTH 10 CM, REUSABLE | SPECIALIZED INSTRUMENTATION FOR OPEN AND LAPAROSCOPIC SURGERIES
21986 | 4229290317600 | NEEDLE, LIGATURE, DESCHAMPS/CURVED TO RIGHT, BLUNT, LENGTH 23 - 24 CM, REUSABLE | SPECIALIZED INSTRUMENTATION FOR OPEN AND LAPAROSCOPIC SURGERIES
21987 | 4229290320300 | NEEDLE HOLDER, JACOBSON/MICRO, ROUND HANDLE, STRAIGHT, WITHOUT LOCK, DIAMOND DUST JAW, LENGTH 13 - 14 CM,TITANIUM, REUSABLE | SURGICAL INSTRUMENT TENDER
21988 | 4229680312700 | FORCEPS, CONJUNCTIVAL, FECHTNER, STAINLESS STEEL, REUSABLE | SPECIALIZED INSTRUMENTATION FOR OPEN AND LAPAROSCOPIC SURGERIES
21989 | 4229680320500 | HOOK, LENS MANIPULATOR, SINSKEY, REVERSE, ROUND HANDLE, REUSABLE | SURGICAL INSTRUMENT TENDER
21990 | 4229680320200 | RULER, HELVESTON SCLERAL, 15MM LONG, WITH NOTCH, REUSABLE | SPECIALIZED INSTRUMENTATION FOR OPEN AND LAPAROSCOPIC SURGERIES
21991 | 4229680313600 | HOOK, CRAWFORD RETRIEVING, REUSABLE | SPECIALIZED INSTRUMENTATION FOR OPEN AND LAPAROSCOPIC SURGERIES
21992 | 4229680314400 | RETRACTOR, DESMARRES, LID/VEIN, BLADE LENGTH 14 - 15MM, STAINLESS STEEL, REUSABLE | SPECIALIZED INSTRUMENTATION FOR OPEN AND LAPAROSCOPIC SURGERIES
21993 | 4229680314500 | RETRACTOR, DESMARRES LID/ VEIN, BLADE LENGTH 18 - 19 MM, STAINLESS STEEL, REUSABLE | SURGICAL INSTRUMENT TENDER
21994 | 4229680315900 | EVISCERATION SPOON, SMALL AND MEDIUM AND LARGE, REUSABLE | SPECIALIZED INSTRUMENTATION FOR OPEN AND LAPAROSCOPIC SURGERIES
21995 | 4229680316100 | SCISSORS, IRIS /STRAIGHT, STAINLESS STEEL, 10 - 10.5CM, REUSABLE | SPECIALIZED INSTRUMENTATION FOR OPEN AND LAPAROSCOPIC SURGERIES
21996 | 4229680316400 | SPECULUM, EYE, FISHKIND CASTROVIEJO, OPEN BLADES 15MM, REUSABLE | SPECIALIZED INSTRUMENTATION FOR OPEN AND LAPAROSCOPIC SURGERIES
21997 | 4229680320400 | FORCEPS, HELVESTON/SMOOTH JAWS, STRAIGHT, STAINLESS STEEL, REUSABLE | SPECIALIZED INSTRUMENTATION FOR OPEN AND LAPAROSCOPIC SURGERIES
21998 | 4229680316600 | SET, FIXATION RING, FLIERINGA, INCLUDES: 6 SIZES, REUSABLE | SPECIALIZED INSTRUMENTATION FOR OPEN AND LAPAROSCOPIC SURGERIES
21999 | 4229680318900 | FORCEPS, HARMS/WITH TYING PLATFORM, CURVED, SMOOTH JAWS FOR SUTURE, STAINLESS STEEL, REUSABLE | SPECIALIZED INSTRUMENTATION FOR OPEN AND LAPAROSCOPIC SURGERIES
22000 | 4229680319000 | FORCEPS, TISSUE, HARMS-COLIBRI/VERY DELICATE TEETH: 1X2, TIP WIDTH 0.12 MM, WITH TYING PLATFORM, STAINLESS STEEL, REUSABLE | SPECIALIZED INSTRUMENTATION FOR OPEN AND LAPAROSCOPIC SURGERIES
22001 | 4229680319300 | FORCEPS, CLAMP, MOSQUITO, HARTMANN/STRAIGHT, STAINLESS STEEL, LENGTH 9.5 - 10.0 CM, REUSABLE | SPECIALIZED INSTRUMENTATION FOR OPEN AND LAPAROSCOPIC SURGERIES
22002 | 4229680319600 | HOOK, HELVESTON, FINDER, SIZE: LARGE, REUSABLE | SPECIALIZED INSTRUMENTATION FOR OPEN AND LAPAROSCOPIC SURGERIES
22003 | 4229680319700 | FORCEPS, HELVESTON FIXATION, WITH LOCK, 1X2 TEETH, 0.6MM, REUSABLE | SPECIALIZED INSTRUMENTATION FOR OPEN AND LAPAROSCOPIC SURGERIES
22004 | 4229680319800 | HOOK, HELVESTON/MUSCLE, BLUNT SPATULATED TIP 10.0MM, REUSABLE | SPECIALIZED INSTRUMENTATION FOR OPEN AND LAPAROSCOPIC SURGERIES
22005 | 4229680316900 | FORCEPS, CLAMP, CHALAZION/FRANCIS, OVAL SHAPE, STAINLESS STEEL, REUSABLE | SPECIALIZED INSTRUMENTATION FOR OPEN AND LAPAROSCOPIC SURGERIES
22006 | 4229290317200 | NEEDLE HOLDER, STRATTE/CURVED TO LEFT, TUNGSTEN CARBIDE, LENGTH = 23.0CM, REUSABLE | SPECIALIZED INSTRUMENTATION FOR OPEN AND LAPAROSCOPIC SURGERIES
22007 | 4229680300000 | DEPRESSOR, TONGUE, DISTANCING, TOBOLD, LENGTH 14 - 15 CM, REUSABLE | SPECIALIZED INSTRUMENTATION FOR OPEN AND LAPAROSCOPIC SURGERIES
22008 | 4229680299800 | DEPRESSOR, TONGUE, DISTANCING, DINGMANN, FENESTRATED, SIZE: LARGE, REUSABLE | SPECIALIZED INSTRUMENTATION FOR OPEN AND LAPAROSCOPIC SURGERIES
22009 | 4229680288500 | SCISSORS, IRIS/SHARP-SHARP/CURVED, STAINLESS STEEL, LENGTH 9 - 9.5 CM, REUSABLE | SPECIALIZED INSTRUMENTATION FOR OPEN AND LAPAROSCOPIC SURGERIES
22010 | 4229680288700 | SCISSORS, DISSECTING, GORNEY/STRAIGHT/SERRATED, STAINLESS STEEL, LENGTH = 12.5CM, REUSABLE | SPECIALIZED INSTRUMENTATION FOR OPEN AND LAPAROSCOPIC SURGERIES
22011 | 4229680288800 | SCISSORS, OPERATING, JOSEPH/SHARP-SHARP/CURVED, STAINLESS STEEL, LENGTH = 14.5CM, REUSABLE | SPECIALIZED INSTRUMENTATION FOR OPEN AND LAPAROSCOPIC SURGERIES
22012 | 4229680289900 | FORCEPS, SEPTUM, CRAIG, CUP SHAPED, LENGTH 12 - 17 CM, STAINLESS STEEL, REUSABLE | SPECIALIZED INSTRUMENTATION FOR OPEN AND LAPAROSCOPIC SURGERIES
22013 | 4229680290000 | CHISEL, SEPTUM, CUTTING, FREER/CURVED, BLADE WIDTH 4 MM, LENGTH 15 - 17 CM, REUSABLE | SPECIALIZED INSTRUMENTATION FOR OPEN AND LAPAROSCOPIC SURGERIES
22014 | 4229680290100 | CHISEL, SEPTUM, CUTTING, FREER/STRAIGHT, BLADE WIDTH 4 MM, LENGTH 15 - 17 CM, REUSABLE | SPECIALIZED INSTRUMENTATION FOR OPEN AND LAPAROSCOPIC SURGERIES
22015 | 4229680288300 | SPREADER, RIB, FINOCHIETTO, STAINLESS STEEL, SIZE: 80.0MM X 65.0MM X 190.0MM, REUSABLE | SPECIALIZED INSTRUMENTATION FOR OPEN AND LAPAROSCOPIC SURGERIES
22016 | 4229680290200 | ELEVATOR, SEPTUM, DOUBLE ENDED, STAINLESS STEEL, LENGTH 20 CM, REUSABLE | SPECIALIZED INSTRUMENTATION FOR OPEN AND LAPAROSCOPIC SURGERIES
22017 | 4229680290400 | FORCEPS, NASAL, SEPTUM, RUBIN, LENGTH 18 - 21 CM, REUSABLE | SPECIALIZED INSTRUMENTATION FOR OPEN AND LAPAROSCOPIC SURGERIES
22018 | 4229680290500 | SCISSORS, SURGICAL, SEPTUM/CAPLAN/SERRATED, STAINLESS STEEL, LENGTH = 20.0CM, REUSABLE | SPECIALIZED INSTRUMENTATION FOR OPEN AND LAPAROSCOPIC SURGERIES
22019 | 4229680290600 | FORCEPS, SEPTUM STRAIGHTENING, STRAIGHT, LENGTH 22 - 23 CM, STAINLESS STEEL, REUSABLE | SPECIALIZED INSTRUMENTATION FOR OPEN AND LAPAROSCOPIC SURGERIES
22020 | 4229680291400 | HOOK, SKIN RETRACTION, TESSIER/SHARP, LENGTH = 19.0CM, REUSABLE | SPECIALIZED INSTRUMENTATION FOR OPEN AND LAPAROSCOPIC SURGERIES
22021 | 4229680291500 | HOOK, SKIN, FIXATION/TRACTION, JOSEPH/2 PRONGS 10 MM WIDE, LENGTH 15 - 16 CM, REUSABLE | SPECIALIZED INSTRUMENTATION FOR OPEN AND LAPAROSCOPIC SURGERIES
22022 | 4229680291700 | HOOK, SKIN, FIXATION/TRACTION, JOSEPH/2 PRONGS 5 MM WIDE, LENGTH 15 - 16 CM, REUSABLE | SPECIALIZED INSTRUMENTATION FOR OPEN AND LAPAROSCOPIC SURGERIES
22023 | 4229680290300 | FORCEPS, SEPTUM, MIDDLETON/CLOSED, LENGTH 19 - 20 CM, STAINLESS STEEL, REUSABLE | SPECIALIZED INSTRUMENTATION FOR OPEN AND LAPAROSCOPIC SURGERIES
22024 | 4229680291800 | PUNCH, SPHENOIDAL, HAJEK/DOWNWARD CUTTING, JAW WIDTH 4 MM X 4 MM, LENGTH 14 - 15 CM, REUSABLE | SPECIALIZED INSTRUMENTATION FOR OPEN AND LAPAROSCOPIC SURGERIES
22025 | 4229680288200 | SHEARS, RIB, CUTTING, SAUERBRUCH, LENGTH = 26.0CM, REUSABLE | SPECIALIZED INSTRUMENTATION FOR OPEN AND LAPAROSCOPIC SURGERIES
22026 | 4229680288000 | RASPATORY, RIB, SCRAPING, DOYEN/LEFT/CHILD, LENGTH = 18.0CM, REUSABLE | SPECIALIZED INSTRUMENTATION FOR OPEN AND LAPAROSCOPIC SURGERIES
22027 | 4229680286200 | RETRACTOR, KOCHER, SHARP/1 PRONG, STAINLESS STEEL, LENGTH 22 - 23 CM, REUSABLE | SPECIALIZED INSTRUMENTATION FOR OPEN AND LAPAROSCOPIC SURGERIES
22028 | 4229680286300 | EXTRACTOR, KOCHER, SHARP/3 PRONGS, STAINLESS STEEL, LENGTH 22 - 23 CM, REUSABLE | SPECIALIZED INSTRUMENTATION FOR OPEN AND LAPAROSCOPIC SURGERIES
22029 | 4229680286400 | RETRACTOR, WOUND, LANGENBECK, STAINLESS STEEL, TIP SIZE: 50.0MM X 11.0MM, LENGTH = 22.0CM, REUSABLE | SPECIALIZED INSTRUMENTATION FOR OPEN AND LAPAROSCOPIC SURGERIES
22030 | 4229680286500 | RETRACTOR, MIDDLEDORF, STAINLESS STEEL, TIP SIZE: 22 MM X 22 MM (+/- 2MM), LENGTH 22 - 23 CM, REUSABLE | SPECIALIZED INSTRUMENTATION FOR OPEN AND LAPAROSCOPIC SURGERIES
22031 | 4229680286600 | RETRACTOR, MIDDLEDORF, STAINLESS STEEL, TIP SIZE: 26 MM X 31 MM (+/- 2MM), LENGTH 22 - 24 CM, REUSABLE | SPECIALIZED INSTRUMENTATION FOR OPEN AND LAPAROSCOPIC SURGERIES
22032 | 4229680286700 | RETRACTOR, SOFT TISSUE, OBWEGESER/UPWARD, STAINLESS STEEL, TIP SIZE: 35 MM X 10 MM, LENGTH 21 - 24 CM, REUSABLE | SPECIALIZED INSTRUMENTATION FOR OPEN AND LAPAROSCOPIC SURGERIES
22033 | 4229680288100 | RASPATORY, RIB, SCRAPING, DOYEN/RIGHT/CHILD, LENGTH = 18.0CM, REUSABLE | SPECIALIZED INSTRUMENTATION FOR OPEN AND LAPAROSCOPIC SURGERIES
22034 | 4229680286800 | RETRACTOR, SOFT TISSUE, OBWEGESER/UPWARD, STAINLESS STEEL, TIP SIZE: 42 MM X 10 MM, LENGTH 21 - 24 CM, REUSABLE | SPECIALIZED INSTRUMENTATION FOR OPEN AND LAPAROSCOPIC SURGERIES
22035 | 4229680287000 | RETRACTOR, SURGICAL, VOLKMANN/BLUNT/2 PRONGS, STAINLESS STEEL, LENGTH = 22.5CM, REUSABLE | SPECIALIZED INSTRUMENTATION FOR OPEN AND LAPAROSCOPIC SURGERIES
22036 | 4229680287300 | RETRACTOR, VOLKMANN/SHARP/3 PRONGS, STAINLESS STEEL, LENGTH 21 - 23 CM, REUSABLE | SPECIALIZED INSTRUMENTATION FOR OPEN AND LAPAROSCOPIC SURGERIES
22037 | 4229680287400 | RETRACTOR, SURGICAL, VOLKMANN/SHARP/8 PRONGS, STAINLESS STEEL, REUSABLE | SPECIALIZED INSTRUMENTATION FOR OPEN AND LAPAROSCOPIC SURGERIES
22038 | 4229680287600 | RETRACTOR, TEMPOROMANDIBULAR JOINTS, POSTERIOR/DUNN DAUTREY, STAINLESS STEEL, TIP SIZE: 6.5 MM X 50 MM, LENGTH 16 - 17 CM, REUSABLE | SPECIALIZED INSTRUMENTATION FOR OPEN AND LAPAROSCOPIC SURGERIES
22039 | 4229680287800 | RETRACTOR, TEMPOROMANDIBULAR JOINTS, SUPERIOR/DUNN DAUTREY, STAINLESS STEEL, TIP SIZE: 8 MM X 50 MM, LENGTH 16 - 17 CM, REUSABLE | SPECIALIZED INSTRUMENTATION FOR OPEN AND LAPAROSCOPIC SURGERIES
22040 | 4229680287900 | KNIFE, JOSEPH/STRAIGHT, SINGLE EDGE, LENGTH 15 - 16 CM, STAINLESS STEEL, REUSABLE | SPECIALIZED INSTRUMENTATION FOR OPEN AND LAPAROSCOPIC SURGERIES
22041 | 4229680286900 | RETRACTOR, SOFT TISSUE, OBWEGESER/UPWARD, STAINLESS STEEL, TIP SIZE: 55 MM X 13 MM, LENGTH 21 - 24 CM, REUSABLE | SPECIALIZED INSTRUMENTATION FOR OPEN AND LAPAROSCOPIC SURGERIES
22042 | 4229680299900 | DEPRESSOR, TONGUE, DISTANCING, BRUENINGS/FENESTRATED, LENGTH = 19.0CM, REUSABLE | SPECIALIZED INSTRUMENTATION FOR OPEN AND LAPAROSCOPIC SURGERIES
22043 | 4229680291900 | PUNCH, SPHENOIDAL, HAJEK/UPWARD CUTTING, JAW WIDTH 4 MM X 4 MM, LENGTH 14 - 15 CM, REUSABLE | SPECIALIZED INSTRUMENTATION FOR OPEN AND LAPAROSCOPIC SURGERIES
22044 | 4229680292100 | FORCEPS, SPLINTER, SMOOTH/STRAIGHT, STAINLESS STEEL, LENGTH 12 - 13 CM, REUSABLE | SPECIALIZED INSTRUMENTATION FOR OPEN AND LAPAROSCOPIC SURGERIES
22045 | 4229680294600 | NEEDLE HOLDER, LANGENBECK, TUNGSTEN CARBIDE, LENGTH 18 - 19 CM, REUSABLE | SPECIALIZED INSTRUMENTATION FOR OPEN AND LAPAROSCOPIC SURGERIES
22046 | 4229680294700 | NEEDLE HOLDER, MATHIEU, TUNGSTEN CARBIDE, LENGTH = 20.0CM, REUSABLE | SPECIALIZED INSTRUMENTATION FOR OPEN AND LAPAROSCOPIC SURGERIES
22047 | 4229680294800 | SCISSORS, OPERATING, KELLY/SHARP-SHARP/CURVED, TUNGSTEN CARBIDE, LENGTH = 16.0CM, REUSABLE | SPECIALIZED INSTRUMENTATION FOR OPEN AND LAPAROSCOPIC SURGERIES
22048 | 4229680294900 | SCISSORS, OPERATING, KELLY/SHARP-SHARP/STRAIGHT, TUNGSTEN CARBIDE, LENGTH = 16.0CM, REUSABLE | SPECIALIZED INSTRUMENTATION FOR OPEN AND LAPAROSCOPIC SURGERIES
22049 | 4229680295100 | WIRE TWISTING, STANDARD, TUNGSTEN CARBIDE, LENGTH 15.5 CM, REUSABLE | SPECIALIZED INSTRUMENTATION FOR OPEN AND LAPAROSCOPIC SURGERIES
22050 | 4229680296600 | FORCEPS, TENDON PULLING, STRAIGHT, STAINLESS STEEL, LENGTH = 21.0CM, REUSABLE | SPECIALIZED INSTRUMENTATION FOR OPEN AND LAPAROSCOPIC SURGERIES
22051 | 4229680294500 | NEEDLE HOLDER MARTINI/SMOOTH, TUNGSTEN CARBIDE, LENGTH = 14.0CM, REUSABLE | SPECIALIZED INSTRUMENTATION FOR OPEN AND LAPAROSCOPIC SURGERIES
22052 | 4229680296800 | BENDER/CUTTER, TYPE A, FRACTURE DIAMETER = 1.5MM, FRACTURE RECON DIAMETER = 2.0MM, BRIDGING RECON DIAMETER = 3.0MM, THREADLOCK TS, R EUSABLE | SPECIALIZED INSTRUMENTATION FOR OPEN AND LAPAROSCOPIC SURGERIES
22053 | 4229680298800 | HOOK, RETRACTION, TEMPOROMANDIBULAR JOINTS, CONDYLE/DOLWICK, LENGTH 14 - 15 CM, REUSABLE | SPECIALIZED INSTRUMENTATION FOR OPEN AND LAPAROSCOPIC SURGERIES
22054 | 4229680299000 | ELEVATOR, TEMPOROMANDIBULAR JOINTS, DOLWICK/STRAIGHT/CURVED, STAINLESS STEEL, LENGTH 17 CM, REUSABLE | SPECIALIZED INSTRUMENTATION FOR OPEN AND LAPAROSCOPIC SURGERIES
22055 | 4229680299300 | RASPATORY, SCRAPING, TEMPOROMANDIBULAR JOINTS, DOLWICK/FLAT, BLADE SIZE: 4.5 MM, LENGTH 15 - 16 CM, REUSABLE | SPECIALIZED INSTRUMENTATION FOR OPEN AND LAPAROSCOPIC SURGERIES
22056 | 4229680299400 | RASPATORY, SCRAPING, TEMPOROMANDIBULAR JOINTS, DOLWICK/HOLLOW, BLADE SIZE: 4.5 MM, LENGTH 15 - 16 CM, REUSABLE | SPECIALIZED INSTRUMENTATION FOR OPEN AND LAPAROSCOPIC SURGERIES
22057 | 4229680299500 | RASPATORY, SCRAPING, TEMPOROMANDIBULAR JOINTS, DOLWICK/STRAIGHT/CURVED, LENGTH 16 - 18 CM, REUSABLE | SPECIALIZED INSTRUMENTATION FOR OPEN AND LAPAROSCOPIC SURGERIES
22058 | 4229680299700 | DEPRESSOR, TONGUE, DISTANCING, DINGMANN, FENESTRATED, SIZE: MEDIUM, REUSABLE | SPECIALIZED INSTRUMENTATION FOR OPEN AND LAPAROSCOPIC SURGERIES
22059 | 4229680296900 | BENDER/CUTTER, TYPE B, FRACTURE DIAMETER = 1.5MM, FRACTURE RECON DIAMETER = 2.0MM, BRIDGING RECON DIAMETER = 3.0MM, THREADLOCK TS, R EUSABLE | SPECIALIZED INSTRUMENTATION FOR OPEN AND LAPAROSCOPIC SURGERIES
22060 | 4229680292000 | RETRACTOR, RAMUS, OBWEGESER, STAINLESS STEEL, TIP SIZE: 40 - 45 MM X 9 - 12 MM, LENGTH 22 - 24 CM, REUSABLE | SPECIALIZED INSTRUMENTATION FOR OPEN AND LAPAROSCOPIC SURGERIES
22061 | 4229680294400 | NEEDLE HOLDER, GILLIES-MINI, TUNGSTEN CARBIDE, LENGTH = 15.0CM, REUSABLE | SPECIALIZED INSTRUMENTATION FOR OPEN AND LAPAROSCOPIC SURGERIES
22062 | 4229680294200 | RASPATORY, NASAL, SCRAPING, TC-GOLD/FOMON/NO.5/6, LENGTH = 20.5CM, REUSABLE | SPECIALIZED INSTRUMENTATION FOR OPEN AND LAPAROSCOPIC SURGERIES
22063 | 4229680292200 | GOUGE, SPONGIOSA, CURVED, SILICONE COATED HANDLE, LENGTH 24 - 25 CM, TIP WIDTH 10 MM, REUSABLE | SPECIALIZED INSTRUMENTATION FOR OPEN AND LAPAROSCOPIC SURGERIES
22064 | 4229680292300 | GOUGE, SPONGIOSA, CURVED, SILICONE COATED HANDLE, LENGTH 24 - 25 CM, TIP WIDTH 5 MM, REUSABLE | SPECIALIZED INSTRUMENTATION FOR OPEN AND LAPAROSCOPIC SURGERIES
22065 | 4229680292400 | GOUGE, SPONGIOSA, STRAIGHT, SILICONE COATED HANDLE, LENGTH 24 - 25 CM, TIP WIDTH 10 MM, REUSABLE | SPECIALIZED INSTRUMENTATION FOR OPEN AND LAPAROSCOPIC SURGERIES
22066 | 4229680292500 | RETRACTOR, SELF RETAINING, HINGED, BECKMANN/SHARP, STAINLESS STEEL, LENGTH 31 - 32 CM, TEETH: 4X3, REUSABLE | SPECIALIZED INSTRUMENTATION FOR OPEN AND LAPAROSCOPIC SURGERIES
22067 | 4229680292600 | HANDLE, SCREWDRIVER, STANDARD/MICRO SYSTEM 1.5MM, REUSABLE | SPECIALIZED INSTRUMENTATION FOR OPEN AND LAPAROSCOPIC SURGERIES
22068 | 4229680293000 | CONTAINER, MODULE, STORAGE, WITH BLUE SIDE RAIL, REUSABLE | SPECIALIZED INSTRUMENTATION FOR OPEN AND LAPAROSCOPIC SURGERIES
22069 | 4229680294300 | NEEDLE HOLDER, FOSTER-GILLIES, TUNGSTEN CARBIDE, LENGTH = 11.0CM, REUSABLE | SPECIALIZED INSTRUMENTATION FOR OPEN AND LAPAROSCOPIC SURGERIES
22070 | 4229680293200 | STRIPPER, OBWEGESER, LEFT/BLADE 10 MM, STAINLESS STEEL, LENGTH 18 - 19 CM, REUSABLE | SPECIALIZED INSTRUMENTATION FOR OPEN AND LAPAROSCOPIC SURGERIES
22071 | 4229680293400 | TUBE, SUCTION, ADSON/CURVED, DIAMETER = 4.0MM, LENGTH = 20.0CM, REUSABLE | SPECIALIZED INSTRUMENTATION FOR OPEN AND LAPAROSCOPIC SURGERIES
22072 | 4229680293500 | KNIFE, SWIVEL, BALLENGER, BAYONET, LENGTH 5 MM, STAINLESS STEEL, REUSABLE | SPECIALIZED INSTRUMENTATION FOR OPEN AND LAPAROSCOPIC SURGERIES
22073 | 4229680293800 | SCISSORS, DISSECTING, METZENBUM STRAIGHT, TUNGSTEN CARBIDE, LENGTH = 11.5CM, REUSABLE | SPECIALIZED INSTRUMENTATION FOR OPEN AND LAPAROSCOPIC SURGERIES
22074 | 4229680293900 | FORCEPS, ADSON/SERRATED, TUNGSTEN CARBIDE, LENGTH 12 CM, NON TOOTH, REUSABLE | SPECIALIZED INSTRUMENTATION FOR OPEN AND LAPAROSCOPIC SURGERIES
22075 | 4229680294000 | FORCEPS, TISSUE, ADSON-BROWN/CROSS-SERRATED, LENGTH 12 CM, TUNGSTEN CARBIDE, REUSABLE | SPECIALIZED INSTRUMENTATION FOR OPEN AND LAPAROSCOPIC SURGERIES
22076 | 4229680294100 | NEEDLE HOLDER, MICRO/SMOOTH, TUNGSTEN CARBIDE, LENGTH = 14.5CM, REUSABLE | SPECIALIZED INSTRUMENTATION FOR OPEN AND LAPAROSCOPIC SURGERIES
22077 | 4229680293300 | STRIPPER, OBWEGESER, RIGHT/BLADE 10 MM, STAINLESS STEEL, LENGTH 18 - 19 CM, REUSABLE | SPECIALIZED INSTRUMENTATION FOR OPEN AND LAPAROSCOPIC SURGERIES
22078 | 4229680140800 | FORCEPS, CLAMP, DISSECTING, OVERHOLT/FINE/CURVED, STAINLESS STEEL, LENGTH 29 - 30 CM, REUSABLE | SPECIALIZED INSTRUMENTATION FOR OPEN AND LAPAROSCOPIC SURGERIES
22079 | 4229680195200 | FORCEPS, CLIP APPLYING, RANEY CLIPS, STAINLESS STEEL, LENGTH = AS PER MANUFACTURER, REUSABLE | SPECIALIZED INSTRUMENTATION FOR OPEN AND LAPAROSCOPIC SURGERIES
22080 | 4229680115900 | KNIFE, TONSIL, FISHER, LENGTH 20 - 23 CM, STAINLESS STEEL, REUSABLE | SPECIALIZED INSTRUMENTATION FOR OPEN AND LAPAROSCOPIC SURGERIES
22081 | 4214160601900 | GALLIPOT, POLYPROPYLENE, CAPACITY: 0.35L, REUSABLE | SURGICAL INSTRUMENT TENDER
22082 | 4229680025700 | RETRACTOR, SENN MUELLER/BLUNT, STAINLESS STEEL, LENGTH 15 - 16 CM, REUSABLE | SPECIALIZED INSTRUMENTATION FOR OPEN AND LAPAROSCOPIC SURGERIES
22083 | 4229680025900 | PUSHER, KNOT, MINIMAL INVASIVE, TIGHTENING, WORKING LENGTH 23 - 24 CM, REUSABLE | SPECIALIZED INSTRUMENTATION FOR OPEN AND LAPAROSCOPIC SURGERIES
22084 | 4214160601800 | GALLIPOT, POLYPROPYLENE, CAPACITY: 0.25L, REUSABLE | SPECIALIZED INSTRUMENTATION FOR OPEN AND LAPAROSCOPIC SURGERIES
22085 | 4229680026000 | LIGATURE, CATCHER, SUTURE HOLDING, MINIMAL INVASIVE, LENGTH 35 - 36CM, REUSABLE | SPECIALIZED INSTRUMENTATION FOR OPEN AND LAPAROSCOPIC SURGERIES
22086 | 4229680032600 | RETRACTOR, WOUND, DEAVER, STAINLESS STEEL, TIP SIZE: 19.0MM/WIDE, LENGTH = 18.0CM, REUSABLE | SPECIALIZED INSTRUMENTATION FOR OPEN AND LAPAROSCOPIC SURGERIES
22087 | 4229680017900 | SCISSORS, DISSECTING, CURVED, STAINLESS STEEL, LENGTH = 31.0CM, REUSABLE | SPECIALIZED INSTRUMENTATION FOR OPEN AND LAPAROSCOPIC SURGERIES
22088 | 4229680003100 | CLAMP BULLDOG DEBAKEY ANGLED JAW JAW LENGTH 1.4 CM TOTAL LENGTH 5 CM STAINLESS STEEL REUSABLE | SPECIALIZED INSTRUMENTATION FOR OPEN AND LAPAROSCOPIC SURGERIES
22089 | 4229680003000 | CLAMP BULLDOG DEBAKEY ANGLED JAW JAW LENGTH 1 CM TOTAL LENGTH 5 CM STAINLESS STEEL REUSABLE | SPECIALIZED INSTRUMENTATION FOR OPEN AND LAPAROSCOPIC SURGERIES
22090 | 4229680002900 | FORCEPS, CLAMP, AORTIC, BAHNSON/CURVED, DEBAKEY, STAINLESS STEEL, LENGTH 24 - 25 CM, REUSABLE | SPECIALIZED INSTRUMENTATION FOR OPEN AND LAPAROSCOPIC SURGERIES
22091 | 4229680002800 | FORCEPS, CLAMP, AORTIC ANEURYSM, ATRAUMATIC/DEBAKEY, SLIGHTLY CURVED, STAINLESS STEEL, LENGTH 27 - 28 CM, REUSABLE | SPECIALIZED INSTRUMENTATION FOR OPEN AND LAPAROSCOPIC SURGERIES
22092 | 4229680002700 | FORCEPS, CLAMP, AORTIC ANEURYSM, ATRAUMATIC/DEBAKEY, SLIGHTLY CURVED, STAINLESS STEEL, LENGTH 25 - 26 CM, REUSABLE | SPECIALIZED INSTRUMENTATION FOR OPEN AND LAPAROSCOPIC SURGERIES
22093 | 4229680013800 | SPREADER, CORONARY, STANDARD, STAINLESS STEEL, LENGTH 38 - 45 MM, TEETH: 3X3, REUSABLE | SPECIALIZED INSTRUMENTATION FOR OPEN AND LAPAROSCOPIC SURGERIES
22094 | 4229680002600 | FORCEPS, CLAMP, SATINSKY/ATRAUMATIC, STAINLESS STEEL, LENGTH 16 - 17 CM, REUSABLE | SPECIALIZED INSTRUMENTATION FOR OPEN AND LAPAROSCOPIC SURGERIES
22095 | 4229680002500 | FORCEPS, CLAMP, LAMBERT KAY, DEBAKEY, STAINLESS STEEL, LENGTH 22 - 23 CM, REUSABLE | SPECIALIZED INSTRUMENTATION FOR OPEN AND LAPAROSCOPIC SURGERIES
22096 | 4218201200600 | SPECULUM, VIENNA NASAL, NO.1, LENGTH 13 - 14 CM, STAINLESS STEEL, REUSABLE | SURGICAL INSTRUMENT TENDER
22097 | 4229680002300 | FORCEPS, CLIP APPLYING, MINI CLIPS, STAINLESS STEEL, LENGTH = 14.5CM, REUSABLE | SPECIALIZED INSTRUMENTATION FOR OPEN AND LAPAROSCOPIC SURGERIES
22098 | 4229680002200 | FORCEPS, APPLICATION, FOR MINIMAL INVASIVE ATRIAL RETRACTOR, REUSABLE | SPECIALIZED INSTRUMENTATION FOR OPEN AND LAPAROSCOPIC SURGERIES
22099 | 4218201200500 | SPECULUM, NASAL LIGHT 14.0 -15.0 MM, REUSABLE | SPECIALIZED INSTRUMENTATION FOR OPEN AND LAPAROSCOPIC SURGERIES
22100 | 4229680002100 | PUNCH, AORTIC, CUTTING, DIAMETER = 6.0MM, LENGTH = 15.0CM, REUSABLE | SPECIALIZED INSTRUMENTATION FOR OPEN AND LAPAROSCOPIC SURGERIES
22101 | 4218200100500 | SPECULUM RECTAL DILATION SIMS STAINLESS STEEL SIZE: 70.0MM X 15.0MM SOLID REUSABLE | SPECIALIZED INSTRUMENTATION FOR OPEN AND LAPAROSCOPIC SURGERIES
22102 | 4229680004500 | FORCEPS, CLAMP, VASCULAR, ATRAUMATIC/COOLEY/SPOON-SHAPE, STAINLESS STEEL, LENGTH 17.5 CM, REUSABLE | SPECIALIZED INSTRUMENTATION FOR OPEN AND LAPAROSCOPIC SURGERIES
22103 | 4229680026100 | SPATULA, LUNG, OBTAIN EXPOSURE TO THE SURGICAL FIELD, EXTRA WIDE, LENGTH 29 - 30 CM, REUSABLE | SPECIALIZED INSTRUMENTATION FOR OPEN AND LAPAROSCOPIC SURGERIES
22104 | 4229680032500 | RETRACTOR, CORYLLOS, STAINLESS STEEL, TIP SIZE: 119 MM X 65 MM (+ / - 5MM), LENGTH 24 - 26 CM, REUSABLE | SPECIALIZED INSTRUMENTATION FOR OPEN AND LAPAROSCOPIC SURGERIES
22105 | 4214160601700 | GALLIPOT, POLYPROPYLENE, CAPACITY: 0.14L, REUSABLE | SURGICAL INSTRUMENT TENDER
22106 | 4214160601600 | BOWL, POLYPROPYLENE, CAPACITY: 0.5L, REUSABLE | SPECIALIZED INSTRUMENTATION FOR OPEN AND LAPAROSCOPIC SURGERIES
22107 | 4214160300800 | BASIN, STAINLESS SHINY 290 X 125 CM 6 LITER, WITH MEASURE OUTER DIMENSION INCLUDING THE TIP, REUSABLE | SURGICAL INSTRUMENT TENDER
22108 | 4229680102900 | KNIFE, SICKLE SHAPED/CURVED, LENGTH 24 - 25 CM, STAINLESS STEEL, REUSABLE | SPECIALIZED INSTRUMENTATION FOR OPEN AND LAPAROSCOPIC SURGERIES
22109 | 4229680102800 | KNIFE, KLEINSASSER LARYNGEAL, ROUND/ACROSS OVAL, STAINLESS STEEL, LENGTH 24 - 25 CM, REUSABLE | SPECIALIZED INSTRUMENTATION FOR OPEN AND LAPAROSCOPIC SURGERIES
22110 | 4229680102600 | KNIFE, KLEINSASSER LARYNGEAL, GOLF STICK SHAPED, STAINLESS STEEL, LENGTH 24 - 25CM, REUSABLE | SPECIALIZED INSTRUMENTATION FOR OPEN AND LAPAROSCOPIC SURGERIES
22111 | 4229680025600 | HOOKLET, WOUND, FIXATION/TRACTION, MINI LANGENBECK, TIP SIZE: 12.0MM X 6.0MM, LENGTH = 16.0CM, REUSABLE | SPECIALIZED INSTRUMENTATION FOR OPEN AND LAPAROSCOPIC SURGERIES
22112 | 4218201303900 | SPECULUM VAGINAL SIMS, STAINLESS STEEL, SIZE LARGE, REUSABLE | SPECIALIZED INSTRUMENTATION FOR OPEN AND LAPAROSCOPIC SURGERIES
22113 | 4218201303200 | SET, VAGINAL SPECULUM, DILATION, KRISTELLER, STAINLESS STEEL, SIZE: 110MM X 36.0MM (PAIR), REUSABLE | SPECIALIZED INSTRUMENTATION FOR OPEN AND LAPAROSCOPIC SURGERIES
22114 | 4218201302200 | SET, VAGINAL SPECULUM, DILATION, KRISTELLER, STAINLESS STEEL, SIZE: 90.0MM X 36.0MM (PAIR), REUSABLE | SPECIALIZED INSTRUMENTATION FOR OPEN AND LAPAROSCOPIC SURGERIES
22115 | 4229680032800 | RETRACTOR, WOUND, DEAVER, STAINLESS STEEL, TIP SIZE: 25 MM WIDE, LENGTH 30 - 31 CM, REUSABLE | SPECIALIZED INSTRUMENTATION FOR OPEN AND LAPAROSCOPIC SURGERIES
22116 | 4229680101400 | HOOKLET, OTOLOGY, FIXATION/TRACTION, BARBARA/90.0 DEGREES, TIP SIZE: 0.3MM, LENGTH = 16.0CM, REUSABLE | SPECIALIZED INSTRUMENTATION FOR OPEN AND LAPAROSCOPIC SURGERIES
22117 | 4229680101500 | HOOKLET, OTOLOGY, FIXATION/TRACTION, BARBARA/90.0 DEGREES, TIP SIZE: 0.6MM, LENGTH = 16.0CM, REUSABLE | SPECIALIZED INSTRUMENTATION FOR OPEN AND LAPAROSCOPIC SURGERIES
22118 | 4229680012700 | CONTAINER, STERILIZATION INSTRUMENT, WITH LID, SIZE 31 CM X 19 CM X 7 CM, STAINLESS STEEL, REUSABLE | SPECIALIZED INSTRUMENTATION FOR OPEN AND LAPAROSCOPIC SURGERIES
22119 | 4229680025200 | HOOKLET, WOUND, FIXATION/TRACTION, CUSHING VEIN RETRACTOR, TIP SIZE: 18.0MM, LENGTH = 24.0CM, REUSABLE | SPECIALIZED INSTRUMENTATION FOR OPEN AND LAPAROSCOPIC SURGERIES
22120 | 4229680012800 | CONTAINER, STERILIZATION INSTRUMENT, WITH LID, SIZE 30 CM X 30 CM X 11 CM, STAINLESS STEEL, REUSABLE | SPECIALIZED INSTRUMENTATION FOR OPEN AND LAPAROSCOPIC SURGERIES
22121 | 4229680101600 | HOOKLET, OTOLOGY, FIXATION/TRACTION, BARBARA/90.0 DEGREES, TIP SIZE: 1.0MM, LENGTH = 16.0CM, REUSABLE | SPECIALIZED INSTRUMENTATION FOR OPEN AND LAPAROSCOPIC SURGERIES
22122 | 4229680101700 | HOOKLET, OTOLOGY, FIXATION/TRACTION, BARBARA/90.0 DEGREES, TIP SIZE: 1.2MM, LENGTH = 16.0CM, REUSABLE | SPECIALIZED INSTRUMENTATION FOR OPEN AND LAPAROSCOPIC SURGERIES
22123 | 4229680003300 | CLAMP BULLDOG DEBAKEY STRAIGHT JAW JAW LENGTH 1 CM TOTAL LENGTH 5 CM STAINLESS STEEL REUSABLE | SPECIALIZED INSTRUMENTATION FOR OPEN AND LAPAROSCOPIC SURGERIES
22124 | 4229680101800 | HOOKLET, OTOLOGY, FIXATION/TRACTION, BARBARA/90.0 DEGREES, TIP SIZE: 1.5MM, LENGTH = 16.0CM, REUSABLE | SPECIALIZED INSTRUMENTATION FOR OPEN AND LAPAROSCOPIC SURGERIES
22125 | 4229680013900 | SPREADER, CORONARY, STANDARD, STAINLESS STEEL, LENGTH 50 - 55 MM, TEETH: 3X3, REUSABLE | SPECIALIZED INSTRUMENTATION FOR OPEN AND LAPAROSCOPIC SURGERIES
22126 | 4229680101900 | HOOKLET, OTOLOGY, FIXATION/TRACTION, BARBARA/CURVED, TIP SIZE: 1.0MM, LENGTH = 16.0CM, REUSABLE | SPECIALIZED INSTRUMENTATION FOR OPEN AND LAPAROSCOPIC SURGERIES
22127 | 4229680032700 | RETRACTOR, WOUND, DEAVER, STAINLESS STEEL, TIP SIZE: 22 MM WIDE, LENGTH 20 - 22 CM, REUSABLE | SPECIALIZED INSTRUMENTATION FOR OPEN AND LAPAROSCOPIC SURGERIES
22128 | 4229680025300 | HOOKLET, WOUND, FIXATION/TRACTION, CUSHING VEIN RETRACTOR, TIP SIZE: 8.0MM, LENGTH = 20.5CM, REUSABLE | SPECIALIZED INSTRUMENTATION FOR OPEN AND LAPAROSCOPIC SURGERIES
22129 | 4229680102000 | RETRACTOR, WOUND, FIXATION/TRACTION, CUSHING, TIP SIZE: 18.0MM, LENGTH = 20.5CM, REUSABLE | SPECIALIZED INSTRUMENTATION FOR OPEN AND LAPAROSCOPIC SURGERIES
22130 | 4229680102100 | HOOKLET, OTOLOGY, FIXATION/TRACTION, PROBE END/LUCAE/NO.2, LENGTH 15 - 17 CM, REUSABLE | SPECIALIZED INSTRUMENTATION FOR OPEN AND LAPAROSCOPIC SURGERIES
22131 | 4229640300900 | FORCEPS, GRASPER, FOR THORACOSCOPIC, RING HANDLE, CURVED TO LEFT, WITH RATCHET, WORKING LENGTH 32 - 33 CM, TOTAL LENGTH 42 - 43 CM, REUSABLE | SURGICAL INSTRUMENT TENDER
22132 | 4229680102200 | FORCEPS, GRASPING, ALLIGATOR/FULLER, STAINLESS STEEL, REUSABLE | SPECIALIZED INSTRUMENTATION FOR OPEN AND LAPAROSCOPIC SURGERIES
22133 | 4229680013200 | CONTAINER, STERILIZATION INSTRUMENT, WITH LID, SIZE 30 CM X 30 CM X 16 CM, STAINLESS STEEL, REUSABLE | SPECIALIZED INSTRUMENTATION FOR OPEN AND LAPAROSCOPIC SURGERIES
22134 | 4229680102300 | SCISSORS, SURGICAL, IRIS/SHARP-SHARP/CURVED, STAINLESS STEEL, LENGTH = 10.5CM, REUSABLE | SPECIALIZED INSTRUMENTATION FOR OPEN AND LAPAROSCOPIC SURGERIES
22135 | 4229680013400 | SCISSORS, MICRO, CORONARY/ANGLED 125 DEGREE, STAINLESS STEEL, LENGTH = 18.0CM, TIP WIDTH= 10.0MM, REUSABLE | SPECIALIZED INSTRUMENTATION FOR OPEN AND LAPAROSCOPIC SURGERIES
22136 | 4229680013500 | SCISSORS, MICRO, CORONARY, ANGLED 45 DEGREE, FLAT HANDLE STAINLESS STEEL, LENGTH 18 CM, TIP WIDTH 10 MM, REUSABLE | SPECIALIZED INSTRUMENTATION FOR OPEN AND LAPAROSCOPIC SURGERIES
22137 | 4229680013600 | SCISSORS, MICRO, CORONARY/ANGLED 45 DEGREE/ROUND HANDLE, STAINLESS STEEL, LENGTH = 18.0CM, TIP WIDTH= 10.0MM, REUSABLE | SPECIALIZED INSTRUMENTATION FOR OPEN AND LAPAROSCOPIC SURGERIES
22138 | 4229680025500 | HOOKLET, WOUND, FIXATION/TRACTION, MALLEABLE SHAFT, TIP SIZE: 8.0MM, LENGTH = 24.0CM, REUSABLE | SPECIALIZED INSTRUMENTATION FOR OPEN AND LAPAROSCOPIC SURGERIES
22139 | 4229680102500 | KNIFE, MASING, CARTILAGE, CURVED, LENGTH 13 - 14 CM, STAINLESS STEEL, REUSABLE | SPECIALIZED INSTRUMENTATION FOR OPEN AND LAPAROSCOPIC SURGERIES
22140 | 4229680003200 | CLAMP BULLDOG DEBAKEY ANGLED JAW JAW LENGTH 2 CM TOTAL LENGTH 6 CM STAINLESS STEEL REUSABLE | SPECIALIZED INSTRUMENTATION FOR OPEN AND LAPAROSCOPIC SURGERIES
22141 | 4229680012200 | CONTAINER, STERILIZATION INSTRUMENT, WITH LID, SIZE 30 CM X 30 CM X 10 CM, STAINLESS STEEL, REUSABLE | SPECIALIZED INSTRUMENTATION FOR OPEN AND LAPAROSCOPIC SURGERIES
22142 | 4229680014000 | SCISSORS, VASCULAR, DIETRICH/ANGLED 125 DEGREE/WITH GUIDE, STAINLESS STEEL, LENGTH = 17.5CM, REUSABLE | SPECIALIZED INSTRUMENTATION FOR OPEN AND LAPAROSCOPIC SURGERIES
22143 | 4229680002000 | PUNCH, AORTIC, CUTTING, DIAMETER = 5.0MM, LENGTH = 15.0CM, REUSABLE | SPECIALIZED INSTRUMENTATION FOR OPEN AND LAPAROSCOPIC SURGERIES
22144 | 4229680031100 | PROBE, SURGICAL, TISSUE MANIPULATION, STAINLESS STEEL, WITH EYE, DIAMETER = 2.0MM, LENGTH = 16.0CM, REUSABLE | SPECIALIZED INSTRUMENTATION FOR OPEN AND LAPAROSCOPIC SURGERIES
22145 | 4229680017400 | SCISSORS, DISSECTING, FINE TIP/CURVED, STAINLESS STEEL, LENGTH 23 CM, REUSABLE | SPECIALIZED INSTRUMENTATION FOR OPEN AND LAPAROSCOPIC SURGERIES
22146 | 4229680000300 | RETRACTOR, ABDOMINAL, GOSSET, COMPLETE, STAINLESS STEEL, LENGTH 12.5 CM, REUSABLE | SPECIALIZED INSTRUMENTATION FOR OPEN AND LAPAROSCOPIC SURGERIES
22147 | 4229680014400 | DILATOR, VASCULAR, DEBAKEY, LENGTH = 14.0CM, TIP DIAMETER = 1.5MM, REUSABLE | SPECIALIZED INSTRUMENTATION FOR OPEN AND LAPAROSCOPIC SURGERIES
22148 | 4229680031000 | PROBE, TISSUE MANIPULATION, STAINLESS STEEL, WITH EYE, DIAMETER 2 MM, LENGTH 14 - 15 CM, REUSABLE | SPECIALIZED INSTRUMENTATION FOR OPEN AND LAPAROSCOPIC SURGERIES
22149 | 4229680014500 | DILATOR, VASCULAR, DEBAKEY, NITINOL, LENGTH = 19.0CM, TIP DIAMETER = 1.5MM, REUSABLE | SPECIALIZED INSTRUMENTATION FOR OPEN AND LAPAROSCOPIC SURGERIES
22150 | 4229680030900 | FORCEPS, PERITONEAL CLAMP/MIKULICZ, STAINLESS STEEL, 1X2, LENGTH 20 CM, REUSABLE | SPECIALIZED INSTRUMENTATION FOR OPEN AND LAPAROSCOPIC SURGERIES
22151 | 4229680030800 | FORCEPS, PERITONEAL CLAMP/MIKULICZ, STAINLESS STEEL, 1X2, LENGTH 18 - 19 CM, REUSABLE | SPECIALIZED INSTRUMENTATION FOR OPEN AND LAPAROSCOPIC SURGERIES
22152 | 4229680030700 | SEPARATOR, FOR INSTRUMENT TRAY, SIZE 12 CM X 1 CM X 2 CM, WITH CLIP, REUSABLE | SPECIALIZED INSTRUMENTATION FOR OPEN AND LAPAROSCOPIC SURGERIES
22153 | 4229680014600 | DILATOR, VASCULAR, DEBAKEY, LENGTH = 14.0CM, TIP DIAMETER = 2.0MM, REUSABLE | SPECIALIZED INSTRUMENTATION FOR OPEN AND LAPAROSCOPIC SURGERIES
22154 | 4229680030600 | HOLDER, OPTIC 5 MM AND 10 MM FOR MARTIN SYSTEM ARM, REUSABLE | SPECIALIZED INSTRUMENTATION FOR OPEN AND LAPAROSCOPIC SURGERIES
22155 | 4229680030500 | SCISSORS, BLUNT-BLUNT, CURVED, STAINLESS STEEL, LENGTH 14.5 CM, REUSABLE | SPECIALIZED INSTRUMENTATION FOR OPEN AND LAPAROSCOPIC SURGERIES
22156 | 4229680030300 | HOOK, NERVE, NEUROSURGERY, KRAYENBUEHL/NO.2, LENGTH = 19.0CM, REUSABLE | SPECIALIZED INSTRUMENTATION FOR OPEN AND LAPAROSCOPIC SURGERIES
22157 | 4229680014700 | DILATOR, VASCULAR, DEBAKEY, NITINOL, LENGTH = 19.0CM, TIP DIAMETER = 2.0MM, REUSABLE | SPECIALIZED INSTRUMENTATION FOR OPEN AND LAPAROSCOPIC SURGERIES
22158 | 4229680000400 | SPREADER, RIB, BURFORD, ALUMINUM, LENGTH 25 - 27 CM, REUSABLE | SPECIALIZED INSTRUMENTATION FOR OPEN AND LAPAROSCOPIC SURGERIES
22159 | 4229680030200 | HOOK NERVE MANIPULATION KRAYENBUEHL/NO.1 LENGTH=19.0CM REUSABLE | SPECIALIZED INSTRUMENTATION FOR OPEN AND LAPAROSCOPIC SURGERIES
22160 | 4229680000500 | SPREADER, RIB, COOLEY, STAINLESS STEEL, OPENING WIDTH 140 - 150 MM, REUSABLE | SPECIALIZED INSTRUMENTATION FOR OPEN AND LAPAROSCOPIC SURGERIES
22161 | 4229680030100 | NEEDLE HOLDER, WANGENSTEEN, STAINLESS STEEL, LENGTH 26 - 27 CM, REUSABLE | SPECIALIZED INSTRUMENTATION FOR OPEN AND LAPAROSCOPIC SURGERIES
22162 | 4229680030000 | NEEDLE HOLDER, MAYO-HEGAR/SLIM, STAINLESS STEEL, LENGTH 20 -21 CM, REUSABLE | SPECIALIZED INSTRUMENTATION FOR OPEN AND LAPAROSCOPIC SURGERIES
22163 | 4229680103300 | MIRROR, LARYNGEAL, WITHOUT HANDLE, DIAMETER = 18.0MM, REUSABLE | SPECIALIZED INSTRUMENTATION FOR OPEN AND LAPAROSCOPIC SURGERIES
22164 | 4229680004100 | FORCEPS, CLAMP, VASCULAR, ATRAUMATIC/COOLEY/DOUBLE CURVED, STAINLESS STEEL, LENGTH 14 CM, REUSABLE | SPECIALIZED INSTRUMENTATION FOR OPEN AND LAPAROSCOPIC SURGERIES
22165 | 4229680029900 | NEEDLE HOLDER, MAYO-HEGAR, STAINLESS STEEL, LENGTH = 16.0CM, REUSABLE | SPECIALIZED INSTRUMENTATION FOR OPEN AND LAPAROSCOPIC SURGERIES
22166 | 4229680029800 | NEEDLE HOLDER, MAYO-HEGAR, STAINLESS STEEL, LENGTH 14 - 15 CM, REUSABLE | SPECIALIZED INSTRUMENTATION FOR OPEN AND LAPAROSCOPIC SURGERIES
22167 | 4229680029600 | FORCEPS, WEIL-BLAKES, NASAL, STRAIGHT, JAW WIDTH 5.5 MM, STAINLESS STEEL, REUSABLE | SPECIALIZED INSTRUMENTATION FOR OPEN AND LAPAROSCOPIC SURGERIES
22168 | 4229680029500 | CLIP VASCULAR MINI STRAIGHT JAW JAW LENGTH 8 MM JAW WIDTH 2 MM STAINLESS STEEL REUSABLE | SPECIALIZED INSTRUMENTATION FOR OPEN AND LAPAROSCOPIC SURGERIES
22169 | 4229680127600 | FORCEPS, CLAMP, ATRAUMATIC DUVAL/ORGAN SEIZING/SCHEIBE, STAINLESS STEEL, LENGTH 23 CM, REUSABLE | SPECIALIZED INSTRUMENTATION FOR OPEN AND LAPAROSCOPIC SURGERIES
22170 | 4229680029400 | CLIP VASCULAR MINI STRAIGHT JAW JAW LENGTH 6 MM JAW WIDTH 1 MM STAINLESS STEEL REUSABLE | SPECIALIZED INSTRUMENTATION FOR OPEN AND LAPAROSCOPIC SURGERIES
22171 | 4229680031200 | PROBE, SURGICAL, TISSUE MANIPULATION, STAINLESS STEEL, BUTTON END, DIAMETER = 2.0MM, LENGTH = 18.0CM, REUSABLE | SPECIALIZED INSTRUMENTATION FOR OPEN AND LAPAROSCOPIC SURGERIES
22172 | 4229680031300 | PROBE, TISSUE MANIPULATION, JACOBSON/DOUBLE PROBE, STAINLESS STEEL, LENGTH 18 - 19 CM, REUSABLE | SPECIALIZED INSTRUMENTATION FOR OPEN AND LAPAROSCOPIC SURGERIES
22173 | 4229680031400 | ROD, PULL /HOLD, FOR MINIMAL INVASIVE ATRIAL RETRACTOR, REUSABLE | SPECIALIZED INSTRUMENTATION FOR OPEN AND LAPAROSCOPIC SURGERIES
22174 | 4229680031500 | RASPATORY, SCRAPING, ALEXANDER/DOUBLE, LENGTH = 21.0CM, REUSABLE | SPECIALIZED INSTRUMENTATION FOR OPEN AND LAPAROSCOPIC SURGERIES
22175 | 4229680014200 | DILATOR, VASCULAR, DEBAKEY, LENGTH = 14.0CM, TIP DIAMETER = 1.0MM, REUSABLE | SPECIALIZED INSTRUMENTATION FOR OPEN AND LAPAROSCOPIC SURGERIES
22176 | 4229680001900 | PUNCH, AORTIC, CUTTING, DIAMETER = 4.0MM, LENGTH = 15.0CM, REUSABLE | SPECIALIZED INSTRUMENTATION FOR OPEN AND LAPAROSCOPIC SURGERIES
22177 | 4229680001800 | FORCEPS, AORTIC, CORE/TRANSTHORACIC, STAINLESS STEEL, LENGTH = 15.0CM, REUSABLE | SPECIALIZED INSTRUMENTATION FOR OPEN AND LAPAROSCOPIC SURGERIES
22178 | 4229680001700 | RETRACTOR, AORTA, ROSS/FLEXIBLE SHAFT, STAINLESS STEEL, TIP 6, LENGTH 24 - 28 CM, REUSABLE | SPECIALIZED INSTRUMENTATION FOR OPEN AND LAPAROSCOPIC SURGERIES
22179 | 4229680032400 | RETRACTOR, WOUND, KOCHER LANG, STAINLESS STEEL, TIP SIZE: 40 MM X 11 MM, LENGTH 21 - 22 CM, REUSABLE | SPECIALIZED INSTRUMENTATION FOR OPEN AND LAPAROSCOPIC SURGERIES
22180 | 4229680032300 | RETRACTOR, WOUND, KOCHER LANG, STAINLESS STEEL, TIP SIZE: 35 MM X 8 MM, LENGTH 21 - 22 CM, REUSABLE | SPECIALIZED INSTRUMENTATION FOR OPEN AND LAPAROSCOPIC SURGERIES
22181 | 4229680032200 | RETRACTOR, WOUND, LANGENBECK, STAINLESS STEEL, TIP SIZE: 35 MM X 11 MM, LENGTH 21.5 CM, REUSABLE | SPECIALIZED INSTRUMENTATION FOR OPEN AND LAPAROSCOPIC SURGERIES
22182 | 4229621100600 | CABLE, CONNECTION, MONOPOLAR HIGH FREQUENCY, PLUG SIZE 4 MM, LENGTH 3 - 4 M, COMPATIBLE WITH END USER MACHINE, REUSABLE | SPECIALIZED INSTRUMENTATION FOR OPEN AND LAPAROSCOPIC SURGERIES
22183 | 4229680103100 | KNIFE, KLEINSASSER LARYNGEAL, VERTICAL CUTTING/ROUND, LENGTH 24 - 25 CM, STEEL CARBIDE, REUSABLE | SPECIALIZED INSTRUMENTATION FOR OPEN AND LAPAROSCOPIC SURGERIES
22184 | 4214351601100 | FORCEPS, KUHN RHINOFORCE II FRONTAL SINUS, FLAT JAWS, THROUGH-CUTTING, SHEATH 60 DEGREE UPTURNED, BACKWARD OPENING WITH CLEANING CONNECTOR, WORKING LENGTH 12 - 13 CM, REUSABLE | SURGICAL INSTRUMENT TENDER
22185 | 4214352800500 | CANNULA, ANTRUM, LUER-LOCK, STRAIGHT, MALLEABLE, WITH SERRATED GRIP PLATE, OUTER DIAMETER 2.5 MM, WORKING LENGTH 15 - 16 CM, REUSABLE | SURGICAL INSTRUMENT TENDER
22186 | 4214352800700 | CANNULA, EICKEN-CASTELNUOVO ANTRUM, LUER-LOCK, S-SHAPED STRONGLY CURVED, MALLEABLE, SERRATED GRIP PLATE, OUTER DIAMETER 2.5 MM, LENGTH 12 - 13 CM, REUSABLE | SURGICAL INSTRUMENT TENDER
22187 | 4229680103200 | MIRROR, LARYNGEAL, WITHOUT HANDLE, DIAMETER = 16.0MM, REUSABLE | SPECIALIZED INSTRUMENTATION FOR OPEN AND LAPAROSCOPIC SURGERIES
22188 | 4229680014100 | DILATOR, VASCULAR, DEBAKEY, LENGTH = 14.0CM, TIP DIAMETER = 0.5MM, REUSABLE | SPECIALIZED INSTRUMENTATION FOR OPEN AND LAPAROSCOPIC SURGERIES
22189 | 4215161809600 | ELEVATOR, PERIOSTEAL, SLIGHTLY CURVED BLADE, ASSORTED WIDTH, LENGTH 18 - 19CM, REUSABLE | SURGICAL INSTRUMENT TENDER
22190 | 4229680017500 | SCISSORS, DISSECTING, METZENBUM FINE/STRAIGHT, STAINLESS STEEL, LENGTH = 23.0CM, REUSABLE | SPECIALIZED INSTRUMENTATION FOR OPEN AND LAPAROSCOPIC SURGERIES
22191 | 4232220312900 | SUTURE CATCHER, MINIMALLY INVASIVE, 260 - 280 MM REUSABLE | SPECIALIZED INSTRUMENTATION FOR OPEN AND LAPAROSCOPIC SURGERIES
22192 | 4229680032100 | RETRACTOR, WOUND, LANGENBECK, STAINLESS STEEL, TIP SIZE: 25 MM X 6 MM, LENGTH 21.5 CM, REUSABLE | SPECIALIZED INSTRUMENTATION FOR OPEN AND LAPAROSCOPIC SURGERIES
22193 | 4229680014300 | DILATOR, VASCULAR, DEBAKEY, NITINOL, LENGTH = 19.0CM, TIP DIAMETER = 1.0MM, REUSABLE | SPECIALIZED INSTRUMENTATION FOR OPEN AND LAPAROSCOPIC SURGERIES
22194 | 4229680032000 | RETRACTOR, ISRAEL/BLUNT, TIP SIZE: 40 MM X 40 MM, LENGTH 24 - 26 CM, REUSABLE | SPECIALIZED INSTRUMENTATION FOR OPEN AND LAPAROSCOPIC SURGERIES
22195 | 4229680031900 | RETRACTOR, BRUNNER/STRAIGHT, STAINLESS STEEL, TIP SIZE: 160 MM X 30 MM, LENGTH 24 - 26 CM, REUSABLE | SPECIALIZED INSTRUMENTATION FOR OPEN AND LAPAROSCOPIC SURGERIES
22196 | 4218150100900 | DEPRESSOR, DINGMANN TONGUE BLADE, SIZE: SMALL, REUSABLE | SPECIALIZED INSTRUMENTATION FOR OPEN AND LAPAROSCOPIC SURGERIES
22197 | 4218150100800 | DEPRESSOR, DINGMANN TONGUE BLADE, SIZE: MEDIUM, REUSABLE | SPECIALIZED INSTRUMENTATION FOR OPEN AND LAPAROSCOPIC SURGERIES
22198 | 4229680000200 | SPATULA, ABDOMINAL MALLEABLE, OBTAIN EXPOSURE TO THE SURGICAL FIELD, MALLEABLE, WIDTH= 50.0MM, LENGTH = 33.0CM, REUSABLE | SPECIALIZED INSTRUMENTATION FOR OPEN AND LAPAROSCOPIC SURGERIES
22199 | 4218150100700 | DEPRESSOR, DINGMANN TONGUE BLADE, SIZE: LARGE, REUSABLE | SPECIALIZED INSTRUMENTATION FOR OPEN AND LAPAROSCOPIC SURGERIES
22200 | 4229680031800 | RASPATORY, SCRAPING, SEMB/NO.3, BLADE SIZE: 13.0MM, LENGTH = 19.0CM, REUSABLE | SPECIALIZED INSTRUMENTATION FOR OPEN AND LAPAROSCOPIC SURGERIES
22201 | 4229680031700 | RASPATORY, SCRAPING, FARABEUF/CURVED, LENGTH 15 - 16 CM, REUSABLE | SPECIALIZED INSTRUMENTATION FOR OPEN AND LAPAROSCOPIC SURGERIES
22202 | 4229680031600 | RASPATORY, SCRAPING, MARTIN CUSHING, BLADE SIZE: 7 MM, LENGTH 19 - 20 CM, REUSABLE | SPECIALIZED INSTRUMENTATION FOR OPEN AND LAPAROSCOPIC SURGERIES
22203 | 4215162308900 | CLAMP, PATELLA BONE,SOFT LOCK , STAINLESS STEEL, LENGTH 17 - 18 CM, REUSABLE | SURGICAL INSTRUMENT TENDER
22204 | 4229680025100 | HOOKLET, WOUND, FIXATION/TRACTION, CUSHING VEIN RETRACTOR, TIP SIZE: 16.0MM, LENGTH = 24.0CM, REUSABLE | SPECIALIZED INSTRUMENTATION FOR OPEN AND LAPAROSCOPIC SURGERIES
22205 | 4229680011900 | SIZER, MINIMALLY INVASIVE, CHORDAE TENDINEAE, FOR CARDIOVASCULAR, TOTAL LENGTH 41 CM, REUSABLE | SPECIALIZED INSTRUMENTATION FOR OPEN AND LAPAROSCOPIC SURGERIES
22206 | 4229680003400 | CLAMP BULLDOG DEBAKEY STRAIGHT JAW JAW LENGTH 2 CM TOTAL LENGTH 6 CM STAINLESS STEEL REUSABLE | SPECIALIZED INSTRUMENTATION FOR OPEN AND LAPAROSCOPIC SURGERIES
22207 | 4229680099400 | FORCEPS, CLAMP , SCHNIDT TONSIL /STRONGLY CURVED, STAINLESS STEEL, LENGTH 18 - 20 CM, REUSABLE | SPECIALIZED INSTRUMENTATION FOR OPEN AND LAPAROSCOPIC SURGERIES
22208 | 4229680099500 | FORCEPS, FOREIGN BODY/MATHIEU/SHAFT, STAINLESS STEEL, LENGTH 19 - 20 CM, REUSABLE | SPECIALIZED INSTRUMENTATION FOR OPEN AND LAPAROSCOPIC SURGERIES
22209 | 4229680099600 | PROBE TISSUE MANIPULATION STAINLESS STEEL KOCHER/GOITRE WITH HOLE LENGTH 15 - 17 CM REUSABLE | SPECIALIZED INSTRUMENTATION FOR OPEN AND LAPAROSCOPIC SURGERIES
22210 | 4229680022900 | GUIDE, NEEDLE, SLIGHTLY CURVED/KNIFE SHAPE, STAINLESS STEEL, SIZE 14 CH, REUSABLE | SPECIALIZED INSTRUMENTATION FOR OPEN AND LAPAROSCOPIC SURGERIES
22211 | 4229633910900 | LAPAROSCOPIC METAL HANDLE, WITH DISENGAGEABLE RATCHET, REUSABLE | SPECIALIZED INSTRUMENTATION FOR OPEN AND LAPAROSCOPIC SURGERIES
22212 | 4229680033600 | RETRACTOR, KOCHER, STAINLESS STEEL, TIP SIZE: 23 MM (+/-2MM) X 14 MM, LENGTH 20 - 22 CM, REUSABLE | SPECIALIZED INSTRUMENTATION FOR OPEN AND LAPAROSCOPIC SURGERIES
22213 | 4229680004600 | FORCEPS, CLAMP, VASCULAR, ATRAUMATIC/COOLEY/STRAIGHT/ANGLED, STAINLESS STEEL, LENGTH 14.5 CM, REUSABLE | SPECIALIZED INSTRUMENTATION FOR OPEN AND LAPAROSCOPIC SURGERIES
22214 | 4229680023000 | GUIDE, NEEDLE, SLIGHTLY CURVED/KNIFE SHAPE, STAINLESS STEEL, SIZE 16 CH, REUSABLE | SPECIALIZED INSTRUMENTATION FOR OPEN AND LAPAROSCOPIC SURGERIES
22215 | 4229680023100 | FORCEPS, HEMOSTATIC, ADSON/CURVED, STAINLESS STEEL, LENGTH 18 - 19 CM, REUSABLE | SPECIALIZED INSTRUMENTATION FOR OPEN AND LAPAROSCOPIC SURGERIES
22216 | 4229680010000 | CLAMP, BULLDOG, GREGORY-STYLE, CURVED JAW TO RIGHT, TOTAL LENGTH 9 - 10 CM, STAINLESS STEEL, REUSABLE | SPECIALIZED INSTRUMENTATION FOR OPEN AND LAPAROSCOPIC SURGERIES
22217 | 4229680116200 | TONSIL SNARE, EVE, WITH RATCHET, LENGTH 28 - 29 CM, REUSABLE | SPECIALIZED INSTRUMENTATION FOR OPEN AND LAPAROSCOPIC SURGERIES
22218 | 4229680010100 | CLAMP BULLDOG DEBAKEY CURVED JAW JAW LENGTH 3 - 5 CM TOTAL LENGTH 9 - 10 CM TITANIUM REUSABLE | SPECIALIZED INSTRUMENTATION FOR OPEN AND LAPAROSCOPIC SURGERIES
22219 | 4229680023200 | FORCEPS, CLAMP, KELLY/STRAIGHT, STAINLESS STEEL, LENGTH 14 - 15 CM, REUSABLE | SPECIALIZED INSTRUMENTATION FOR OPEN AND LAPAROSCOPIC SURGERIES
22220 | 4229680099800 | GOUGE, BONE, LENGTH 13 - 14 CM, TIP WIDTH 10 MM, REUSABLE | SPECIALIZED INSTRUMENTATION FOR OPEN AND LAPAROSCOPIC SURGERIES
22221 | 4229680010200 | CLAMP BULLDOG DEBAKEY CURVED JAW JAW LENGTH 6.8 CM TOTAL LENGTH 11.5 - 12.5 CM STAINLESS STEEL REUSABLE | SPECIALIZED INSTRUMENTATION FOR OPEN AND LAPAROSCOPIC SURGERIES
22222 | 4229680099900 | GOUGE, BONE, LENGTH 13 - 14 CM, TIP WIDTH 8 MM, REUSABLE | SPECIALIZED INSTRUMENTATION FOR OPEN AND LAPAROSCOPIC SURGERIES
22223 | 4229680023300 | FORCEPS, CLAMP, KELLY-RANKIN/STRAIGHT, STAINLESS STEEL, LENGTH 16 CM, REUSABLE | SPECIALIZED INSTRUMENTATION FOR OPEN AND LAPAROSCOPIC SURGERIES
22224 | 4229680100000 | GOUGE, ALEXANDER, DIAMETER 10 MM, LENGTH 17 - 18 CM, REUSABLE | SPECIALIZED INSTRUMENTATION FOR OPEN AND LAPAROSCOPIC SURGERIES
22225 | 4229680010300 | CLAMP BULLDOG DEBAKEY CURVED JAW JAW LENGTH 2.5 CM TOTAL LENGTH 8 CM STAINLESS STEEL REUSABLE | SPECIALIZED INSTRUMENTATION FOR OPEN AND LAPAROSCOPIC SURGERIES
22226 | 4229680010400 | CLAMP BULLDOG DEBAKEY STRAIGHT JAW JAW LENGTH 6.8 CM TOTAL LENGTH 11.5 - 12.5 CM STAINLESS STEEL REUSABLE | SPECIALIZED INSTRUMENTATION FOR OPEN AND LAPAROSCOPIC SURGERIES
22227 | 4229680100100 | GOUGE, ALEXANDER, DIAMETER 6 MM, LENGTH 17 - 18 CM, REUSABLE | SPECIALIZED INSTRUMENTATION FOR OPEN AND LAPAROSCOPIC SURGERIES
22228 | 4229680023400 | FORCEPS, CLAMP, MOSQUITO/CURVED, STAINLESS STEEL, LENGTH 20 - 21 CM, REUSABLE | SPECIALIZED INSTRUMENTATION FOR OPEN AND LAPAROSCOPIC SURGERIES
22229 | 4229680033500 | RETRACTOR, KOCHER, STAINLESS STEEL, TIP SIZE: 20 MM (+/-2MM) X 12 MM, LENGTH 20 - 22 CM, REUSABLE | SPECIALIZED INSTRUMENTATION FOR OPEN AND LAPAROSCOPIC SURGERIES
22230 | 4229680023500 | FORCEPS, CLAMP, HEMOSTATIC, CRILE/CURVED, STAINLESS STEEL, LENGTH 14 - 14.5 CM, REUSABLE | SPECIALIZED INSTRUMENTATION FOR OPEN AND LAPAROSCOPIC SURGERIES
22231 | 4229680100200 | GOUGE, ALEXANDER, DIAMETER 8 MM, LENGTH 17 - 18 CM, REUSABLE | SPECIALIZED INSTRUMENTATION FOR OPEN AND LAPAROSCOPIC SURGERIES
22232 | 4229680100300 | GOUGE, BALLENGER, STRAIGHT, LENGTH 15 CM, TIP WIDTH 6 MM, REUSABLE | SPECIALIZED INSTRUMENTATION FOR OPEN AND LAPAROSCOPIC SURGERIES
22233 | 4229680023600 | FORCEPS, CLAMP, HEMOSTATIC, CRILE/STRAIGHT, STAINLESS STEEL, LENGTH 14 - 15 CM, REUSABLE | SPECIALIZED INSTRUMENTATION FOR OPEN AND LAPAROSCOPIC SURGERIES
22234 | 4229680022800 | FORCEPS, CLAMP, SPENCER-WELLS/STRAIGHT, STAINLESS STEEL, LENGTH 20 CM, REUSABLE | SPECIALIZED INSTRUMENTATION FOR OPEN AND LAPAROSCOPIC SURGERIES
22235 | 4229680099300 | FORCEPS, CLAMP , SCHNIDT TONSIL/SLIGHTLY CURVED, STAINLESS STEEL, LENGTH 19 - 20 CM, REUSABLE | SPECIALIZED INSTRUMENTATION FOR OPEN AND LAPAROSCOPIC SURGERIES
22236 | 4229680009900 | CLAMP, BULLDOG, GREGORY-STYLE, CURVED JAW TO LEFT, TOTAL LENGTH 9 - 10 CM, STAINLESS STEEL, REUSABLE | SPECIALIZED INSTRUMENTATION FOR OPEN AND LAPAROSCOPIC SURGERIES
22237 | 4229680099200 | FORCEPS, CLAMP, NEGUS/WIDE/CURVED, STAINLESS STEEL, LENGTH 18 - 20 CM, REUSABLE | SPECIALIZED INSTRUMENTATION FOR OPEN AND LAPAROSCOPIC SURGERIES
22238 | 4229680099100 | FORCEPS, CLAMP, NEGUS/NARROW/U-SHAPED/CURVED, STAINLESS STEEL, LENGTH 19 - 20 CM, REUSABLE | SPECIALIZED INSTRUMENTATION FOR OPEN AND LAPAROSCOPIC SURGERIES
22239 | 4229680021000 | FORCEPS, CLAMP, CRAFOORD/CURVED, STAINLESS STEEL, LENGTH 24 -25 CM, REUSABLE | SPECIALIZED INSTRUMENTATION FOR OPEN AND LAPAROSCOPIC SURGERIES
22240 | 4229680034200 | RETRACTOR, SET, PARKER/SMALL, STAINLESS STEEL, LENGTH 13 - 14 CM, (PAIR), REUSABLE | SPECIALIZED INSTRUMENTATION FOR OPEN AND LAPAROSCOPIC SURGERIES
22241 | 4229680021100 | FORCEPS, CLAMP, SPONGE HOLDING, FOERSTER/SERRATED/STRAIGHT, STAINLESS STEEL, LENGTH 20 - 21 CM, REUSABLE | SPECIALIZED INSTRUMENTATION FOR OPEN AND LAPAROSCOPIC SURGERIES
22242 | 4229680021200 | FORCEPS, CLAMP , FUCHSIG/CURVED, STAINLESS STEEL, LENGTH 20 - 21 CM, REUSABLE | SPECIALIZED INSTRUMENTATION FOR OPEN AND LAPAROSCOPIC SURGERIES
22243 | 4229680021300 | FORCEPS, GERALD/STRAIGHT, STAINLESS STEEL, LENGTH 17 - 18 CM, 1X2, REUSABLE | SPECIALIZED INSTRUMENTATION FOR OPEN AND LAPAROSCOPIC SURGERIES
22244 | 4229680021400 | FORCEPS, DELICATE JEWELER/CURVED/NO.7, STAINLESS STEEL, LENGTH 12 CM, REUSABLE | SPECIALIZED INSTRUMENTATION FOR OPEN AND LAPAROSCOPIC SURGERIES
22245 | 4229680003600 | FORCEPS,CLAMP, ATRAUMATIC/DEBAKEY/BAINBRIDGE/CURVED, STAINLESS STEEL, LENGTH 18 - 19 CM, REUSABLE | SPECIALIZED INSTRUMENTATION FOR OPEN AND LAPAROSCOPIC SURGERIES
22246 | 4229680034100 | RETRACTOR MIDDELDORF STAINLESS STEEL TIP SIZE: 15 MM X 17 MM (+/-2MM) LENGTH 21 - 22 CM REUSABLE | SPECIALIZED INSTRUMENTATION FOR OPEN AND LAPAROSCOPIC SURGERIES
22247 | 4229680009800 | FORCEPS, BRONCHUS, PRICE-THOMAS/NO.2, STAINLESS STEEL, REUSABLE | SPECIALIZED INSTRUMENTATION FOR OPEN AND LAPAROSCOPIC SURGERIES
22248 | 4229633910800 | LAPAROSCOPIC METAL HANDLE, ROTATING, WITHOUT RATCHET, WITHOUT CONNECTOR PIN FOR UNIPOLAR COAGULATION, REUSABLE | SPECIALIZED INSTRUMENTATION FOR OPEN AND LAPAROSCOPIC SURGERIES
22249 | 4229680021500 | FORCEPS, DELICATE JEWELER/STRAIGHT/NO.3, STAINLESS STEEL, LENGTH 12 CM, REUSABLE | SPECIALIZED INSTRUMENTATION FOR OPEN AND LAPAROSCOPIC SURGERIES
22250 | 4229680021600 | FORCEPS, CLAMP, KOCHER/CURVED, STAINLESS STEEL, LENGTH 14 CM, 1X2, REUSABLE | SPECIALIZED INSTRUMENTATION FOR OPEN AND LAPAROSCOPIC SURGERIES
22251 | 4229680023800 | FORCEPS, CLAMP, PEAN/CURVED, STAINLESS STEEL, LENGTH 22 - 23 CM, REUSABLE | SPECIALIZED INSTRUMENTATION FOR OPEN AND LAPAROSCOPIC SURGERIES
22252 | 4229680021700 | FORCEPS, CLAMP, KOCHER/CURVED, STAINLESS STEEL, LENGTH 24 CM, 1X2, REUSABLE | SPECIALIZED INSTRUMENTATION FOR OPEN AND LAPAROSCOPIC SURGERIES
22253 | 4229680022000 | FORCEPS, HEMOSTATIC, LERICHE/CURVED, STAINLESS STEEL, LENGTH 15 CM, 1X2, REUSABLE | SPECIALIZED INSTRUMENTATION FOR OPEN AND LAPAROSCOPIC SURGERIES
22254 | 4229680022100 | FORCEPS, CLAMP, MOSQUITO/CURVED, STAINLESS STEEL, LENGTH 18 CM, TEETH: 1X2, REUSABLE | SPECIALIZED INSTRUMENTATION FOR OPEN AND LAPAROSCOPIC SURGERIES
22255 | 4229680034000 | RETRACTOR, LITTLE, STAINLESS STEEL, TIP SIZE: 13 MM X 15 MM (+/-2MM), LENGTH 20 - 21 CM, REUSABLE | SPECIALIZED INSTRUMENTATION FOR OPEN AND LAPAROSCOPIC SURGERIES
22256 | 4229680022200 | FORCEPS, CLAMP, DISSECTING, OVERHOLT-MINI, STAINLESS STEEL, LENGTH 20 CM, REUSABLE | SPECIALIZED INSTRUMENTATION FOR OPEN AND LAPAROSCOPIC SURGERIES
22257 | 4229680022300 | FORCEPS, CLAMP, HEMOSTATIC, OVERHOLT-MINI/S-SHAPE, STAINLESS STEEL, LENGTH 15 CM, REUSABLE | SPECIALIZED INSTRUMENTATION FOR OPEN AND LAPAROSCOPIC SURGERIES
22258 | 4214250002300 | NEEDLE, INJECTION, LUER-LOCK, TIP DIAMETER 0.8 MM, TOTAL LENGTH 36 -37 CM, REUSABLE | SPECIALIZED INSTRUMENTATION FOR OPEN AND LAPAROSCOPIC SURGERIES
22259 | 4229680022400 | FORCEPS, POTTS-SMITH, STAINLESS STEEL, LENGTH 25 CM, REUSABLE | SPECIALIZED INSTRUMENTATION FOR OPEN AND LAPAROSCOPIC SURGERIES
22260 | 4229680022500 | FORCEPS, CLAMP, ROCHESTER-CARMALT/STRAIGHT, STAINLESS STEEL, LENGTH 16 - 17 CM, REUSABLE | SPECIALIZED INSTRUMENTATION FOR OPEN AND LAPAROSCOPIC SURGERIES
22261 | 4229680022600 | FORCEPS, CLAMP, SAROT/CURVED, STAINLESS STEEL, LENGTH 23 -25 CM, REUSABLE | SPECIALIZED INSTRUMENTATION FOR OPEN AND LAPAROSCOPIC SURGERIES
22262 | 4229680022700 | FORCEPS, CLAMP, SPENCER-WELLS/CURVED, STAINLESS STEEL, LENGTH 18 CM, REUSABLE | SPECIALIZED INSTRUMENTATION FOR OPEN AND LAPAROSCOPIC SURGERIES
22263 | 4229680033900 | RETRACTOR, KOCHER, BLUNT/4 PRONGS, STAINLESS STEEL, LENGTH 22 - 23 CM, REUSABLE | SPECIALIZED INSTRUMENTATION FOR OPEN AND LAPAROSCOPIC SURGERIES
22264 | 4229680033800 | RETRACTOR, KOCHER, STAINLESS STEEL, TIP SIZE: 41 MM (+/- 2MM) X 18 MM, LENGTH 22 - 24 CM, REUSABLE | SPECIALIZED INSTRUMENTATION FOR OPEN AND LAPAROSCOPIC SURGERIES
22265 | 4229680033700 | RETRACTOR, KOCHER, STAINLESS STEEL, TIP SIZE: 40 MM (+/-2MM) X 20 MM, LENGTH 22 - 24 CM, REUSABLE | SPECIALIZED INSTRUMENTATION FOR OPEN AND LAPAROSCOPIC SURGERIES
22266 | 4229680021900 | FORCEPS, CLAMP, KOCHER/STRAIGHT, STAINLESS STEEL, LENGTH 22 - 23 CM, 1X2, REUSABLE | SPECIALIZED INSTRUMENTATION FOR OPEN AND LAPAROSCOPIC SURGERIES
22267 | 4229680010500 | CLAMP, BULLDOG, DEBAKEY/SATINSKY, TOTAL LENGTH 10 CM, STAINLESS STEEL, REUSABLE | SPECIALIZED INSTRUMENTATION FOR OPEN AND LAPAROSCOPIC SURGERIES
22268 | 4229680100400 | GOUGE, PARTSCH, LENGTH 16 - 17 CM, TIP WIDTH 6 MM, REUSABLE | SPECIALIZED INSTRUMENTATION FOR OPEN AND LAPAROSCOPIC SURGERIES
22269 | 4229680010700 | CLAMP BULLDOG DIETHRICH CURVED JAW JAW LENGTH 20 MM TOTAL LENGTH 6 CM STAINLESS STEEL REUSABLE | SPECIALIZED INSTRUMENTATION FOR OPEN AND LAPAROSCOPIC SURGERIES
22270 | 4218201304500 | SPECULUM VAGINAL CUSCO SIZE 100 X 35MM, REUSABLE | SPECIALIZED INSTRUMENTATION FOR OPEN AND LAPAROSCOPIC SURGERIES
22271 | 4229631100500 | SHEATH, CYSTOSCOPE-URETHROSCOPE, SIZE 8 FR, DIAMETER 4 FR, WORKING LENGTH 16 CM, COLOR CODE: BLUE, CONSISTING OF: CYSTOSCOPE-URETHROSCOPE SHEATH, ONE OBTURATOR AND 2 LUER-LOCK CONES, REUSABLE | SPECIALIZED INSTRUMENTATION FOR OPEN AND LAPAROSCOPIC SURGERIES
22272 | 4229680011500 | CLAMP, BULLDOG, GLOVER, STRAIGHT JAW, TOTAL LENGTH 11 CM, STAINLESS STEEL, REUSABLE | SPECIALIZED INSTRUMENTATION FOR OPEN AND LAPAROSCOPIC SURGERIES
22273 | 4229680011600 | CLAMP, BULLDOG, GLOVER, STRAIGHT JAW, TOTAL LENGTH 8 CM, STAINLESS STEEL, REUSABLE | SPECIALIZED INSTRUMENTATION FOR OPEN AND LAPAROSCOPIC SURGERIES
22274 | 4229680011700 | PROBE, TISSUE MANIPULATION, STAINLESS STEEL, BUTTON/JACOBSON/ANGLED DOWNWARDS, LENGTH 18 - 19 CM, REUSABLE | SPECIALIZED INSTRUMENTATION FOR OPEN AND LAPAROSCOPIC SURGERIES
22275 | 4229633912200 | LAPAROSCOPIC OUTER SHEATH, METAL, INSULATED, 5MM X 36CM, WITH CM MARKING, REUSABLE | SPECIALIZED INSTRUMENTATION FOR OPEN AND LAPAROSCOPIC SURGERIES
22276 | 4229680024600 | HOOK, RETRACTION, MINIMAL INVASIVE, LENGTH 36 CM, TIP LENGTH 10 MM, REUSABLE | SURGICAL INSTRUMENT TENDER
22277 | 4229633912400 | LAPAROSCOPIC OUTER SHEATH, METAL, INSULATED, 5MM X 43CM, WITH CM MARKING, REUSABLE | SPECIALIZED INSTRUMENTATION FOR OPEN AND LAPAROSCOPIC SURGERIES
22278 | 4229633912600 | OUTER SHEATH, WITH LUER-LOCK, CONNECTOR, SIZE 10 MM, LENGTH 30 CM, REUSABLE | SURGICAL INSTRUMENT TENDER
22279 | 4229633912700 | OUTER SHEATH, WITHOUT LUER-LOCK, CONNECTOR, SIZE 5 MM, LENGTH 30 CM, REUSABLE | SURGICAL INSTRUMENT TENDER
22280 | 4229633912800 | OUTER SHEATH, WITH LUER-LOCK, CONNECTOR, SIZE 10 MM, LENGTH 36 CM, REUSABLE | SPECIALIZED INSTRUMENTATION FOR OPEN AND LAPAROSCOPIC SURGERIES
22281 | 4229680000000 | SPATULA, ABDOMINAL MALLEABLE, OBTAIN EXPOSURE TO THE SURGICAL FIELD, HABERER, WIDTH= 16.0MM-25.0MM, LENGTH = 20.0CM, REUSABLE | SPECIALIZED INSTRUMENTATION FOR OPEN AND LAPAROSCOPIC SURGERIES
22282 | 4229680024700 | HOOK, RETRACTION, MINIMAL INVASIVE/WITH BUTTON, LENGTH 36 CM, TIP LENGTH 5 MM, REUSABLE | SPECIALIZED INSTRUMENTATION FOR OPEN AND LAPAROSCOPIC SURGERIES
22283 | 4218201304600 | SPECULUM VAGINAL CUSCO SIZE 75 X 32MM, REUSABLE | SPECIALIZED INSTRUMENTATION FOR OPEN AND LAPAROSCOPIC SURGERIES
22284 | 4218201304400 | SET, VAGINAL SPECULUM, DILATION, KRISTELLER, STAINLESS STEEL, SIZE: 110MM X 30 MM (PAIR), REUSABLE | SPECIALIZED INSTRUMENTATION FOR OPEN AND LAPAROSCOPIC SURGERIES
22285 | 4229680024800 | HOOKLET, WOUND, FIXATION/TRACTION, CUSHING VEIN RETRACTOR, TIP SIZE: 10.0MM, LENGTH = 24.0CM, REUSABLE | SPECIALIZED INSTRUMENTATION FOR OPEN AND LAPAROSCOPIC SURGERIES
22286 | 4229633913000 | REDUCER, TUBE FOR LAPAROSCOPIC SIZE 11/5 MM, REUSABLE | SPECIALIZED INSTRUMENTATION FOR OPEN AND LAPAROSCOPIC SURGERIES
22287 | 4229680024900 | HOOKLET, WOUND, FIXATION/TRACTION, CUSHING VEIN RETRACTOR, TIP SIZE: 12.0MM, LENGTH = 20.5CM, REUSABLE | SPECIALIZED INSTRUMENTATION FOR OPEN AND LAPAROSCOPIC SURGERIES
22288 | 4229633913100 | REDUCER, TUBE FOR LAPAROSCOPIC SIZE 6/3 MM, REUSABLE | SPECIALIZED INSTRUMENTATION FOR OPEN AND LAPAROSCOPIC SURGERIES
22289 | 4229680000100 | SPATULA, ABDOMINAL MALLEABLE, OBTAIN EXPOSURE TO THE SURGICAL FIELD, MALLEABLE, WIDTH= 30.0MM, LENGTH = 33.0CM, REUSABLE | SPECIALIZED INSTRUMENTATION FOR OPEN AND LAPAROSCOPIC SURGERIES
22290 | 4229680003500 | FORCEPS, VASCULAR CLAMP, ATRAUMATIC/POTTS/CURVED, STAINLESS STEEL, LENGTH 21.5 CM, REUSABLE | SPECIALIZED INSTRUMENTATION FOR OPEN AND LAPAROSCOPIC SURGERIES
22291 | 4218201304300 | SET, VAGINAL SPECULUM, DILATION, KRISTELLER, STAINLESS STEEL, SIZE: 110MM X 27 MM (PAIR), REUSABLE | SPECIALIZED INSTRUMENTATION FOR OPEN AND LAPAROSCOPIC SURGERIES
22292 | 4229680101300 | HOOKLET, OTOLOGY, FIXATION/TRACTION, BARBARA/45.0 DEGREES, TIP SIZE: 1.5MM, LENGTH = 16.0CM, REUSABLE | SPECIALIZED INSTRUMENTATION FOR OPEN AND LAPAROSCOPIC SURGERIES
22293 | 4218201304200 | SET, VAGINAL SPECULUM, DILATION, KRISTELLER, STAINLESS STEEL, SIZE: 110MM X 20 MM (PAIR), REUSABLE | SPECIALIZED INSTRUMENTATION FOR OPEN AND LAPAROSCOPIC SURGERIES
22294 | 4229680032900 | RETRACTOR, WOUND, DEAVER, STAINLESS STEEL, TIP SIZE: 50 MM WIDE, LENGTH 30 - 31 CM, REUSABLE | SPECIALIZED INSTRUMENTATION FOR OPEN AND LAPAROSCOPIC SURGERIES
22295 | 4218201304100 | SPECULUM VAGINAL SIMS, STAINLESS STEEL, SIZE SMALL, REUSABLE | SPECIALIZED INSTRUMENTATION FOR OPEN AND LAPAROSCOPIC SURGERIES
22296 | 4229680025000 | HOOKLET, WOUND, FIXATION/TRACTION, CUSHING VEIN RETRACTOR, TIP SIZE: 16.0MM, LENGTH = 20.5CM, REUSABLE | SPECIALIZED INSTRUMENTATION FOR OPEN AND LAPAROSCOPIC SURGERIES
22297 | 4218201304000 | SPECULUM VAGINAL SIMS, STAINLESS STEEL, SIZE MEDIUM, REUSABLE | SPECIALIZED INSTRUMENTATION FOR OPEN AND LAPAROSCOPIC SURGERIES
22298 | 4229633912900 | REDUCER TUBE FOR LAPAROSCOPIC, REUSABLE | SPECIALIZED INSTRUMENTATION FOR OPEN AND LAPAROSCOPIC SURGERIES
22299 | 4229680103500 | MALLET, HAMMERING, COTTLE, WEIGHT: 300.0GM, LENGTH = 19.0CM, REUSABLE | SPECIALIZED INSTRUMENTATION FOR OPEN AND LAPAROSCOPIC SURGERIES
22300 | 4229631100600 | CYSTOSCOPE-URETHROSCOPE SHEATH, 9 FR., WITH 5 FR. WORKING CHANNEL, WORKING LENGTH 16 CM (OR EQUIVALENT), COLOR CODE: RED, CONSISTING OF: CYSTOSCOPE-URETHROSCOPE SHEATH OBTURATOR AND 2 LUER-LOCK CONES, REUSABLE | SPECIALIZED INSTRUMENTATION FOR OPEN AND LAPAROSCOPIC SURGERIES
22301 | 4229631100700 | SHEATH, CYSTOSCOPE-URETHROSCOPE, SIZE 8 FR, DIAMETER 4 FR, WORKING LENGTH 16 CM, FOR REFLUX NEEDLES, COLOR CODE: WHITE, CONSISTING OF: CYSTOSCOPE-URETHROSCOPE SHEATH, ONE OBTURATOR AND 2 LUER-LOCK CONES, REUSABLE | SPECIALIZED INSTRUMENTATION FOR OPEN AND LAPAROSCOPIC SURGERIES
22302 | 4229680010800 | CLAMP BULLDOG DIETHRICH CURVED JAW JAW LENGTH 8 MM TOTAL LENGTH 5 CM STAINLESS STEEL REUSABLE | SPECIALIZED INSTRUMENTATION FOR OPEN AND LAPAROSCOPIC SURGERIES
22303 | 4229680010900 | CLAMP BULLDOG DIETHRICH STRAIGHT JAW JAW LENGTH 12 MM TOTAL LENGTH 5 CM STAINLESS STEEL REUSABLE | SPECIALIZED INSTRUMENTATION FOR OPEN AND LAPAROSCOPIC SURGERIES
22304 | 4229680011000 | CLAMP BULLDOG DIETHRICH STRAIGHT JAW JAW LENGTH 8 MM TOTAL LENGTH 5 CM STAINLESS STEEL REUSABLE | SPECIALIZED INSTRUMENTATION FOR OPEN AND LAPAROSCOPIC SURGERIES
22305 | 4229680100500 | DIRECTOR, GROOVED, STRAIGHT, STAINLESS STEEL, LENGTH = 13.0CM, REUSABLE | SPECIALIZED INSTRUMENTATION FOR OPEN AND LAPAROSCOPIC SURGERIES
22306 | 4229680023900 | FORCEPS, CLAMP, PEAN/CURVED, STAINLESS STEEL, LENGTH 14 - 15 CM, REUSABLE | SPECIALIZED INSTRUMENTATION FOR OPEN AND LAPAROSCOPIC SURGERIES
22307 | 4229680100600 | FORCEPS, CLAMP, PEAN/STRAIGHT, STAINLESS STEEL, LENGTH 18 - 19 CM, REUSABLE | SPECIALIZED INSTRUMENTATION FOR OPEN AND LAPAROSCOPIC SURGERIES
22308 | 4229680024000 | FORCEPS, CLAMP, PEAN/CURVED, STAINLESS STEEL, LENGTH 16 - 17 CM, REUSABLE | SPECIALIZED INSTRUMENTATION FOR OPEN AND LAPAROSCOPIC SURGERIES
22309 | 4229680100700 | HANDLE, ROD, KLEINSASSER INSTRUMENTS, REUSABLE | SPECIALIZED INSTRUMENTATION FOR OPEN AND LAPAROSCOPIC SURGERIES
22310 | 4229680024100 | FORCEPS, CLAMP, PEAN/STRAIGHT, STAINLESS STEEL, LENGTH 16 - 17 CM, REUSABLE | SPECIALIZED INSTRUMENTATION FOR OPEN AND LAPAROSCOPIC SURGERIES
22311 | 4229680033400 | RETRACTOR, MIKULICZ, STAINLESS STEEL, TIP SIZE: 205 MM X 38 MM, LENGTH 27 - 28 CM, REUSABLE | SPECIALIZED INSTRUMENTATION FOR OPEN AND LAPAROSCOPIC SURGERIES
22312 | 4229633911000 | LAPAROSCOPIC OUTER SHEATH, METAL, WITH LUER-LOCK CONNECTOR FOR CLEANING, SIZE 3 MM, LENGTH 20 CM, REUSABLE | SURGICAL INSTRUMENT TENDER
22313 | 4229680033300 | RETRACTOR, HARRINGTON, STAINLESS STEEL, TIP SIZE: 137 MM X 44 MM (+/- 10MM), LENGTH 31 - 33 CM, REUSABLE | SPECIALIZED INSTRUMENTATION FOR OPEN AND LAPAROSCOPIC SURGERIES
22314 | 4229633911200 | LAPAROSCOPIC OUTER SHEATH, INSULATED, WITH LUER-LOCK CONNECTOR FOR CLEANING, SIZE 3 MM, LENGTH 20 CM, REUSABLE | SURGICAL INSTRUMENT TENDER
22315 | 4229680024400 | HANDLE, GIGLI HOOK, FOR WIRE SAWS, REUSABLE | SPECIALIZED INSTRUMENTATION FOR OPEN AND LAPAROSCOPIC SURGERIES
22316 | 4229680033200 | RETRACTOR, FRITSCH, STAINLESS STEEL, TIP SIZE: 53 MM X 85 MM, LENGTH 24 - 26 CM, REUSABLE | SPECIALIZED INSTRUMENTATION FOR OPEN AND LAPAROSCOPIC SURGERIES
22317 | 4229680033100 | RETRACTOR, DOUBLE/BABY ROUX, STAINLESS STEEL, LENGTH 12.5 - 13.5 CM, REUSABLE | SPECIALIZED INSTRUMENTATION FOR OPEN AND LAPAROSCOPIC SURGERIES
22318 | 4218201304900 | SPECULUM VAGINAL PEDERSON WITH NARROW TIP SIZE 120 X 25MM, REUSABLE | SPECIALIZED INSTRUMENTATION FOR OPEN AND LAPAROSCOPIC SURGERIES
22319 | 4229633911500 | OUTER SHEATH, WITH LUER-LOCK, CONNECTOR, SIZE 5 MM, LENGTH 43 CM, REUSABLE | SURGICAL INSTRUMENT TENDER
22320 | 4229633911600 | OUTER SHEATH, WITH LUER-LOCK, CONNECTOR, SIZE 5 MM, LENGTH 30 CM, REUSABLE | SURGICAL INSTRUMENT TENDER
22321 | 4229680033000 | RETRACTOR, WOUND, DEAVER, STAINLESS STEEL, TIP SIZE: 75 MM WIDE, LENGTH 30 - 31 CM, REUSABLE | SPECIALIZED INSTRUMENTATION FOR OPEN AND LAPAROSCOPIC SURGERIES
22322 | 4229680011100 | CLAMP, BULLDOG, GLOVER, ANGLED JAW, TOTAL LENGTH 6 - 7 CM, STAINLESS STEEL, REUSABLE | SPECIALIZED INSTRUMENTATION FOR OPEN AND LAPAROSCOPIC SURGERIES
22323 | 4229680101000 | HOOKLET, OTOLOGY, FIXATION/TRACTION, BARBARA/25.0 DEGREES, TIP SIZE: 0.3MM, LENGTH = 16.0CM, REUSABLE | SPECIALIZED INSTRUMENTATION FOR OPEN AND LAPAROSCOPIC SURGERIES
22324 | 4229680011200 | CLAMP BULLDOG GLOVER CURVED JAW JAW LENGTH 60 - 70 MM TOTAL LENGTH 10 - 11 CM STAINLESS STEEL REUSABLE | SPECIALIZED INSTRUMENTATION FOR OPEN AND LAPAROSCOPIC SURGERIES
22325 | 4229680101100 | HOOKLET, OTOLOGY, FIXATION/TRACTION, BARBARA/45.0 DEGREES, TIP SIZE: 0.3MM, LENGTH = 16.0CM, REUSABLE | SPECIALIZED INSTRUMENTATION FOR OPEN AND LAPAROSCOPIC SURGERIES
22326 | 4229680101200 | HOOKLET, OTOLOGY, FIXATION/TRACTION, BARBARA/45.0 DEGREES, TIP SIZE: 0.6MM, LENGTH = 16.0CM, REUSABLE | SPECIALIZED INSTRUMENTATION FOR OPEN AND LAPAROSCOPIC SURGERIES
22327 | 4229633911800 | LAPAROSCOPIC OUTER SHEATH, METAL, INSULATED, 3.5MM X 20CM, REUSABLE | SPECIALIZED INSTRUMENTATION FOR OPEN AND LAPAROSCOPIC SURGERIES
22328 | 4229680011400 | CLAMP BULLDOG GLOVER CURVED JAW JAW LENGTH 50 MM TOTAL LENGTH 8 - 9 CM STAINLESS STEEL REUSABLE | SPECIALIZED INSTRUMENTATION FOR OPEN AND LAPAROSCOPIC SURGERIES
22329 | 4218201304800 | SPECULUM VAGINAL PEDERSON WITH NARROW TIP SIZE 100 X 22MM, REUSABLE | SPECIALIZED INSTRUMENTATION FOR OPEN AND LAPAROSCOPIC SURGERIES
22330 | 4229680100900 | HOOKLET, OTOLOGY, FIXATION/TRACTION, WAGNER/CURVED/BLUNT/NO.7, LENGTH = 14.0CM, REUSABLE | SPECIALIZED INSTRUMENTATION FOR OPEN AND LAPAROSCOPIC SURGERIES
22331 | 4229680103600 | MALLET, HAMMERING, WILLIGER, WEIGHT: 275.0GM, LENGTH = 24.0CM, REUSABLE | SPECIALIZED INSTRUMENTATION FOR OPEN AND LAPAROSCOPIC SURGERIES
22332 | 4229680029300 | CLIP VASCULAR MINI STRAIGHT JAW JAW LENGTH 4 MM JAW WIDTH 0.75 MM STAINLESS STEEL REUSABLE | SPECIALIZED INSTRUMENTATION FOR OPEN AND LAPAROSCOPIC SURGERIES
22333 | 4229680103800 | SCISSORS, MICRO-EAR, WULLSTEIN/STRAIGHT, STAINLESS STEEL, TIP WIDTH= 4.0MM, REUSABLE | SPECIALIZED INSTRUMENTATION FOR OPEN AND LAPAROSCOPIC SURGERIES
22334 | 4229680111200 | FORCEPS, SEPTUM STRAIGHTENING, LEFT, LENGTH 22 - 23 CM, STAINLESS STEEL, REUSABLE | SPECIALIZED INSTRUMENTATION FOR OPEN AND LAPAROSCOPIC SURGERIES
22335 | 4229680122300 | SPECULUM, GOLDSMITH NASAL, NO.1, LENGTH 6.5CM, STAINLESS STEEL, REUSABLE | SPECIALIZED INSTRUMENTATION FOR OPEN AND LAPAROSCOPIC SURGERIES
22336 | 4229680122200 | SPECULUM, COTTLE NASAL, BLADE LENGTH 75 MM, STAINLESS STEEL,REUSABLE | SPECIALIZED INSTRUMENTATION FOR OPEN AND LAPAROSCOPIC SURGERIES
22337 | 4229680122100 | SPECULUM, COTTLE NASAL, BLADE LENGTH 50 MM, STAINLESS STEEL,REUSABLE | SPECIALIZED INSTRUMENTATION FOR OPEN AND LAPAROSCOPIC SURGERIES
22338 | 4229680122000 | SPECULUM, COTTLE NASAL, BLADE LENGTH 35 MM, STAINLESS STEEL,REUSABLE | SPECIALIZED INSTRUMENTATION FOR OPEN AND LAPAROSCOPIC SURGERIES
22339 | 4229680121900 | SPECULUM, TIECK HALLE NASAL, BLADE LENGTH 16 MM, TOTAL LENGTH 13 CM, STAINLESS STEEL, REUSABLE | SPECIALIZED INSTRUMENTATION FOR OPEN AND LAPAROSCOPIC SURGERIES
22340 | 4229680111300 | FORCEPS, SEPTUM STRAIGHTENING, RIGHT, LENGTH 22 - 23 CM, STAINLESS STEEL, REUSABLE | SPECIALIZED INSTRUMENTATION FOR OPEN AND LAPAROSCOPIC SURGERIES
22341 | 4229680121800 | GAG, MOUTH, PREVENT MOUTH CLOSING, JENNINGS, LENGTH 14 - 15 CM, REUSABLE | SPECIALIZED INSTRUMENTATION FOR OPEN AND LAPAROSCOPIC SURGERIES
22342 | 4229680111500 | KNIFE, SICKLE/WULLSTEIN/STRAIGHT, LENGTH 15 - 16 CM, STAINLESS STEEL, REUSABLE | SPECIALIZED INSTRUMENTATION FOR OPEN AND LAPAROSCOPIC SURGERIES
22343 | 4229680111600 | MESH, SUPPORT, SILICONE, SIZE 48 CM X 25 CM, REUSABLE | SPECIALIZED INSTRUMENTATION FOR OPEN AND LAPAROSCOPIC SURGERIES
22344 | 4229680112100 | PUNCH, SPHENOIDAL, DOWNWARDS, JAW WIDTH= 3.5MM X 3.5MM, REUSABLE | SPECIALIZED INSTRUMENTATION FOR OPEN AND LAPAROSCOPIC SURGERIES
22345 | 4229680112200 | PUNCH, SPHENOIDAL, UPWARDS, JAW WIDTH= 3.5MM X 3.5MM, REUSABLE | SPECIALIZED INSTRUMENTATION FOR OPEN AND LAPAROSCOPIC SURGERIES
22346 | 4229680015400 | DILATOR, AORTA, TUBBS, DIAMETER = SPREADING/8.0MM-42.0MM, REUSABLE | SPECIALIZED INSTRUMENTATION FOR OPEN AND LAPAROSCOPIC SURGERIES
22347 | 4229680112300 | PUNCH, SPHENOIDAL, UPWARDS, JAW WIDTH= 5.0MM X 5.0MM, LENGTH = 18.0CM, REUSABLE | SPECIALIZED INSTRUMENTATION FOR OPEN AND LAPAROSCOPIC SURGERIES
22348 | 4229680112400 | FORCEPS, CLAMP, SPLINTER, PIETZ ANGLED, STAINLESS STEEL, LENGTH 12 - 13 CM, REUSABLE | SPECIALIZED INSTRUMENTATION FOR OPEN AND LAPAROSCOPIC SURGERIES
22349 | 4229680121600 | MIRROR, LARYNGEAL, WITHOUT HANDLE, DIAMETER = 28.0MM, REUSABLE | SPECIALIZED INSTRUMENTATION FOR OPEN AND LAPAROSCOPIC SURGERIES
22350 | 4229680121500 | MIRROR, LARYNGEAL, WITHOUT HANDLE, DIAMETER = 24.0MM, REUSABLE | SPECIALIZED INSTRUMENTATION FOR OPEN AND LAPAROSCOPIC SURGERIES
22351 | 4229680121400 | MIRROR, LARYNGEAL, WITHOUT HANDLE, DIAMETER = 22.0MM, REUSABLE | SPECIALIZED INSTRUMENTATION FOR OPEN AND LAPAROSCOPIC SURGERIES
22352 | 4229680121300 | MIRROR, LARYNGEAL, WITHOUT HANDLE, DIAMETER = 20.0MM, REUSABLE | SPECIALIZED INSTRUMENTATION FOR OPEN AND LAPAROSCOPIC SURGERIES
22353 | 4229680121100 | MIRROR, LARYNGEAL, WITH HANDLE, DIAMETER = 20.0MM, REUSABLE | SPECIALIZED INSTRUMENTATION FOR OPEN AND LAPAROSCOPIC SURGERIES
22354 | 4229680112500 | SPREADER, RETRACTORS, PLESTER/BLUNT, STAINLESS STEEL, LENGTH = 13.0CM, TEETH: 2X1, REUSABLE | SPECIALIZED INSTRUMENTATION FOR OPEN AND LAPAROSCOPIC SURGERIES
22355 | 4229680113000 | CANNULA, SUCTION, MALLEABLE, DIAMETER 1 - 2MM, LENGTH 16 CM, REUSABLE | SURGICAL INSTRUMENT TENDER
22356 | 4229680113100 | TUBE, SUCTION, BABY-YANKAUER, LENGTH 20 - 22 CM, REUSABLE | SPECIALIZED INSTRUMENTATION FOR OPEN AND LAPAROSCOPIC SURGERIES
22357 | 4229680121000 | MIRROR, LARYNGEAL, WITH HANDLE, DIAMETER = 18.0MM, REUSABLE | SPECIALIZED INSTRUMENTATION FOR OPEN AND LAPAROSCOPIC SURGERIES
22358 | 4229680015300 | DILATOR, VASCULAR, DEBAKEY, LENGTH = 14.0CM, TIP DIAMETER = 5.0MM, REUSABLE | SPECIALIZED INSTRUMENTATION FOR OPEN AND LAPAROSCOPIC SURGERIES
22359 | 4229680113600 | TUBE, SUCTION, PLESTER, DIAMETER 2.0MM, LENGTH 19 - 20 CM, REUSABLE | SPECIALIZED INSTRUMENTATION FOR OPEN AND LAPAROSCOPIC SURGERIES
22360 | 4229680120900 | MIRROR, LARYNGEAL, WITH HANDLE, DIAMETER = 16.0MM, REUSABLE | SPECIALIZED INSTRUMENTATION FOR OPEN AND LAPAROSCOPIC SURGERIES
22361 | 4229680122400 | SPECULUM, GOLDSMITH NASAL, NO.2, LENGTH 6.5CM, STAINLESS STEEL, REUSABLE | SPECIALIZED INSTRUMENTATION FOR OPEN AND LAPAROSCOPIC SURGERIES
22362 | 4229680122500 | SPECULUM, GOLDSMITH NASAL, NO.3, LENGTH 6.5CM, STAINLESS STEEL, REUSABLE | SPECIALIZED INSTRUMENTATION FOR OPEN AND LAPAROSCOPIC SURGERIES
22363 | 4229680122600 | SPECULUM, HARTMANN HALLE NASAL, STAINLESS STEEL, NO.1, REUSABLE | SPECIALIZED INSTRUMENTATION FOR OPEN AND LAPAROSCOPIC SURGERIES
22364 | 4229680122700 | SPECULUM, HARTMANN HALLE NASAL, STAINLESS STEEL, NO.2, REUSABLE | SPECIALIZED INSTRUMENTATION FOR OPEN AND LAPAROSCOPIC SURGERIES
22365 | 4229680125000 | FORCEPS, CLAMP, ATRAUMATIC, LEES, BRONCHUS, CURVED/ANGLED, LENGTH 25 - 26 CM, STAINLESS STEEL, REUSABLE | SPECIALIZED INSTRUMENTATION FOR OPEN AND LAPAROSCOPIC SURGERIES
22366 | 4229680027200 | FORCEPS, MICRO, STRAIGHT, STAINLESS STEEL, LENGTH 15 CM, TIP SIZE: 6 MM X 0.7MM, REUSABLE | SPECIALIZED INSTRUMENTATION FOR OPEN AND LAPAROSCOPIC SURGERIES
22367 | 4229680124900 | FORCEPS, CLAMP, AORTIC, BAHNSON/CURVED, DEBAKEY, STAINLESS STEEL, LENGTH 22 - 23 CM, REUSABLE | SPECIALIZED INSTRUMENTATION FOR OPEN AND LAPAROSCOPIC SURGERIES
22368 | 4229680110800 | FORCEPS, SEPTUM, BRUENINGS, NO. 2, LENGTH 16 - 19 CM, STAINLESS STEEL, REUSABLE | SPECIALIZED INSTRUMENTATION FOR OPEN AND LAPAROSCOPIC SURGERIES
22369 | 4229680110900 | FORCEPS, SEPTUM, BRUENINGS, NO. 3, LENGTH 16 - 19 CM, STAINLESS STEEL, REUSABLE | SPECIALIZED INSTRUMENTATION FOR OPEN AND LAPAROSCOPIC SURGERIES
22370 | 4229680001600 | RETRACTOR, AORTA, ROSS/FLEXIBLE SHAFT, STAINLESS STEEL, TIP 5, LENGTH 24 - 28 CM, REUSABLE | SPECIALIZED INSTRUMENTATION FOR OPEN AND LAPAROSCOPIC SURGERIES
22371 | 4229680001500 | RETRACTOR, AORTA, ROSS/FLEXIBLE SHAFT, STAINLESS STEEL, TIP 4, LENGTH 24 - 28 CM, REUSABLE | SPECIALIZED INSTRUMENTATION FOR OPEN AND LAPAROSCOPIC SURGERIES
22372 | 4229680111000 | FORCEPS, SEPTUM, MIDDLETON/OPEN, LENGTH 19 - 20 CM, STAINLESS STEEL, REUSABLE | SPECIALIZED INSTRUMENTATION FOR OPEN AND LAPAROSCOPIC SURGERIES
22373 | 4229680111100 | KNIFE, SEPTUM, FREER/CURVED, STAINLESS STEEL, LENGTH 18 - 19CM, REUSABLE | SPECIALIZED INSTRUMENTATION FOR OPEN AND LAPAROSCOPIC SURGERIES
22374 | 4229680001400 | RETRACTOR, AORTA, ROSS/FLEXIBLE SHAFT, STAINLESS STEEL, TIP 3, LENGTH 24 - 28 CM, REUSABLE | SPECIALIZED INSTRUMENTATION FOR OPEN AND LAPAROSCOPIC SURGERIES
22375 | 4229680001300 | RETRACTOR, AORTA, ROSS/FLEXIBLE SHAFT, STAINLESS STEEL, TIP 2, LENGTH 24 - 28 CM, REUSABLE | SPECIALIZED INSTRUMENTATION FOR OPEN AND LAPAROSCOPIC SURGERIES
22376 | 4229680124800 | FORCEPS, CLAMP, AORTIC ANEURYSM, ATRAUMATIC/DEBAKEY, SLIGHTLY CURVED, STAINLESS STEEL, LENGTH 30 - 31 CM, REUSABLE | SPECIALIZED INSTRUMENTATION FOR OPEN AND LAPAROSCOPIC SURGERIES
22377 | 4229680124700 | FORCEPS, BULLDOG, APPLYING, TOTAL LENGTH 24 - 25 CM, STAINLESS STEEL, REUSABLE | SPECIALIZED INSTRUMENTATION FOR OPEN AND LAPAROSCOPIC SURGERIES
22378 | 4229680120800 | MIRROR, LARYNGEAL, RHODIUM/WITHOUT HANDLE, DIAMETER = NO.2, REUSABLE | SPECIALIZED INSTRUMENTATION FOR OPEN AND LAPAROSCOPIC SURGERIES
22379 | 4229680124500 | SAW, COMPLETE AMPUTATION WITH 2 BLADES, CUTTING BONE, CHARRIERE, LENGTH 30 - 35 CM, REUSABLE | SPECIALIZED INSTRUMENTATION FOR OPEN AND LAPAROSCOPIC SURGERIES
22380 | 4229680124300 | SPATULA, ABDOMINAL MALLEABLE, OBTAIN EXPOSURE TO THE SURGICAL FIELD, MALLEABLE, WIDTH= 40.0MM, LENGTH = 33.0CM, REUSABLE | SPECIALIZED INSTRUMENTATION FOR OPEN AND LAPAROSCOPIC SURGERIES
22381 | 4229680124200 | SPATULA, ABDOMINAL MALLEABLE, OBTAIN EXPOSURE TO THE SURGICAL FIELD, HABERER, WIDTH= 37.0MM-45.0MM, LENGTH = 30.0CM, REUSABLE | SPECIALIZED INSTRUMENTATION FOR OPEN AND LAPAROSCOPIC SURGERIES
22382 | 4229680124100 | SPATULA, ABDOMINAL MALLEABLE, OBTAIN EXPOSURE TO THE SURGICAL FIELD, HABERER, WIDTH= 25.0MM-30.0MM, LENGTH = 28.0CM, REUSABLE | SPECIALIZED INSTRUMENTATION FOR OPEN AND LAPAROSCOPIC SURGERIES
22383 | 4229680124000 | RETRACTOR, ABDOMINAL, KIRSCHNER/DENNIS-BROWN/COMPLETE, STAINLESS STEEL, REUSABLE | SPECIALIZED INSTRUMENTATION FOR OPEN AND LAPAROSCOPIC SURGERIES
22384 | 4229680123900 | PERFORATOR, TYMPANUM, OTOLOGY, LUCAE/VERTICAL, LENGTH 17 - 18 CM, REUSABLE | SPECIALIZED INSTRUMENTATION FOR OPEN AND LAPAROSCOPIC SURGERIES
22385 | 4229680123800 | PERFORATOR, TYMPANUM, OTOLOGY, LUCAE/HORIZONTAL, LENGTH 17 - 18 CM, REUSABLE | SPECIALIZED INSTRUMENTATION FOR OPEN AND LAPAROSCOPIC SURGERIES
22386 | 4229680123700 | FORK, TUNING, OTOLOGY, LUCAE/ WITH SOCKET, REUSABLE | SPECIALIZED INSTRUMENTATION FOR OPEN AND LAPAROSCOPIC SURGERIES
22387 | 4229680015500 | FORCEPS, CLAMP, GEMINI/CURVED, STAINLESS STEEL, LENGTH 13 - 15 CM, REUSABLE | SPECIALIZED INSTRUMENTATION FOR OPEN AND LAPAROSCOPIC SURGERIES
22388 | 4229680027300 | FORCEPS, MICRO, STRAIGHT, STAINLESS STEEL, LENGTH 18 CM, TIP SIZE: 0.6 MM - 0.7 MM, REUSABLE | SPECIALIZED INSTRUMENTATION FOR OPEN AND LAPAROSCOPIC SURGERIES
22389 | 4229680123300 | DEPRESSOR, TONGUE, DISTANCING, HARTMANN, LENGTH = 15.0CM, REUSABLE | SPECIALIZED INSTRUMENTATION FOR OPEN AND LAPAROSCOPIC SURGERIES
22390 | 4229680123200 | HANDLE, SUCTION, LUER CONE, FINGER CUT OFF, REUSABLE | SPECIALIZED INSTRUMENTATION FOR OPEN AND LAPAROSCOPIC SURGERIES
22391 | 4229680123000 | PROBE, SURGICAL, TISSUE MANIPULATION, STAINLESS STEEL, BUTTON END, DIAMETER = 1.0MM, LENGTH = 16.0CM, REUSABLE | SPECIALIZED INSTRUMENTATION FOR OPEN AND LAPAROSCOPIC SURGERIES
22392 | 4229680122800 | FORCEPS, NASAL, TAMPON, HARTMANN, LENGTH 18 - 19 CM, STAINLESS STEEL, REUSABLE | SPECIALIZED INSTRUMENTATION FOR OPEN AND LAPAROSCOPIC SURGERIES
22393 | 4229680124400 | SPREADER, RIB, BURFORD, ALUMINUM, LENGTH 28 - 30 CM, REUSABLE | SPECIALIZED INSTRUMENTATION FOR OPEN AND LAPAROSCOPIC SURGERIES
22394 | 4229680028100 | NEEDLE HOLDER, MICRO/STRAIGHT/WITHOUT LOCK, STAINLESS STEEL, LENGTH = 18.0CM, REUSABLE | SPECIALIZED INSTRUMENTATION FOR OPEN AND LAPAROSCOPIC SURGERIES
22395 | 4229680028000 | NEEDLE HOLDER, MICRO/STRAIGHT/WITHOUT LOCK, STAINLESS STEEL, LENGTH = 15.0CM, REUSABLE | SPECIALIZED INSTRUMENTATION FOR OPEN AND LAPAROSCOPIC SURGERIES
22396 | 4229680018000 | DISSECTOR, ROBB/DOUBLE, STAINLESS STEEL, SIZE: 1, LENGTH 24 CM, REUSABLE | SPECIALIZED INSTRUMENTATION FOR OPEN AND LAPAROSCOPIC SURGERIES
22397 | 4229680114700 | NEEDLE HOLDER, JABOMA/WITH LOCK, TUNGSTEN CARBIDE, LENGTH 18 CM, REUSABLE | SPECIALIZED INSTRUMENTATION FOR OPEN AND LAPAROSCOPIC SURGERIES
22398 | 4229680114800 | FORCEPS, TISSUE, JABOMA/STRAIGHT, TUNGSTEN CARBIDE, LENGTH 18 CM, 1X2, REUSABLE | SPECIALIZED INSTRUMENTATION FOR OPEN AND LAPAROSCOPIC SURGERIES
22399 | 4229680114900 | HOOKLET, RHINOLOGY, FIXATION/TRACTION, TENACULUM/COTTLE/SHARP, LENGTH = 17.0CM, REUSABLE | SPECIALIZED INSTRUMENTATION FOR OPEN AND LAPAROSCOPIC SURGERIES
22400 | 4229680115000 | FORCEPS TIP, FOR LARYNGEAL/FRAENKEL/SERRATED, STAINLESS STEEL, COMPATIBLE WITH UNIVERSAL HANDLE, REUSABLE | SPECIALIZED INSTRUMENTATION FOR OPEN AND LAPAROSCOPIC SURGERIES
22401 | 4229680117800 | FORCEPS, EAR DRESSING, JANSEN/BAYONET, STAINLESS STEEL, LENGTH 14 - 15 CM, REUSABLE | SPECIALIZED INSTRUMENTATION FOR OPEN AND LAPAROSCOPIC SURGERIES
22402 | 4229680027800 | NEEDLE HOLDER, JACOBSON/MICRO, LENGTH 18 -19 CM, STRAIGHT, WIDTH 1 MM, WITH RATCHET, TUNGSTEN CARBIDE JAW, REUSABLE | SPECIALIZED INSTRUMENTATION FOR OPEN AND LAPAROSCOPIC SURGERIES
22403 | 4229680117700 | FORCEPS, CUP, EAR POLYPUS, HARTMANN, STRAIGHT, TIP WIDTH 2 - 3 MM, STAINLESS STEEL, REUSABLE | SPECIALIZED INSTRUMENTATION FOR OPEN AND LAPAROSCOPIC SURGERIES
22404 | 4229680115100 | FORCEPS TIP, FOR LARYNGEAL/SEIFFERT/COARSE, STAINLESS STEEL, COMPATIBLE WITH UNIVERSAL HANDLE, REUSABLE | SPECIALIZED INSTRUMENTATION FOR OPEN AND LAPAROSCOPIC SURGERIES
22405 | 4229680115200 | FORCEPS, TISSUE, STANDARD, STAINLESS STEEL, LENGTH 12 CM, TEETH: 1X2, REUSABLE | SPECIALIZED INSTRUMENTATION FOR OPEN AND LAPAROSCOPIC SURGERIES
22406 | 4229680115300 | DEPRESSOR, TONGUE, DISTANCING, MCIVOR/FENESTRATED/NO.2, REUSABLE | SPECIALIZED INSTRUMENTATION FOR OPEN AND LAPAROSCOPIC SURGERIES
22407 | 4229680117600 | CURETTE, BUCK, EAR, CURVED/BLUNT, SIZE: NO.2, STAINLESS STEEL, REUSABLE | SPECIALIZED INSTRUMENTATION FOR OPEN AND LAPAROSCOPIC SURGERIES
22408 | 4229680027700 | NEEDLE HOLDER, MICRO/STRAIGHT/WITH LOCK, LENGTH = 15.0CM, REUSABLE | SPECIALIZED INSTRUMENTATION FOR OPEN AND LAPAROSCOPIC SURGERIES
22409 | 4229680115400 | DEPRESSOR, TONGUE, DISTANCING, DAVIS -BOYLE, FENESTRATED/NO.4, REUSABLE | SPECIALIZED INSTRUMENTATION FOR OPEN AND LAPAROSCOPIC SURGERIES
22410 | 4229680117900 | FORCEPS, EAR POLYPUS, HARTMANN, STRAIGHT, LENGTH 11 - 12 CM, STAINLESS STEEL, REUSABLE | SPECIALIZED INSTRUMENTATION FOR OPEN AND LAPAROSCOPIC SURGERIES
22411 | 4229680115500 | FORCEPS,CLAMP, TONSIL, SEIZING/BLOHMKE, STAINLESS STEEL, LENGTH 20 - 21 CM, WITH TEETH , REUSABLE | SPECIALIZED INSTRUMENTATION FOR OPEN AND LAPAROSCOPIC SURGERIES
22412 | 4229680117500 | CURETTE, BUCK, EAR, CURVED/BLUNT, SIZE: NO.1, STAINLESS STEEL, REUSABLE | SPECIALIZED INSTRUMENTATION FOR OPEN AND LAPAROSCOPIC SURGERIES
22413 | 4229680115700 | FORCEPS, TONSIL, HARTMANN, JAW DIAMETER 15 MM, STAINLESS STEEL, REUSABLE | SPECIALIZED INSTRUMENTATION FOR OPEN AND LAPAROSCOPIC SURGERIES
22414 | 4229680115800 | KNIFE, TONSIL, BRUENINGS, LENGTH 21 - 23 CM, STAINLESS STEEL, REUSABLE | SPECIALIZED INSTRUMENTATION FOR OPEN AND LAPAROSCOPIC SURGERIES
22415 | 4229680036300 | FORCEPS, RING, STRAIGHT, STAINLESS STEEL, LENGTH = 18.0CM, TIP SIZE: 1.0X0.5MM, REUSABLE | SPECIALIZED INSTRUMENTATION FOR OPEN AND LAPAROSCOPIC SURGERIES
22416 | 4229680117100 | ELEVATOR, ZYGOMA, GILLIES/ANGULATED, STAINLESS STEEL, LENGTH = 25.0CM, REUSABLE | SPECIALIZED INSTRUMENTATION FOR OPEN AND LAPAROSCOPIC SURGERIES
22417 | 4229680116000 | SCISSORS, OPERATING, TONSIL/BOETTCHER/BLUNT, STAINLESS STEEL, LENGTH = 18.0CM, REUSABLE | SPECIALIZED INSTRUMENTATION FOR OPEN AND LAPAROSCOPIC SURGERIES
22418 | 4229680116900 | FORCEPS, GRASPING, ALLIGATOR/MCGEE, DOWNWARD, TIP SIZE 3.5 MM X 0.8 MM, STAINLESS STEEL, REUSABLE | SPECIALIZED INSTRUMENTATION FOR OPEN AND LAPAROSCOPIC SURGERIES
22419 | 4229680116800 | UNIVERSAL HANDLE FOR LARYNGEAL/HUBER, STAINLESS STEEL, REUSABLE | SPECIALIZED INSTRUMENTATION FOR OPEN AND LAPAROSCOPIC SURGERIES
22420 | 4229680116700 | PERFORATOR, TYMPANUM, OTOLOGY, VERTICAL, LENGTH 15 - 17 CM, REUSABLE | SPECIALIZED INSTRUMENTATION FOR OPEN AND LAPAROSCOPIC SURGERIES
22421 | 4229680116600 | PERFORATOR, TYMPANUM, OTOLOGY, STRAIGHT, LENGTH 16 - 18 CM, REUSABLE | SPECIALIZED INSTRUMENTATION FOR OPEN AND LAPAROSCOPIC SURGERIES
22422 | 4229680116500 | PERFORATOR, TYMPANUM, OTOLOGY, HORIZONTAL, LENGTH 16 - 17 CM, REUSABLE | SPECIALIZED INSTRUMENTATION FOR OPEN AND LAPAROSCOPIC SURGERIES
22423 | 4229680116400 | TONSIL SNARE, TYDING, WITH ONE TIP, REUSABLE | SPECIALIZED INSTRUMENTATION FOR OPEN AND LAPAROSCOPIC SURGERIES
22424 | 4229680116300 | TONSIL SNARE, EVE, WITHOUT RATCHET, LENGTH 28 - 29 CM, REUSABLE | SPECIALIZED INSTRUMENTATION FOR OPEN AND LAPAROSCOPIC SURGERIES
22425 | 4229680115600 | FORCEPS, TONSIL, HARTMANN, JAW DIAMETER 13 MM, STAINLESS STEEL, REUSABLE | SPECIALIZED INSTRUMENTATION FOR OPEN AND LAPAROSCOPIC SURGERIES
22426 | 4229680125100 | FORCEPS, VASCULAR, ATRAUMATIC/DEBAKEY, STAINLESS STEEL, LENGTH = 16.0CM, TIP WIDTH= 1.5MM, REUSABLE | SPECIALIZED INSTRUMENTATION FOR OPEN AND LAPAROSCOPIC SURGERIES
22427 | 4229680118000 | FORCEPS, EAR POLYPUS, HARTMANN/WULLSTEIN/ALLIGATOR, LENGTH 8 CM, STAINLESS STEEL, REUSABLE | SPECIALIZED INSTRUMENTATION FOR OPEN AND LAPAROSCOPIC SURGERIES
22428 | 4229680118200 | FORCEPS, EAR POLYPUS, HARTMANN, STRAIGHT, LENGTH 13 - 14 CM, STAINLESS STEEL, REUSABLE | SPECIALIZED INSTRUMENTATION FOR OPEN AND LAPAROSCOPIC SURGERIES
22429 | 4229680113700 | TUBE, SUCTION, PLESTER, DIAMETER 2.5MM, LENGTH 19 - 20 CM, REUSABLE | SPECIALIZED INSTRUMENTATION FOR OPEN AND LAPAROSCOPIC SURGERIES
22430 | 4229680113800 | TUBE, SUCTION, PLESTER, DIAMETER 3.0MM, LENGTH 19 -20 CM, REUSABLE | SPECIALIZED INSTRUMENTATION FOR OPEN AND LAPAROSCOPIC SURGERIES
22431 | 4229680114000 | TUBE, SUCTION, WULLSTEIN/WITH 3 CANNULAS, REUSABLE | SPECIALIZED INSTRUMENTATION FOR OPEN AND LAPAROSCOPIC SURGERIES
22432 | 4229680114200 | KNIFE, SWIVEL, BALLENGER, BAYONET, LENGTH 4 MM, STAINLESS STEEL, REUSABLE | SPECIALIZED INSTRUMENTATION FOR OPEN AND LAPAROSCOPIC SURGERIES
22433 | 4229680114300 | FORCEPS, POTTS-SMITH, TUNGSTEN CARBIDE, LENGTH 20 CM, REUSABLE | SPECIALIZED INSTRUMENTATION FOR OPEN AND LAPAROSCOPIC SURGERIES
22434 | 4229680120700 | MIRROR, LARYNGEAL, RHODIUM/WITHOUT HANDLE, DIAMETER = NO.1, REUSABLE | SPECIALIZED INSTRUMENTATION FOR OPEN AND LAPAROSCOPIC SURGERIES
22435 | 4229680120600 | MIRROR, LARYNGEAL, RHODIUM/WITHOUT HANDLE, DIAMETER = NO.0, REUSABLE | SPECIALIZED INSTRUMENTATION FOR OPEN AND LAPAROSCOPIC SURGERIES
22436 | 4229680120500 | MIRROR, LARYNGEAL, RHODIUM/WITH HANDLE, DIAMETER = NO.2, REUSABLE | SPECIALIZED INSTRUMENTATION FOR OPEN AND LAPAROSCOPIC SURGERIES
22437 | 4229680120300 | MIRROR, LARYNGEAL, RHODIUM/WITH HANDLE, DIAMETER = NO.00, REUSABLE | SPECIALIZED INSTRUMENTATION FOR OPEN AND LAPAROSCOPIC SURGERIES
22438 | 4229680001200 | RETRACTOR, AORTA, ROSS/FLEXIBLE SHAFT, STAINLESS STEEL, TIP 1, LENGTH 24 - 28 CM, REUSABLE | SPECIALIZED INSTRUMENTATION FOR OPEN AND LAPAROSCOPIC SURGERIES
22439 | 4229680120100 | MIRROR, LARYNGEAL, MICHEL, DIAMETER = 14.0MM, REUSABLE | SPECIALIZED INSTRUMENTATION FOR OPEN AND LAPAROSCOPIC SURGERIES
22440 | 4229680120000 | MIRROR, LARYNGEAL, MICHEL, DIAMETER = 12.0MM, REUSABLE | SPECIALIZED INSTRUMENTATION FOR OPEN AND LAPAROSCOPIC SURGERIES
22441 | 4229680119900 | HOOKLET, OTOLOGY, FIXATION/TRACTION, PROBE END/LUCAE/NO.1, LENGTH = 14.0CM, REUSABLE | SPECIALIZED INSTRUMENTATION FOR OPEN AND LAPAROSCOPIC SURGERIES
22442 | 4229680118100 | FORCEPS, EAR POLYPUS, STRUEMPEL, STRAIGHT, WORKING LENGTH 8 CM, STAINLESS STEEL, REUSABLE | SPECIALIZED INSTRUMENTATION FOR OPEN AND LAPAROSCOPIC SURGERIES
22443 | 4229680027400 | FORCEPS, MICRO, STRAIGHT, TITANIUM, LENGTH = 23.0CM, TIP SIZE: 6.0MM X 0.7MM, TEETH: 1X1, REUSABLE | SPECIALIZED INSTRUMENTATION FOR OPEN AND LAPAROSCOPIC SURGERIES
22444 | 4229680027500 | FORCEPS, MICRO, TRIANGLE TIP, STAINLESS STEEL, LENGTH = 11.0CM, REUSABLE | SPECIALIZED INSTRUMENTATION FOR OPEN AND LAPAROSCOPIC SURGERIES
22445 | 4229680119700 | PROBE, WAGENER EAR HOOK, STAINLESS STEEL, DIAMETER 3 MM, LENGTH 14 - 15 CM, REUSABLE | SPECIALIZED INSTRUMENTATION FOR OPEN AND LAPAROSCOPIC SURGERIES
22446 | 4229680027600 | HOOKLET, NEUROSURGERY, FIXATION/TRACTION, MICRO/SHARP, LENGTH = 23.0CM, REUSABLE | SPECIALIZED INSTRUMENTATION FOR OPEN AND LAPAROSCOPIC SURGERIES
22447 | 4229680114400 | FORCEPS, JABOMA, TUNGSTEN CARBIDE, LENGTH 18 CM, REUSABLE | SPECIALIZED INSTRUMENTATION FOR OPEN AND LAPAROSCOPIC SURGERIES
22448 | 4229680119600 | HANDLE, LARYNGEAL MIRROR, LENGTH = 12.5CM, REUSABLE | SPECIALIZED INSTRUMENTATION FOR OPEN AND LAPAROSCOPIC SURGERIES
22449 | 4229680114500 | FORCEPS, JABOMA/ANGLED, TUNGSTEN CARBIDE, LENGTH 18 CM, 1X2, REUSABLE | SPECIALIZED INSTRUMENTATION FOR OPEN AND LAPAROSCOPIC SURGERIES
22450 | 4229680119500 | LEVER, FOREIGN BODY, OCTOLOGY, ZAUFAL, LENGTH = 15.0CM, REUSABLE | SPECIALIZED INSTRUMENTATION FOR OPEN AND LAPAROSCOPIC SURGERIES
22451 | 4229680119400 | CATHETER, EUSTACHIAN, EAR DRAINAGE, HARTMANN/SIZE NO:3 , LENGTH 13 - 15 CM, REUSABLE | SPECIALIZED INSTRUMENTATION FOR OPEN AND LAPAROSCOPIC SURGERIES
22452 | 4229680119300 | CATHETER, EUSTACHIAN, EAR DRAINAGE, HARTMANN/SIZE NO:2, LENGTH 13 - 15 CM, REUSABLE | SPECIALIZED INSTRUMENTATION FOR OPEN AND LAPAROSCOPIC SURGERIES
22453 | 4229680114600 | NEEDLE HOLDER, HEGAR-BAUMGARTNER, LENGTH 12 - 13 CM, TUNGSTEN CARBIDE, REUSABLE | SPECIALIZED INSTRUMENTATION FOR OPEN AND LAPAROSCOPIC SURGERIES
22454 | 4229680119200 | CATHETER, EUSTACHIAN, EAR DRAINAGE, HARTMANN/SIZE NO:1, LENGTH 13 - 15 CM, REUSABLE | SPECIALIZED INSTRUMENTATION FOR OPEN AND LAPAROSCOPIC SURGERIES
22455 | 4229680118300 | FORCEPS, EAR POLYPUS, HARTMANN, STRAIGHT, LENGTH 8 - 9 CM, STAINLESS STEEL, REUSABLE | SPECIALIZED INSTRUMENTATION FOR OPEN AND LAPAROSCOPIC SURGERIES
22456 | 4229680027900 | NEEDLE HOLDER, MICRO/CURVED/WITHOUT LOCK, STAINLESS STEEL, LENGTH 14 - 15 CM, REUSABLE | SPECIALIZED INSTRUMENTATION FOR OPEN AND LAPAROSCOPIC SURGERIES
22457 | 4229680119800 | PROBE, WAGENER EAR HOOK, STAINLESS STEEL, DIAMETER 4 MM, LENGTH 14 - 15 CM, REUSABLE | SPECIALIZED INSTRUMENTATION FOR OPEN AND LAPAROSCOPIC SURGERIES
22458 | 4229680099000 | FORCEPS, NASAL, TAMPON, WESTMACOTT, LENGTH 19 - 20 CM, STAINLESS STEEL, REUSABLE | SPECIALIZED INSTRUMENTATION FOR OPEN AND LAPAROSCOPIC SURGERIES
22459 | 4229680125200 | FORCEPS, VASCULAR, ATRAUMATIC/DEBAKEY, STAINLESS STEEL, LENGTH = 20.0CM, TIP WIDTH= 1.5MM, REUSABLE | SPECIALIZED INSTRUMENTATION FOR OPEN AND LAPAROSCOPIC SURGERIES
22460 | 4229680027100 | FORCEPS, MICRO, PIERSE TIP/STRAIGHT, STAINLESS STEEL, LENGTH 13 - 14 CM, REUSABLE | SPECIALIZED INSTRUMENTATION FOR OPEN AND LAPAROSCOPIC SURGERIES
22461 | 4229680014900 | DILATOR, VASCULAR, DEBAKEY, LENGTH = 14.0CM, TIP DIAMETER = 3.0MM, REUSABLE | SPECIALIZED INSTRUMENTATION FOR OPEN AND LAPAROSCOPIC SURGERIES
22462 | 4412210100500 | NEEDLE HOLDER ERGONOMIC STRAIGHT HANDLE WITH DISENGAGEABLE RATCHET RATCHET RELEASE ON RIGHT SIDE LEFT CURVED JAWS 5 MM LENGTH 33 CM REUSABLE | SPECIALIZED INSTRUMENTATION FOR OPEN AND LAPAROSCOPIC SURGERIES
22463 | 4229680028400 | SCISSORS, MICRO, BLUNT-BLUNT/CURVED, STAINLESS STEEL, LENGTH = 18.0CM, REUSABLE | SPECIALIZED INSTRUMENTATION FOR OPEN AND LAPAROSCOPIC SURGERIES
22464 | 4229680028300 | RASPATORY, MICRO, SCRAPING, YASARGIL/CURVED, LENGTH 18 - 19 CM, REUSABLE | SPECIALIZED INSTRUMENTATION FOR OPEN AND LAPAROSCOPIC SURGERIES
22465 | 4412210100400 | NEEDLE HOLDER DISMANTLING ERGONOMIC PISTOL HANDLE WITH DISENGAGEABLE RATCHET RATCHET RELEASE ON RIGHT SIDE LEFT CURVED JAWS 5 MM LENGTH 32 - 37 CM REUSABLE | SURGICAL INSTRUMENT TENDER
22466 | 4229680028200 | NEEDLE HOLDER, MICRO/STRAIGHT/WITH LOCK, STAINLESS STEEL, LENGTH = 21.0CM, REUSABLE | SPECIALIZED INSTRUMENTATION FOR OPEN AND LAPAROSCOPIC SURGERIES
22467 | 4229680015000 | DILATOR, VASCULAR, DEBAKEY, LENGTH = 14.0CM, TIP DIAMETER = 3.5MM, REUSABLE | SPECIALIZED INSTRUMENTATION FOR OPEN AND LAPAROSCOPIC SURGERIES
22468 | 4229680017300 | FORCEPS, SEMKEN, STAINLESS STEEL, LENGTH 15 CM, TEETH: 1X2, REUSABLE | SPECIALIZED INSTRUMENTATION FOR OPEN AND LAPAROSCOPIC SURGERIES
22469 | 4229680106000 | NEEDLE, OTOLOGY, BARBARA/SLIGHTLY CURVED, LENGTH = 16.0CM, REUSABLE | SPECIALIZED INSTRUMENTATION FOR OPEN AND LAPAROSCOPIC SURGERIES
22470 | 4229680106100 | NEEDLE, OTOLOGY, BARBARA/STRAIGHT, LENGTH = 16.0CM, REUSABLE | SPECIALIZED INSTRUMENTATION FOR OPEN AND LAPAROSCOPIC SURGERIES
22471 | 4229680106200 | NEEDLE, OTOLOGY, BARBARA/STRONGLY CURVED, LENGTH = 16.0CM, REUSABLE | SPECIALIZED INSTRUMENTATION FOR OPEN AND LAPAROSCOPIC SURGERIES
22472 | 4229680106300 | NEEDLE HOLDER, ADSON/FENESTRATED, STAINLESS STEEL, LENGTH 18 CM, REUSABLE | SPECIALIZED INSTRUMENTATION FOR OPEN AND LAPAROSCOPIC SURGERIES
22473 | 4229680127200 | FORCEPS, CLAMP, INTESTINAL, KOCHER/CURVED, STAINLESS STEEL, LENGTH 24 - 25 CM, REUSABLE | SPECIALIZED INSTRUMENTATION FOR OPEN AND LAPAROSCOPIC SURGERIES
22474 | 4229680127100 | FORCEPS, CLAMP, INTESTINAL, KOCHER/STRAIGHT, STAINLESS STEEL, LENGTH 22 - 23 CM, REUSABLE | SPECIALIZED INSTRUMENTATION FOR OPEN AND LAPAROSCOPIC SURGERIES
22475 | 4229680015100 | DILATOR, VASCULAR, DEBAKEY, LENGTH = 14.0CM, TIP DIAMETER = 4.0MM, REUSABLE | SPECIALIZED INSTRUMENTATION FOR OPEN AND LAPAROSCOPIC SURGERIES
22476 | 4229680127000 | FORCEPS, CARDIOVASCULAR, ATRAUMATIC/POTTS/STRAIGHT, STAINLESS STEEL, LENGTH = 23.5CM, REUSABLE | SPECIALIZED INSTRUMENTATION FOR OPEN AND LAPAROSCOPIC SURGERIES
22477 | 4229680126900 | FORCEPS, VASCULAR, ATRAUMATIC/POTTS/CURVED, STAINLESS STEEL, LENGTH = 31.0CM, REUSABLE | SPECIALIZED INSTRUMENTATION FOR OPEN AND LAPAROSCOPIC SURGERIES
22478 | 4229680126800 | FORCEPS, VASCULAR CLAMP, ATRAUMATIC/POTTS/CURVED, STAINLESS STEEL, LENGTH 26 CM, REUSABLE | SPECIALIZED INSTRUMENTATION FOR OPEN AND LAPAROSCOPIC SURGERIES
22479 | 4229680126700 | FORCEPS, CARDIOVASCULAR, ATRAUMATIC/POTTS/CURVED, STAINLESS STEEL, LENGTH = 23.0CM, REUSABLE | SPECIALIZED INSTRUMENTATION FOR OPEN AND LAPAROSCOPIC SURGERIES
22480 | 4229680004200 | FORCEPS, CLAMP, VASCULAR, ATRAUMATIC/COOLEY, 45 - 60 DEGREE ANGLED, STAINLESS STEEL, LENGTH 16 - 17 CM, REUSABLE | SPECIALIZED INSTRUMENTATION FOR OPEN AND LAPAROSCOPIC SURGERIES
22481 | 4229680015200 | DILATOR, VASCULAR, DEBAKEY, LENGTH = 14.0CM, TIP DIAMETER = 4.5MM, REUSABLE | SPECIALIZED INSTRUMENTATION FOR OPEN AND LAPAROSCOPIC SURGERIES
22482 | 4229680106400 | NEEDLE HOLDER, DERF/LONGITUDINAL SERRATION, LENGTH 13 CM, STAINLESS STEEL, REUSABLE | SPECIALIZED INSTRUMENTATION FOR OPEN AND LAPAROSCOPIC SURGERIES
22483 | 4229680126600 | FORCEPS, VASCULAR CLAMP, ATRAUMATIC/POTTS/ANGLED, STAINLESS STEEL, LENGTH 22 CM, REUSABLE | SPECIALIZED INSTRUMENTATION FOR OPEN AND LAPAROSCOPIC SURGERIES
22484 | 4229680026300 | MALLET, HAMMERING, PLASTIC INSERTS, WEIGHT: 345.0GM, LENGTH = 24.0CM, REUSABLE | SPECIALIZED INSTRUMENTATION FOR OPEN AND LAPAROSCOPIC SURGERIES
22485 | 4229680126500 | FORCEPS, CLAMP, ATRAUMATIC DEBAKEY TIP, PEAN/STRAIGHT, STAINLESS STEEL, LENGTH 20 - 21 CM, REUSABLE | SPECIALIZED INSTRUMENTATION FOR OPEN AND LAPAROSCOPIC SURGERIES
22486 | 4229680126400 | FORCEPS, CLAMP, ATRAUMATIC DEBAKEY TIP, PEAN/STRAIGHT, STAINLESS STEEL, LENGTH 18 - 19 CM, REUSABLE | SPECIALIZED INSTRUMENTATION FOR OPEN AND LAPAROSCOPIC SURGERIES
22487 | 4229680106600 | LARYNGOSCOPE, LARYNX EXAMINATION,NO.3, LENGTH 18 CM, REUSABLE | SPECIALIZED INSTRUMENTATION FOR OPEN AND LAPAROSCOPIC SURGERIES
22488 | 4229680028500 | SCISSORS, MICRO, SHARP-SHARP/CURVED, STAINLESS STEEL, LENGTH = 15.0CM, REUSABLE | SPECIALIZED INSTRUMENTATION FOR OPEN AND LAPAROSCOPIC SURGERIES
22489 | 4229680014800 | DILATOR, VASCULAR, DEBAKEY, LENGTH = 14.0CM, TIP DIAMETER = 2.5MM, REUSABLE | SPECIALIZED INSTRUMENTATION FOR OPEN AND LAPAROSCOPIC SURGERIES
22490 | 4229680028600 | SCISSORS, MICRO, SHARP-SHARP/CURVED, STAINLESS STEEL, LENGTH = 18.0CM, REUSABLE | SPECIALIZED INSTRUMENTATION FOR OPEN AND LAPAROSCOPIC SURGERIES
22491 | 4229680028700 | SCISSORS, MICRO, SHARP-SHARP/STRAIGHT, STAINLESS STEEL, LENGTH = 18.0CM, REUSABLE | SPECIALIZED INSTRUMENTATION FOR OPEN AND LAPAROSCOPIC SURGERIES
22492 | 4229680103900 | FORCEPS, TISSUE, DELICATE/STRAIGHT, STAINLESS STEEL, TEETH: 1X2, LENGTH 10 - 11 CM, REUSABLE | SPECIALIZED INSTRUMENTATION FOR OPEN AND LAPAROSCOPIC SURGERIES
22493 | 4229680104100 | FORCEPS, MICRO CUP, STRAIGHT, LENGTH 8 CM, TIP SIZE 4 MM X 0.9 MM, STAINLESS STEEL, REUSABLE | SPECIALIZED INSTRUMENTATION FOR OPEN AND LAPAROSCOPIC SURGERIES
22494 | 4229680029200 | RETRACTOR, THORACOTOMY, MINIMAL INVASIVE, ADJUSTABLE/JOINTED ARMS/DETACHABLE CROSS BAR/2 PAIR OF BLADE, COMPLETE SYSTEM, STAINLESS S TEEL, REUSABLE | SPECIALIZED INSTRUMENTATION FOR OPEN AND LAPAROSCOPIC SURGERIES
22495 | 4229680104200 | FORCEPS, ALLIGATOR, MICRO EAR, STRAIGHT, TIP SIZE 4 MM X 0.6 MM, LENGTH 8 CM, STAINLESS STEEL, REUSABLE | SPECIALIZED INSTRUMENTATION FOR OPEN AND LAPAROSCOPIC SURGERIES
22496 | 4229680029100 | EXTRACTOR/DISSECTOR, PHLEBO, VARADY/MINI, DOUBLE END, LENGTH 17 - 18 CM, REUSABLE | SPECIALIZED INSTRUMENTATION FOR OPEN AND LAPAROSCOPIC SURGERIES
22497 | 4229680104300 | FORCEPS, ALLIGATOR, MICRO EAR, STRAIGHT, TIP SIZE 4 MM X 0.8 MM, LENGTH 8 CM, STAINLESS STEEL, REUSABLE | SPECIALIZED INSTRUMENTATION FOR OPEN AND LAPAROSCOPIC SURGERIES
22498 | 4215280808500 | CURETTE FOX SIZE 3MM, REUSABLE | SPECIALIZED INSTRUMENTATION FOR OPEN AND LAPAROSCOPIC SURGERIES
22499 | 4229680127500 | FORCEPS, CLAMP, VASCULAR, GUYON/PEDICLE, DEBAKEY, STAINLESS STEEL, LENGTH 24 CM, REUSABLE | SPECIALIZED INSTRUMENTATION FOR OPEN AND LAPAROSCOPIC SURGERIES
22500 | 4229680127400 | FORCEPS, CLAMP, KIDNEY PEDICLE, GUYON, STAINLESS STEEL, LENGTH 22 - 23 CM, REUSABLE | SPECIALIZED INSTRUMENTATION FOR OPEN AND LAPAROSCOPIC SURGERIES
22501 | 4229680127300 | FORCEPS, CLAMP, INTESTINAL, KOCHER/STRAIGHT, STAINLESS STEEL, LENGTH 24 - 25 CM, REUSABLE | SPECIALIZED INSTRUMENTATION FOR OPEN AND LAPAROSCOPIC SURGERIES
22502 | 4229680104700 | FORCEPS, GRASPING, MINI-ALLIGATOR/MCGEE, STRAIGHT, SERRATED, STAINLESS STEEL, REUSABLE | SPECIALIZED INSTRUMENTATION FOR OPEN AND LAPAROSCOPIC SURGERIES
22503 | 4215280808700 | CURETTE FOX SIZE 5MM, REUSABLE | SPECIALIZED INSTRUMENTATION FOR OPEN AND LAPAROSCOPIC SURGERIES
22504 | 4229680104800 | GAG, MOUTH, PREVENT MOUTH CLOSING, DAVIS BOYLE/COMPLETE, REUSABLE | SPECIALIZED INSTRUMENTATION FOR OPEN AND LAPAROSCOPIC SURGERIES
22505 | 4229680106700 | LARYNGOSCOPE, LARYNX EXAMINATION, NO.5, LENGTH 17 CM, REUSABLE | SPECIALIZED INSTRUMENTATION FOR OPEN AND LAPAROSCOPIC SURGERIES
22506 | 4229680104900 | GAG, MOUTH, PREVENT MOUTH CLOSING, JENNINGS, LENGTH 10 - 11 CM, REUSABLE | SPECIALIZED INSTRUMENTATION FOR OPEN AND LAPAROSCOPIC SURGERIES
22507 | 4229680029000 | NEEDLE HOLDER, JACOBSON/MICRO, LENGTH 22 - 23 CM, STRAIGHT, WIDTH 1.4 MM, WITH RATCHET, TUNGSTEN CARBIDE JAW, REUSABLE | SPECIALIZED INSTRUMENTATION FOR OPEN AND LAPAROSCOPIC SURGERIES
22508 | 4229680105100 | GAG, MOUTH, PREVENT MOUTH CLOSING, MCIVOR/COMPLETE, REUSABLE | SPECIALIZED INSTRUMENTATION FOR OPEN AND LAPAROSCOPIC SURGERIES
22509 | 4229680105200 | KNIFE, TABB MUCOSA, LENGTH 15 - 16 CM, STAINLESS STEEL, REUSABLE | SPECIALIZED INSTRUMENTATION FOR OPEN AND LAPAROSCOPIC SURGERIES
22510 | 4229680000900 | FORCEPS, CLAMP, VASCULAR, COOLEY-DERRA, STAINLESS STEEL, LENGTH 16 - 18 CM, REUSABLE | SPECIALIZED INSTRUMENTATION FOR OPEN AND LAPAROSCOPIC SURGERIES
22511 | 4229680105400 | FORCEPS, WEIL-BLAKESLEY, NASAL, STRAIGHT, JAW WIDTH 4.5 MM,TOTAL LENGTH 12 - 13 CM, STAINLESS STEEL,REUSABLE | SPECIALIZED INSTRUMENTATION FOR OPEN AND LAPAROSCOPIC SURGERIES
22512 | 4229680105500 | FORCEPS, TONSIL, HARTMANN, JAW DIAMETER 7 MM, STAINLESS STEEL, REUSABLE | SPECIALIZED INSTRUMENTATION FOR OPEN AND LAPAROSCOPIC SURGERIES
22513 | 4229680028900 | DISSECTOR/DISSECTOR, PHLEBO, VARADY/MICRO, DOUBLE END, LENGTH 17 - 18 CM, REUSABLE | SPECIALIZED INSTRUMENTATION FOR OPEN AND LAPAROSCOPIC SURGERIES
22514 | 4216160102700 | CLAMP, LEAFLET ACC. LANGE TUBE-SHAFT, WITH RATCHET, FOR MINIMAL INVASIVE (OR EQUIVALENT), REUSABLE | SPECIALIZED INSTRUMENTATION FOR OPEN AND LAPAROSCOPIC SURGERIES
22515 | 4229680105600 | SNARE, NASAL, POLYPS REMOVAL, KRAUSE, LENGTH = 26.0CM, REUSABLE | SPECIALIZED INSTRUMENTATION FOR OPEN AND LAPAROSCOPIC SURGERIES
22516 | 4229680105700 | SCISSORS, SURGICAL, HEYMANN, KNEE BENT, STRAIGHT STAINLESS STEEL, LENGTH = 18.0CM, REUSABLE | SPECIALIZED INSTRUMENTATION FOR OPEN AND LAPAROSCOPIC SURGERIES
22517 | 4229680105800 | SCISSORS, SURGICAL, HEYMANN/SERRATED, STAINLESS STEEL, LENGTH = 18.0CM, REUSABLE | SPECIALIZED INSTRUMENTATION FOR OPEN AND LAPAROSCOPIC SURGERIES
22518 | 4229680028800 | SCISSORS, MICRO VEIN, BIEMER/STRAIGHT, STAINLESS STEEL, LENGTH = 12.0CM, REUSABLE | SPECIALIZED INSTRUMENTATION FOR OPEN AND LAPAROSCOPIC SURGERIES
22519 | 4229680105900 | NEEDLE, OTOLOGY, BARBARA/CURVED/BLUNT, LENGTH = 16.0CM, REUSABLE | SPECIALIZED INSTRUMENTATION FOR OPEN AND LAPAROSCOPIC SURGERIES
22520 | 4229680105000 | GAG, MOUTH, PREVENT MOUTH CLOSING, JENNINGS, LENGTH 16 - 17 CM, REUSABLE | SPECIALIZED INSTRUMENTATION FOR OPEN AND LAPAROSCOPIC SURGERIES
22521 | 4229680106900 | LARYNGOSCOPE, LARYNX EXAMINATION, NO.6, LENGTH 17 CM, REUSABLE | SPECIALIZED INSTRUMENTATION FOR OPEN AND LAPAROSCOPIC SURGERIES
22522 | 4229680107000 | LARYNGOSCOPE, LARYNX EXAMINATION/SPREAD, NO.6, LENGTH 18 CM, REUSABLE | SPECIALIZED INSTRUMENTATION FOR OPEN AND LAPAROSCOPIC SURGERIES
22523 | 4229680126300 | FORCEPS, CLAMP, ATRAUMATIC/OCHSNER/CURVED, STAINLESS STEEL, LENGTH 22 - 26 CM, REUSABLE | SPECIALIZED INSTRUMENTATION FOR OPEN AND LAPAROSCOPIC SURGERIES
22524 | 4229680109100 | SCISSORS, SURGICAL, DELICATE/SHARP/BLUNT/CURVED, STAINLESS STEEL, LENGTH = 12.0CM, REUSABLE | SPECIALIZED INSTRUMENTATION FOR OPEN AND LAPAROSCOPIC SURGERIES
22525 | 4229680109300 | SCISSORS, MICRO, JABOMA/CLEFT PALATE/ANGLED, STAINLESS STEEL, LENGTH = 18.0CM, REUSABLE | SPECIALIZED INSTRUMENTATION FOR OPEN AND LAPAROSCOPIC SURGERIES
22526 | 4229680109400 | SCISSORS, MICRO, JABOMA/CLEFT PALATE/LEFT, STAINLESS STEEL, LENGTH = 18.0CM, REUSABLE | SPECIALIZED INSTRUMENTATION FOR OPEN AND LAPAROSCOPIC SURGERIES
22527 | 4229680109500 | SCISSORS, MICRO, JABOMA/CLEFT PALATE/RIGHT, STAINLESS STEEL, LENGTH = 18.0CM, REUSABLE | SPECIALIZED INSTRUMENTATION FOR OPEN AND LAPAROSCOPIC SURGERIES
22528 | 4229680016100 | FORCEPS, CLAMP, KELLY/SLIGHT CURVED, STAINLESS STEEL, LENGTH 19 CM, REUSABLE | SPECIALIZED INSTRUMENTATION FOR OPEN AND LAPAROSCOPIC SURGERIES
22529 | 4229680109800 | SCISSORS, MICRO, SHARP-SHARP/STRAIGHT, STAINLESS STEEL, LENGTH = 23.0CM, TIP WIDTH= 4.0MM, REUSABLE | SPECIALIZED INSTRUMENTATION FOR OPEN AND LAPAROSCOPIC SURGERIES
22530 | 4229680110000 | SCISSORS, OPERATING, SANVENERO/SHARP-SHARP/CURVED, STAINLESS STEEL, LENGTH = 14.0CM, REUSABLE | SPECIALIZED INSTRUMENTATION FOR OPEN AND LAPAROSCOPIC SURGERIES
22531 | 4229680016000 | FORCEPS, CLAMP, HEISS/STRAIGHT, STAINLESS STEEL, LENGTH 21 CM, REUSABLE | SPECIALIZED INSTRUMENTATION FOR OPEN AND LAPAROSCOPIC SURGERIES
22532 | 4229680015900 | FORCEPS, CLAMP, GEMINI/CURVED, STAINLESS STEEL, LENGTH 28 CM, REUSABLE | SPECIALIZED INSTRUMENTATION FOR OPEN AND LAPAROSCOPIC SURGERIES
22533 | 4229680110100 | SCISSORS, OPERATING, SANVENERO/SHARP-SHARP/STRAIGHT, STAINLESS STEEL, LENGTH = 14.0CM, REUSABLE | SPECIALIZED INSTRUMENTATION FOR OPEN AND LAPAROSCOPIC SURGERIES
22534 | 4229680110200 | ELEVATOR, SEPTUM, COTTLE, STAINLESS STEEL, DIAMETER 3.7 MM, LENGTH 20 - 23 CM, REUSABLE | SPECIALIZED INSTRUMENTATION FOR OPEN AND LAPAROSCOPIC SURGERIES
22535 | 4229680110300 | ELEVATOR, SEPTUM, FREER/BLUNT, STAINLESS STEEL, LENGTH 19 - 20 CM, REUSABLE | SPECIALIZED INSTRUMENTATION FOR OPEN AND LAPAROSCOPIC SURGERIES
22536 | 4229680110500 | ELEVATOR, SEPTUM, KILLIAN, STAINLESS STEEL, DIAMETER 4 MM, LENGTH 18 - 19 CM, REUSABLE | SPECIALIZED INSTRUMENTATION FOR OPEN AND LAPAROSCOPIC SURGERIES
22537 | 4229680016200 | FORCEPS, CLAMP, KELLY/SLIGHT CURVED, STAINLESS STEEL, LENGTH 22 - 24 CM, REUSABLE | SPECIALIZED INSTRUMENTATION FOR OPEN AND LAPAROSCOPIC SURGERIES
22538 | 4229680125600 | FORCEPS, VASCULAR, ATRAUMATIC/DEBAKEY, STAINLESS STEEL, LENGTH = 30.0CM, TIP WIDTH= 2.0MM, REUSABLE | SPECIALIZED INSTRUMENTATION FOR OPEN AND LAPAROSCOPIC SURGERIES
22539 | 4229680125500 | FORCEPS, VASCULAR, ATRAUMATIC/DEBAKEY, STAINLESS STEEL, LENGTH = 25.0CM, TIP WIDTH= 2.0MM, REUSABLE | SPECIALIZED INSTRUMENTATION FOR OPEN AND LAPAROSCOPIC SURGERIES
22540 | 4229680110600 | ELEVATOR, SEPTUM, MCKENTY, STAINLESS STEEL, DIAMETER 4 MM, LENGTH 14 - 15 CM, REUSABLE | SPECIALIZED INSTRUMENTATION FOR OPEN AND LAPAROSCOPIC SURGERIES
22541 | 4229680026500 | CURETTE, MICRO, YASARGIL/SHARP, STAINLESS STEEL, LENGTH 18 - 20 CM, REUSABLE | SPECIALIZED INSTRUMENTATION FOR OPEN AND LAPAROSCOPIC SURGERIES
22542 | 4229680125400 | FORCEPS, VASCULAR, ATRAUMATIC/DEBAKEY, LENGTH = 20.0CM, TIP WIDTH= 2.0MM, REUSABLE | SPECIALIZED INSTRUMENTATION FOR OPEN AND LAPAROSCOPIC SURGERIES
22543 | 4229680026600 | DISSECTOR, MICRO, CASPAR/CURVED, BLUNT TIP, LENGTH 20 CM, TIP WIDTH 1.0 MM, REUSABLE | SPECIALIZED INSTRUMENTATION FOR OPEN AND LAPAROSCOPIC SURGERIES
22544 | 4229680026700 | FORCEPS, MICRO, STRAIGHT, STAINLESS STEEL, LENGTH 18 CM, TIP SIZE: 0.4 - 0.5 MM, 1X2, REUSABLE | SPECIALIZED INSTRUMENTATION FOR OPEN AND LAPAROSCOPIC SURGERIES
22545 | 4229680125300 | FORCEPS, VASCULAR, ATRAUMATIC/DEBAKEY, LENGTH = 16.0CM, TIP WIDTH= 2.0MM, REUSABLE | SPECIALIZED INSTRUMENTATION FOR OPEN AND LAPAROSCOPIC SURGERIES
22546 | 4229680015700 | FORCEPS, CLAMP, GEMINI/CURVED, STAINLESS STEEL, LENGTH 21 CM, REUSABLE | SPECIALIZED INSTRUMENTATION FOR OPEN AND LAPAROSCOPIC SURGERIES
22547 | 4229680026800 | FORCEPS, MICRO, STRAIGHT, STAINLESS STEEL, LENGTH 15 CM, TIP SIZE: 0.7 MM, 1X2, REUSABLE | SPECIALIZED INSTRUMENTATION FOR OPEN AND LAPAROSCOPIC SURGERIES
22548 | 4229680015600 | FORCEPS, CLAMP, GEMINI/CURVED, STAINLESS STEEL, LENGTH 18 CM, REUSABLE | SPECIALIZED INSTRUMENTATION FOR OPEN AND LAPAROSCOPIC SURGERIES
22549 | 4229550503200 | PLUG, FOR LUER-LOCK IRRIGATION CONNECTOR, REUSABLE | SURGICAL INSTRUMENT TENDER
22550 | 4229680026900 | FORCEPS, MICRO, STRAIGHT, TITANIUM, LENGTH = 18.0CM, TIP WIDTH= 0.4MM, TEETH: 1X1, REUSABLE | SPECIALIZED INSTRUMENTATION FOR OPEN AND LAPAROSCOPIC SURGERIES
22551 | 4229680027000 | FORCEPS, MICRO, CURVED, STAINLESS STEEL, LENGTH 15 CM, TIP SIZE: 0.4 MM, REUSABLE | SPECIALIZED INSTRUMENTATION FOR OPEN AND LAPAROSCOPIC SURGERIES
22552 | 4229680015800 | FORCEPS, CLAMP, GEMINI/CURVED, STAINLESS STEEL, LENGTH 23 CM, REUSABLE | SPECIALIZED INSTRUMENTATION FOR OPEN AND LAPAROSCOPIC SURGERIES
22553 | 4229680110700 | FORCEPS, SEPTUM, BRUENINGS, NO. 1, LENGTH 16 - 19 CM, STAINLESS STEEL, REUSABLE | SPECIALIZED INSTRUMENTATION FOR OPEN AND LAPAROSCOPIC SURGERIES
22554 | 4229680016300 | FORCEPS, CLAMP, DISSECTING, OVERHOLT/S-SHAPE, STAINLESS STEEL, LENGTH 18.5 CM, REUSABLE | SPECIALIZED INSTRUMENTATION FOR OPEN AND LAPAROSCOPIC SURGERIES
22555 | 4229680016500 | FORCEPS, CLAMP, DISSECTING, OVERHOLT/S-SHAPE, STAINLESS STEEL, LENGTH 21 CM, REUSABLE | SPECIALIZED INSTRUMENTATION FOR OPEN AND LAPAROSCOPIC SURGERIES
22556 | 4229680126200 | FORCEPS, VASCULAR, ATRAUMATIC/LELAND-JONES/ANGLED, STAINLESS STEEL, LENGTH = 19.0CM, REUSABLE | SPECIALIZED INSTRUMENTATION FOR OPEN AND LAPAROSCOPIC SURGERIES
22557 | 4229680126100 | FORCEPS, VASCULAR, ATRAUMATIC/LELAND-JONES/ANGLED, STAINLESS STEEL, LENGTH = 18.0CM, REUSABLE | SPECIALIZED INSTRUMENTATION FOR OPEN AND LAPAROSCOPIC SURGERIES
22558 | 4229680107100 | OSTEOTOME, BONE CUTTING, COTTLE/GRADUATED, BLADE WIDTH 9 MM, LENGTH 18 - 19 CM, REUSABLE | SPECIALIZED INSTRUMENTATION FOR OPEN AND LAPAROSCOPIC SURGERIES
22559 | 4229680026400 | MALLET, HAMMERING, WILLIGER, WEIGHT: 320.0GM, LENGTH = 24.0CM, REUSABLE | SPECIALIZED INSTRUMENTATION FOR OPEN AND LAPAROSCOPIC SURGERIES
22560 | 4229680107200 | OSTEOTOME, BONE CUTTING, WALTER, BLADE WIDTH= 7.0MM, LENGTH = 19.0CM, REUSABLE | SPECIALIZED INSTRUMENTATION FOR OPEN AND LAPAROSCOPIC SURGERIES
22561 | 4229680126000 | FORCEPS, CLAMP, VASCULAR, ATRAUMATIC/DEBAKEY/ANGLED, STAINLESS STEEL, LENGTH 26 CM, REUSABLE | SPECIALIZED INSTRUMENTATION FOR OPEN AND LAPAROSCOPIC SURGERIES
22562 | 4229680017200 | FORCEPS, CLAMP, DISSECTING, OVERHOLT, NO. 7, STAINLESS STEEL, LENGTH 22 CM, REUSABLE | SPECIALIZED INSTRUMENTATION FOR OPEN AND LAPAROSCOPIC SURGERIES
22563 | 4229680107300 | NEEDLE, PALATAL, HURD CLEFT/RIGHT, LENGTH 20 - 21 CM, REUSABLE | SPECIALIZED INSTRUMENTATION FOR OPEN AND LAPAROSCOPIC SURGERIES
22564 | 4229680107500 | RASPATORY, SCRAPING, LEMPERT, BLADE SIZE: 3 MM, LENGTH 16 - 17 CM, REUSABLE | SPECIALIZED INSTRUMENTATION FOR OPEN AND LAPAROSCOPIC SURGERIES
22565 | 4229680017100 | FORCEPS, CLAMP, DISSECTING, OVERHOLT, NO. 6, STAINLESS STEEL, LENGTH 28 CM, REUSABLE | SPECIALIZED INSTRUMENTATION FOR OPEN AND LAPAROSCOPIC SURGERIES
22566 | 4229680107700 | RETRACTOR, THYROID, SCHOENBORN, STAINLESS STEEL, TIP SIZE: 6 MM X 13 MM, LENGTH 20 - 21 CM, REUSABLE | SPECIALIZED INSTRUMENTATION FOR OPEN AND LAPAROSCOPIC SURGERIES
22567 | 4229680125900 | FORCEPS, VASCULAR, ATRAUMATIC/DEBAKEY/ANGLED, STAINLESS STEEL, LENGTH = 20.0CM, REUSABLE | SPECIALIZED INSTRUMENTATION FOR OPEN AND LAPAROSCOPIC SURGERIES
22568 | 4229680125800 | FORCEPS, VASCULAR, ATRAUMATIC/DEBAKEY, STAINLESS STEEL, LENGTH = 30.0CM, TIP WIDTH= 3.5MM, REUSABLE | SPECIALIZED INSTRUMENTATION FOR OPEN AND LAPAROSCOPIC SURGERIES
22569 | 4229680016400 | FORCEPS, CLAMP, DISSECTING, OVERHOLT/S-SHAPE, STAINLESS STEEL, LENGTH 20.5 CM, REUSABLE | SPECIALIZED INSTRUMENTATION FOR OPEN AND LAPAROSCOPIC SURGERIES
22570 | 4229680125700 | FORCEPS, VASCULAR, ATRAUMATIC/DEBAKEY, STAINLESS STEEL, LENGTH = 25.0CM, TIP WIDTH= 3.5MM, REUSABLE | SPECIALIZED INSTRUMENTATION FOR OPEN AND LAPAROSCOPIC SURGERIES
22571 | 4229680016900 | FORCEPS, CLAMP, DISSECTING, OVERHOLT/CURVED, STAINLESS STEEL, LENGTH 13.5 CM, REUSABLE | SPECIALIZED INSTRUMENTATION FOR OPEN AND LAPAROSCOPIC SURGERIES
22572 | 4229680107800 | RETRACTOR, WOUND, LANGENBECK, STAINLESS STEEL, TIP SIZE: 60 MM X 18 MM, LENGTH 21.5 CM, REUSABLE | SPECIALIZED INSTRUMENTATION FOR OPEN AND LAPAROSCOPIC SURGERIES
22573 | 4229680107900 | RETRACTOR, LAHEY, STAINLESS STEEL, TIP SIZE: 28 - 31 MM X 6 MM, LENGTH 19 - 21 CM, REUSABLE | SPECIALIZED INSTRUMENTATION FOR OPEN AND LAPAROSCOPIC SURGERIES
22574 | 4229680108000 | RETRACTOR, SOFT PALATE, NAGER, STAINLESS STEEL, LENGTH 23 - 24 CM, REUSABLE | SPECIALIZED INSTRUMENTATION FOR OPEN AND LAPAROSCOPIC SURGERIES
22575 | 4229680108100 | KNIFE, CONVERSE/CURVED, LENGTH 16 - 17 CM, STAINLESS STEEL, REUSABLE | SPECIALIZED INSTRUMENTATION FOR OPEN AND LAPAROSCOPIC SURGERIES
22576 | 4229680108200 | KNIFE, ROSEN, ROUND CUT, 90 DEGREE, LENGTH 15 CM, TIP DIAMETER 1 MM, STAINLESS STEEL, REUSABLE | SPECIALIZED INSTRUMENTATION FOR OPEN AND LAPAROSCOPIC SURGERIES
22577 | 4229680108300 | KNIFE, ROSEN, ROUND CUT, 90 DEGREE, LENGTH 15 CM, TIP DIAMETER 1.4 MM, STAINLESS STEEL, REUSABLE | SPECIALIZED INSTRUMENTATION FOR OPEN AND LAPAROSCOPIC SURGERIES
22578 | 4229680108500 | KNIFE, ROSEN, ROUND CUT, 90 DEGREE, LENGTH 15 CM, TIP DIAMETER 2.0 MM, STAINLESS STEEL, REUSABLE | SPECIALIZED INSTRUMENTATION FOR OPEN AND LAPAROSCOPIC SURGERIES
22579 | 4229680108600 | KNIFE, ROSEN, ROUND CUT, 90 DEGREE, LENGTH 15 CM, TIP DIAMETER 2.6 MM, STAINLESS STEEL, REUSABLE | SPECIALIZED INSTRUMENTATION FOR OPEN AND LAPAROSCOPIC SURGERIES
22580 | 4229680108700 | RING, RUBBER, CHEST SUPPORT, REUSABLE | SPECIALIZED INSTRUMENTATION FOR OPEN AND LAPAROSCOPIC SURGERIES
22581 | 4229680016800 | FORCEPS, CLAMP, DISSECTING, OVERHOLT-MIXTER/CURVED, STAINLESS STEEL, LENGTH 22 - 23 CM, REUSABLE | SPECIALIZED INSTRUMENTATION FOR OPEN AND LAPAROSCOPIC SURGERIES
22582 | 4229680016700 | FORCEPS, CLAMP, DISSECTING, OVERHOLT/S-SHAPE, STAINLESS STEEL, LENGTH 24.5 CM, REUSABLE | SPECIALIZED INSTRUMENTATION FOR OPEN AND LAPAROSCOPIC SURGERIES
22583 | 4229680016600 | FORCEPS, CLAMP, DISSECTING, OVERHOLT/S-SHAPE, STAINLESS STEEL, LENGTH 21.5 CM, REUSABLE | SPECIALIZED INSTRUMENTATION FOR OPEN AND LAPAROSCOPIC SURGERIES
22584 | 4229680017000 | FORCEPS, CLAMP, DISSECTING, OVERHOLT, NO. 2, STAINLESS STEEL, LENGTH 26.5 CM, REUSABLE | SPECIALIZED INSTRUMENTATION FOR OPEN AND LAPAROSCOPIC SURGERIES
22585 | 4229680098900 | FORCEPS, MICRO ALLIGATOR, CURVED UPWARD, LENGTH 22 - 23 CM, STAINLESS STEEL, REUSABLE | SPECIALIZED INSTRUMENTATION FOR OPEN AND LAPAROSCOPIC SURGERIES
22586 | 4229680099700 | FORCEPS CLAMP GOITRE SEIZING/LAHEY STAINLESS STEEL LENGTH 20 CM WITH TEETH REUSABLE | SPECIALIZED INSTRUMENTATION FOR OPEN AND LAPAROSCOPIC SURGERIES
22587 | 4229680098600 | FORCEPS, MICRO ALLIGATOR, UPWARD TO RIGHT, LENGTH 22 - 23 CM, STAINLESS STEEL, REUSABLE | SPECIALIZED INSTRUMENTATION FOR OPEN AND LAPAROSCOPIC SURGERIES
22588 | 4229680044400 | SCISSORS, DISSECTING, MAYO/STRAIGHT, TUNGSTEN CARBIDE, LENGTH 17 CM, REUSABLE | SPECIALIZED INSTRUMENTATION FOR OPEN AND LAPAROSCOPIC SURGERIES
22589 | 4229680135300 | FORCEPS, CLAMP, ZENKER/SLIM/ STRONGLY CURVED, STAINLESS STEEL, LENGTH 28 - 30 CM, REUSABLE | SPECIALIZED INSTRUMENTATION FOR OPEN AND LAPAROSCOPIC SURGERIES
22590 | 4229680135200 | FORCEPS, CLAMP, ZENKER/SLIM/SLIGHTLY CURVED, STAINLESS STEEL, LENGTH 28 - 30 CM, REUSABLE | SPECIALIZED INSTRUMENTATION FOR OPEN AND LAPAROSCOPIC SURGERIES
22591 | 4229680135100 | FORCEPS, SEMKEN, STAINLESS STEEL, LENGTH 12 - 13 CM, TEETH: 1X2, REUSABLE | SPECIALIZED INSTRUMENTATION FOR OPEN AND LAPAROSCOPIC SURGERIES
22592 | 4229680135000 | FORCEPS, CLAMP, DISSECTING, OVERHOLT, NO. 4, STAINLESS STEEL, LENGTH 28 CM, REUSABLE | SPECIALIZED INSTRUMENTATION FOR OPEN AND LAPAROSCOPIC SURGERIES
22593 | 4229633908900 | WORKING ELEMENT, BIPOLAR MOTION BY MEANS OF A FINGER GRIP. IN REST POSITION THE ELECTRODE IS OUTSIDE THE SHEATH COMPATIBLE WITH 30 DEGREE TELESCOPE, REUSABLE | SPECIALIZED INSTRUMENTATION FOR OPEN AND LAPAROSCOPIC SURGERIES
22594 | 4229680044600 | SCISSORS, MICRO, SHARP/BLUNT/STRAIGHT, TUNGSTEN CARBIDE, LENGTH = 14.0 - 15.0 CM, REUSABLE | SURGICAL INSTRUMENT TENDER
22595 | 4229680134900 | FORCEPS, CLAMP, DISSECTING, OVERHOLT, NO. 4, STAINLESS STEEL, LENGTH 22 CM, REUSABLE | SPECIALIZED INSTRUMENTATION FOR OPEN AND LAPAROSCOPIC SURGERIES
22596 | 4229680134800 | FORCEPS, CLAMP, DISSECTING, OVERHOLT, NO. 3, STAINLESS STEEL, LENGTH 27.5 CM, REUSABLE | SPECIALIZED INSTRUMENTATION FOR OPEN AND LAPAROSCOPIC SURGERIES
22597 | 4229680134700 | FORCEPS, CLAMP, DISSECTING, OVERHOLT, NO. 3, STAINLESS STEEL, LENGTH 21.5 CM, REUSABLE | SPECIALIZED INSTRUMENTATION FOR OPEN AND LAPAROSCOPIC SURGERIES
22598 | 4229680044700 | NIPPER, SIDE, CUTTING, TUNGSTEN CARBIDE, LENGTH 13 - 14 CM, REUSABLE | SPECIALIZED INSTRUMENTATION FOR OPEN AND LAPAROSCOPIC SURGERIES
22599 | 4229680044800 | FORCEPS, ADSON, TUNGSTEN CARBIDE, LENGTH 12 CM, TEETH: 1X2, REUSABLE | SPECIALIZED INSTRUMENTATION FOR OPEN AND LAPAROSCOPIC SURGERIES
22600 | 4229680044900 | SCISSORS, WIRE, UNIVERSAL/ANGLED, TUNGSTEN CARBIDE, LENGTH = 12.5CM, REUSABLE | SPECIALIZED INSTRUMENTATION FOR OPEN AND LAPAROSCOPIC SURGERIES
22601 | 4229680045000 | WIRE TWISTING, STANDARD, TUNGSTEN CARBIDE, LENGTH 18 CM, REUSABLE | SPECIALIZED INSTRUMENTATION FOR OPEN AND LAPAROSCOPIC SURGERIES
22602 | 4229680045100 | WIRE TWISTING, WIDE, TUNGSTEN CARBIDE, LENGTH 19 CM, REUSABLE | SPECIALIZED INSTRUMENTATION FOR OPEN AND LAPAROSCOPIC SURGERIES
22603 | 4229680045300 | FORCEPS, MICRO, ATRAUMATIC/STRAIGHT, TITANIUM, LENGTH = 21.0CM, TIP WIDTH= 1.2MM, REUSABLE | SPECIALIZED INSTRUMENTATION FOR OPEN AND LAPAROSCOPIC SURGERIES
22604 | 4229680034700 | RETRACTOR, RICHARDSON/KELLY, STAINLESS STEEL, TIP SIZE: 48 MM X 22 MM, LENGTH 23 - 24 CM, REUSABLE | SPECIALIZED INSTRUMENTATION FOR OPEN AND LAPAROSCOPIC SURGERIES
22605 | 4229680034600 | RETRACTOR, RICHARDSON/KELLY, STAINLESS STEEL, TIP SIZE: 38 MM X 40 MM, LENGTH 23 - 24 CM, REUSABLE | SPECIALIZED INSTRUMENTATION FOR OPEN AND LAPAROSCOPIC SURGERIES
22606 | 4229680134600 | FORCEPS, CLAMP, DISSECTING, OVERHOLT, NO. 2, STAINLESS STEEL, LENGTH 20 CM, REUSABLE | SPECIALIZED INSTRUMENTATION FOR OPEN AND LAPAROSCOPIC SURGERIES
22607 | 4229680134500 | FORCEPS, CLAMP, DISSECTING, OVERHOLT, NO. 1, STAINLESS STEEL, LENGTH 27 CM, REUSABLE | SPECIALIZED INSTRUMENTATION FOR OPEN AND LAPAROSCOPIC SURGERIES
22608 | 4229680134400 | FORCEPS, CLAMP, DISSECTING, OVERHOLT, NO. 1, STAINLESS STEEL, LENGTH 20.5 CM, REUSABLE | SPECIALIZED INSTRUMENTATION FOR OPEN AND LAPAROSCOPIC SURGERIES
22609 | 4229680134300 | FORCEPS, CLAMP, DISSECTING, MIXTER-BABY/CURVED, STAINLESS STEEL, LENGTH 13 CM, REUSABLE | SPECIALIZED INSTRUMENTATION FOR OPEN AND LAPAROSCOPIC SURGERIES
22610 | 4229680008700 | BLADE, FOR MINIMAL INVASIVE ATRIAL RETRACTOR, MITRAL, SIZE: 40.0 MM X 35.0 MM, REUSABLE | SPECIALIZED INSTRUMENTATION FOR OPEN AND LAPAROSCOPIC SURGERIES
22611 | 4229680034500 | RETRACTOR, RICHARDSON/KELLY, STAINLESS STEEL, TIP SIZE: 30 MM X 29 MM, LENGTH 23 - 24 CM, REUSABLE | SPECIALIZED INSTRUMENTATION FOR OPEN AND LAPAROSCOPIC SURGERIES
22612 | 4229680134200 | FORCEPS, CLAMP, DISSECTING, MIXTER/ANGLED, STAINLESS STEEL, LENGTH 17.5 CM, REUSABLE | SPECIALIZED INSTRUMENTATION FOR OPEN AND LAPAROSCOPIC SURGERIES
22613 | 4229680134100 | FORCEPS, CLAMP, HEISS/STRONG CURVED, STAINLESS STEEL, LENGTH 21 CM, REUSABLE | SPECIALIZED INSTRUMENTATION FOR OPEN AND LAPAROSCOPIC SURGERIES
22614 | 4229680134000 | FORCEPS, CLAMP, HEISS/SLIGHT CURVED, STAINLESS STEEL, LENGTH 20 CM, REUSABLE | SPECIALIZED INSTRUMENTATION FOR OPEN AND LAPAROSCOPIC SURGERIES
22615 | 4229680045400 | FORCEPS, TISSUE, ATRAUMATIC, TITANIUM, LENGTH = 16.0CM, TIP WIDTH= 1.5MM, REUSABLE | SPECIALIZED INSTRUMENTATION FOR OPEN AND LAPAROSCOPIC SURGERIES
22616 | 4229633909000 | WORKING ELEMENT, MOTION BY MEANS OF A FINGER GRIP. IN REST POSITION THE ELECTRODE IS OUTSIDE THE SHEATH COMPATIBLE WITH 30 DEGREE TELESCOPE, FOR MONOPOLAR RESECTOSCOPE, REUSABLE | SPECIALIZED INSTRUMENTATION FOR OPEN AND LAPAROSCOPIC SURGERIES
22617 | 4229680044200 | SCISSORS, VASCULAR, DEBAKEY/ANGLED 25 DEGREE, STAINLESS STEEL, LENGTH = 18.0CM, REUSABLE | SPECIALIZED INSTRUMENTATION FOR OPEN AND LAPAROSCOPIC SURGERIES
22618 | 4229680019700 | ELEVATOR, SURGICAL, FREER/POINTED/BLUNT/WITHOUT PIN, STAINLESS STEEL, LENGTH = 18.0CM, REUSABLE | SPECIALIZED INSTRUMENTATION FOR OPEN AND LAPAROSCOPIC SURGERIES
22619 | 4229680044100 | SCISSORS, VASCULAR, DEBAKEY/ANGLED 25 DEGREE, TUNGSTEN CARBIDE, LENGTH = 19.0CM, REUSABLE | SPECIALIZED INSTRUMENTATION FOR OPEN AND LAPAROSCOPIC SURGERIES
22620 | 4229680135500 | FORCEPS, CLAMP, RUMEL, NO. 3, STAINLESS STEEL, LENGTH 23 - 23.5 CM, REUSABLE | SPECIALIZED INSTRUMENTATION FOR OPEN AND LAPAROSCOPIC SURGERIES
22621 | 4229680003900 | FORCEPS, CLAMP, VASCULAR, ATRAUMATIC/COOLEY/ANGLED, STAINLESS STEEL, LENGTH 14.5 CM, REUSABLE | SPECIALIZED INSTRUMENTATION FOR OPEN AND LAPAROSCOPIC SURGERIES
22622 | 4229680136400 | SCISSORS, DISSECTING, METZENBAUM CURVED, STAINLESS STEEL, LENGTH 23 CM, REUSABLE | SPECIALIZED INSTRUMENTATION FOR OPEN AND LAPAROSCOPIC SURGERIES
22623 | 4229680003700 | FORCEPS, CLAMP, VASCULAR, ATRAUMATIC/COOLEY-BECK/DOUBLE CURVED, STAINLESS STEEL, LENGTH 17 CM, REUSABLE | SPECIALIZED INSTRUMENTATION FOR OPEN AND LAPAROSCOPIC SURGERIES
22624 | 4229680035300 | RETRIEVER, MAGNETIC, MINIMALLY INVASIVE, MALLEABLE, LENGTH 36 CM, REUSABLE | SPECIALIZED INSTRUMENTATION FOR OPEN AND LAPAROSCOPIC SURGERIES
22625 | 4229680035200 | RETRACTOR, SURGICAL, VOLKMANN/BLUNT/6 PRONGS, STAINLESS STEEL, LENGTH = 22.5CM, REUSABLE | SPECIALIZED INSTRUMENTATION FOR OPEN AND LAPAROSCOPIC SURGERIES
22626 | 4229680042000 | SCISSORS, DISSECTING, STRAIGHT, TUNGSTEN CARBIDE, LENGTH = 28.5CM, REUSABLE | SPECIALIZED INSTRUMENTATION FOR OPEN AND LAPAROSCOPIC SURGERIES
22627 | 4229680136300 | SCISSORS, DISSECTING, METZENBAUM CURVED, STAINLESS STEEL, LENGTH = 20.5CM, REUSABLE | SPECIALIZED INSTRUMENTATION FOR OPEN AND LAPAROSCOPIC SURGERIES
22628 | 4229680042100 | FORCEPS, POTTS-SMITH, TUNGSTEN CARBIDE, LENGTH 18 - 19 CM, REUSABLE | SPECIALIZED INSTRUMENTATION FOR OPEN AND LAPAROSCOPIC SURGERIES
22629 | 4229680042200 | FORCEPS, POTTS-SMITH, TUNGSTEN CARBIDE, LENGTH 25 CM, REUSABLE | SPECIALIZED INSTRUMENTATION FOR OPEN AND LAPAROSCOPIC SURGERIES
22630 | 4229680042300 | FORCEPS, CUSHING, TISSUE, STRAIGHT, TUNGSTEN CARBIDE, LENGTH 17 - 18 CM, REUSABLE | SPECIALIZED INSTRUMENTATION FOR OPEN AND LAPAROSCOPIC SURGERIES
22631 | 4229680035100 | RETRACTOR, SURGICAL, VOLKMANN/BLUNT/4 PRONGS, STAINLESS STEEL, LENGTH = 22.5CM, REUSABLE | SPECIALIZED INSTRUMENTATION FOR OPEN AND LAPAROSCOPIC SURGERIES
22632 | 4229680136100 | FORCEPS, CLAMP, RUMEL, NO. 4, STAINLESS STEEL, LENGTH 24 - 24.5 CM, REUSABLE | SPECIALIZED INSTRUMENTATION FOR OPEN AND LAPAROSCOPIC SURGERIES
22633 | 4229680042400 | SCISSORS, CURVED/SERRATED, TUNGSTEN CARBIDE, LENGTH 25 CM, REUSABLE | SPECIALIZED INSTRUMENTATION FOR OPEN AND LAPAROSCOPIC SURGERIES
22634 | 4229680136000 | SCISSORS, DISSECTING, FINE/S-SHAPE, STAINLESS STEEL, LENGTH = 23.0CM, REUSABLE | SPECIALIZED INSTRUMENTATION FOR OPEN AND LAPAROSCOPIC SURGERIES
22635 | 4229680045500 | FORCEPS, ATRAUMATIC, TITANIUM, LENGTH = 24.5CM, TIP WIDTH= 1.8MM, REUSABLE | SPECIALIZED INSTRUMENTATION FOR OPEN AND LAPAROSCOPIC SURGERIES
22636 | 4229680042500 | NEEDLE HOLDER, MICRO, STRAIGHT/WITH LOCK, LENGTH 18 - 19 CM, TUNGSTEN CARBIDE, REUSABLE | SPECIALIZED INSTRUMENTATION FOR OPEN AND LAPAROSCOPIC SURGERIES
22637 | 4229680042700 | NEEDLE HOLDER, MARTINI/SMOOTH, TUNGSTEN CARBIDE, LENGTH = 17.5CM, REUSABLE | SPECIALIZED INSTRUMENTATION FOR OPEN AND LAPAROSCOPIC SURGERIES
22638 | 4229680043100 | NEEDLE HOLDER, DEBAKEY, TUNGSTEN CARBIDE, LENGTH 20 - 21 CM, REUSABLE | SPECIALIZED INSTRUMENTATION FOR OPEN AND LAPAROSCOPIC SURGERIES
22639 | 4229680043500 | NEEDLE HOLDER, RYDER/VASCULAR, TUNGSTEN CARBIDE, LENGTH 15 - 16 CM, REUSABLE | SPECIALIZED INSTRUMENTATION FOR OPEN AND LAPAROSCOPIC SURGERIES
22640 | 4229680034900 | RETRACTOR, SAUERBRUCH, STAINLESS STEEL, TIP SIZE: 70 MM (+/-5MM) X 20 MM, LENGTH 22 - 23 CM, REUSABLE | SPECIALIZED INSTRUMENTATION FOR OPEN AND LAPAROSCOPIC SURGERIES
22641 | 4229680043600 | NEEDLE HOLDER, RYDER/VASCULAR, TUNGSTEN CARBIDE, LENGTH 17 - 18 CM, REUSABLE | SPECIALIZED INSTRUMENTATION FOR OPEN AND LAPAROSCOPIC SURGERIES
22642 | 4229680043700 | NEEDLE HOLDER, RYDER/VASCULAR, TUNGSTEN CARBIDE, LENGTH 20 CM, REUSABLE | SPECIALIZED INSTRUMENTATION FOR OPEN AND LAPAROSCOPIC SURGERIES
22643 | 4229680043800 | NEEDLE HOLDER, SAROT, TUNGSTEN CARBIDE, LENGTH 15 CM, REUSABLE | SPECIALIZED INSTRUMENTATION FOR OPEN AND LAPAROSCOPIC SURGERIES
22644 | 4229680034800 | RETRACTOR, SAUERBRUCH, STAINLESS STEEL, TIP SIZE: 60 MM X 23 MM, LENGTH 22 - 23 CM, REUSABLE | SPECIALIZED INSTRUMENTATION FOR OPEN AND LAPAROSCOPIC SURGERIES
22645 | 4229680043900 | NEEDLE HOLDER, SAROT, TUNGSTEN CARBIDE, LENGTH 17 - 18 CM, REUSABLE | SPECIALIZED INSTRUMENTATION FOR OPEN AND LAPAROSCOPIC SURGERIES
22646 | 4229680019800 | FORCEPS, CLAMP, KOCHER-NIPPON/STRAIGHT, STAINLESS STEEL, LENGTH 16 -17 CM, 1X2, REUSABLE | SPECIALIZED INSTRUMENTATION FOR OPEN AND LAPAROSCOPIC SURGERIES
22647 | 4229680135900 | SCISSORS, DISSECTING, METZENBAUM FINE/CURVED, STAINLESS STEEL, LENGTH = 20.5CM, REUSABLE | SPECIALIZED INSTRUMENTATION FOR OPEN AND LAPAROSCOPIC SURGERIES
22648 | 4229680135800 | SCISSORS, DISSECTING, METZENBAUM FINE/CURVED, STAINLESS STEEL, LENGTH = 18.0CM, REUSABLE | SPECIALIZED INSTRUMENTATION FOR OPEN AND LAPAROSCOPIC SURGERIES
22649 | 4229680044000 | NEEDLE HOLDER, WANGENSTEEN, TUNGSTEN CARBIDE, LENGTH = 27.0CM, REUSABLE | SPECIALIZED INSTRUMENTATION FOR OPEN AND LAPAROSCOPIC SURGERIES
22650 | 4229680135700 | SCISSORS, DISSECTING, METZENBAUM BLUNT/BLUNT,FINE/CURVED, STAINLESS STEEL, LENGTH 14.5 CM, REUSABLE | SPECIALIZED INSTRUMENTATION FOR OPEN AND LAPAROSCOPIC SURGERIES
22651 | 4229680042600 | NEEDLE HOLDER, MICRO, STRAIGHT/WITH LOCK, LENGTH 14 - 15 CM, TUNGSTEN CARBIDE, REUSABLE | SPECIALIZED INSTRUMENTATION FOR OPEN AND LAPAROSCOPIC SURGERIES
22652 | 4229680020100 | HOLDER, INSTRUMENT FIXATION, FOR STERILIZATION BASKET, SILICONE, NUBBED/6 UNITS, REUSABLE | SPECIALIZED INSTRUMENTATION FOR OPEN AND LAPAROSCOPIC SURGERIES
22653 | 4229620601000 | KNOT PUSHER THORACOSCOPIC CHITWOOD (5 MM) (TRAP MODEL) JACOBSON SPRING STYLE ROUND HANDLE FOR 2-0 AND SMALLER SUTURE 6-1/8/ 15 CM WORKING LENGTH 12-1/2/ 32 CM (OR EQUIVALENT) REUSABLE | SPECIALIZED INSTRUMENTATION FOR OPEN AND LAPAROSCOPIC SURGERIES
22654 | 4229680019600 | DISSECTOR, TOENNIS/DURA/DOUBLE END, STAINLESS STEEL, LENGTH 24 CM, REUSABLE | SPECIALIZED INSTRUMENTATION FOR OPEN AND LAPAROSCOPIC SURGERIES
22655 | 4229680047200 | FORCEPS, TISSUE, STANDARD, STAINLESS STEEL, LENGTH 30 - 31 CM, TEETH: 1X2, REUSABLE | SPECIALIZED INSTRUMENTATION FOR OPEN AND LAPAROSCOPIC SURGERIES
22656 | 4229680047300 | FORCEPS, TISSUE, SLIM, STAINLESS STEEL, LENGTH 13 - 14 CM, TEETH: 1X2, REUSABLE | SPECIALIZED INSTRUMENTATION FOR OPEN AND LAPAROSCOPIC SURGERIES
22657 | 4229680131800 | LABEL, CODING, IDENTIFICATION, WITH TEXT, FOR CONTAINERS, ASSORTED COLOR, REUSABLE | SPECIALIZED INSTRUMENTATION FOR OPEN AND LAPAROSCOPIC SURGERIES
22658 | 4229680131700 | FORCEPS, CLAMP, MOYNIHAN/CURVED, STAINLESS STEEL, LENGTH = 23.0CM, REUSABLE | SPECIALIZED INSTRUMENTATION FOR OPEN AND LAPAROSCOPIC SURGERIES
22659 | 4229680131600 | CLAMP BULLDOG DEBAKEY STRAIGHT JAW JAW LENGTH 3.5 CM TOTAL LENGTH 9 CM STAINLESS STEEL REUSABLE | SPECIALIZED INSTRUMENTATION FOR OPEN AND LAPAROSCOPIC SURGERIES
22660 | 4229680131500 | CLAMP BULLDOG DEBAKEY STRAIGHT JAW JAW LENGTH 2.5 CM TOTAL LENGTH 8 CM STAINLESS STEEL REUSABLE | SPECIALIZED INSTRUMENTATION FOR OPEN AND LAPAROSCOPIC SURGERIES
22661 | 4229680131400 | CLAMP BULLDOG DEBAKEY STRAIGHT JAW JAW LENGTH 5 CM TOTAL LENGTH 10.5 CM STAINLESS STEEL REUSABLE | SPECIALIZED INSTRUMENTATION FOR OPEN AND LAPAROSCOPIC SURGERIES
22662 | 4229680131300 | CLAMP BULLDOG DEBAKEY CURVED JAW JAW LENGTH 3.5 CM TOTAL LENGTH 9 CM STAINLESS STEEL REUSABLE | SPECIALIZED INSTRUMENTATION FOR OPEN AND LAPAROSCOPIC SURGERIES
22663 | 4229680131200 | BOWL, METAL, DIAMETER = 128.0MM, HEIGHT: 55.0MM, CAPACITY: 0.35L, REUSABLE | SPECIALIZED INSTRUMENTATION FOR OPEN AND LAPAROSCOPIC SURGERIES
22664 | 4229680131100 | BOWL, METAL, DIAMETER = 80.0MM, HEIGHT: 40.0MM, CAPACITY: 0.14L, REUSABLE | SPECIALIZED INSTRUMENTATION FOR OPEN AND LAPAROSCOPIC SURGERIES
22665 | 4229680131000 | BOWL, METAL, DIAMETER = 61.0MM, HEIGHT: 30.0MM, CAPACITY: 0.07L, REUSABLE | SPECIALIZED INSTRUMENTATION FOR OPEN AND LAPAROSCOPIC SURGERIES
22666 | 4229680047400 | FORCEPS, TISSUE, SLIM, STAINLESS STEEL, LENGTH 16 - 17 CM, TEETH: 1X2, REUSABLE | SPECIALIZED INSTRUMENTATION FOR OPEN AND LAPAROSCOPIC SURGERIES
22667 | 4229680130800 | RONGEUR, BONE, GOUGING OUT, ZAUFAL JANSEN/ CURVED, STAINLESS STEEL, LENGTH 17 - 18 CM, REUSABLE | SPECIALIZED INSTRUMENTATION FOR OPEN AND LAPAROSCOPIC SURGERIES
22668 | 4229680130600 | RONGEUR, BONE, GOUGING OUT, STILLE-LUER, CURVED, STAINLESS STEEL, LENGTH 22 - 23 CM, REUSABLE | SPECIALIZED INSTRUMENTATION FOR OPEN AND LAPAROSCOPIC SURGERIES
22669 | 4229680130500 | FORCEPS, CLAMP, BONE HOLDING, LANGENBECK, STAINLESS STEEL, LENGTH 21 CM, REUSABLE | SPECIALIZED INSTRUMENTATION FOR OPEN AND LAPAROSCOPIC SURGERIES
22670 | 4214271901100 | COLD KNIFE, ROUND, COMPATIBLE WITH 1.2 MM TELESCOPE, RESECTOSCOPE, NOT TO BE USED WITH HIGH FREQUENCY MACHINE, REUSABLE | SPECIALIZED INSTRUMENTATION FOR OPEN AND LAPAROSCOPIC SURGERIES
22671 | 4229680130400 | FORCEPS, CLAMP, BONE HOLDING, SEMB/CURVED, STAINLESS STEEL, LENGTH 19.5 CM, REUSABLE | SPECIALIZED INSTRUMENTATION FOR OPEN AND LAPAROSCOPIC SURGERIES
22672 | 4214271901200 | COLD KNIFE, SICKLE-SHAPED, FOR PEDIATRIC, COMPATIBLE WITH 1.2MM TELESCOPE, RESECTOSCOPE, NOT TO BE USED WITH HIGH FREQUENCY MACHINE, REUSABLE | SPECIALIZED INSTRUMENTATION FOR OPEN AND LAPAROSCOPIC SURGERIES
22673 | 4229680047500 | FORCEPS, ADSON, STAINLESS STEEL, LENGTH 12 CM, TEETH: 1X2, REUSABLE | SPECIALIZED INSTRUMENTATION FOR OPEN AND LAPAROSCOPIC SURGERIES
22674 | 4229680047800 | FORCEPS, TISSUE, BOYS-ALLIS, STAINLESS STEEL, LENGTH = 15.5CM, TEETH: 5X5, REUSABLE | SPECIALIZED INSTRUMENTATION FOR OPEN AND LAPAROSCOPIC SURGERIES
22675 | 4229680047900 | FORCEPS, CLAMP, SLIM/DUVAL, STAINLESS STEEL, LENGTH 18 CM, REUSABLE | SPECIALIZED INSTRUMENTATION FOR OPEN AND LAPAROSCOPIC SURGERIES
22676 | 4229680048000 | FORCEPS, TISSUE, WIDE/DUVAL, STAINLESS STEEL, LENGTH = 20.5CM, REUSABLE | SPECIALIZED INSTRUMENTATION FOR OPEN AND LAPAROSCOPIC SURGERIES
22677 | 4229680048100 | FORCEPS, TISSUE, RUSSIAN, STAINLESS STEEL, LENGTH = 15.0CM, REUSABLE | SPECIALIZED INSTRUMENTATION FOR OPEN AND LAPAROSCOPIC SURGERIES
22678 | 4229680048200 | FORCEPS, TISSUE, RUSSIAN, STAINLESS STEEL, LENGTH = 20.0CM, REUSABLE | SPECIALIZED INSTRUMENTATION FOR OPEN AND LAPAROSCOPIC SURGERIES
22679 | 4229680048400 | FORCEPS, TOWEL, LORNA/FINE SERRATED, STAINLESS STEEL, LENGTH 13 - 15 CM, REUSABLE | SPECIALIZED INSTRUMENTATION FOR OPEN AND LAPAROSCOPIC SURGERIES
22680 | 4229680019400 | DISSECTOR, OLIVECRONA/DURA/DOUBLE, STAINLESS STEEL, LENGTH 19 - 20 CM, REUSABLE | SPECIALIZED INSTRUMENTATION FOR OPEN AND LAPAROSCOPIC SURGERIES
22681 | 4229541415300 | BOTTLE FOR PRESERVING HOT/ COLD WATER STAINLESS STEEL REUSABLE | SURGICAL INSTRUMENT TENDER
22682 | 4229680048500 | FORCEPS, TOWEL, PEERS-BERTRAM, STAINLESS STEEL, LENGTH 14 - 16 CM, REUSABLE | SPECIALIZED INSTRUMENTATION FOR OPEN AND LAPAROSCOPIC SURGERIES
22683 | 4229680019300 | HOOKLET, DURA, FIXATION/TRACTION, ADSON/BLUNT/ANGULATED, LENGTH = 20.0CM, REUSABLE | SPECIALIZED INSTRUMENTATION FOR OPEN AND LAPAROSCOPIC SURGERIES
22684 | 4229680047100 | FORCEPS, TISSUE, STANDARD, STAINLESS STEEL, LENGTH 25 CM, TEETH: 1X2, REUSABLE | SPECIALIZED INSTRUMENTATION FOR OPEN AND LAPAROSCOPIC SURGERIES
22685 | 4214271901000 | COLD KNIFE, STRAIGHT, COMPATIBLE WITH 1.2MM TELESCOPE, RESECTOSCOPE, NOT TO BE USED WITH HIGH FREQUENCY MACHINE, REUSABLE | SPECIALIZED INSTRUMENTATION FOR OPEN AND LAPAROSCOPIC SURGERIES
22686 | 4229680132400 | CONTAINER, STERILIZATION INSTRUMENT, WITH LID, SIZE 30 CM X 30 CM X 13 CM, STAINLESS STEEL, REUSABLE | SPECIALIZED INSTRUMENTATION FOR OPEN AND LAPAROSCOPIC SURGERIES
22687 | 4229680132500 | CONTAINER, STERILIZATION INSTRUMENT, WITH LID, SIZE 47 CM X 30 CM X 13 CM, STAINLESS STEEL, REUSABLE | SPECIALIZED INSTRUMENTATION FOR OPEN AND LAPAROSCOPIC SURGERIES
22688 | 4229680019500 | DISSECTOR, OLIVECRONA/DURA/DOUBLE, STAINLESS STEEL, LENGTH 24 CM, REUSABLE | SPECIALIZED INSTRUMENTATION FOR OPEN AND LAPAROSCOPIC SURGERIES
22689 | 4229680045700 | CLAMP BULLDOG ARTERIES STRAIGHT JAW JAW LENGTH 50 MM TITANIUM REUSABLE | SPECIALIZED INSTRUMENTATION FOR OPEN AND LAPAROSCOPIC SURGERIES
22690 | 4229680045800 | CLAMP BULLDOG VEINS CURVED JAW JAW LENGTH 35 MM STAINLESS STEEL REUSABLE | SPECIALIZED INSTRUMENTATION FOR OPEN AND LAPAROSCOPIC SURGERIES
22691 | 4229680045900 | CLAMP BULLDOG VEINS CURVED JAW JAW LENGTH 50 MM STAINLESS STEEL REUSABLE | SPECIALIZED INSTRUMENTATION FOR OPEN AND LAPAROSCOPIC SURGERIES
22692 | 4229680046000 | CLAMP BULLDOG VEINS STRAIGHT JAW JAW LENGTH 35 MM STAINLESS STEEL REUSABLE | SPECIALIZED INSTRUMENTATION FOR OPEN AND LAPAROSCOPIC SURGERIES
22693 | 4229680046100 | CLAMP BULLDOG VEINS STRAIGHT JAW JAW LENGTH 50 MM STAINLESS STEEL REUSABLE | SPECIALIZED INSTRUMENTATION FOR OPEN AND LAPAROSCOPIC SURGERIES
22694 | 4214271301000 | CYSTOSCOPE-URETHROSCOPE SHEATH, 20 FR., (OR EQUIVALENT) COLOR CODE: RED, CONSISTING OF: CYSTOSCOPE-URETHROSCOPE SHEATH OBTURATOR AND 2 LUER-LOCK CONES, REUSABLE | SPECIALIZED INSTRUMENTATION FOR OPEN AND LAPAROSCOPIC SURGERIES
22695 | 4229680046200 | FORCEPS, MICRO, CURVED, TITANIUM, LENGTH = 18.0CM, TIP SIZE: 6.0MM X 0.4MM, REUSABLE | SPECIALIZED INSTRUMENTATION FOR OPEN AND LAPAROSCOPIC SURGERIES
22696 | 4229680046300 | FORCEPS, MICRO, STRAIGHT, TITANIUM, LENGTH = 18.0CM, TIP SIZE: 6.0MM X 0.4MM, REUSABLE | SPECIALIZED INSTRUMENTATION FOR OPEN AND LAPAROSCOPIC SURGERIES
22697 | 4229680004300 | FORCEPS, CLAMP, VASCULAR, ATRAUMATIC/COOLEY, 30 - 35 DEGREE ANGLED, STAINLESS STEEL, LENGTH 16 - 17 CM, REUSABLE | SPECIALIZED INSTRUMENTATION FOR OPEN AND LAPAROSCOPIC SURGERIES
22698 | 4229680046400 | NEEDLE HOLDER, TI/MICRO/STRAIGHT/WITH LOCK, LENGTH = 18.0CM, REUSABLE | SPECIALIZED INSTRUMENTATION FOR OPEN AND LAPAROSCOPIC SURGERIES
22699 | 4214271301200 | CYSTOSCOPE-URETHROSCOPE SHEATH, 14 FR., (OR EQUIVALENT) WORKING LENGTH 22 CM, WITH 5 FR. WORKING CHANNEL, COLOR CODE: BLUE, CONSISTING OF: CYSTOSCOPE-URETHROSCOPE SHEATH OBTURATOR AND 2 LUER-LOCK CONES, REUSABLE | SPECIALIZED INSTRUMENTATION FOR OPEN AND LAPAROSCOPIC SURGERIES
22700 | 4229680046500 | NEEDLE HOLDER, TI/MICRO/STRAIGHT/WITH LOCK, LENGTH = 21.0CM, REUSABLE | SPECIALIZED INSTRUMENTATION FOR OPEN AND LAPAROSCOPIC SURGERIES
22701 | 4229680046600 | FORCEPS, RING, STRAIGHT/PLATEAU, TITANIUM, LENGTH = 18.0CM, TIP SIZE: 1.0MM X 0.5MM, REUSABLE | SPECIALIZED INSTRUMENTATION FOR OPEN AND LAPAROSCOPIC SURGERIES
22702 | 4229680045600 | CLAMP BULLDOG ARTERIES CURVED JAW JAW LENGTH 50 MM TITANIUM REUSABLE | SPECIALIZED INSTRUMENTATION FOR OPEN AND LAPAROSCOPIC SURGERIES
22703 | 4229680046800 | FORCEPS, TISSUE, ALLIS-BABY, STAINLESS STEEL, LENGTH = 13.0CM, TEETH: 4X4, REUSABLE | SPECIALIZED INSTRUMENTATION FOR OPEN AND LAPAROSCOPIC SURGERIES
22704 | 4229680046900 | FORCEPS, TISSUE, STANDARD, STAINLESS STEEL, LENGTH 16 CM, TEETH: 1X2, REUSABLE | SPECIALIZED INSTRUMENTATION FOR OPEN AND LAPAROSCOPIC SURGERIES
22705 | 4229680133900 | FORCEPS, CLAMP, GEMINI/CURVED, STAINLESS STEEL, LENGTH 25 CM, REUSABLE | SPECIALIZED INSTRUMENTATION FOR OPEN AND LAPAROSCOPIC SURGERIES
22706 | 4229680133800 | FORCEPS, CLAMP, BABY-MIXTER/CURVED, STAINLESS STEEL, LENGTH 18 - 19 CM, REUSABLE | SPECIALIZED INSTRUMENTATION FOR OPEN AND LAPAROSCOPIC SURGERIES
22707 | 4229680047000 | FORCEPS, TISSUE, STANDARD, STAINLESS STEEL, LENGTH 18 CM, TEETH: 1X2, REUSABLE | SPECIALIZED INSTRUMENTATION FOR OPEN AND LAPAROSCOPIC SURGERIES
22708 | 4214271301400 | CYSTOSCOPE-URETHROSCOPE SHEATH, 19 FR., (OR EQUIVALENT) COLOR CODE: GREEN, CONSISTING OF: CYSTOSCOPE-URETHROSCOPE SHEATH OBTURATOR AND 2 LUER-LOCK CONES, REUSABLE | SPECIALIZED INSTRUMENTATION FOR OPEN AND LAPAROSCOPIC SURGERIES
22709 | 4214271301500 | CYSTOSCOPE-URETHROSCOPE SHEATH, 22 FR. (OR EQUIVALENT), COLOR CODE: BLUE, CONSISTING OF: SHEATH OBTURATOR AND 2 LUER-LOCK CONES, REUSABLE | SPECIALIZED INSTRUMENTATION FOR OPEN AND LAPAROSCOPIC SURGERIES
22710 | 4214271900900 | URETHROTOME SHEATH, WITH LUER- LOCK STOPCOCK, 8 FR, CONSISTING OF: URETHROTOME SHEATH OBTURATOR AND 2 LUER-LOCK CONES, REUSABLE | SPECIALIZED INSTRUMENTATION FOR OPEN AND LAPAROSCOPIC SURGERIES
22711 | 4229680133200 | CONTAINER, STERILIZATION INSTRUMENT, WITH LID, SIZE 60 CM X 30 CM X 14 CM, STAINLESS STEEL, REUSABLE | SPECIALIZED INSTRUMENTATION FOR OPEN AND LAPAROSCOPIC SURGERIES
22712 | 4229680133100 | CONTAINER, STERILIZATION INSTRUMENT, WITH LID, SIZE 47 CM X 30 CM X 14 CM, STAINLESS STEEL, REUSABLE | SPECIALIZED INSTRUMENTATION FOR OPEN AND LAPAROSCOPIC SURGERIES
22713 | 4229680098800 | FORCEPS, CLAMP, MICRO, MOSQUITO/CURVED, STAINLESS STEEL, LENGTH 23 CM, REUSABLE | SURGICAL INSTRUMENT TENDER
22714 | 4229680132900 | CONTAINER, STERILIZATION INSTRUMENT, WITH LID, SIZE 31 CM X 19 CM X 9 CM, STAINLESS STEEL, REUSABLE | SPECIALIZED INSTRUMENTATION FOR OPEN AND LAPAROSCOPIC SURGERIES
22715 | 4229680132800 | CONTAINER, STERILIZATION INSTRUMENT, 2 TRAY, WITH LID, SIZE 60 CM X 30 CM X 15 CM, STAINLESS STEEL, REUSABLE | SPECIALIZED INSTRUMENTATION FOR OPEN AND LAPAROSCOPIC SURGERIES
22716 | 4229680132700 | CONTAINER, STERILIZATION INSTRUMENT, WITH LID, SIZE 60 CM X 30 CM X 13 CM, STAINLESS STEEL, REUSABLE | SPECIALIZED INSTRUMENTATION FOR OPEN AND LAPAROSCOPIC SURGERIES
22717 | 4229680132600 | CONTAINER, STERILIZATION INSTRUMENT, WITH LID, SIZE 60 CM X 30 CM X 10 CM, STAINLESS STEEL, REUSABLE | SPECIALIZED INSTRUMENTATION FOR OPEN AND LAPAROSCOPIC SURGERIES
22718 | 4214271301300 | CYSTOSCOPE-URETHROSCOPE SHEATH, 17 FR., (OR EQUIVALENT) COLOR CODE: YELLOW, CONSISTING OF: CYSTOSCOPE-URETHROSCOPE SHEATH OBTURATOR AND 2 LUER-LOCK CONES, REUSABLE | SPECIALIZED INSTRUMENTATION FOR OPEN AND LAPAROSCOPIC SURGERIES
22719 | 4229680008800 | BLADE, FOR MINIMAL INVASIVE ATRIAL RETRACTOR, MITRAL, SIZE: 50.0 MM X 35.0 MM, REUSABLE | SPECIALIZED INSTRUMENTATION FOR OPEN AND LAPAROSCOPIC SURGERIES
22720 | 4229680035400 | SHEARS, RIB, CUTTING, CURVED, LENGTH 22 - 23 CM, REUSABLE | SPECIALIZED INSTRUMENTATION FOR OPEN AND LAPAROSCOPIC SURGERIES
22721 | 4229680041700 | SCISSORS, DISSECTING, METZENBAUM FINE/CURVED, TUNGSTEN CARBIDE, LENGTH = 23.0CM, REUSABLE | SPECIALIZED INSTRUMENTATION FOR OPEN AND LAPAROSCOPIC SURGERIES
22722 | 4229680138400 | FORCEPS, CLAMP, BENGOLEA/CURVED, STAINLESS STEEL, LENGTH 26 CM, REUSABLE | SPECIALIZED INSTRUMENTATION FOR OPEN AND LAPAROSCOPIC SURGERIES
22723 | 4229680138300 | FORCEPS, CLAMP, MICRO-MOSQUITO/CURVED, STAINLESS STEEL, LENGTH 12 CM, REUSABLE | SPECIALIZED INSTRUMENTATION FOR OPEN AND LAPAROSCOPIC SURGERIES
22724 | 4229680138200 | PROBE, INSERTION THROUGH A FISTULA, STAINLESS STEEL, STRONG CURVATURE, LENGTH 16 - 17 CM, REUSABLE | SPECIALIZED INSTRUMENTATION FOR OPEN AND LAPAROSCOPIC SURGERIES
22725 | 4229680006100 | FORCEPS, CLAMP, VASCULAR, ATRAUMATIC/DEBAKEY/ANGLED, STAINLESS STEEL, LENGTH 15 - 16 CM, REUSABLE | SPECIALIZED INSTRUMENTATION FOR OPEN AND LAPAROSCOPIC SURGERIES
22726 | 4229680036100 | SPREADER, RIB, COOLEY, STAINLESS STEEL, OPENING WIDTH 185 - 200 MM, REUSABLE | SPECIALIZED INSTRUMENTATION FOR OPEN AND LAPAROSCOPIC SURGERIES
22727 | 4229680006200 | FORCEPS, CLAMP, VASCULAR, ATRAUMATIC/S-SHAPE, STAINLESS STEEL, LENGTH 19 CM, REUSABLE | SPECIALIZED INSTRUMENTATION FOR OPEN AND LAPAROSCOPIC SURGERIES
22728 | 4229680006400 | FORCEPS, VASCULAR, ATRAUMATIC/DEBAKEY/STRAIGHT, STAINLESS STEEL, LENGTH = 13.0CM, REUSABLE | SPECIALIZED INSTRUMENTATION FOR OPEN AND LAPAROSCOPIC SURGERIES
22729 | 4229680036000 | SPREADER, RIB, TUFFIER, STAINLESS STEEL, REUSABLE | SPECIALIZED INSTRUMENTATION FOR OPEN AND LAPAROSCOPIC SURGERIES
22730 | 4229680035900 | SPREADER, RIB, HAIGHT, STAINLESS STEEL, SIZE: 30.0MM X 30.0MM X 120.0MM, REUSABLE | SPECIALIZED INSTRUMENTATION FOR OPEN AND LAPAROSCOPIC SURGERIES
22731 | 4229680035800 | SPREADER, RIB, FINOCHIETTO, STAINLESS STEEL, SIZE: 45.0MM X 65.0MM X 165.0MM, REUSABLE | SPECIALIZED INSTRUMENTATION FOR OPEN AND LAPAROSCOPIC SURGERIES
22732 | 4229680035700 | SPREADER, RIB, FINOCHIETTO, STAINLESS STEEL, SIZE: 30 - 40 MM X 45 MM X 140 -150 MM, REUSABLE | SPECIALIZED INSTRUMENTATION FOR OPEN AND LAPAROSCOPIC SURGERIES
22733 | 4214252500300 | CANNULA, IRRIGATING HAMBURG, CURVED, WITH BULB TIP, REUSABLE | SURGICAL INSTRUMENT TENDER
22734 | 4229680017800 | FORCEPS, CLAMP, RUMEL, NO. 5, STAINLESS STEEL, LENGTH 24 - 24.5 CM, REUSABLE | SPECIALIZED INSTRUMENTATION FOR OPEN AND LAPAROSCOPIC SURGERIES
22735 | 4229680035500 | SPREADER, RIB, DEBAKEY COMPLETE SET, OPENING WIDTH 185.0 - 200 MM, STAINLESS STEEL, REUSABLE | SPECIALIZED INSTRUMENTATION FOR OPEN AND LAPAROSCOPIC SURGERIES
22736 | 4229680036800 | RONGEUR, LAMINA, GOUGING OUT, CASPAR/UPWARD, STAINLESS STEEL, TIP SIZE: 4 MM, LENGTH 18 - 19 CM, REUSABLE | SPECIALIZED INSTRUMENTATION FOR OPEN AND LAPAROSCOPIC SURGERIES
22737 | 4214253610500 | NEEDLE, VERESS PNEUMOPERITONEUM, WITH SPRING-LOADED, BLUNT INNER CANNULA, LUER-LOCK, DIAMETER 2 MM, LENGTH 18 CM, REUSABLE | SPECIALIZED INSTRUMENTATION FOR OPEN AND LAPAROSCOPIC SURGERIES
22738 | 4229680140700 | FORCEPS, CLAMP, MOSQUITO/STRAIGHT, STAINLESS STEEL, LENGTH 18 - 19 CM, TEETH: 1X2, REUSABLE | SPECIALIZED INSTRUMENTATION FOR OPEN AND LAPAROSCOPIC SURGERIES
22739 | 4229680036900 | RONGEUR, BONE, GOUGING OUT, WAGNER/UPWARD, STAINLESS STEEL, TIP SIZE: 4.0MM, LENGTH = 30.0CM, REUSABLE | SPECIALIZED INSTRUMENTATION FOR OPEN AND LAPAROSCOPIC SURGERIES
22740 | 4229680004000 | FORCEPS, CLAMP, VASCULAR, ATRAUMATIC/COOLEY/CURVED, STAINLESS STEEL, LENGTH 17 CM, REUSABLE | SPECIALIZED INSTRUMENTATION FOR OPEN AND LAPAROSCOPIC SURGERIES
22741 | 4229680006500 | FORCEPS, VASCULAR, ATRAUMATIC/LELAND/ANGLED, STAINLESS STEEL, LENGTH = 20.0CM, REUSABLE | SPECIALIZED INSTRUMENTATION FOR OPEN AND LAPAROSCOPIC SURGERIES
22742 | 4229680037000 | RULER, MEASUREMENT, MM/INCH, LENGTH = 30.0CM, REUSABLE | SPECIALIZED INSTRUMENTATION FOR OPEN AND LAPAROSCOPIC SURGERIES
22743 | 4229680037100 | HANDLE, SCALPEL, CASPAR/ROUND, LENGTH = 18.0CM, REUSABLE | SPECIALIZED INSTRUMENTATION FOR OPEN AND LAPAROSCOPIC SURGERIES
22744 | 4229680037200 | HANDLE, SCALPEL, CORE/MICROBLADE, LENGTH = 34.0CM, REUSABLE | SPECIALIZED INSTRUMENTATION FOR OPEN AND LAPAROSCOPIC SURGERIES
22745 | 4229680006600 | FORCEPS, CLAMP, ATRAUMATIC/DEBAKEY/MOSQUITO/STRAIGHT, STAINLESS STEEL, LENGTH 12.5 CM, REUSABLE | SPECIALIZED INSTRUMENTATION FOR OPEN AND LAPAROSCOPIC SURGERIES
22746 | 4229680006700 | FORCEPS, CLAMP, ATRAUMATIC/PEDIATRIC/CURVED, STAINLESS STEEL, LENGTH 15 - 16 CM, REUSABLE | SPECIALIZED INSTRUMENTATION FOR OPEN AND LAPAROSCOPIC SURGERIES
22747 | 4229680138100 | PROBE, INSERTION THROUGH A FISTULA, STAINLESS STEEL, STRAIGHT, LENGTH 16 - 17 CM, REUSABLE | SPECIALIZED INSTRUMENTATION FOR OPEN AND LAPAROSCOPIC SURGERIES
22748 | 4229680006800 | FORCEPS, CLAMP, VASCULAR, ATRAUMATIC/PEDIATRIC, 30 DEGREE ANGLED, STAINLESS STEEL, LENGTH 14 - 15 CM, REUSABLE | SPECIALIZED INSTRUMENTATION FOR OPEN AND LAPAROSCOPIC SURGERIES
22749 | 4229680006900 | FORCEPS, CLAMP, SATINSKY/ATRAUMATIC, STAINLESS STEEL, LENGTH 14 - 15 CM, REUSABLE | SPECIALIZED INSTRUMENTATION FOR OPEN AND LAPAROSCOPIC SURGERIES
22750 | 4229680138000 | PROBE, INSERTION THROUGH A FISTULA, STAINLESS STEEL, STLIGHT CURVATURE, LENGTH 16 - 17 CM, REUSABLE | SPECIALIZED INSTRUMENTATION FOR OPEN AND LAPAROSCOPIC SURGERIES
22751 | 4229680005900 | FORCEPS, CLAMP, VASCULAR, ATRAUMATIC/DEBAKEY/ANGLED, STAINLESS STEEL, LENGTH 30 - 32 CM, REUSABLE | SPECIALIZED INSTRUMENTATION FOR OPEN AND LAPAROSCOPIC SURGERIES
22752 | 4229680138500 | FORCEPS, CLAMP, BENGOLEA/STRAIGHT, STAINLESS STEEL, LENGTH 26 CM, REUSABLE | SPECIALIZED INSTRUMENTATION FOR OPEN AND LAPAROSCOPIC SURGERIES
22753 | 4229680138600 | FORCEPS, RECTAL BIOPSY, YEOMAN/ATRAUMATIC, STAINLESS STEEL, LENGTH 42 CM, REUSABLE | SPECIALIZED INSTRUMENTATION FOR OPEN AND LAPAROSCOPIC SURGERIES
22754 | 4229680138700 | FORCEPS, HEMOSTATIC, CRILE-RANKIN/CURVED, STAINLESS STEEL, LENGTH = 16.0CM, REUSABLE | SPECIALIZED INSTRUMENTATION FOR OPEN AND LAPAROSCOPIC SURGERIES
22755 | 4229680140600 | FORCEPS, CLAMP, MOSQUITO/STRAIGHT, STAINLESS STEEL, LENGTH 12 - 12.5 CM, TEETH: 1X2, REUSABLE | SPECIALIZED INSTRUMENTATION FOR OPEN AND LAPAROSCOPIC SURGERIES
22756 | 4229680140500 | FORCEPS, CLAMP, MOSQUITO/CURVED, STAINLESS STEEL, LENGTH 12 - 13 CM, TEETH: 1X2, REUSABLE | SPECIALIZED INSTRUMENTATION FOR OPEN AND LAPAROSCOPIC SURGERIES
22757 | 4229680140300 | FORCEPS, CLAMP, DISSECTING, MIXTER/ANGLED/LONGITUDINAL, STAINLESS STEEL, LENGTH 26 CM, REUSABLE | SPECIALIZED INSTRUMENTATION FOR OPEN AND LAPAROSCOPIC SURGERIES
22758 | 4229680140200 | FORCEPS, CLAMP, DISSECTING, MIXTER/ANGLED/LONGITUDINAL, STAINLESS STEEL, LENGTH 22.5 CM, REUSABLE | SPECIALIZED INSTRUMENTATION FOR OPEN AND LAPAROSCOPIC SURGERIES
22759 | 4229680140100 | FORCEPS, CLAMP, KOCHER/STRAIGHT, STAINLESS STEEL, LENGTH 26 CM, 1X2, REUSABLE | SPECIALIZED INSTRUMENTATION FOR OPEN AND LAPAROSCOPIC SURGERIES
22760 | 4229540021000 | TUBE SUCTION AND IRRIGATION WITH PLUNGER VALVE DIAMETER 5 MM TOTAL LENGTH 30 - 34 CM REUSABLE | SURGICAL INSTRUMENT TENDER
22761 | 4229680004700 | FORCEPS, CLAMP, VASCULAR, ATRAUMATIC/COOLEY/STRAIGHT/CURVED, STAINLESS STEEL, LENGTH 16 -17 CM, REUSABLE | SPECIALIZED INSTRUMENTATION FOR OPEN AND LAPAROSCOPIC SURGERIES
22762 | 4229680140000 | FORCEPS, CLAMP, KOCHER/STRAIGHT, STAINLESS STEEL, LENGTH 24 CM, 1X2, REUSABLE | SPECIALIZED INSTRUMENTATION FOR OPEN AND LAPAROSCOPIC SURGERIES
22763 | 4229680139900 | FORCEPS, CLAMP, KOCHER/STRAIGHT, STAINLESS STEEL, LENGTH 20 - 21 CM, 1X2, REUSABLE | SPECIALIZED INSTRUMENTATION FOR OPEN AND LAPAROSCOPIC SURGERIES
22764 | 4229680036400 | FORCEPS, RING, STRAIGHT, TITANIUM, LENGTH = 18.0CM, TIP SIZE: 2.0MM X 1.0MM, REUSABLE | SPECIALIZED INSTRUMENTATION FOR OPEN AND LAPAROSCOPIC SURGERIES
22765 | 4229680139800 | FORCEPS, CLAMP, KOCHER/STRAIGHT, STAINLESS STEEL, LENGTH 18 - 18.5 CM, 1X2, REUSABLE | SPECIALIZED INSTRUMENTATION FOR OPEN AND LAPAROSCOPIC SURGERIES
22766 | 4229680004800 | FORCEPS, CLAMP, VASCULAR, ATRAUMATIC/COOLEY/STRAIGHT, STAINLESS STEEL, LENGTH 14.5 CM, REUSABLE | SPECIALIZED INSTRUMENTATION FOR OPEN AND LAPAROSCOPIC SURGERIES
22767 | 4229680139600 | FORCEPS, CLAMP, KOCHER/STRAIGHT, STAINLESS STEEL, LENGTH 14 - 14.5 CM, 1X2, REUSABLE | SPECIALIZED INSTRUMENTATION FOR OPEN AND LAPAROSCOPIC SURGERIES
22768 | 4229680139400 | FORCEPS, CLAMP, KOCHER/CURVED, STAINLESS STEEL, LENGTH 16 - 17 CM, 1X2, REUSABLE | SPECIALIZED INSTRUMENTATION FOR OPEN AND LAPAROSCOPIC SURGERIES
22769 | 4229680007000 | FORCEPS, CLAMP, VASCULAR, ATRAUMATIC/PEDIATRIC/STRAIGHT, STAINLESS STEEL, LENGTH 14 CM, REUSABLE | SPECIALIZED INSTRUMENTATION FOR OPEN AND LAPAROSCOPIC SURGERIES
22770 | 4229680004900 | FORCEPS, VASCULAR, ATRAUMATIC/COOLEY/STRAIGHT, STAINLESS STEEL, LENGTH = 17.0CM, REUSABLE | SPECIALIZED INSTRUMENTATION FOR OPEN AND LAPAROSCOPIC SURGERIES
22771 | 4229680005000 | FORCEPS, CLAMP, VASCULAR, ATRAUMATIC/COOLEY-BECK/ANGLED, STAINLESS STEEL, LENGTH 17 CM, REUSABLE | SPECIALIZED INSTRUMENTATION FOR OPEN AND LAPAROSCOPIC SURGERIES
22772 | 4229680005100 | FORCEPS, VASCULAR, ATRAUMATIC/DEBAKEY, LENGTH 16 CM, TIP WIDTH 2.8 MM, REUSABLE | SPECIALIZED INSTRUMENTATION FOR OPEN AND LAPAROSCOPIC SURGERIES
22773 | 4229680139100 | FORCEPS, CLAMP, GROSS MAIER/CURVED/GROOVED/SERRATED, WITH RATCHET, STAINLESS STEEL, LENGTH 26 - 27 CM, REUSABLE | SPECIALIZED INSTRUMENTATION FOR OPEN AND LAPAROSCOPIC SURGERIES
22774 | 4229680036500 | RONGEUR, LAMINA, GOUGING OUT, CASPAR/STRAIGHT, STAINLESS STEEL, TIP SIZE: 4 MM, LENGTH 15 - 16 CM, REUSABLE | SPECIALIZED INSTRUMENTATION FOR OPEN AND LAPAROSCOPIC SURGERIES
22775 | 4229680139000 | FORCEPS, CLAMP, GROSS MAIER/CURVED/GROOVED/SERRATED, WITH RATCHET, STAINLESS STEEL, LENGTH 20 - 21 CM, REUSABLE | SPECIALIZED INSTRUMENTATION FOR OPEN AND LAPAROSCOPIC SURGERIES
22776 | 4229680005200 | FORCEPS, VASCULAR, ATRAUMATIC/DEBAKEY, STAINLESS STEEL, LENGTH = 20.0CM, TIP WIDTH= 2.7MM, REUSABLE | SPECIALIZED INSTRUMENTATION FOR OPEN AND LAPAROSCOPIC SURGERIES
22777 | 4229680005300 | FORCEPS, VASCULAR, ATRAUMATIC/DEBAKEY, STAINLESS STEEL, LENGTH = 25.0CM, TIP WIDTH= 2.7MM, REUSABLE | SPECIALIZED INSTRUMENTATION FOR OPEN AND LAPAROSCOPIC SURGERIES
22778 | 4229680005400 | FORCEPS, VASCULAR, ATRAUMATIC/DEBAKEY, STAINLESS STEEL, LENGTH = 30.0CM, TIP WIDTH= 2.7MM, REUSABLE | SPECIALIZED INSTRUMENTATION FOR OPEN AND LAPAROSCOPIC SURGERIES
22779 | 4229680138900 | FORCEPS, CLAMP, SPONGE HOLDING, FOERSTER/SERRATED/STRAIGHT, STAINLESS STEEL, LENGTH 24 - 25 CM, REUSABLE | SPECIALIZED INSTRUMENTATION FOR OPEN AND LAPAROSCOPIC SURGERIES
22780 | 4229680036600 | RONGEUR, LAMINA, GOUGING OUT, CASPAR/STRAIGHT, STAINLESS STEEL, TIP SIZE: 4 MM, LENGTH 18 - 19 CM, REUSABLE | SPECIALIZED INSTRUMENTATION FOR OPEN AND LAPAROSCOPIC SURGERIES
22781 | 4229680138800 | FORCEPS, HEMOSTATIC, CRILE-RANKIN/STRAIGHT, STAINLESS STEEL, LENGTH = 16.0CM, REUSABLE | SPECIALIZED INSTRUMENTATION FOR OPEN AND LAPAROSCOPIC SURGERIES
22782 | 4229680036700 | RONGEUR, LAMINA, GOUGING OUT, CASPAR/UPWARD, STAINLESS STEEL, TIP SIZE: 4 MM, LENGTH 15 - 16 CM, REUSABLE | SPECIALIZED INSTRUMENTATION FOR OPEN AND LAPAROSCOPIC SURGERIES
22783 | 4229680005500 | FORCEPS, VASCULAR, ATRAUMATIC/DEBAKEY, STAINLESS STEEL, LENGTH = 23.0CM, REUSABLE | SPECIALIZED INSTRUMENTATION FOR OPEN AND LAPAROSCOPIC SURGERIES
22784 | 4229680005600 | FORCEPS, VASCULAR, ATRAUMATIC/DEBAKEY, STAINLESS STEEL, LENGTH = 20.0CM, TIP WIDTH= 3.5MM, REUSABLE | SPECIALIZED INSTRUMENTATION FOR OPEN AND LAPAROSCOPIC SURGERIES
22785 | 4229680139200 | FORCEPS, CLAMP, GROSS MAIER/STRAIGHT/GROOVED/SERRATED, WITH RATCHET, STAINLESS STEEL, LENGTH 22 - 23 CM, REUSABLE | SPECIALIZED INSTRUMENTATION FOR OPEN AND LAPAROSCOPIC SURGERIES
22786 | 4218301700600 | SPECULUM, COOK EYE WITH LOCKING SCREW NO. 1, REUSABLE | SPECIALIZED INSTRUMENTATION FOR OPEN AND LAPAROSCOPIC SURGERIES
22787 | 4229680007100 | FORCEPS, CARDIOVASCULAR, ATRAUMATIC/POTTS/CURVED, STAINLESS STEEL, LENGTH = 22.0CM, TIP WIDTH= 55.0MM, REUSABLE | SPECIALIZED INSTRUMENTATION FOR OPEN AND LAPAROSCOPIC SURGERIES
22788 | 4229680007300 | FORCEPS, MICRO, DEBAKEY/STRAIGHT, ROUND HANDLE, STAINLESS STEEL, LENGTH 20 - 21 CM, TIP WIDTH 1.2 MM, REUSABLE | SPECIALIZED INSTRUMENTATION FOR OPEN AND LAPAROSCOPIC SURGERIES
22789 | 4229680008400 | DILATOR, BILE DUCT, BAKES, LENGTH = 32.0CM, TIP DIAMETER = 11.0MM, REUSABLE | SPECIALIZED INSTRUMENTATION FOR OPEN AND LAPAROSCOPIC SURGERIES
22790 | 4229680137100 | FORCEPS, STANDARD/SERRATED TIP, STAINLESS STEEL, LENGTH 18 CM, REUSABLE | SPECIALIZED INSTRUMENTATION FOR OPEN AND LAPAROSCOPIC SURGERIES
22791 | 4229680137000 | FORCEPS, STANDARD/SERRATED TIP, STAINLESS STEEL, LENGTH 14 - 15 CM, REUSABLE | SPECIALIZED INSTRUMENTATION FOR OPEN AND LAPAROSCOPIC SURGERIES
22792 | 4229680136900 | FORCEPS MONOPOLAR ISOLATED/WITHOUT CONNECTOR STAINLESS STEEL LENGTH = 25.0CM REUSABLE | SPECIALIZED INSTRUMENTATION FOR OPEN AND LAPAROSCOPIC SURGERIES
22793 | 4229680008500 | DILATOR, BILE DUCT, BAKES, LENGTH = 32.0CM, TIP DIAMETER = 13.0MM, REUSABLE | SPECIALIZED INSTRUMENTATION FOR OPEN AND LAPAROSCOPIC SURGERIES
22794 | 4229680136800 | FORCEPS MONOPOLAR ISOLATED/WITHOUT CONNECTOR STAINLESS STEEL LENGTH = 21.0CM REUSABLE | SPECIALIZED INSTRUMENTATION FOR OPEN AND LAPAROSCOPIC SURGERIES
22795 | 4229680039000 | SCISSORS, DISSECTING, TOENNIS-ADSON/CURVED, STAINLESS STEEL, LENGTH = 17.5CM, REUSABLE | SPECIALIZED INSTRUMENTATION FOR OPEN AND LAPAROSCOPIC SURGERIES
22796 | 4229680136700 | SCISSORS, DISSECTING, MAYO LEXER/CURVED, STAINLESS STEEL, LENGTH = 16.0CM, REUSABLE | SPECIALIZED INSTRUMENTATION FOR OPEN AND LAPAROSCOPIC SURGERIES
22797 | 4229680039100 | SCISSORS, VASCULAR, SUPERCUT/DEBAKEY/ANGLED 45 DEGREE, STAINLESS STEEL, LENGTH = 16.5CM, REUSABLE | SPECIALIZED INSTRUMENTATION FOR OPEN AND LAPAROSCOPIC SURGERIES
22798 | 4229680017600 | SCISSORS, DISSECTING, IRIS SHARP-SHARP/CURVED, STAINLESS STEEL, LENGTH = 15.5CM, REUSABLE | SPECIALIZED INSTRUMENTATION FOR OPEN AND LAPAROSCOPIC SURGERIES
22799 | 4229680039300 | HOOK, SKIN, FIXATION/TRACTION, GILLIES/NO.2, LENGTH = 18.0CM, REUSABLE | SPECIALIZED INSTRUMENTATION FOR OPEN AND LAPAROSCOPIC SURGERIES
22800 | 4229680039400 | SPATULA, ABDOMINAL MALLEABLE, OBTAIN EXPOSURE TO THE SURGICAL FIELD, MALLEABLE, WIDTH= 13.0MM, LENGTH = 20.0CM, REUSABLE | SPECIALIZED INSTRUMENTATION FOR OPEN AND LAPAROSCOPIC SURGERIES
22801 | 4229680039500 | SPATULA, ABDOMINAL MALLEABLE, OBTAIN EXPOSURE TO THE SURGICAL FIELD, MALLEABLE, WIDTH= 16.0MM, LENGTH = 20.0CM, REUSABLE | SPECIALIZED INSTRUMENTATION FOR OPEN AND LAPAROSCOPIC SURGERIES
22802 | 4229680020400 | FORCEPS, CLAMP, MICRO-MOSQUITO/CURVED, STAINLESS STEEL, LENGTH 10 CM, REUSABLE | SPECIALIZED INSTRUMENTATION FOR OPEN AND LAPAROSCOPIC SURGERIES
22803 | 4229680020300 | FORCEPS, BLADE CHANGING, STAINLESS STEEL, CASPAR RETRACTOR BLADES, REUSABLE | SPECIALIZED INSTRUMENTATION FOR OPEN AND LAPAROSCOPIC SURGERIES
22804 | 4229680039600 | SPATULA, ABDOMINAL MALLEABLE, OBTAIN EXPOSURE TO THE SURGICAL FIELD, MALLEABLE, WIDTH= 25.0MM, LENGTH = 20.0CM, REUSABLE | SPECIALIZED INSTRUMENTATION FOR OPEN AND LAPAROSCOPIC SURGERIES
22805 | 4229680039700 | SPATULA, ABDOMINAL MALLEABLE, OBTAIN EXPOSURE TO THE SURGICAL FIELD, MALLEABLE, WIDTH= 6.5MM, LENGTH = 20.0CM, REUSABLE | SPECIALIZED INSTRUMENTATION FOR OPEN AND LAPAROSCOPIC SURGERIES
22806 | 4229680039800 | FORCEPS,CLAMP, SPONGE HOLDING, BOZEMANN/S-SHAPE, STAINLESS STEEL, LENGTH 26 CM, REUSABLE | SPECIALIZED INSTRUMENTATION FOR OPEN AND LAPAROSCOPIC SURGERIES
22807 | 4229680039900 | SPREADER, RETRACTOR, ADSON/BLUNT, STAINLESS STEEL, LENGTH = 26.0CM, TEETH: 3X3, REUSABLE | SPECIALIZED INSTRUMENTATION FOR OPEN AND LAPAROSCOPIC SURGERIES
22808 | 4229680040400 | SPREADER, RETRACTOR, HENLEY/BLUNT, STAINLESS STEEL, LENGTH 16 - 18 CM, 3X4, REUSABLE | SPECIALIZED INSTRUMENTATION FOR OPEN AND LAPAROSCOPIC SURGERIES
22809 | 4214260500600 | SYRINGE, EAR METAL LUER LOCK WITH 2 TIPS, REUSABLE | SPECIALIZED INSTRUMENTATION FOR OPEN AND LAPAROSCOPIC SURGERIES
22810 | 4229680040500 | RETRACTOR, SELF RETAINING, JANSEN/BLUNT, STAINLESS STEEL, LENGTH 9 - 10 CM, TEETH: 3X2, REUSABLE | SPECIALIZED INSTRUMENTATION FOR OPEN AND LAPAROSCOPIC SURGERIES
22811 | 4229680040600 | SPREADER, VASCULAR, BIEMER, STAINLESS STEEL, LENGTH = 16.0CM, REUSABLE | SPECIALIZED INSTRUMENTATION FOR OPEN AND LAPAROSCOPIC SURGERIES
22812 | 4229680040800 | TUBE, SUCTION, COOLEY/CURVED, DIAMETER = 7.0MM, LENGTH = 31.0CM, REUSABLE | SPECIALIZED INSTRUMENTATION FOR OPEN AND LAPAROSCOPIC SURGERIES
22813 | 4229680040900 | TUBE, SUCTION, COOLEY/CURVED, DIAMETER = 8.0MM, LENGTH = 36.0CM, REUSABLE | SPECIALIZED INSTRUMENTATION FOR OPEN AND LAPAROSCOPIC SURGERIES
22814 | 4229680041000 | TUBE, SUCTION, MARCORE/WITH CUTOFF, DIAMETER 5 - 6 MM, LENGTH 35 - 40 CM, REUSABLE | SPECIALIZED INSTRUMENTATION FOR OPEN AND LAPAROSCOPIC SURGERIES
22815 | 4229680041300 | TUBE, SUCTION, POOLE/ANGLED, DIAMETER 8 MM, LENGTH 24 - 25CM, REUSABLE | SPECIALIZED INSTRUMENTATION FOR OPEN AND LAPAROSCOPIC SURGERIES
22816 | 4229680041500 | HOOK, SUTURE, NEUROSURGERY, DIAMETER = 2.5MM, LENGTH = 26.0CM, REUSABLE | SPECIALIZED INSTRUMENTATION FOR OPEN AND LAPAROSCOPIC SURGERIES
22817 | 4229680041600 | FORCEPS, CLAMP, TAMPON, ULRICH/CURVED, STAINLESS STEEL, LENGTH 26 - 27 CM, REUSABLE | SPECIALIZED INSTRUMENTATION FOR OPEN AND LAPAROSCOPIC SURGERIES
22818 | 4229680137200 | FORCEPS, STANDARD/SERRATED TIP, STAINLESS STEEL, LENGTH 20 CM, REUSABLE | SPECIALIZED INSTRUMENTATION FOR OPEN AND LAPAROSCOPIC SURGERIES
22819 | 4229680137400 | FORCEPS, MEDIUM WIDE/SERRATED TIP, STAINLESS STEEL, LENGTH 14 - 15 CM, REUSABLE | SPECIALIZED INSTRUMENTATION FOR OPEN AND LAPAROSCOPIC SURGERIES
22820 | 4229632302700 | TRAY, STERILIZATION TELESCOPES WIRE, 29 CM X 6 CM X 5 CM, REUSABLE | SPECIALIZED INSTRUMENTATION FOR OPEN AND LAPAROSCOPIC SURGERIES
22821 | 4229680038900 | SCISSORS, OPERATING, SIMS/BLUNT-BLUNT/STRAIGHT, STAINLESS STEEL, LENGTH = 20.0CM, REUSABLE | SPECIALIZED INSTRUMENTATION FOR OPEN AND LAPAROSCOPIC SURGERIES
22822 | 4229680007400 | FORCEPS, CLAMP, VASCULAR, ATRAUMATIC/NEONATAL/30 DEGREE ANGLED, STAINLESS STEEL, LENGTH 12 - 13 CM, REUSABLE | SPECIALIZED INSTRUMENTATION FOR OPEN AND LAPAROSCOPIC SURGERIES
22823 | 4229680007500 | FORCEPS, CLAMP, VASCULAR, ATRAUMATIC/NEONATAL, 40 - 45 DEGREE ANGLED, STAINLESS STEEL, LENGTH 12 - 13 CM, REUSABLE | SPECIALIZED INSTRUMENTATION FOR OPEN AND LAPAROSCOPIC SURGERIES
22824 | 4229680037400 | SCISSORS, MINIMALLY INVASIVE SURGICAL, CORE/ANGLED 30 DEGREE/MEDIUM, STAINLESS STEEL, LENGTH = 24.0CM, (OR EQUIVALENT), REUSABLE | SPECIALIZED INSTRUMENTATION FOR OPEN AND LAPAROSCOPIC SURGERIES
22825 | 4229680007600 | FORCEPS,CLAMP, VASCULAR, ATRAUMATIC/DEBAKEY/CURVED, STAINLESS STEEL, LENGTH 12 - 13 CM, REUSABLE | SPECIALIZED INSTRUMENTATION FOR OPEN AND LAPAROSCOPIC SURGERIES
22826 | 4229632307200 | TELESCOPE, STRAIGHT FORWARD 0 DEGREE, ENLARGED VIEW, DIAMETER 5 MM, LENGTH 24 CM, AUTOCLAVABLE, FIBEROPTIC LIGHT TRANSMISSION INCORPORATED, REUSABLE | SPECIALIZED INSTRUMENTATION FOR OPEN AND LAPAROSCOPIC SURGERIES
22827 | 4229680037500 | SCISSORS, MINIMALLY INVASIVE SURGICAL, CORE/ANGLED 70 DEGREE/MEDIUM, STAINLESS STEEL, LENGTH = 24.0CM, (OR EQUIVALENT), REUSABLE | SPECIALIZED INSTRUMENTATION FOR OPEN AND LAPAROSCOPIC SURGERIES
22828 | 4229632307100 | TELESCOPE, STRAIGHT FORWARD 0 DEGREE - 90 DEGREE ENLARGED VIEW, DIAMETER 10MM, LENGTH 31CM, AUTOCLAVABLE, FIBEROPTIC LIGHT TRANSMISSION INCORPORATED, REUSABLE | SPECIALIZED INSTRUMENTATION FOR OPEN AND LAPAROSCOPIC SURGERIES
22829 | 4229680037600 | SCISSORS, MINIMALLY INVASIVE SURGICAL, CORE POTTS-DIETRICH/ANGLED 45 DEGREE/MEDIUM, STAINLESS STEEL, LENGTH = 24.0CM, (OR EQUIVALENT), REUSABLE | SPECIALIZED INSTRUMENTATION FOR OPEN AND LAPAROSCOPIC SURGERIES
22830 | 4229680037700 | SCISSORS, SURGICAL, DELICATE/BLUNT-BLUNT/STRAIGHT, STAINLESS STEEL, LENGTH = 11.5CM, REUSABLE | SPECIALIZED INSTRUMENTATION FOR OPEN AND LAPAROSCOPIC SURGERIES
22831 | 4229680037800 | SCISSORS, VASCULAR, DIETRICH-POTTS/ANGLED 125 DEGREE, STAINLESS STEEL, LENGTH = 18.0CM, TIP WIDTH= 10.0MM, REUSABLE | SPECIALIZED INSTRUMENTATION FOR OPEN AND LAPAROSCOPIC SURGERIES
22832 | 4229632307000 | TELESCOPE, FORWARD-OBLIQUE 30 DEGREE, ENLARGED VIEW, DIAMETER 5 MM, LENGTH 24 CM, AUTOCLAVABLE, FIBEROPTIC LIGHT TRANSMISSION INCORPORATED, REUSABLE | SPECIALIZED INSTRUMENTATION FOR OPEN AND LAPAROSCOPIC SURGERIES
22833 | 4229680007700 | FORCEPS, CLAMP, ATRAUMATIC DUVAL/ORGAN SEIZING/SCHEIBE, STAINLESS STEEL, LENGTH 19 - 20.5 CM, REUSABLE | SPECIALIZED INSTRUMENTATION FOR OPEN AND LAPAROSCOPIC SURGERIES
22834 | 4229680007800 | FORCEPS, VASCULAR, ATRAUMATIC/SUBRAMANIAN/135 DEGREE ANGLED, STAINLESS STEEL, LENGTH = 16.0CM, REUSABLE | SPECIALIZED INSTRUMENTATION FOR OPEN AND LAPAROSCOPIC SURGERIES
22835 | 4229680037900 | SCISSORS, VASCULAR, DIETRICH-POTTS/ANGLED 25 DEGREE, STAINLESS STEEL, LENGTH = 18.0CM, TIP WIDTH= 10.0MM, REUSABLE | SPECIALIZED INSTRUMENTATION FOR OPEN AND LAPAROSCOPIC SURGERIES
22836 | 4229680007200 | FORCEPS, CLAMP, VASCULAR, GUYON/PEDICLE, DEBAKEY, STAINLESS STEEL, LENGTH 19 CM, REUSABLE | SPECIALIZED INSTRUMENTATION FOR OPEN AND LAPAROSCOPIC SURGERIES
22837 | 4229680137900 | PROBE, INSERTION THROUGH A FISTULA, STAINLESS STEEL, 90 DEGREES CURVATURE, LENGTH 16 - 17 CM, REUSABLE | SPECIALIZED INSTRUMENTATION FOR OPEN AND LAPAROSCOPIC SURGERIES
22838 | 4229680137800 | ELEVATOR, LANGENBECK, STAINLESS STEEL, DIAMETER 7 MM, LENGTH 19 - 20 CM, REUSABLE | SPECIALIZED INSTRUMENTATION FOR OPEN AND LAPAROSCOPIC SURGERIES
22839 | 4229680038200 | SCISSORS, VASCULAR, DIETRICH-POTTS/ANGLED 90 DEGREE, STAINLESS STEEL, LENGTH = 18.0CM, TIP WIDTH= 10.0MM, REUSABLE | SPECIALIZED INSTRUMENTATION FOR OPEN AND LAPAROSCOPIC SURGERIES
22840 | 4229680137700 | DISSECTOR, SEPARATION, DAVIS DURA/DOUBLE, STAINLESS STEEL, LENGTH 24 - 25 CM, REUSABLE | SPECIALIZED INSTRUMENTATION FOR OPEN AND LAPAROSCOPIC SURGERIES
22841 | 4229680038300 | SCISSORS, OPERATING, DOYEN/BLUNT-BLUNT/CURVED, STAINLESS STEEL, LENGTH = 18.5CM, REUSABLE | SPECIALIZED INSTRUMENTATION FOR OPEN AND LAPAROSCOPIC SURGERIES
22842 | 4229680137600 | FORCEPS, SEMKEN, STAINLESS STEEL, LENGTH 12 - 13 CM, REUSABLE | SPECIALIZED INSTRUMENTATION FOR OPEN AND LAPAROSCOPIC SURGERIES
22843 | 4229680007900 | FORCEPS, VASCULAR, ATRAUMATIC/SUBRAMANIAN/LEFT, STAINLESS STEEL, LENGTH = 16.0CM, REUSABLE | SPECIALIZED INSTRUMENTATION FOR OPEN AND LAPAROSCOPIC SURGERIES
22844 | 4229680137500 | FORCEPS, MEDIUM WIDE/SERRATED TIP STAINLESS STEEL, LENGTH 20 CM, REUSABLE | SPECIALIZED INSTRUMENTATION FOR OPEN AND LAPAROSCOPIC SURGERIES
22845 | 4229680008000 | FORCEPS, VASCULAR, ATRAUMATIC/SUBRAMANIAN/RIGHT, STAINLESS STEEL, LENGTH = 16.0CM, REUSABLE | SPECIALIZED INSTRUMENTATION FOR OPEN AND LAPAROSCOPIC SURGERIES
22846 | 4229680038400 | SCISSORS, OPERATING, DOYEN/BLUNT-BLUNT/STRAIGHT, STAINLESS STEEL, LENGTH = 18.5CM, REUSABLE | SPECIALIZED INSTRUMENTATION FOR OPEN AND LAPAROSCOPIC SURGERIES
22847 | 4229680038500 | SCISSORS, JOSEPH/SHARP-SHARP/STRAIGHT, STAINLESS STEEL, LENGTH 14 - 15 CM, REUSABLE | SPECIALIZED INSTRUMENTATION FOR OPEN AND LAPAROSCOPIC SURGERIES
22848 | 4229680008100 | FORCEPS, TISSUE, BABCOCK/ATRAUMATIC, STAINLESS STEEL, LENGTH 21 - 22 CM, REUSABLE | SPECIALIZED INSTRUMENTATION FOR OPEN AND LAPAROSCOPIC SURGERIES
22849 | 4229680038600 | SCISSORS, OPERATING, KELLY/CURVED, STAINLESS STEEL, LENGTH = 16.0CM, REUSABLE | SPECIALIZED INSTRUMENTATION FOR OPEN AND LAPAROSCOPIC SURGERIES
22850 | 4229680008300 | RETRACTOR, COOLEY, MITRAL VALVE, HAND-HELD SERRATED TIP, DIFFERENT SIZES SMALL, MEDIUM, LARGE (OR EQUIVALENT), REUSABLE | SPECIALIZED INSTRUMENTATION FOR OPEN AND LAPAROSCOPIC SURGERIES
22851 | 4229680038700 | SCISSORS, LOCKLIN/ANGLED TIP/STRAIGHT BODY/SERRATED, STAINLESS STEEL, LENGTH 16 CM, REUSABLE | SPECIALIZED INSTRUMENTATION FOR OPEN AND LAPAROSCOPIC SURGERIES
22852 | 4229680038100 | SCISSORS, VASCULAR, DIETRICH-POTTS/ANGLED 60 DEGREE, STAINLESS STEEL, LENGTH = 18.0CM, TIP WIDTH= 10.0MM, REUSABLE | SPECIALIZED INSTRUMENTATION FOR OPEN AND LAPAROSCOPIC SURGERIES
22853 | 4229680048600 | TRAY, STERILIZATION INSTRUMENT, WITH LID, SIZE: 53 CM X 25 CM X 4 CM, STAINLESS STEEL, REUSABLE | SPECIALIZED INSTRUMENTATION FOR OPEN AND LAPAROSCOPIC SURGERIES
22854 | 4229680133000 | CONTAINER, STERILIZATION INSTRUMENT, WITH LID, SIZE 30 CM X 30 CM X 14 CM, STAINLESS STEEL, REUSABLE | SPECIALIZED INSTRUMENTATION FOR OPEN AND LAPAROSCOPIC SURGERIES
22855 | 4229680049000 | CLAMP, TUBE, SMOOTH JAW, STAINLESS STEEL, LENGTH 16 - 17 CM, REUSABLE | SPECIALIZED INSTRUMENTATION FOR OPEN AND LAPAROSCOPIC SURGERIES
22856 | 4229680009700 | FORCEPS, BRONCHUS, PRICE-THOMAS/NO.1, STAINLESS STEEL, REUSABLE | SPECIALIZED INSTRUMENTATION FOR OPEN AND LAPAROSCOPIC SURGERIES
22857 | 4229680085300 | SCISSORS, DISSECTING, METZENBAUM FINE/BLUNT-BLUNTS/STRAIGHT, STAINLESS STEEL, LENGTH = 18.0CM, REUSABLE | SPECIALIZED INSTRUMENTATION FOR OPEN AND LAPAROSCOPIC SURGERIES
22858 | 4229680127800 | FORCEPS, CLAMP, RECTAL, HAYES/ANGLED/ATRAUMATIC, STAINLESS STEEL, LENGTH 28 CM, REUSABLE | SPECIALIZED INSTRUMENTATION FOR OPEN AND LAPAROSCOPIC SURGERIES
22859 | 4229680018600 | FORCEPS, GERALD/STRAIGHT, STAINLESS STEEL, LENGTH 17 - 18 CM, REUSABLE | SPECIALIZED INSTRUMENTATION FOR OPEN AND LAPAROSCOPIC SURGERIES
22860 | 4229680086900 | SCISSORS, DISSECTING, RAGNELL UNDERMINING/FLAT TIP/BLUNT-BLUNT/CURVED, STAINLESS STEEL, LENGTH = 12.5CM, REUSABLE | SPECIALIZED INSTRUMENTATION FOR OPEN AND LAPAROSCOPIC SURGERIES
22861 | 4229680087200 | HOOK, ROLLET, SKIN RETRACTION, SHARP/2 PRONGS, LENGTH 12 - 13 CM, REUSABLE | SPECIALIZED INSTRUMENTATION FOR OPEN AND LAPAROSCOPIC SURGERIES
22862 | 4229680089400 | NEEDLE HOLDER, WEBSTER/SMOOTH JAW, STAINLESS STEEL, LENGTH 12 -13 CM, REUSABLE | SPECIALIZED INSTRUMENTATION FOR OPEN AND LAPAROSCOPIC SURGERIES
22863 | 4229680018500 | FORCEPS, CUSHING, STRAIGHT, STAINLESS STEEL, LENGTH 17 - 18 CM, REUSABLE | SPECIALIZED INSTRUMENTATION FOR OPEN AND LAPAROSCOPIC SURGERIES
22864 | 4229680090100 | CURETTE, ADENOID, BECKMANN, CURVED, STAINLESS STEEL, TIP WIDTH 19 MM, LENGTH 22 - 23 CM, REUSABLE | SPECIALIZED INSTRUMENTATION FOR OPEN AND LAPAROSCOPIC SURGERIES
22865 | 4229680090300 | PUNCH, ANTRUM/KERRISON, UPWARDS, JAW WIDTH 5 MM X 5 MM, LENGTH 9 - 10 CM, REUSABLE | SPECIALIZED INSTRUMENTATION FOR OPEN AND LAPAROSCOPIC SURGERIES
22866 | 4229680090400 | ELECTRODE, BALL, COAGULATION, DIAMETER 4 MM, LENGTH 7 - 8 CM, REUSABLE | SPECIALIZED INSTRUMENTATION FOR OPEN AND LAPAROSCOPIC SURGERIES
22867 | 4229680090500 | FORCEPS, BIPOLAR COAGULATION, NON-STICK, ANGLED/BLUNT, STAINLESS STEEL, LENGTH 20 CM, INSULATED,TIP WIDTH 1.2 MM, REUSABLE | SPECIALIZED INSTRUMENTATION FOR OPEN AND LAPAROSCOPIC SURGERIES
22868 | 4229680090600 | FORCEPS, BIPOLAR COAGULATION, NON-STICK, ANGLED/BLUNT, STAINLESS STEEL, LENGTH 20 CM, INSULATED, TIP WIDTH 2 MM, REUSABLE | SPECIALIZED INSTRUMENTATION FOR OPEN AND LAPAROSCOPIC SURGERIES
22869 | 4229680090700 | CURETTE, BONE, BRUNS/ROUND, SIZE: NO. 00, LENGTH 17.0 - 18.0 CM, REUSABLE | SPECIALIZED INSTRUMENTATION FOR OPEN AND LAPAROSCOPIC SURGERIES
22870 | 4229680090800 | CURETTE, BONE, BRUNS/ROUND, SIZE: NO. 000, LENGTH 17.0 - 18.0 CM, REUSABLE | SPECIALIZED INSTRUMENTATION FOR OPEN AND LAPAROSCOPIC SURGERIES
22871 | 4229680090900 | CURETTE, BONE, BRUNS/ROUND, SIZE: NO. 0, LENGTH 17.0 - 18.0 CM, REUSABLE | SPECIALIZED INSTRUMENTATION FOR OPEN AND LAPAROSCOPIC SURGERIES
22872 | 4229680091000 | CURETTE, BONE, BRUNS/ROUND, SIZE: NO. 1, LENGTH 17.0 - 18.0 CM, REUSABLE | SPECIALIZED INSTRUMENTATION FOR OPEN AND LAPAROSCOPIC SURGERIES
22873 | 4229680091100 | CURETTE, BONE, BRUNS/ROUND, SIZE: NO. 2, LENGTH 17.0 - 18.0 CM, REUSABLE | SPECIALIZED INSTRUMENTATION FOR OPEN AND LAPAROSCOPIC SURGERIES
22874 | 4229680091200 | CURETTE, BONE, HALLE/MALLEABLE SHAFT, NO.2, STAINLESS STEEL, LENGTH 20 - 22 CM, REUSABLE | SPECIALIZED INSTRUMENTATION FOR OPEN AND LAPAROSCOPIC SURGERIES
22875 | 4229680091300 | PUNCH, BONE, BEYER, JAW WIDTH 1 - 1.8 MM, REUSABLE | SPECIALIZED INSTRUMENTATION FOR OPEN AND LAPAROSCOPIC SURGERIES
22876 | 4229680091400 | RONGEUR, BONE, GOUGING OUT, JANSEN/STRAIGHT, STAINLESS STEEL, LENGTH 17 - 18 CM, REUSABLE | SPECIALIZED INSTRUMENTATION FOR OPEN AND LAPAROSCOPIC SURGERIES
22877 | 4229680091500 | RONGEUR, BONE, GOUGING OUT, LUER/CURVED, STAINLESS STEEL, LENGTH 14 - 15 CM, REUSABLE | SPECIALIZED INSTRUMENTATION FOR OPEN AND LAPAROSCOPIC SURGERIES
22878 | 4229680091900 | CHISEL, CUTTING, ALEXANDER, BLADE WIDTH 10 MM, LENGTH 17 - 18 CM, REUSABLE | SPECIALIZED INSTRUMENTATION FOR OPEN AND LAPAROSCOPIC SURGERIES
22879 | 4229680092000 | CHISEL, CUTTING, ALEXANDER, BLADE WIDTH 6 MM, LENGTH 17 - 18 CM, REUSABLE | SPECIALIZED INSTRUMENTATION FOR OPEN AND LAPAROSCOPIC SURGERIES
22880 | 4229680092100 | CHISEL, CUTTING, ALEXANDER, BLADE WIDTH 8 MM, LENGTH 17 - 18 CM, REUSABLE | SPECIALIZED INSTRUMENTATION FOR OPEN AND LAPAROSCOPIC SURGERIES
22881 | 4229680092200 | CHISEL, CUTTING, FOMON/WITH GUIDE, BLADE WIDTH 7MM, LENGTH 16 - 17 CM, REUSABLE | SPECIALIZED INSTRUMENTATION FOR OPEN AND LAPAROSCOPIC SURGERIES
22882 | 4229680092400 | CURETTE, BONE, DOUBLE-ENDED/FAULKNER/OVAL/ROUND, STAINLESS STEEL, LENGTH 20 - 21 CM, REUSABLE | SPECIALIZED INSTRUMENTATION FOR OPEN AND LAPAROSCOPIC SURGERIES
22883 | 4229680083300 | HOOK, SKIN RETRACTION, FRAZIER/SHARP, LENGTH 12 - 14 CM, REUSABLE | SPECIALIZED INSTRUMENTATION FOR OPEN AND LAPAROSCOPIC SURGERIES
22884 | 4229680092500 | CURETTE, BONE, EXTRACTION, SHARP/COAKLEY, SIZE NO 1, STAINLESS STEEL, LENGTH 17 - 18 CM, REUSABLE | SPECIALIZED INSTRUMENTATION FOR OPEN AND LAPAROSCOPIC SURGERIES
22885 | 4229680083200 | HOOK, SKIN RETRACTION, FRAZIER/BLUNT, LENGTH 12 - 14 CM, REUSABLE | SPECIALIZED INSTRUMENTATION FOR OPEN AND LAPAROSCOPIC SURGERIES
22886 | 4229680018800 | FORCEPS, MEDIUM WIDE/SERRATED TIP STAINLESS STEEL, LENGTH 16 CM, REUSABLE | SPECIALIZED INSTRUMENTATION FOR OPEN AND LAPAROSCOPIC SURGERIES
22887 | 4229680073200 | HANDLE, SCALPEL, ROUND/ANGULATED/NO.3, LENGTH = 14.0CM, REUSABLE | SPECIALIZED INSTRUMENTATION FOR OPEN AND LAPAROSCOPIC SURGERIES
22888 | 4229680073500 | SCISSORS, SURGICAL, DEAN/SERRATED/ANGLED UPWARDS, STAINLESS STEEL, LENGTH = 17.5CM, REUSABLE | SPECIALIZED INSTRUMENTATION FOR OPEN AND LAPAROSCOPIC SURGERIES
22889 | 4229680129000 | DILATOR, BILE DUCT, BAKES, LENGTH = 32.0CM, TIP DIAMETER = 3.0MM, REUSABLE | SPECIALIZED INSTRUMENTATION FOR OPEN AND LAPAROSCOPIC SURGERIES
22890 | 4229680073600 | SCISSORS, SURGICAL, GOLDMAN-FOX/CURVED/SERRATED, STAINLESS STEEL, LENGTH = 13.0CM, REUSABLE | SPECIALIZED INSTRUMENTATION FOR OPEN AND LAPAROSCOPIC SURGERIES
22891 | 4229680073700 | SCISSORS, SURGICAL, GOLDMAN-FOX/STRAIGHT/SERRATED, STAINLESS STEEL, LENGTH = 13.0CM, REUSABLE | SPECIALIZED INSTRUMENTATION FOR OPEN AND LAPAROSCOPIC SURGERIES
22892 | 4229680073800 | SCISSORS, LOCKLIN/ANGLED TIP/CURVED BODY/SERRATED, STAINLESS STEEL, LENGTH 16 CM, REUSABLE | SPECIALIZED INSTRUMENTATION FOR OPEN AND LAPAROSCOPIC SURGERIES
22893 | 4229680073900 | RASPATORY, SELDIN, CURVED SCRAPING, DOUBLE ENDED, LENGTH 19.0 -20.0 CM, REUSABLE | SPECIALIZED INSTRUMENTATION FOR OPEN AND LAPAROSCOPIC SURGERIES
22894 | 4229680074400 | FORCEPS, SINUS, LISTER, STRAIGHT, LENGTH 16 CM, STAINLESS STEEL, REUSABLE | SPECIALIZED INSTRUMENTATION FOR OPEN AND LAPAROSCOPIC SURGERIES
22895 | 4229680074600 | HOOK, SKIN, FIXATION/TRACTION, KILNER/GRACILE, LENGTH 14 - 16 CM, REUSABLE | SPECIALIZED INSTRUMENTATION FOR OPEN AND LAPAROSCOPIC SURGERIES
22896 | 4229680009500 | FORCEPS, CLAMP, BONE CUTTING, STILLE-LISTON, STAINLESS STEEL, LENGTH 28 CM, REUSABLE | SPECIALIZED INSTRUMENTATION FOR OPEN AND LAPAROSCOPIC SURGERIES
22897 | 4229680077300 | HANDLE, SCALPEL NO.3, WITH METRIC RULE/FITS 10 - 15, LENGTH 12.5CM, REUSABLE | SPECIALIZED INSTRUMENTATION FOR OPEN AND LAPAROSCOPIC SURGERIES
22898 | 4229680077900 | FORCEPS, TISSUE, ADSON/WITH SUTURE TYING PLATFORM, TUNGSTEN CARBIDE, LENGTH 9 - 10 CM, TIP 1.5 MM, 1X2, REUSABLE | SURGICAL INSTRUMENT TENDER
22899 | 4229680128900 | DILATOR, BILE DUCT, BAKES, LENGTH = 32.0CM, TIP DIAMETER = 10.0MM, REUSABLE | SPECIALIZED INSTRUMENTATION FOR OPEN AND LAPAROSCOPIC SURGERIES
22900 | 4229680128800 | FORCEPS, CLAMP, BABCOCK/ATRAUMATIC, STAINLESS STEEL, LENGTH 15 - 16 CM, REUSABLE | SPECIALIZED INSTRUMENTATION FOR OPEN AND LAPAROSCOPIC SURGERIES
22901 | 4229680128700 | FORCEPS, CLAMP, ALLIS/ATRAUMATIC, STAINLESS STEEL, LENGTH 24 - 26 CM, REUSABLE | SPECIALIZED INSTRUMENTATION FOR OPEN AND LAPAROSCOPIC SURGERIES
22902 | 4229680080100 | EXTRACTOR, SAALFEL DCOMEDONE, DOUBLE END, TIP LENGTH 1.7 CM X 1.1 CM, TOTAL LENGTH 11 - 12 CM, STAINLESS STEEL, REUSABLE | SURGICAL INSTRUMENT TENDER
22903 | 4229680128600 | FORCEPS, TISSUE, ALLIS/ATRAUMATIC, STAINLESS STEEL, LENGTH = 20.0CM, REUSABLE | SPECIALIZED INSTRUMENTATION FOR OPEN AND LAPAROSCOPIC SURGERIES
22904 | 4229680128500 | FORCEPS, TISSUE, ALLIS/ATRAUMATIC, STAINLESS STEEL, LENGTH = 15.5CM, REUSABLE | SPECIALIZED INSTRUMENTATION FOR OPEN AND LAPAROSCOPIC SURGERIES
22905 | 4229680048900 | TRAY, STERILIZATION INSTRUMENT, WITH LID, SIZE: 27 CM X 17 CM X 3 CM, STAINLESS STEEL, REUSABLE | SPECIALIZED INSTRUMENTATION FOR OPEN AND LAPAROSCOPIC SURGERIES
22906 | 4229633909200 | WORKING ELEMENT, MOTION BY MEANS OF A SPRING, THE THUMB SUPPORT IS MOVABLE, IN REST POSITION THE ELECTRODE IS INSIDE THE SHEATH, ALSO FOR USE WITH OPTICAL URETHROTOME, REUSABLE | SPECIALIZED INSTRUMENTATION FOR OPEN AND LAPAROSCOPIC SURGERIES
22907 | 4229680081700 | RETRACTOR, DESMARRES, LID/VEIN, BLADE LENGTH 12 - 13 MM, STAINLESS STEEL, REUSABLE | SPECIALIZED INSTRUMENTATION FOR OPEN AND LAPAROSCOPIC SURGERIES
22908 | 4229680009600 | BOWL, METAL, DIAMETER = 116.0MM, HEIGHT: 50.0MM, CAPACITY: 0.25L, REUSABLE | SPECIALIZED INSTRUMENTATION FOR OPEN AND LAPAROSCOPIC SURGERIES
22909 | 4229680018900 | FORCEPS, POTTS-SMITH, STAINLESS STEEL, LENGTH 18 CM, REUSABLE | SPECIALIZED INSTRUMENTATION FOR OPEN AND LAPAROSCOPIC SURGERIES
22910 | 4224180802200 | PASSER, CHEST TUBE, THORACOSCOPY, WITHOUT RATCHET 24 CM (OR EQUIVALENT), REUSABLE | SPECIALIZED INSTRUMENTATION FOR OPEN AND LAPAROSCOPIC SURGERIES
22911 | 4229680128300 | CLAMP, TANGENTIAL, SATINSKY/ATRAUMATIC, STAINLESS STEEL, LENGTH = 22.0CM, REUSABLE | SPECIALIZED INSTRUMENTATION FOR OPEN AND LAPAROSCOPIC SURGERIES
22912 | 4229680128100 | FORCEPS, CLAMP, VASCULAR, TANGENTIAL, SATINSKY/ATRAUMATIC, STAINLESS STEEL, LENGTH 27 - 29 CM, REUSABLE | SPECIALIZED INSTRUMENTATION FOR OPEN AND LAPAROSCOPIC SURGERIES
22913 | 4229680128000 | FORCEPS, CLAMP, VASCULAR, TANGENTIAL, SATINSKY/ATRAUMATIC, STAINLESS STEEL, LENGTH 26 - 26.5 CM, REUSABLE | SPECIALIZED INSTRUMENTATION FOR OPEN AND LAPAROSCOPIC SURGERIES
22914 | 4229680127900 | FORCEPS, CLAMP, RECTUM/INTESTINE, RESANO/ATRAUMATIC, STAINLESS STEEL, 90 DEGREE, LENGTH 28 CM, REUSABLE | SPECIALIZED INSTRUMENTATION FOR OPEN AND LAPAROSCOPIC SURGERIES
22915 | 4229680072700 | ELEVATOR, PERIOSTEAL, PRICHARD, STAINLESS STEEL, LENGTH 17 - 20 CM, REUSABLE | SPECIALIZED INSTRUMENTATION FOR OPEN AND LAPAROSCOPIC SURGERIES
22916 | 4229680092700 | CURETTE/HOOKLET, FOR EAR, BLUNT, STAINLESS STEEL, LENGTH 13 - 14 CM, REUSABLE | SPECIALIZED INSTRUMENTATION FOR OPEN AND LAPAROSCOPIC SURGERIES
22917 | 4229680093200 | DISSECTOR, FISCH/LEFT/ANGULATED, STAINLESS STEEL, LENGTH 15 - 16 CM, REUSABLE | SPECIALIZED INSTRUMENTATION FOR OPEN AND LAPAROSCOPIC SURGERIES
22918 | 4229680096700 | ELEVATOR, PERIOSTEAL, COTTLE, STAINLESS STEEL, DIAMETER 4.5 MM, LENGTH 19 - 22 CM, REUSABLE | SPECIALIZED INSTRUMENTATION FOR OPEN AND LAPAROSCOPIC SURGERIES
22919 | 4229680096800 | ELEVATOR, HENKE, STAINLESS STEEL, DIAMETER 11.5 MM X 5 MM, LENGTH 22 - 25 CM, TONSILLECTOMY, REUSABLE | SPECIALIZED INSTRUMENTATION FOR OPEN AND LAPAROSCOPIC SURGERIES
22920 | 4229680097000 | FORCEPS, ETHMOIDAL, ANGLED 45 DEGREE UPWARD/NO.3, STAINLESS STEEL, TIP WIDTH= 4.5MM, REUSABLE | SPECIALIZED INSTRUMENTATION FOR OPEN AND LAPAROSCOPIC SURGERIES
22921 | 4229680097100 | FORCEPS, ETHMOIDAL, 45 DEGREE, UPWARD, NO. 4, TIP WIDTH 5 MM, STAINLESS STEEL, REUSABLE | SPECIALIZED INSTRUMENTATION FOR OPEN AND LAPAROSCOPIC SURGERIES
22922 | 4229680097200 | FORCEPS, ETHMOIDAL, 90 DEGREE, UPWARD, NO. 2, TIP WIDTH 3.5 MM, STAINLESS STEEL, REUSABLE | SPECIALIZED INSTRUMENTATION FOR OPEN AND LAPAROSCOPIC SURGERIES
22923 | 4229680097300 | FORCEPS, ETHMOIDAL, 90 DEGREE, UPWARD, NO. 3, TIP WIDTH 4.5 MM, STAINLESS STEEL, REUSABLE | SPECIALIZED INSTRUMENTATION FOR OPEN AND LAPAROSCOPIC SURGERIES
22924 | 4214271902500 | COLD KNIFE, HOOK-SHAPED, FOR ADULT, RESECTOSCOPE, NOT TO BE USED WITH HIGH FREQUENCY MACHINE, REUSABLE | SPECIALIZED INSTRUMENTATION FOR OPEN AND LAPAROSCOPIC SURGERIES
22925 | 4214271902600 | COLD KNIFE, SICKLE-SHAPED, FOR ADULT, RESECTOSCOPE, NOT TO BE USED WITH HIGH FREQUENCY MACHINE, REUSABLE | SPECIALIZED INSTRUMENTATION FOR OPEN AND LAPAROSCOPIC SURGERIES
22926 | 4214273400000 | BULB, RUBBER, FOR ELLIK EVACUATOR, REUSABLE | SPECIALIZED INSTRUMENTATION FOR OPEN AND LAPAROSCOPIC SURGERIES
22927 | 4214273400100 | CONNECTOR, WITH TUBE FOR ELLIK EVACUATOR, REUSABLE | SPECIALIZED INSTRUMENTATION FOR OPEN AND LAPAROSCOPIC SURGERIES
22928 | 4214273400200 | GLASS RECEPTACLE, FOR ELLIK EVACUATOR, REUSABLE | SPECIALIZED INSTRUMENTATION FOR OPEN AND LAPAROSCOPIC SURGERIES
22929 | 4214273600900 | CATHETER, UROLOGY, CURVED, DIAMETER = 15.0FR, LENGTH = 15.0CM, WOMEN, WITH STYLET, REUSABLE | SURGICAL INSTRUMENT TENDER
22930 | 4214273601000 | CATHETER, UROLOGY, CURVED, DIAMETER = 18.0FR, LENGTH = 15.0CM, WOMEN, WITH STYLET, REUSABLE | SPECIALIZED INSTRUMENTATION FOR OPEN AND LAPAROSCOPIC SURGERIES
22931 | 4229680097400 | FORCEPS, ETHMOIDAL, WATSON-WILLIAM, SERRATED, STRAIGHT, WORKING LENGTH 12 CM, STAINLESS STEEL, REUSABLE | SPECIALIZED INSTRUMENTATION FOR OPEN AND LAPAROSCOPIC SURGERIES
22932 | 4229680097500 | FORCEPS, ETHMOIDAL, TAKAHASHI, STRAIGHT, WORKING LENGTH 12 CM, TOTAL LENGTH 19 CM, STAINLESS STEEL, REUSABLE | SPECIALIZED INSTRUMENTATION FOR OPEN AND LAPAROSCOPIC SURGERIES
22933 | 4219220804100 | FLEXIBLE ARM, PROVIDES MAXIMUM SURGICAL EXPOSURE IN VASCULAR AND MITRAL VALVE PROCEDURE WITH BLADES 20MM, 35MM, 40 MM, REUSABLE | SPECIALIZED INSTRUMENTATION FOR OPEN AND LAPAROSCOPIC SURGERIES
22934 | 4229680097600 | TUBE, EXTENSION, BRUENINGS/CURVED, LENGTH 18 CM, FOR BRONCHOSCOPY, REUSABLE | SPECIALIZED INSTRUMENTATION FOR OPEN AND LAPAROSCOPIC SURGERIES
22935 | 4229680097700 | TUBE, EXTENSION, BRUENINGS/STRAIGHT, LENGTH 22 CM, FOR BRONCHOSCOPY, REUSABLE | SPECIALIZED INSTRUMENTATION FOR OPEN AND LAPAROSCOPIC SURGERIES
22936 | 4229680097800 | TUBE, EXTENSION, BRUENINGS/STRAIGHT, LENGTH 32 CM, FOR BRONCHOSCOPY, REUSABLE | SPECIALIZED INSTRUMENTATION FOR OPEN AND LAPAROSCOPIC SURGERIES
22937 | 4229680098000 | FORCEPS, MICRO CUP, CURVED/LEFT, DIAMETER 2 MM, LENGTH 23 CM, STAINLESS STEEL, REUSABLE | SPECIALIZED INSTRUMENTATION FOR OPEN AND LAPAROSCOPIC SURGERIES
22938 | 4229680098100 | FORCEPS, MICRO CUP, CURVED/RIGHT, DIAMETER 2 MM, LENGTH 23 CM, STAINLESS STEEL, REUSABLE | SPECIALIZED INSTRUMENTATION FOR OPEN AND LAPAROSCOPIC SURGERIES
22939 | 4229680034400 | RETRACTOR, RICHARDSON/KELLY, STAINLESS STEEL, TIP SIZE: 25 MM X 21 MM, LENGTH 23 - 24 CM, REUSABLE | SPECIALIZED INSTRUMENTATION FOR OPEN AND LAPAROSCOPIC SURGERIES
22940 | 4229680034300 | RETRACTOR, SET, ARMY/PARKER LANGENBECK, STAINLESS STEEL, LENGTH 21 - 22 CM, (PAIR), REUSABLE | SPECIALIZED INSTRUMENTATION FOR OPEN AND LAPAROSCOPIC SURGERIES
22941 | 4229680098200 | FORCEPS, MICRO CUP, STRAIGHT, DIAMETER 2 MM, LENGTH 23 CM, STAINLESS STEEL, REUSABLE | SPECIALIZED INSTRUMENTATION FOR OPEN AND LAPAROSCOPIC SURGERIES
22942 | 4810180400100 | CUP, MEASURING, GRADUATED, VOLUME 100 ML, REUSABLE | SPECIALIZED INSTRUMENTATION FOR OPEN AND LAPAROSCOPIC SURGERIES
22943 | 4229680098300 | FORCEPS, MICRO CUP, UPWARD, DIAMETER 2 MM, LENGTH 23 CM, STAINLESS STEEL, REUSABLE | SPECIALIZED INSTRUMENTATION FOR OPEN AND LAPAROSCOPIC SURGERIES
22944 | 4229680098400 | FORCEPS, MICRO ALLIGATOR, UPWARD TO LEFT, LENGTH 22 - 23 CM, STAINLESS STEEL, REUSABLE | SPECIALIZED INSTRUMENTATION FOR OPEN AND LAPAROSCOPIC SURGERIES
22945 | 4229680096600 | ELEVATOR, PERIOSTEAL, BOIES/STRAIGHT, STAINLESS STEEL, DIAMETER 8 MM, LENGTH 18 -20 CM, REUSABLE | SPECIALIZED INSTRUMENTATION FOR OPEN AND LAPAROSCOPIC SURGERIES
22946 | 4229680092800 | PROBE, TISSUE MANIPULATION, STAINLESS STEEL, DILATORY/RITTER HALLE, DIAMETER 4 MM, LENGTH 14 - 15 CM, REUSABLE | SPECIALIZED INSTRUMENTATION FOR OPEN AND LAPAROSCOPIC SURGERIES
22947 | 4229680096500 | ELEVATOR PERIOSTEAL BAYONET SHAPED STAINLESS STEEL DIAMETER 4 MM LENGTH 21.5 CM REUSABLE | SPECIALIZED INSTRUMENTATION FOR OPEN AND LAPAROSCOPIC SURGERIES
22948 | 4229680096300 | ELEVATOR, ADSON, CURVED/ROUND, STAINLESS STEEL, LENGTH 17 - 18 CM, REUSABLE | SPECIALIZED INSTRUMENTATION FOR OPEN AND LAPAROSCOPIC SURGERIES
22949 | 4229680093300 | DISSECTOR, FISCH/LEFT/ANGULATED, CURVED, STAINLESS STEEL, LENGTH 15 - 16 CM, REUSABLE | SPECIALIZED INSTRUMENTATION FOR OPEN AND LAPAROSCOPIC SURGERIES
22950 | 4229680093400 | DISSECTOR, FISCH/RIGHT/ANGULATED, STAINLESS STEEL, LENGTH 15 - 16 CM, REUSABLE | SPECIALIZED INSTRUMENTATION FOR OPEN AND LAPAROSCOPIC SURGERIES
22951 | 4229680093500 | DISSECTOR, FISCH/RIGHT/ANGULATED, CURVED, STAINLESS STEEL, LENGTH 15 - 16 CM, REUSABLE | SPECIALIZED INSTRUMENTATION FOR OPEN AND LAPAROSCOPIC SURGERIES
22952 | 4229680093600 | FORCEPS, EAR DRESSING, JANSEN/BAYONET, STAINLESS STEEL, LENGTH 18 - 19 CM, REUSABLE | SPECIALIZED INSTRUMENTATION FOR OPEN AND LAPAROSCOPIC SURGERIES
22953 | 4229680093700 | FORCEPS, GERALD/CURVED, STAINLESS STEEL, LENGTH 17 - 18 CM, REUSABLE | SPECIALIZED INSTRUMENTATION FOR OPEN AND LAPAROSCOPIC SURGERIES
22954 | 4229680093800 | CURETTE, BUCK, EAR, CURVED/BLUNT, SIZE: NO.0, STAINLESS STEEL, REUSABLE | SPECIALIZED INSTRUMENTATION FOR OPEN AND LAPAROSCOPIC SURGERIES
22955 | 4229680093900 | CURETTE, BUCK, EAR, CURVED/BLUNT, SIZE: NO.00, STAINLESS STEEL, REUSABLE | SPECIALIZED INSTRUMENTATION FOR OPEN AND LAPAROSCOPIC SURGERIES
22956 | 4229680094000 | CURETTE, BUCK, EAR, CURVED/BLUNT, SIZE: NO.000, STAINLESS STEEL, REUSABLE | SPECIALIZED INSTRUMENTATION FOR OPEN AND LAPAROSCOPIC SURGERIES
22957 | 4229680094100 | CURETTE, BUCK, EAR, CURVED/SHARP, SIZE: NO.0, STAINLESS STEEL, REUSABLE | SPECIALIZED INSTRUMENTATION FOR OPEN AND LAPAROSCOPIC SURGERIES
22958 | 4229680094200 | CURETTE, BUCK, EAR, CURVED/SHARP, SIZE: NO.00, STAINLESS STEEL, REUSABLE | SPECIALIZED INSTRUMENTATION FOR OPEN AND LAPAROSCOPIC SURGERIES
22959 | 4229680094400 | CURETTE, BUCK, EAR, CURVED/SHARP, SIZE: NO.1, STAINLESS STEEL, REUSABLE | SPECIALIZED INSTRUMENTATION FOR OPEN AND LAPAROSCOPIC SURGERIES
22960 | 4229680094500 | CURETTE, BUCK, EAR, STRAIGHT/BLUNT, SIZE: NO.1, STAINLESS STEEL, REUSABLE | SPECIALIZED INSTRUMENTATION FOR OPEN AND LAPAROSCOPIC SURGERIES
22961 | 4229680094700 | CURETTE, HOUSE, EAR, DOUBLE ENDED 1.5 AND 1.8, STAINLESS STEEL, LENGTH 14 - 15 CM, REUSABLE | SPECIALIZED INSTRUMENTATION FOR OPEN AND LAPAROSCOPIC SURGERIES
22962 | 4229680094800 | FORCEPS, EAR, TAMPON, TROELTSCH, LENGTH 10 - 11 CM, STAINLESS STEEL, REUSABLE | SPECIALIZED INSTRUMENTATION FOR OPEN AND LAPAROSCOPIC SURGERIES
22963 | 4229680094900 | HOOKLET, OTOLOGY, FIXATION/TRACTION, DAY/LONG HOOK, LENGTH = 17.0CM, REUSABLE | SPECIALIZED INSTRUMENTATION FOR OPEN AND LAPAROSCOPIC SURGERIES
22964 | 4229680095000 | HOOKLET, OTOLOGY, FIXATION/TRACTION, DAY/SHORT HOOK, LENGTH = 17.0CM, REUSABLE | SPECIALIZED INSTRUMENTATION FOR OPEN AND LAPAROSCOPIC SURGERIES
22965 | 4229680095300 | FORCEPS, EAR POLYPUS, HARTMANN/HOFFMANN, STRAIGHT, TIP WIDTH 2 MM, STAINLESS STEEL, REUSABLE | SPECIALIZED INSTRUMENTATION FOR OPEN AND LAPAROSCOPIC SURGERIES
22966 | 4229680095400 | FORCEPS, EAR POLYPUS, HARTMANN/WULLSTEIN, TIP WIDTH 1 MM, STAINLESS STEEL, REUSABLE | SPECIALIZED INSTRUMENTATION FOR OPEN AND LAPAROSCOPIC SURGERIES
22967 | 4229680095500 | FORCEPS, CUP, EAR POLYPUS, HARTMANN, ANGLED, TIP WIDTH 2 - 3 MM, STAINLESS STEEL, REUSABLE | SPECIALIZED INSTRUMENTATION FOR OPEN AND LAPAROSCOPIC SURGERIES
22968 | 4229680018300 | DISSECTOR, ROBB/DOUBLE, STAINLESS STEEL, SIZE: 4, LENGTH 24 CM, REUSABLE | SPECIALIZED INSTRUMENTATION FOR OPEN AND LAPAROSCOPIC SURGERIES
22969 | 4214271902300 | COLD KNIFE, STRAIGHT SERRATED-SHAPED, FOR ADULT, RESECTOSCOPE, NOT TO BE USED WITH HIGH FREQUENCY MACHINE, REUSABLE | SPECIALIZED INSTRUMENTATION FOR OPEN AND LAPAROSCOPIC SURGERIES
22970 | 4229680127700 | FORCEPS, CLAMP, ATRAUMATIC/ORGAN SEIZING/GRASPING, STAINLESS STEEL, LENGTH 25 CM, REUSABLE | SPECIALIZED INSTRUMENTATION FOR OPEN AND LAPAROSCOPIC SURGERIES
22971 | 4229680018200 | DISSECTOR, ROBB/DOUBLE, STAINLESS STEEL, SIZE: 3, LENGTH 24 CM, REUSABLE | SPECIALIZED INSTRUMENTATION FOR OPEN AND LAPAROSCOPIC SURGERIES
22972 | 4229680095600 | SNARE, EAR POLYPUS/KRAUSE, TOTAL LENGTH 18 CM, REUSABLE | SPECIALIZED INSTRUMENTATION FOR OPEN AND LAPAROSCOPIC SURGERIES
22973 | 4229680018100 | DISSECTOR, ROBB/DOUBLE, STAINLESS STEEL, SIZE: 2, LENGTH 24 CM, REUSABLE | SPECIALIZED INSTRUMENTATION FOR OPEN AND LAPAROSCOPIC SURGERIES
22974 | 4229680096000 | SPECULUM, EAR, DILATION, FARRIOR, STAINLESS STEEL, SIZE: 4/8.5MM, REUSABLE | SPECIALIZED INSTRUMENTATION FOR OPEN AND LAPAROSCOPIC SURGERIES
22975 | 4229680096100 | SPECULUM, EAR, DILATION, FARRIOR, STAINLESS STEEL, SIZE: 5/9.5MM, REUSABLE | SPECIALIZED INSTRUMENTATION FOR OPEN AND LAPAROSCOPIC SURGERIES
22976 | 4229680096400 | ELEVATOR, BALLENGER HAJEK, STAINLESS STEEL, DIAMETER 6 MM, LENGTH 18 - 20 CM, RHINOLOGY, REUSABLE | SPECIALIZED INSTRUMENTATION FOR OPEN AND LAPAROSCOPIC SURGERIES
22977 | 4229680072400 | ELEVATOR, PERIOSTEAL, ALLEN, STAINLESS STEEL, DIAMETER = 3.0MM, REUSABLE | SPECIALIZED INSTRUMENTATION FOR OPEN AND LAPAROSCOPIC SURGERIES
22978 | 4229680116100 | FORCEPS, CLAMP, TONSIL, SEIZING/WHITE/CURVED, STAINLESS STEEL, LENGTH 18 - 20 CM, REUSABLE | SPECIALIZED INSTRUMENTATION FOR OPEN AND LAPAROSCOPIC SURGERIES
22979 | 4229680054700 | CURETTE, BONE, MOLT/DOUBLE ENDED, STAINLESS STEEL, LENGTH 18 - 19 CM, REUSABLE | SPECIALIZED INSTRUMENTATION FOR OPEN AND LAPAROSCOPIC SURGERIES
22980 | 4214271902200 | COLD KNIFE, ROUND-SHAPED, FOR ADULT, RESECTOSCOPE, NOT TO BE USED WITH HIGH FREQUENCY MACHINE, REUSABLE | SPECIALIZED INSTRUMENTATION FOR OPEN AND LAPAROSCOPIC SURGERIES
22981 | 4229680072300 | ELEVATOR, PERIOSTEAL, ALLEN, STAINLESS STEEL, DIAMETER 2 MM ,REUSABLE | SPECIALIZED INSTRUMENTATION FOR OPEN AND LAPAROSCOPIC SURGERIES
22982 | 4229680051100 | SCISSORS, VASCULAR, SATINSKY/S-SHAPE, STAINLESS STEEL, LENGTH = 25.5CM, REUSABLE | SPECIALIZED INSTRUMENTATION FOR OPEN AND LAPAROSCOPIC SURGERIES
22983 | 4229680051000 | SCISSORS, METZENBAUM FINE/SHARP-SHARP/STRAIGHT, STAINLESS STEEL, LENGTH 20 CM, REUSABLE | SPECIALIZED INSTRUMENTATION FOR OPEN AND LAPAROSCOPIC SURGERIES
22984 | 4229680052600 | RETRACTOR, SELF RETAINING,WEITLANER/ BLUNT/2X3 TEETH, STAINLESS STEEL, SIZE 10 - 11.0 CM REUSABLE | SPECIALIZED INSTRUMENTATION FOR OPEN AND LAPAROSCOPIC SURGERIES
22985 | 4229680050900 | DILATOR, VASCULAR, DEBAKEY, LENGTH = 19.0CM, TIP DIAMETER = 9.0MM, REUSABLE | SPECIALIZED INSTRUMENTATION FOR OPEN AND LAPAROSCOPIC SURGERIES
22986 | 4229680129200 | DILATOR, BILE DUCT, BAKES, LENGTH = 32.0CM, TIP DIAMETER = 5.0MM, REUSABLE | SPECIALIZED INSTRUMENTATION FOR OPEN AND LAPAROSCOPIC SURGERIES
22987 | 4229680050800 | DILATOR, VASCULAR, DEBAKEY, LENGTH = 19.0CM, TIP DIAMETER = 7.0MM, REUSABLE | SPECIALIZED INSTRUMENTATION FOR OPEN AND LAPAROSCOPIC SURGERIES
22988 | 4229680009100 | BLADE, FOR MINIMAL INVASIVE ATRIAL RETRACTOR, MITRAL, SIZE: 70.0 MM X 45.0 MM, REUSABLE | SPECIALIZED INSTRUMENTATION FOR OPEN AND LAPAROSCOPIC SURGERIES
22989 | 4229680050700 | DILATOR, VASCULAR, DEBAKEY, LENGTH = 19.0CM, TIP DIAMETER = 5.0MM, REUSABLE | SPECIALIZED INSTRUMENTATION FOR OPEN AND LAPAROSCOPIC SURGERIES
22990 | 4229680069700 | PROP, MOUTH, KEEPING MOUTH OPEN, MCKESSON/LARGE, SIZE: ADULT, REUSABLE | SPECIALIZED INSTRUMENTATION FOR OPEN AND LAPAROSCOPIC SURGERIES
22991 | 4229680129300 | DILATOR, BILE DUCT, BAKES, LENGTH = 32.0CM, TIP DIAMETER = 6.0MM, REUSABLE | SPECIALIZED INSTRUMENTATION FOR OPEN AND LAPAROSCOPIC SURGERIES
22992 | 4229680069800 | PROP, MOUTH, KEEPING MOUTH OPEN, MCKESSON/EXTRA LARGE, SIZE: ADULT, REUSABLE | SPECIALIZED INSTRUMENTATION FOR OPEN AND LAPAROSCOPIC SURGERIES
22993 | 4214271901900 | SUPPLEMENTARY SHEATH, HALF-ROUND, TO INSERT A BALLOON CATHETER, TO SLIP ON URETHROTOME SHEATH, REUSABLE | SPECIALIZED INSTRUMENTATION FOR OPEN AND LAPAROSCOPIC SURGERIES
22994 | 4229680129400 | DILATOR, BILE DUCT, BAKES, LENGTH = 32.0CM, TIP DIAMETER = 7.0MM, REUSABLE | SPECIALIZED INSTRUMENTATION FOR OPEN AND LAPAROSCOPIC SURGERIES
22995 | 4229680050600 | DILATOR, VASCULAR, DEBAKEY, LENGTH = 19.0CM, TIP DIAMETER = 4.5MM, REUSABLE | SPECIALIZED INSTRUMENTATION FOR OPEN AND LAPAROSCOPIC SURGERIES
22996 | 4229680069900 | MIRROR, MOUTH, RHODIUM/PLANE, DIAMETER = 5/24.0MM, REUSABLE | SPECIALIZED INSTRUMENTATION FOR OPEN AND LAPAROSCOPIC SURGERIES
22997 | 4229680129500 | DILATOR, BILE DUCT, BAKES, LENGTH = 32.0CM, TIP DIAMETER = 8.0MM, REUSABLE | SPECIALIZED INSTRUMENTATION FOR OPEN AND LAPAROSCOPIC SURGERIES
22998 | 4229680070100 | SPECULUM, HARTMANN HALLE NASAL, STAINLESS STEEL, NO.3, REUSABLE | SPECIALIZED INSTRUMENTATION FOR OPEN AND LAPAROSCOPIC SURGERIES
22999 | 4229680054800 | CURETTE, BONE, WILLIGER, DOUBLE ENDED, NO.1/1, OVAL, STAINLESS STEEL, LENGTH 16 - 17 CM, REUSABLE | SPECIALIZED INSTRUMENTATION FOR OPEN AND LAPAROSCOPIC SURGERIES
23000 | 4229680069600 | HANDLE, MOUTH, RETRACTION/EXAMINATION, WITH SIMP THREA, REUSABLE | SPECIALIZED INSTRUMENTATION FOR OPEN AND LAPAROSCOPIC SURGERIES
23001 | 4229680051200 | CALIPER, VASCULAR, STAINLESS STEEL, LENGTH = 18.0CM, REUSABLE | SPECIALIZED INSTRUMENTATION FOR OPEN AND LAPAROSCOPIC SURGERIES
23002 | 4229680051300 | SCISSORS, VASCULAR, POTTS, ANGLED 60 DEGREE, STAINLESS STEEL, LENGTH 16 CM, REUSABLE | SPECIALIZED INSTRUMENTATION FOR OPEN AND LAPAROSCOPIC SURGERIES
23003 | 4214271902000 | SHEATH, URETHROTOMY, FOR CONTINUOUS IRRIGATION AND SUCTION, LUER-LOCK CONES, 21 FR, REUSABLE | SPECIALIZED INSTRUMENTATION FOR OPEN AND LAPAROSCOPIC SURGERIES
23004 | 4229680069100 | FORCEPS, MICRO, STRAIGHT, STAINLESS STEEL, LENGTH 18 CM, TIP SIZE: 0.7 MM, 1X2, REUSABLE | SPECIALIZED INSTRUMENTATION FOR OPEN AND LAPAROSCOPIC SURGERIES
23005 | 4229680052100 | SAW, WIRE, CUTTING BONE, GIGLI/FOURFOLD, LENGTH = 40.0CM, REUSABLE | SPECIALIZED INSTRUMENTATION FOR OPEN AND LAPAROSCOPIC SURGERIES
23006 | 4229633909100 | WORKING ELEMENT, MOTION BY MEANS OF A SPRING. THE THUMB SUPPORT IS MOVABLE. IN REST POSITION THE ELECTRODE IS INSIDE THE SHEATH COMPATIBLE WITH 1.9/2.1 MM TELESCOPE, REUSABLE | SPECIALIZED INSTRUMENTATION FOR OPEN AND LAPAROSCOPIC SURGERIES
23007 | 4214271901300 | COLD KNIFE, HOOK-SHAPED, COMPATIBLE WITH 1.2MM TELESCOPE, RESECTOSCOPE, NOT TO BE USED WITH HIGH FREQUENCY MACHINE, REUSABLE | SPECIALIZED INSTRUMENTATION FOR OPEN AND LAPAROSCOPIC SURGERIES
23008 | 4214271901400 | URETHROTOME SHEATH, WITH LUER- LOCK STOPCOCK, 10 FR, CONSISTING OF: URETHROTOME SHEATH OBTURATOR AND 2 LUER-LOCK CONES, REUSABLE | SPECIALIZED INSTRUMENTATION FOR OPEN AND LAPAROSCOPIC SURGERIES
23009 | 4229680069000 | FORCEPS, MICRO, CURVED, STAINLESS STEEL, LENGTH 18 CM, TIP SIZE: 0.7 MM, 1X2, REUSABLE | SPECIALIZED INSTRUMENTATION FOR OPEN AND LAPAROSCOPIC SURGERIES
23010 | 4229680068800 | CURETTE, BONE, DOUBLE ENDED, LUCAS/SIZE NO: 2/2, STAINLESS STEEL, REUSABLE | SPECIALIZED INSTRUMENTATION FOR OPEN AND LAPAROSCOPIC SURGERIES
23011 | 4229680069300 | CURETTE, BONE, EXTRACTION, MILLER-COLBURN/FIG.1, STAINLESS STEEL, REUSABLE | SPECIALIZED INSTRUMENTATION FOR OPEN AND LAPAROSCOPIC SURGERIES
23012 | 4229680069200 | FORCEPS, HOLDING, MILLER/FOR ARTICULATION PAPER, STAINLESS STEEL, REUSABLE | SPECIALIZED INSTRUMENTATION FOR OPEN AND LAPAROSCOPIC SURGERIES
23013 | 4229680052500 | RETRACTOR, ALM SELF RETAINING, 4X4 TEETH BLUNT, LENGTH 7.0 CM, STAINLESS STEEL, REUSABLE | SPECIALIZED INSTRUMENTATION FOR OPEN AND LAPAROSCOPIC SURGERIES
23014 | 4214271902100 | COLD KNIFE, STRAIGHT-SHAPED, FOR ADULT, RESECTOSCOPE, NOT TO BE USED WITH HIGH FREQUENCY MACHINE, REUSABLE | SPECIALIZED INSTRUMENTATION FOR OPEN AND LAPAROSCOPIC SURGERIES
23015 | 4229680009300 | CURETTE, BONE, VOLKMANN, SILICONE HANDLE, SIZE: NO.3, LENGTH 27 - 28 CM, REUSABLE | SPECIALIZED INSTRUMENTATION FOR OPEN AND LAPAROSCOPIC SURGERIES
23016 | 4229680020900 | FORCEPS, RESANO, STAINLESS STEEL, SIZE 20 - 22 CM REUSABLE | SPECIALIZED INSTRUMENTATION FOR OPEN AND LAPAROSCOPIC SURGERIES
23017 | 4229680069500 | GAG, MOUTH, PREVENT MOUTH CLOSING, MOLT, SIZE: CHILDREN, LENGTH = 11.0CM, REUSABLE | SPECIALIZED INSTRUMENTATION FOR OPEN AND LAPAROSCOPIC SURGERIES
23018 | 4229680068700 | CURETTE, BONE, DOUBLE ENDED, LUCAS/SIZE NO: 0/0 STAINLESS STEEL, REUSABLE | SPECIALIZED INSTRUMENTATION FOR OPEN AND LAPAROSCOPIC SURGERIES
23019 | 4229680068600 | FRAME, LABEL FOR CONTAINERS, COLOR YELLOW, REUSABLE | SPECIALIZED INSTRUMENTATION FOR OPEN AND LAPAROSCOPIC SURGERIES
23020 | 4229680068300 | FRAME, LABEL FOR CONTAINERS, COLOR BLUE, REUSABLE | SPECIALIZED INSTRUMENTATION FOR OPEN AND LAPAROSCOPIC SURGERIES
23021 | 4229680051500 | CANNULA, VESSEL, IRRIGATION, MALLEABLE, DIAMETER = 6.0MM, LENGTH = 15.0CM, REUSABLE | SPECIALIZED INSTRUMENTATION FOR OPEN AND LAPAROSCOPIC SURGERIES
23022 | 4229680051400 | CANNULA, VESSEL, IRRIGATION, MALLEABLE, DIAMETER = 5.0MM, LENGTH = 15.0CM, REUSABLE | SPECIALIZED INSTRUMENTATION FOR OPEN AND LAPAROSCOPIC SURGERIES
23023 | 4229680019000 | FORCEPS, SEMKEN, STAINLESS STEEL, LENGTH 14 - 15 CM, REUSABLE | SPECIALIZED INSTRUMENTATION FOR OPEN AND LAPAROSCOPIC SURGERIES
23024 | 4229680129600 | DILATOR, BILE DUCT, BAKES, LENGTH = 32.0CM, TIP DIAMETER = 9.0MM, REUSABLE | SPECIALIZED INSTRUMENTATION FOR OPEN AND LAPAROSCOPIC SURGERIES
23025 | 4229680052700 | RETRACTOR, GELPI , STAINLESS STEEL, LENGTH: 16.0 - 18.0CM, REUSABLE | SPECIALIZED INSTRUMENTATION FOR OPEN AND LAPAROSCOPIC SURGERIES
23026 | 4229680129800 | CURETTE, BONE, VOLKMANN, OVAL, SIZE NO.0, STAINLESS STEEL, LENGTH 17 - 18 CM, REUSABLE | SPECIALIZED INSTRUMENTATION FOR OPEN AND LAPAROSCOPIC SURGERIES
23027 | 4229680072100 | PROBE, SURGICAL, TISSUE MANIPULATION, STAINLESS STEEL, PERIODONTAL/ROUND HANDLE, DIAMETER = 0.5MM, LENGTH = 16.0CM, PERIODONTAL, REUSABLE | SPECIALIZED INSTRUMENTATION FOR OPEN AND LAPAROSCOPIC SURGERIES
23028 | 4229680056200 | CURETTE, BONE, DOUBLE ENDED, COLUMBIA/SIZE NO:13/14, STAINLESS STEEL, REUSABLE | SPECIALIZED INSTRUMENTATION FOR OPEN AND LAPAROSCOPIC SURGERIES
23029 | 4229680004400 | FORCEPS, CLAMP, VASCULAR, ATRAUMATIC/SPOON-SHAPE, STAINLESS STEEL, LENGTH 14 - 16 CM, REUSABLE | SPECIALIZED INSTRUMENTATION FOR OPEN AND LAPAROSCOPIC SURGERIES
23030 | 4229680050000 | DILATOR, VASCULAR, DEBAKEY, LENGTH = 19.0CM, TIP DIAMETER = 1.5MM, REUSABLE | SPECIALIZED INSTRUMENTATION FOR OPEN AND LAPAROSCOPIC SURGERIES
23031 | 4229680049900 | DILATOR, VASCULAR, DEBAKEY, LENGTH = 19.0CM, TIP DIAMETER = 1.0MM, REUSABLE | SPECIALIZED INSTRUMENTATION FOR OPEN AND LAPAROSCOPIC SURGERIES
23032 | 4229680049800 | DILATOR, VASCULAR, DEBAKEY, LENGTH = 19.0CM, TIP DIAMETER = 0.5MM, REUSABLE | SPECIALIZED INSTRUMENTATION FOR OPEN AND LAPAROSCOPIC SURGERIES
23033 | 4229680055200 | FORCEPS, TOWEL, BULLDOG/SCHAEDEL, STAINLESS STEEL, LENGTH = 9.0CM, REUSABLE | SPECIALIZED INSTRUMENTATION FOR OPEN AND LAPAROSCOPIC SURGERIES
23034 | 4229680049600 | CURETTE SCOOP, UTERINE, SIMON, SIZE: NO.4, LENGTH 23 - 25 CM, REUSABLE | SPECIALIZED INSTRUMENTATION FOR OPEN AND LAPAROSCOPIC SURGERIES
23035 | 4229680129100 | DILATOR, BILE DUCT, BAKES, LENGTH = 32.0CM, TIP DIAMETER = 4.0MM, REUSABLE | SPECIALIZED INSTRUMENTATION FOR OPEN AND LAPAROSCOPIC SURGERIES
23036 | 4229680072200 | ELEVATOR, PERIOSTEAL, DR IGLHAUT, STAINLESS STEEL, LENGTH = 18.0CM, REUSABLE | SPECIALIZED INSTRUMENTATION FOR OPEN AND LAPAROSCOPIC SURGERIES
23037 | 4229680009400 | FORCEPS, CLAMP, BONE CUTTING, STILLE-LIST, STAINLESS STEEL, LENGTH 23.5 CM, REUSABLE | SPECIALIZED INSTRUMENTATION FOR OPEN AND LAPAROSCOPIC SURGERIES
23038 | 4214271901600 | COLD KNIFE, ROUND-SHAPED, FOR PEDIATRIC, COMPATIBLE WITH 1.9 - 2.1 MM TELESCOPE, RESECTOSCOPE, NOT TO BE USED WITH HIGH FREQUENCY MACHINE, REUSABLE | SPECIALIZED INSTRUMENTATION FOR OPEN AND LAPAROSCOPIC SURGERIES
23039 | 4229680049500 | CURETTE SCOOP, UTERINE, SIMON, SIZE: NO.2, LENGTH 23 - 25 CM, REUSABLE | SPECIALIZED INSTRUMENTATION FOR OPEN AND LAPAROSCOPIC SURGERIES
23040 | 4229680049200 | TUBING CLAMP, WITH SAFETY GUARD, SERRATED, LENGTH 20 CM REUSABLE | SPECIALIZED INSTRUMENTATION FOR OPEN AND LAPAROSCOPIC SURGERIES
23041 | 4229680055100 | FORCEPS, TOWEL, BULLDOG/JONES, STAINLESS STEEL, LENGTH 8.5 - 9.0 CM, REUSABLE | SPECIALIZED INSTRUMENTATION FOR OPEN AND LAPAROSCOPIC SURGERIES
23042 | 4229680054900 | BONE FILE, SMOOTH OUT ACROMIAL RESECTION, NO.1, LENGTH = 18.0CM, REUSABLE | SPECIALIZED INSTRUMENTATION FOR OPEN AND LAPAROSCOPIC SURGERIES
23043 | 4214271901500 | COLD KNIFE, STRAIGHT-SHAPED, FOR PEDIATRIC, COMPATIBLE WITH 1.9 - 2.1 MM TELESCOPE, RESECTOSCOPE, NOT TO BE USED WITH HIGH FREQUENCY MACHINE, REUSABLE | SPECIALIZED INSTRUMENTATION FOR OPEN AND LAPAROSCOPIC SURGERIES
23044 | 4229541415400 | JUG, GRADUATED, 1000ML, STAINLESS STEEL, REUSABLE | SPECIALIZED INSTRUMENTATION FOR OPEN AND LAPAROSCOPIC SURGERIES
23045 | 4229680049100 | CLAMP, TUBE, SMOOTH JAW, STAINLESS STEEL, LENGTH 18 - 19 CM, REUSABLE | SPECIALIZED INSTRUMENTATION FOR OPEN AND LAPAROSCOPIC SURGERIES
23046 | 4229680129700 | CURETTE, BONE, VOLKMANN, OVAL, SIZE: NO.000, STAINLESS STEEL, LENGTH 17 - 18 CM, REUSABLE | SPECIALIZED INSTRUMENTATION FOR OPEN AND LAPAROSCOPIC SURGERIES
23047 | 4229632301700 | LAPAROSCOPIC, GASTRIC BANDING RETRACTOR, 5MM, 36CM, REUSABLE | SPECIALIZED INSTRUMENTATION FOR OPEN AND LAPAROSCOPIC SURGERIES
23048 | 4214271901700 | COLD KNIFE, SICKLE-SHAPED, FOR PEDIATRIC, COMPATIBLE WITH 1.9 - 2.1 MM TELESCOPE, RESECTOSCOPE, NOT TO BE USED WITH HIGH FREQUENCY MACHINE, REUSABLE | SPECIALIZED INSTRUMENTATION FOR OPEN AND LAPAROSCOPIC SURGERIES
23049 | 4229680050100 | DILATOR, VASCULAR, DEBAKEY, LENGTH = 19.0CM, TIP DIAMETER = 2.0MM, REUSABLE | SPECIALIZED INSTRUMENTATION FOR OPEN AND LAPAROSCOPIC SURGERIES
23050 | 4229680052800 | RETRACTOR, SELF RETAINING,WEITLANER/ SHARP/3X4 TEETH, STAINLESS STEEL, SIZE 16.0 - 17.0 CM REUSABLE | SPECIALIZED INSTRUMENTATION FOR OPEN AND LAPAROSCOPIC SURGERIES
23051 | 4229680067000 | HOOKLET, WOUND, FIXATION/TRACTION, MINI LANGENBECK, TIP SIZE: 20.0MM X 6.0MM, LENGTH = 16.0CM, REUSABLE | SPECIALIZED INSTRUMENTATION FOR OPEN AND LAPAROSCOPIC SURGERIES
23052 | 4229680129900 | CURETTE, BONE, VOLKMANN, OVAL, SIZE: NO 1, STAINLESS STEEL, LENGTH 17 - 18 CM, REUSABLE | SPECIALIZED INSTRUMENTATION FOR OPEN AND LAPAROSCOPIC SURGERIES
23053 | 4214271901800 | COLD KNIFE, HOOK-SHAPED, FOR PEDIATRIC, COMPATIBLE WITH 1.9 - 2.1 MM TELESCOPE, RESECTOSCOPE, NOT TO BE USED WITH HIGH FREQUENCY MACHINE, REUSABLE | SPECIALIZED INSTRUMENTATION FOR OPEN AND LAPAROSCOPIC SURGERIES
23054 | 4229680130000 | CURETTE, BONE, VOLKMANN, OVAL, SIZE: NO.2, STAINLESS STEEL, LENGTH 17 - 18 CM, REUSABLE | SPECIALIZED INSTRUMENTATION FOR OPEN AND LAPAROSCOPIC SURGERIES
23055 | 4229680009000 | BLADE, FOR MINIMAL INVASIVE ATRIAL RETRACTOR, MITRAL, SIZE: 60.0 MM X 45.0 MM, REUSABLE | SPECIALIZED INSTRUMENTATION FOR OPEN AND LAPAROSCOPIC SURGERIES
23056 | 4229680070200 | NEEDLE HOLDER, MAYO-HEGAR/SLIM, STAINLESS STEEL, LENGTH = 16.0CM, REUSABLE | SPECIALIZED INSTRUMENTATION FOR OPEN AND LAPAROSCOPIC SURGERIES
23057 | 4229680130100 | CURETTE, BONE, VOLKMANN, OVAL, SIZE: NO.4, STAINLESS STEEL, LENGTH 17 - 18 CM, REUSABLE | SPECIALIZED INSTRUMENTATION FOR OPEN AND LAPAROSCOPIC SURGERIES
23058 | 4229680050500 | DILATOR, VASCULAR, DEBAKEY, LENGTH = 19.0CM, TIP DIAMETER = 4.0MM, REUSABLE | SPECIALIZED INSTRUMENTATION FOR OPEN AND LAPAROSCOPIC SURGERIES
23059 | 4229680009200 | CURETTE, BONE, VOLKMANN, SILICONE HANDLE, SIZE: NO.4, LENGTH 27 - 28 CM, REUSABLE | SURGICAL INSTRUMENT TENDER
23060 | 4229680054600 | CURETTE, BONE, EXTRACTION, FURKATION, STAINLESS STEEL, REUSABLE | SPECIALIZED INSTRUMENTATION FOR OPEN AND LAPAROSCOPIC SURGERIES
23061 | 4229680050400 | DILATOR, VASCULAR, DEBAKEY, LENGTH = 19.0CM, TIP DIAMETER = 3.5MM, REUSABLE | SPECIALIZED INSTRUMENTATION FOR OPEN AND LAPAROSCOPIC SURGERIES
23062 | 4229680050300 | DILATOR, VASCULAR, DEBAKEY, LENGTH = 19.0CM, TIP DIAMETER = 3.0MM, REUSABLE | SPECIALIZED INSTRUMENTATION FOR OPEN AND LAPAROSCOPIC SURGERIES
23063 | 4229680008900 | BLADE, FOR MINIMAL INVASIVE ATRIAL RETRACTOR, MITRAL, SIZE: 50.0 MM X 45.0 MM, REUSABLE | SPECIALIZED INSTRUMENTATION FOR OPEN AND LAPAROSCOPIC SURGERIES
23064 | 4229680063700 | PROBE, MEASURING, PERIODONTAL/GOLDMAN FOX, STAINLESS STEEL, REUSABLE | SPECIALIZED INSTRUMENTATION FOR OPEN AND LAPAROSCOPIC SURGERIES
23065 | 4229680050200 | DILATOR, VASCULAR, DEBAKEY, LENGTH = 19.0CM, TIP DIAMETER = 2.5MM, REUSABLE | SPECIALIZED INSTRUMENTATION FOR OPEN AND LAPAROSCOPIC SURGERIES
23066 | 4229680130200 | FORCEPS, CLAMP, BONE CUTTING, LISTON/CURVED, STAINLESS STEEL, LENGTH 22 CM, REUSABLE | SPECIALIZED INSTRUMENTATION FOR OPEN AND LAPAROSCOPIC SURGERIES
23067 | 4229680058500 | FORCEPS, ADSON/SERRATED, STAINLESS STEEL, LENGTH 15 CM, NON TEETH, REUSABLE | SPECIALIZED INSTRUMENTATION FOR OPEN AND LAPAROSCOPIC SURGERIES
23068 | 4229680072000 | PROBE, PERIODONTAL, IGLHAUT, REUSABLE | SPECIALIZED INSTRUMENTATION FOR OPEN AND LAPAROSCOPIC SURGERIES
23069 | 4229680056300 | CURETTE, BONE, DOUBLE ENDED , COLUMBIA/FIG N0 : 4R/4L, STAINLESS STEEL, REUSABLE | SPECIALIZED INSTRUMENTATION FOR OPEN AND LAPAROSCOPIC SURGERIES
23070 | 4229680070300 | NEEDLE HOLDER, OLSEN-HEGARR/STRAIGHT, STAINLESS STEEL, LENGTH 14 CM, REUSABLE | SPECIALIZED INSTRUMENTATION FOR OPEN AND LAPAROSCOPIC SURGERIES
23071 | 4229680051900 | CANNULA, VESSEL, IRRIGATION, DIAMETER = 3.0MM, LENGTH = 6.0CM, REUSABLE | SURGICAL INSTRUMENT TENDER
23072 | 4218200800000 | CLIP-ON HANDLE FOR LEICA MICROSCOPE 6 PIECES RUSABLE | OPHTHALMOLOGY SUPPLIES
23073 | 4229420619600 | NEEDLE, FASCIA, 1MM X 6MM, OVAL HOLE, 140MM LONG, REUSABLE | OPHTHALMOLOGY SUPPLIES
23074 | 4229420619500 | IMPLANTS, EYELID, GOLD, WEIGHT 1.8 GRAM, 0.6 THICKNESS, STERILE | OPHTHALMOLOGY SUPPLIES
23075 | 4229163310800 | TEMPORAL SPECULUM WITH ASPIRATION LIEBERMAN STYLE, 15MM , NON SOLID, ADULT, REUSABLE | OPHTHALMOLOGY SUPPLIES
23076 | 4229511400200 | PACK, PHACO, COMPATIBLE WITH J&J MACHINE, DISPOSABLE, STERILE. WITH FREE OF CHARGE ASSORTED TIP AS PER HOSPITAL REQUEST | OPHTHALMOLOGY SUPPLIES
23077 | 4214410300300 | ULTRASOUND TRANSDUCER COVER, COMPATIBLE WITH QUANTEL MEDICAL UBM AND B-SCAN, DISPOSABLE, STERILE | OPHTHALMOLOGY SUPPLIES
23078 | 4229420621300 | FUNDUS VIEWING SYSTEMS SET, MANUAL BIOM 5 SHORT, WITH ADAPTER PLATE, STERILIZATION CONTAINER, COMPATIBLE WITH HOSPITAL MICROSCOPE, REUSABLE | OPHTHALMOLOGY SUPPLIES
23079 | 4214310800000 | ARTIFICIAL ANTERIOR CHAMBER, LKP/PKP, CONTROLLED PRESSURE, DISPOSABLE, STERILE | OPHTHALMOLOGY SUPPLIES
23080 | 4214292900300 | MONOCULAR HAND-HELD TELESCOPES, REUSABLE | OPHTHALMOLOGY SUPPLIES
23081 | 4214292900200 | TELESCOPES MAX TV, REUSABLE | OPHTHALMOLOGY SUPPLIES
23082 | 4214292900100 | TELESCOPES MAX EVENT, REUSABLE | OPHTHALMOLOGY SUPPLIES
23083 | 4214292900000 | ELECTRONIC VISION AIDS, REUSABLE | OPHTHALMOLOGY SUPPLIES
23084 | 4214292400700 | MAGNIFIER, ILLUMINATED POCKET, POWER 15115, REUSABLE | OPHTHALMOLOGY SUPPLIES
23085 | 4214292400600 | MAGNIFIER, ILLUMINATED POCKET, POWER 15114, REUSABLE | OPHTHALMOLOGY SUPPLIES
23086 | 4214292400500 | MAGNIFIER, ILLUMINATED POCKET, POWER 15113, REUSABLE | OPHTHALMOLOGY SUPPLIES
23087 | 4214292400100 | MAGNIFIER, ILLUMINATED POCKET, POWER 15112, REUSABLE | OPHTHALMOLOGY SUPPLIES
23088 | 4214291303100 | DIRECT IMAGE 1.5X MAGNIFYING VITRECTOMY LENS, FOR RETINAL SURGERY, DISPOSABLE, STERILE | OPHTHALMOLOGY SUPPLIES
23089 | 4229171302600 | KELLY PUNCH, STAINLESS STEEL, REUSABLE | OPHTHALMOLOGY SUPPLIES
23090 | 4214290100000 | GLASSES FOR READING, RELAXED BINOCULAR VISION WITH HIGH MAGNIFICATION. | OPHTHALMOLOGY SUPPLIES
23091 | 4229171300200 | TREPHINE BLADE VACUUM, DIFFERENT SIZE RANGES (6MM TO 9MM)-(RECIPIENT AND DONOR) AS PER HOSPITAL REQUEST, DISPOSABLE, STERILE | OPHTHALMOLOGY SUPPLIES
23092 | 4229680330000 | FORCEPS, NUGENT UTILITY, STAINLESS STEEL, SERRATED, REUSABLE | OPHTHALMOLOGY SUPPLIES
23093 | 4229552508900 | DEHYDRATED AMNIOTIC MEMBRANE, SQUARE SHEET 3 X 3 CM OR MORE, SINGLE LAYERS, 35-50 MICRONS, STERILE | OPHTHALMOLOGY SUPPLIES
23094 | 4229680801900 | SPATULA, MERMOUD, PREDESCEMETIC, REUSABLE | OPHTHALMOLOGY SUPPLIES
23095 | 4229352600100 | BACK FLUSH HANDLE, WITH BLUNT NEEDLE, 25 GAUGE, STERILE, DISPOSABLE | OPHTHALMOLOGY SUPPLIES
23096 | 4229511400900 | PACK, VITRECTOMY, ANTERIOR, COMPATIBLE WITH CONSTELLATION MACHINE, DISPOSABLE, STERILE | OPHTHALMOLOGY SUPPLIES
23097 | 4111171300600 | MAGNIFIER, HIGH-PERFORMANCE, ILLUMINATED STAND, PROVIDES 3X (12D) MAGNIFICATION | OPHTHALMOLOGY SUPPLIES
23098 | 4229420619800 | PACK, FEMTO CATARACT/CORNEAL AS PER HOSPITAL REQUEST, FOR Z8 MACHINE, DISPOSABLES, STERILE. | OPHTHALMOLOGY SUPPLIES
23099 | 4229680511600 | SURGICAL LENS PROCEDURES, GONIO ACS , GONIOSCOPY, REUSABLE | OPHTHALMOLOGY SUPPLIES
23100 | 4229511401600 | PACK, VITRECTOMY, ANTERIOR, COMPATIBLE WITH OERTLI MACHINE, AS PER HOSPITAL REQUEST, DISPOSABLE, STERILE | OPHTHALMOLOGY SUPPLIES
23101 | 4229511401700 | PACK, PHACO, GRAVITY INTREPID, WITH FULL ACCESSORIES, AS PER HOSPITAL REQUEST, COMPATIBLE WITH CENTURION MACHINE, DISPOSABLE, STERILE | OPHTHALMOLOGY SUPPLIES
23102 | 4229511401800 | PACK, VITRECTOMY, ANTERIOR, COMPATIBLE WITH CENTURION MACHINE, DISPOSABLE, STERILE | OPHTHALMOLOGY SUPPLIES
23103 | 4111171300500 | MAGNIFIER, HAND-HELD, ILLUMINATED, FEATURE BRIGHT LED ILLUMINATION | OPHTHALMOLOGY SUPPLIES
23104 | 4229680511700 | LENS AVG SURGICAL GONIO, STABILIZE AND CONTROL THE GLOBE, MINIMIZE PRESSURE ON THE CORNEA TO MAINTAIN CLEAR ANGLE VISUALIZATION WITHOUT ANTERIOR CHAMBER DISTORTION AND MORE, REUSABLE | OPHTHALMOLOGY SUPPLIES
23105 | 4229420620000 | SPATULA, FEMTOSECOND CORNEAL WOUND SPREADER, REUSABLE | OPHTHALMOLOGY SUPPLIES
23106 | 4229420621200 | KIT, REFRACTIVE FEMTOSECOND LASER TREATMENT, FOR WAVELIGHT MACHINE OR EQUIVALENT, DISPOSABLE, STERILE | OPHTHALMOLOGY SUPPLIES
23107 | 4229511402100 | PHACO/VITRECTOMY, CONSTELLATION TOTAL PLUS PACK, MINIMUM OF 7500 CPM, 25 GAUGE, WITH FULL ACCESSORIES, DISPOSABLE, STERILE | OPHTHALMOLOGY SUPPLIES
23108 | 4229680511800 | CHOPPER NUCLEUS, 45 DEGREE ANGLE, DISPOSABLE, STERILE | OPHTHALMOLOGY SUPPLIES
23109 | 4229680512000 | SPATULA, SARNICOLA CORNEA, BIG BUBBLE, REUSABLE | OPHTHALMOLOGY SUPPLIES
23110 | 4229680512100 | TRABECULOTOMY PROBE DOUBLE, RIGHT/LEFT AS PER HOSPITAL REQUEST, REUSABLE | OPHTHALMOLOGY SUPPLIES
23111 | 4111173600200 | SET, FOCUS KNOB COVER 5 PIECES AND CAPS HANDLE 2 PIECES, FOR LUXOR MICROSCOPE, REUSABLE | OPHTHALMOLOGY SUPPLIES
23112 | 4229420619900 | KIT, FEMTOCATARACT LASER TREATMENT, FOR LENSAR MACHINE OR EQUIVALENT, DISPOSABLE, STERILE | OPHTHALMOLOGY SUPPLIES
23113 | 4229552438500 | IOL INJECTOR REUSABLE FOR ALCON IOL CARTRIDGE | OPHTHALMOLOGY SUPPLIES
23114 | 4229492800400 | ENDOLASER PROBE, ILLUMINATED, 25 GAUGE, ARTICULATING, RFID CONSTELLATION CONNECTOR, DISPOSABLE, STERILE | OPHTHALMOLOGY SUPPLIES
23115 | 4229680327100 | FORCEPS, CAPSULORHEXIS, MASKET, STAINLESS STEEL, REUSABLE | OPHTHALMOLOGY SUPPLIES
23116 | 4229420611300 | LENS, 14D CLEAR, BINOCULAR INDIRECT OPHTHALMOSCOPY, REUSABLE | OPHTHALMOLOGY SUPPLIES
23117 | 4229420611400 | LENS, 28D CLEAR, BINOCULAR INDIRECT OPHTHALMOSCOPY, REUSABLE | OPHTHALMOLOGY SUPPLIES
23118 | 4218301900800 | G-PROBE, GLAUCOMA, DEVICE COMPATIBLE TO SLX MACHINE OR EQUIVALENT, DISPOSABLE, STERILE | OPHTHALMOLOGY SUPPLIES
23119 | 4229350401400 | CANNULA, OPHTHALMIC, FLAT TIP, SUB-TENON ANESTHESIA, CURVED, 1.10 X 25 MM (19G X 1IN), DISPOSABLE, STERILE | OPHTHALMOLOGY SUPPLIES
23120 | 4229420611500 | LENS, 30D CLEAR, BINOCULAR INDIRECT OPHTHALMOSCOPY, REUSABLE | OPHTHALMOLOGY SUPPLIES
23121 | 4218301900700 | CHANDELIER, LIGHTING SYSTEM, 25G, WITH TROCAR, STERILE | OPHTHALMOLOGY SUPPLIES
23122 | 4229680321700 | HANDPIECE, BI-MANUAL, IRRIGATION, RANGE 21 GAUGE TO 23 GAUGE, SIDE PORT, AS PER HOSPITAL REQUEST, REUSABLE | OPHTHALMOLOGY SUPPLIES
23123 | 4229420611600 | BIOM LENSES, ASSORTED AS PER HOSPITAL REQUEST, REUSABLE | OPHTHALMOLOGY SUPPLIES
23124 | 4229350400900 | LACRIMAL CANNULA, 26 GAUGE, CURVED, DISPOSABLE, STERILE | OPHTHALMOLOGY SUPPLIES
23125 | 4229680309800 | CALIPER MEASURES, CASTROVIEJO, CURVED, FROM 0MM TO 20MM, REUSABLE | OPHTHALMOLOGY SUPPLIES
23126 | 4229550505400 | IMPLANT HYDROXYAPATITE, FOR ENUCLEATION OR EVISCERATION PROCEDURES, ASSORTED SIZES AS PER HOSPITAL REQUEST, STERILE | OPHTHALMOLOGY SUPPLIES
23127 | 4229180219300 | MICROFORCEPS, ILM ENDGRIPPING, 27G, DISPOSABLE, STERILE | OPHTHALMOLOGY SUPPLIES
23128 | 4229550504300 | IMPLANT, SCLERAL BUCKLING, VITREO RETINAL, SILICONE BAND, TYPE 40, 2.0 X 0.75 X 120 MM, STERILE | OPHTHALMOLOGY SUPPLIES
23129 | 4229680321800 | JAEGER LID PLATE, STAINLESS STEEL, REUSABLE | OPHTHALMOLOGY SUPPLIES
23130 | 4218300500100 | STAINING SOLUTION FOR RETINA SURGERY, SYRINGE, DUAL DYE MEMBRANE (ILM, ERM AND PVR) BLUE, DISPOSABLE, STERILE | OPHTHALMOLOGY SUPPLIES
23131 | 4229550504100 | IMPLANT, SCLERAL BUCKLING, VITREO RETINAL, SILICONE BAND, TYPE 240, 2.5 X 0.6 MM, STERILE | OPHTHALMOLOGY SUPPLIES
23132 | 4218300500000 | STAINING SOLUTION FOR ANTERIOR SURGERY, SYRINGE, HIGHLY PURIFIED 0.06% TRYPAN BLUE WITH LOWEST RECORDED LEVELS OF MONOAZO DYE IMPURITY, DISPOSABLE, STERILE | OPHTHALMOLOGY SUPPLIES
23133 | 4229680309300 | SPHERE INTRODUCER, FOR ORBITAL IMPLANT, REUSABLE | OPHTHALMOLOGY SUPPLIES
23134 | 4229420605000 | AXIS MARKER, WHITE HOUSE GRAVITY, REUSABLE | OPHTHALMOLOGY SUPPLIES
23135 | 4229420610400 | EYE SPECULUM, BARRAQUER, WIRE LID, 7 MM (+/-2MM) LONG BLADE CLOSED, REUSABLE | OPHTHALMOLOGY SUPPLIES
23136 | 4229180219700 | MICRO FORCEPS, ECKARDT, ILM END GRIPPING, 27 GAUGE, DISPOSABLE, STERILE | OPHTHALMOLOGY SUPPLIES
23137 | 4229420610100 | BACK FLUSH HANDLE, WITH BLUNT NEEDLE, 27 GAUGE, STERILE, DISPOSABLE | OPHTHALMOLOGY SUPPLIES
23138 | 4218308000000 | CASE OF OPHTHALMIC TRAIL LENSES SET FOR REFRACTION IN THE CLINIC, REUSABLE | OPHTHALMOLOGY SUPPLIES
23139 | 4229552438000 | PHAKIC, INTRAOCULAR LENS, POSTERIOR CHAMBER, COLLAMER, CORRECTION OF MYOPIA AND ASTIGMATISM, FOR REFRACTIVE SURGERY, DIOPTER RANGE, AS PER HOSPITAL REQUEST | OPHTHALMOLOGY SUPPLIES
23140 | 4229552437500 | "MONOFOCAL INTRAOCULAR LENS, POSTERIOR CHAMBER, ACRYLIC, MULTI-PIECE, NON-PRELOADED, HYDROPHOBIC, UV FILTRATION, POWER RANGE AS PER HOSPITAL REQUEST" | OPHTHALMOLOGY SUPPLIES
23141 | 4229498000300 | ENDOLASER PROBE, ILLUMINATED, 23 GAUGE, ARTICULATING, RFID CONSTELLATION CONNECTOR, DISPOSABLE, STERILE | OPHTHALMOLOGY SUPPLIES
23142 | 4229498000500 | ENDOLASER PROBE, 23 GAUGE, CURVED, FOR IRIDEX MACHINE, DISPOSABLE, STERILE | OPHTHALMOLOGY SUPPLIES
23143 | 4229551202500 | IMPLANT, GLAUCOMA SHUNT, NON-VALVED, REGULAR LUMEN, MADE OF PERMANENT IMPLANTABLE GRADE SILICONE, STERILE | OPHTHALMOLOGY SUPPLIES
23144 | 4229552434900 | INTRAOCULAR LENS, POSTERIOR CHAMBER, PMMA, FIXATION HOLES IN HAPTIC, NON-PRELOADED, DIOPTER RANGE, AS PER PATIENTS REQUIRED | OPHTHALMOLOGY SUPPLIES
23145 | 4229420609000 | HANDPIECE, BI-MANUAL, ASPIRATION POLISH, RANGE 21 GAUGE TO 23 GAUGE, SIDE PORT, AS PER HOSPITAL REQUEST, REUSABLE | OPHTHALMOLOGY SUPPLIES
23146 | 4229552410300 | INTRAOCULAR LENS, ANTERIOR CHAMBER, DIOPTER RANGE, AS PER PATIENTS REQUIRED | OPHTHALMOLOGY SUPPLIES
23147 | 4229350403400 | LIQUID, PERFLUOROCARBON, VISCOSITY 1.1 - 1.8 MPAS, 5ML VIAL, STERILE | OPHTHALMOLOGY SUPPLIES
23148 | 4229552442100 | INTRAOCULAR LENS, ANTERIOR CHAMBER, FOLDABLE, FOR REFRACTIVE SURGERY, WITH SPATULA AND ENCLAVATION NEEDLES, DIOPTER RANGE, AS PER HOSPITAL REQUEST | OPHTHALMOLOGY SUPPLIES
23149 | 4229350403100 | CANNULA, LACRIMAL, 19 GAUGE, STRAIGHT, 1.1 X 20 MM SHAFT ATTACHED TO 23G, DISPOSABLE, STERILE | OPHTHALMOLOGY SUPPLIES
23150 | 4218306100000 | IMPLANT, GLAUCOMA STENT, INTRAOCULAR, DESIGNED TO REDUCE EYE PRESSURE, STERILE | OPHTHALMOLOGY SUPPLIES
23151 | 4218307300200 | MEMBRANE PICK, 23 GAUGE, REUSABLE | OPHTHALMOLOGY SUPPLIES
23152 | 4229420607400 | MICRO FORCEPS, VITREORETINAL, SERRATED JAWS, 25 GAUGE, DISPOSABLE, STERILE | OPHTHALMOLOGY SUPPLIES
23153 | 4229420609300 | EYE SPECULUM, ALPHONSO, WIRE LID, REUSABLE | OPHTHALMOLOGY SUPPLIES
23154 | 4229350402700 | CANNULA, SIMCOE, IRRIGATION AND ASPIRATION, ASSORTED SIZES, REGULAR/REVERSE AS PER HOSPITAL REQUEST, DISPOSABLE, STERILE | OPHTHALMOLOGY SUPPLIES
23155 | 4229180219200 | MICROFORCEPS TIP, ILM ENDGRIPPING, 25 GAUGE, COMPATIBLE WITH HOSPITAL REUSABLE HANDLE, DISPOSABLE, STERILE | OPHTHALMOLOGY SUPPLIES
23156 | 4218307500100 | SCRAPER, ILM PEEL, LOOP DESIGN, 23 GAUGE, DISPOSABLE, STERILE | OPHTHALMOLOGY SUPPLIES
23157 | 4218306000000 | SCHIRMER STRIP FILTER PAPER, DISPOSABLE | OPHTHALMOLOGY SUPPLIES
23158 | 4229420610000 | HANDPIECE, BACK FLUSH, LUER LOCK CONNECTOR, STAINLESS STEEL, REUSABLE | OPHTHALMOLOGY SUPPLIES
23159 | 4229420619400 | IMPLANTS, EYELID, GOLD, WEIGHT 1.6 GRAM, 0.6 THICKNESS, STERILE | OPHTHALMOLOGY SUPPLIES
23160 | 4229420603900 | FORCEPS MERMOUD DEEP SCLERECTOMY, REUSABLE | OPHTHALMOLOGY SUPPLIES
23161 | 4229420612700 | CANNULA, DUAL BORE, WITH LUER-LOCK CONNECTOR, 25G, STAINLESS STEEL TIP, STERILE, DISPOSABLE | OPHTHALMOLOGY SUPPLIES
23162 | 4229550200000 | IMPLANT, AHMED GLAUCOMA DRAINAGE, VALVE, FLEXIBLE PLATE, ADULT, STERILE | OPHTHALMOLOGY SUPPLIES
23163 | 4229280100000 | MARKER, OPTIC ZONE, ASSORTED FROM 3.0 TO 9.0 MM, WITHOUT CROSS HAIRS, REUSABLE | OPHTHALMOLOGY SUPPLIES
23164 | 4229680326300 | EYE SPECULUM, LIEBERMAN, SOLID, WITH 5MM (+/- 2MM) BLADES, REUSABLE | OPHTHALMOLOGY SUPPLIES
23165 | 4229680315600 | ENDO DIATHERMY HANDLE WITH STRAIGHT POINTED TIP, 23 GAUGE, REUSABLE | OPHTHALMOLOGY SUPPLIES
23166 | 4229420616800 | DEHYDRATED AMNIOTIC MEMBRANE, SINGLE LAYER, DISC / CIRCULAR, 9MM-15MM, 35-50 MICRON, STERILE | OPHTHALMOLOGY SUPPLIES
23167 | 4229420616900 | DEHYDRATED AMNIOTIC MEMBRANE, MULTI LAYERS, DISC / CIRCULAR,100 MICRONS, FOR TRANSPLANT, FOR OCULAR SURFACE, STERILE | OPHTHALMOLOGY SUPPLIES
23168 | 4229180221200 | MICRO FORCEPS, ECKARDT, ILM END GRIPPING, 25 GAUGE, DISPOSABLE, STERILE | OPHTHALMOLOGY SUPPLIES
23169 | 4229420618000 | FORCEPS, DRESSING, CURVED, SERRATED, DELICATE, STAINLESS STEEL, REUSABLE | OPHTHALMOLOGY SUPPLIES
23170 | 4229350104400 | NEEDLE, RETROBULBAR, ATKINSON, 23G X 1-1/2IN, STRAIGHT SHAFT, STERILE | OPHTHALMOLOGY SUPPLIES
23171 | 4228200100500 | TIP, ELECTROLASE, SHARP, ACCORDING TO ELECTROCAUTERY HYFRECATOR 2000 MODEL, DISPOSABLE, STERILE | OPHTHALMOLOGY SUPPLIES
23172 | 4228200100400 | TIP, ELECTROLASE, BLUNT, ACCORDING TO ELECTROCAUTERY HYFRECATOR 2000 MODEL, DISPOSABLE, STERILE | OPHTHALMOLOGY SUPPLIES
23173 | 4229680307200 | IRRIGATOR, BISHOP-HARMON AC, WITHOUT CANNULA, REUSABLE | OPHTHALMOLOGY SUPPLIES
23174 | 4229552501000 | DEHYDRATED AMNIOTIC MEMBRANE, SQUARE SHEET 3 X 3 CM OR MORE, MULTI LAYERS, 100 MICRONS, STERILE | OPHTHALMOLOGY SUPPLIES
23175 | 4229180212900 | MICROFORCEPS, ILM ENDGRIPPING, 23G, DISPOSABLE, STERILE | OPHTHALMOLOGY SUPPLIES
23176 | 4229420619200 | IMPLANTS, EYELID, GOLD, WEIGHT 0.6 GRAM, 0.6 THICKNESS, STERILE | OPHTHALMOLOGY SUPPLIES
23177 | 4229420619300 | IMPLANTS, EYELID, GOLD, WEIGHT 1.4 GRAM, 0.6 THICKNESS, STERILE | OPHTHALMOLOGY SUPPLIES
23178 | 4229492800500 | PROBE, GLAUCOMA, COMPATIBLE WITH CYCLO G6 MACHINE, ASSORTED TYPES AS PER HOSPITAL REQUEST, DISPOSABLE, STERILE | OPHTHALMOLOGY SUPPLIES
23179 | 4214180801100 | ENDO DIATHERMY HANDLE WITH STRAIGHT POINTED TIP, 25 GAUGE, REUSABLE | OPHTHALMOLOGY SUPPLIES
23180 | 4214180801200 | ENDO DIATHERMY HANDLE WITH STRAIGHT POINTED TIP, 27 GAUGE, REUSABLE | OPHTHALMOLOGY SUPPLIES
23181 | 4229420616100 | IMPLANT, CUSTOM-MADE DEVICE MACULAR BUCKLE, PMMA, STERILE | OPHTHALMOLOGY SUPPLIES
23182 | 4229550502600 | HANDLE, FOR LONG TREPHINE BLADE, UNIVERSAL, STAINLESS STEEL, REUSABLE | OPHTHALMOLOGY SUPPLIES
23183 | 4229420615200 | CONTACT LENSES, RIGID GAS PERMEABLE, BASE CURVE 4.30 TO 9.30, DIAMETER 8.10 TO 16.4 SPHERE POWER RANGE -30.00DC TO +30.00DC, CYLINDER POWER TO -10.00DS, AXIS 0 TO 180, DAILY, AS PER HOSPITAL REQUESTED, STERILE | OPHTHALMOLOGY SUPPLIES
23184 | 4229420614700 | HANDPIECE, COAXIAL, I AND A, FEMALE CONNECTOR TYPE, COMPATIBLE WITH ALL PHACO MACHINE, REUSABLE | OPHTHALMOLOGY SUPPLIES
23185 | 4229550501000 | IMPLANTS, EYELID, GOLD, WEIGHT 1.2 GRAM, 0.6 THICKNESS, STERILE | OPHTHALMOLOGY SUPPLIES
23186 | 4229180219900 | MICRO FORCEPS, ECKARDT, ILM END GRIPPING, 25 GAUGE, REUSABLE | OPHTHALMOLOGY SUPPLIES
23187 | 4229420612800 | CANNULA ANTERIOR CHAMBER (RYCROFT), AS PER HOSPITAL REQUEST, DISPOSABLE, STERILE | OPHTHALMOLOGY SUPPLIES
23188 | 4229180220200 | FORCEPS, TYING, TENNANT, DELICATE, LONG AND SMOOTH JAWS, STRAIGHT, REUSABLE | OPHTHALMOLOGY SUPPLIES
23189 | 4229420612900 | CANNULA, SIMCOE, IRRIGATION AND ASPIRATION, ASSORTED SIZES, REGULAR/REVERSE AS PER HOSPITAL REQUEST, REUSABLE | OPHTHALMOLOGY SUPPLIES
23190 | 4229550204200 | AMNIOTIC MEMBRANE FOR TRANSPLANT SINGLE LAYER WITH CONTACT LENS | OPHTHALMOLOGY SUPPLIES
23191 | 4229180220300 | MICRO FORCEPS, VITREORETINAL, SERRATED JAWS, 23 GAUGE, DISPOSABLE, STERILE | OPHTHALMOLOGY SUPPLIES
23192 | 4229680315400 | MICRO SCISSORS, VITREORETINAL, VERTICAL, 23 GAUGE, DISPOSABLE, STERILE | OPHTHALMOLOGY SUPPLIES
23193 | 4218308500300 | PROBES, TONOMETER, COMPATIBLE WITH ICARE HAND HELD IOP TONOMETER UNIT, DISPOSABLE | OPHTHALMOLOGY SUPPLIES
23194 | 4229180220400 | FORCEPS SET, SCHARIOTH INTRAOCULAR LENS (IOL) SCLERAL FIXATION, STRAIGHT AND CURVED, 25 GAUGE, DISPOSABLE, STERILE | OPHTHALMOLOGY SUPPLIES
23195 | 4229420613200 | CANNULA, DUAL BORE, STAINLESS STEEL TIP, 27G, WITH LUER-LOCK CONNECTOR, DISPOSABLE, STERILE | OPHTHALMOLOGY SUPPLIES
23196 | 4229420613300 | INJECTOR, FOR CAPSULAR TENSION RING, REUSABLE | OPHTHALMOLOGY SUPPLIES
23197 | 4229420613800 | CHANDELIER, 23G PROBE COMBINED, MULTI-FIBER ENDOILLUMINATION, DISPOSABLE, STERILE | OPHTHALMOLOGY SUPPLIES
23198 | 4229550203600 | AMNIOTIC MEMBRANE FOR TRANSPLANT DOUBLE LAYER WITH CONTACT LENS | OPHTHALMOLOGY SUPPLIES
23199 | 4229550203400 | TISSUE TRANSPLANT PERICARDIUM, ALLOGENEIC NATURAL COLLAGEN MATRIX, SIZE 2.0 X 3.0 CM, STERILE | OPHTHALMOLOGY SUPPLIES
23200 | 4229550203300 | TISSUE TRANSPLANT PERICARDIUM, ALLOGENEIC NATURAL COLLAGEN MATRIX, SIZE 1.5 X 1.5 CM, STERILE | OPHTHALMOLOGY SUPPLIES
23201 | 4229180221100 | FORCEPS CASTROVIEJO CURVED 1X2 TEETH SIZE 0.12MM WITH TYING PLATFORM REUSABLE | OPHTHALMOLOGY SUPPLIES
23202 | 4229420614200 | HANDPIECE, COAXIAL, I AND A, SCREW FIT TYPE, COMPATIBLE WITH ALL PHACO MACHINE, REUSABLE | OPHTHALMOLOGY SUPPLIES
23203 | 4229420614500 | TIP, COAXIAL I/A, SIZE 0.3MM, COMPATIBLE WITH SCREW FIT HANDPIECE, TIP SPECS AS PER HOSPITAL REQUEST, REUSABLE | OPHTHALMOLOGY SUPPLIES
23204 | 4229420614800 | TREATMENT CARD, EXCIMER LASER, FOR WAVELIGHT MACHINE, DISPOSABLE | OPHTHALMOLOGY SUPPLIES
23205 | 4229180219400 | MICRO FORCEPS, VITREORETINAL, SERRATED JAWS, 27 GAUGE, DISPOSABLE, STERILE | OPHTHALMOLOGY SUPPLIES
23206 | 4229555300000 | FASCIA LATA, STRIP WITH NEEDLE, EPTFE, EYELID PTOSIS SURGERY, STERILE | OPHTHALMOLOGY SUPPLIES
23207 | 4229451104800 | BLADE, SCLEROTOME HOCKY STICK DESIGN, SHARP ALL AROUND MULTI SIDED TIP, ASSORTED SIZES AS PER HOSPITAL REQUEST, DISPOSABLE, STERILE | OPHTHALMOLOGY SUPPLIES
23208 | 4229420652900 | ENDOLASER PROBE, 25 GAUGE, DIRECTIONAL, COMPATIBLE WITH IRIDEX MACHINE, DISPOSABLE, STERILE | OPHTHALMOLOGY SUPPLIES
23209 | 4229454500600 | KNIFE, MVR, 23 GAUGE, ANGLED 45 DEGREE, DISPOSABLE, STERILE | OPHTHALMOLOGY SUPPLIES
23210 | 4229451300200 | PACK, VITRECTOMY, POSTERIOR, MINIMUM OF 16,000 CPM, 23 GAUGE, COMPATIBLE WITH DORC EVA MACHINE, DISPOSABLE, STERILE | OPHTHALMOLOGY SUPPLIES
23211 | 4229420652600 | PACK, VITRECTOMY, ANTERIOR, COMPATIBLE WITH DORC MACHINE, DISPOSABLE, STERILE | OPHTHALMOLOGY SUPPLIES
23212 | 4229542701000 | SPONGE, FOR WIPING DELICATE INSTRUMENT, SIZE 7.3X7.3CM, PACKAGED INDIVIDUALLY, DISPOSABLE, STERILE | OPHTHALMOLOGY SUPPLIES
23213 | 4229420652400 | MICRO SCISSORS, VITREORETINAL, HORIZONTAL, STRAIGHT, 25 GAUGE, REUSABLE | OPHTHALMOLOGY SUPPLIES
23214 | 4229420652300 | MICRO SCISSORS, VITREORETINAL, HORIZONTAL, STRAIGHT, 23 GAUGE, REUSABLE | OPHTHALMOLOGY SUPPLIES
23215 | 4229420652100 | KIT, GAS, SF6, PURE SULFUR HEXAFLUORIDE, METALLIC CANISTER, DISPOSABLE, STERILE | OPHTHALMOLOGY SUPPLIES
23216 | 4229420652000 | KIT, GAS, C3F8, PURE, METALLIC CANISTER, DISPOSABLE, STERILE | OPHTHALMOLOGY SUPPLIES
23217 | 4229420653100 | ENDOLASER PROBE, 25 GAUGE, STIFF MULTIFLEX, WITH 19GA ILLUMINATION CONNECTOR, COMPATIBLE WITH IRIDEX MACHINE, DISPOSABLE, STERILE | OPHTHALMOLOGY SUPPLIES
23218 | 4229420651500 | SWEEPER, DIAMOND DUSTED, EXTENDABLE, 25G, 0.5MM, DISPOSABLE, STERILE | OPHTHALMOLOGY SUPPLIES
23219 | 4229420651300 | RING, CAPSULAR TENSION, MANUAL INJECTING, 10-12 MM, STERILE | OPHTHALMOLOGY SUPPLIES
23220 | 4229451203000 | PERFORATED EYE CONFORMER, CLEAR PLASTIC WITH MORE THAN TWO ORIFICES FOR VENTILATION AT THE CENTER, SMALL SIZE 20MM, STERILE | OPHTHALMOLOGY SUPPLIES
23221 | 4229420651100 | CALIBRATION, ARCHIVIER ET-TARG SET EYE TRACKER TARGETS FOR EXCIMER WAVELIGHT MACHINE | OPHTHALMOLOGY SUPPLIES
23222 | 4229420650900 | BACK FLUSH HANDLE WITH SOFT SILICONE TIPPED, 25 GAUGE, STERILE, DISPOSABLE | OPHTHALMOLOGY SUPPLIES
23223 | 4229420649800 | CHANDELIER, ILLUMINATION ANGLE IS 106 DEGREE LIGHTING SYSTEM, 23G OR 25G CANNULA HUBS, WITH ALCON CONNECTOR, DISPOSABLE, STERILE | OPHTHALMOLOGY SUPPLIES
23224 | 4229420649700 | STAINING SOLUTION FOR RETINA SURGERY, SYRINGE, 0.125 MG BRILLIANT BLUE G DYE, DISPOSABLE, STERILE | OPHTHALMOLOGY SUPPLIES
23225 | 4229451202100 | OCULAR SHIELD PROTECTOR, WITH SUCTION CUP, TO PROTECT THE EYE DURING LACRIMAL OR LID SURGERY, STERILE | OPHTHALMOLOGY SUPPLIES
23226 | 4229451201800 | SYMBLEPHARON RING (PMMA), KNOWN AS OPEN FORNIX CONFORMERS, SIZE 20 TO 25 MM, AS PER HOSPITAL REQUEST, STERILE | OPHTHALMOLOGY SUPPLIES
23227 | 4229451201600 | PERFORATED EYE CONFORMER, CLEAR PLASTIC WITH MORE THAN TWO ORIFICES FOR VENTILATION AT THE CENTER, LARGE SIZE 26MM, STERILE | OPHTHALMOLOGY SUPPLIES
23228 | 4229420651400 | RETRACTOR, IRIS, RING (PUPIL RETRACTOR), INCISION 2.00MM, ASSORTED SIZES AS PER HOSPITAL REQUEST, DISPOSABLE, STERILE | OPHTHALMOLOGY SUPPLIES
23229 | 4229420648800 | PACK, VITRECTOMY, POSTERIOR, STELLARIS ELITE WITH AIR FORCE INFUSION (AFI), 25 GAUGE, STERILE | OPHTHALMOLOGY SUPPLIES
23230 | 4229420653300 | IMPLANT, SCLERAL BUCKLING, VITREO RETINAL, SILICONE STRIP, TYPE 41, 3.5 X 0.75 X 125MM, STERILE | OPHTHALMOLOGY SUPPLIES
23231 | 4229420653500 | INTRA CORNEAL RING IN PMMA MATERIAL, DIAMETER 5 - 6 MM, ARC LENGTH FROM 90 TO 150 DEGREES, CONSTANT THICKNESS, 150 TO 350#M, FOR KERATOCONUS CORNEA | OPHTHALMOLOGY SUPPLIES
23232 | 4229420704200 | ELEVATOR, TRAQUAIR PERIOSTEAL, DOUBLE ENDED, STAINLESS STEEL, REUSABLE | OPHTHALMOLOGY SUPPLIES
23233 | 4229420661700 | RETRACTOR, BARBIE, BIG, STAINLESS STEEL, REUSABLE | OPHTHALMOLOGY SUPPLIES
23234 | 4229420661600 | RETRACTOR, BARBIE, STAINLESS STEEL, REUSABLE | OPHTHALMOLOGY SUPPLIES
23235 | 4229454101300 | CONTACT LENS, SILICONE HYDROGEL, SOFT SPHERE, FOR IRREGULAR CORNEA, POWER RANGE -30.00DC TO +30.00DC, CYLINDER POWER RANGE, -0.25DS TO -10.00DS, AXIS 0 TO 180, DIAMETER 14.20MM TO 15.3MM, BASE CURVE 7.00MM TO 9.00MM, DISPOSABLE, STERILE | OPHTHALMOLOGY SUPPLIES
23236 | 4229420659500 | FORCEPS, CASTROVIEJO, CURVED, 1X2 TEETH, SIZE 0.5MM, WITH TYING PLATFORM, REUSABLE | OPHTHALMOLOGY SUPPLIES
23237 | 4229420659100 | BOTVIN IRIS FORCEPS, STAINLESS STEEL, SERRATED, REUSABLE | OPHTHALMOLOGY SUPPLIES
23238 | 4229420704300 | HAND-HELD MAGNIFIERS, REUSABLE | OPHTHALMOLOGY SUPPLIES
23239 | 4229420659000 | BOTVIN IRIS FORCEPS, STAINLESS STEEL, TEETH, REUSABLE | OPHTHALMOLOGY SUPPLIES
23240 | 4229420655600 | RETRACTOR, LACRIMAL, STEVENSON SAC, REUSABLE | OPHTHALMOLOGY SUPPLIES
23241 | 4229420653400 | INTRA CORNEAL RING IN PMMA MATERIAL, DIAMETER 5 TO 6MM, ARC LENGTH 210 DEGREES, CONSTANT THICKNESS, 150 TO 350µM, FOR KERATOCONUS CORNEA | OPHTHALMOLOGY SUPPLIES
23242 | 4229454401500 | IOL INJECTOR REUSABLE FOR 1MTEC30 CARTRIDGE | OPHTHALMOLOGY SUPPLIES
23243 | 4229420704700 | PHACO/VITRECTOMY, CONSTELLATION TOTAL PLUS PACK, MINIMUM OF 7500 CPM, 23 GAUGE, WITH FULL ACCESSORIES, DISPOSABLE, STERILE | OPHTHALMOLOGY SUPPLIES
23244 | 4229454500300 | KNIFE, MVR 20 GAUGE, ANGLED 45 DEGREE, DISPOSABLE, STERILE | OPHTHALMOLOGY SUPPLIES
23245 | 4229454500500 | KNIFE, CRESCENT, STRAIGHT 2.5 MM, STERILE, DISPOSABLE | OPHTHALMOLOGY SUPPLIES
23246 | 4229420654200 | MICRO FORCEPS, ECKARDT, ILM END GRIPPING, 23 GAUGE, REUSABLE | OPHTHALMOLOGY SUPPLIES
23247 | 4229420654100 | BIPOLAR FORCEPS, MCPHERSON STRAIGHT, TWO PIN CONNECTOR, NON-STICK TIPS, INSULATED, FLAT HANDLE, TOTAL LENGTH RANGE 80 TO 120 MM, AS PER HOSPITAL REQUEST, REUSABLE | OPHTHALMOLOGY SUPPLIES
23248 | 4229451300400 | PACK, FRAGMATOME NEEDLE/TIP, FOR CONSTELLATION HANDPIECE, STERILE | OPHTHALMOLOGY SUPPLIES
23249 | 4229420653900 | IMPLANT, GLAUCOMA SHUNT, NON-VALVED, RESTRICTION TO FLOW BY REDUCE DIAMETER AND REDUCE NARROW LUMEN, MADE OF PERMANENT IMPLANTABLE GRADE SILICONE, STERILE | OPHTHALMOLOGY SUPPLIES
23250 | 4229420653800 | IMPLANT, AHMED GLAUCOMA DRAINAGE, VALVE, FLEXIBLE PLATE, PEDIATRIC, STERILE | OPHTHALMOLOGY SUPPLIES
23251 | 4229420653600 | INTRA CORNEAL RING IN PMMA MATERIAL, DIAMETER 5 TO 6MM, ARC LENGTH 160 DEGREES, PROGRESSIVE THICKNESS, 150 TO 300µM, FOR KERATOCONUS CORNEA | OPHTHALMOLOGY SUPPLIES
23252 | 4229454500100 | BLADE, CBM, FOR MORIA MACHINE OR EQUIVALENT, DISPOSABLE, STERILE | OPHTHALMOLOGY SUPPLIES
23253 | 4229451201500 | CONFORMER, FLEXIBLE, SILICONE, DISPOSABLE, STERILE | OPHTHALMOLOGY SUPPLIES
23254 | 4229451201200 | PERFORATED EYE CONFORMER, CLEAR PLASTIC WITH MORE THAN TWO ORIFICES FOR VENTILATION AT THE CENTER, MEDIUM SIZE 23MM, STERILE | OPHTHALMOLOGY SUPPLIES
23255 | 4229451108500 | KNIFE, CLEAR PORT, ANGLED PARACENTESIS KNIFE ,WIDTH 1.1 MM, DISPOSABLE, STERILE | OPHTHALMOLOGY SUPPLIES
23256 | 4229420644100 | PACK, REFRACTIVE, COMPATIBLE WITH ZEISS FEMTOSECOND MACHINE, DISPOSABLE, STERILE. | OPHTHALMOLOGY SUPPLIES
23257 | 4229420643700 | CLAMP, SERREFINE, STRAIGHT, SMALL, REUSABLE | OPHTHALMOLOGY SUPPLIES
23258 | 4229450802600 | CANNULA, DUAL BORE, STAINLESS STEEL TIP, 23G, WITH LUER-LOCK CONNECTOR, DISPOSABLE, STERILE | OPHTHALMOLOGY SUPPLIES
23259 | 4229450802300 | CANNULA, AIR INJECTION, 27 GAUGE, ANGLED TIP NOT LESS THAN 5MM, DISPOSABLE, STERILE | OPHTHALMOLOGY SUPPLIES
23260 | 4229420643500 | SCRAPER, ILM PEEL, LOOP DESIGN, 25 GAUGE, DISPOSABLE, STERILE | OPHTHALMOLOGY SUPPLIES
23261 | 4229450801700 | CANNULA, AIR INJECTION, 30 GAUGE, ANGLED TIP, DISPOSABLE, STERILE | OPHTHALMOLOGY SUPPLIES
23262 | 4229420641600 | RETRACTOR, MALLEABLE, RIBBON-TYPE, STAINLESS STEEL, ASSORTED SIZES AS PER HOSPITAL REQUEST, REUSABLE | OPHTHALMOLOGY SUPPLIES
23263 | 4229420641500 | RETINA LASER LENS TRANS EQUATOR, REUSABLE | OPHTHALMOLOGY SUPPLIES
23264 | 4229420641400 | RETINA LASER LENS SUPER QUAD 160, REUSABLE | OPHTHALMOLOGY SUPPLIES
23265 | 4229450802800 | BACK FLUSH HANDLE, WITH BLUNT NEEDLE, 23 GAUGE, STERILE, DISPOSABLE | OPHTHALMOLOGY SUPPLIES
23266 | 4229420641300 | RETINA LASER LENS QUAD ASPHERIC, REUSABLE | OPHTHALMOLOGY SUPPLIES
23267 | 4229420641100 | RETINA LASER LENS H-R CENTRALIS, REUSABLE | OPHTHALMOLOGY SUPPLIES
23268 | 4229420641000 | RETINA LASER LENS AREA CENTRALIS, REUSABLE | OPHTHALMOLOGY SUPPLIES
23269 | 4229420640600 | PSEUDOPHAKIC, SUPPLEMENTARY INTRAOCULAR LENS, IN THE CILIARY SULCUS, MONOFOCAL, ASTIGMATISM, UV FILTRATION, DIOPTER RANGE, AS PER HOSPITAL REQUEST | OPHTHALMOLOGY SUPPLIES
23270 | 4229420640500 | PSEUDOPHAKIC, SUPPLEMENTARY INTRAOCULAR LENS, IN THE CILIARY SULCUS, MONOFOCAL, UV FILTRATION DIOPTER RANGE, AS PER HOSPITAL REQUEST | OPHTHALMOLOGY SUPPLIES
23271 | 4229454500700 | KNIFE, SLIT 2.2MM, ANGLED 45 DEGREE, SHARP, DISPOSABLE, STERILE | OPHTHALMOLOGY SUPPLIES
23272 | 4229420640200 | PSEUDOPHAKIC, SUPPLEMENTARY INTRAOCULAR LENS, IN THE CILIARY SULCUS, MULTIFOCAL, UV FILTRATION, DIOPTER RANGE, AS PER HOSPITAL REQUEST | OPHTHALMOLOGY SUPPLIES
23273 | 4229450801400 | CANNULA, IRRIGATING CYSTOTOME, 27 GAUGE, 10 - 13 MM, DISPOSABLE, STERILE | OPHTHALMOLOGY SUPPLIES
23274 | 4229420639900 | INTUBATION STENT SET, CRAWFORD, OLIVE TIPS, STAINLESS STEEL PROBE 11-15 CM LENGTH, SILICONE TUBING 30-35 CM LENGTH, WITH RETRIEVAL DEVICE, STERILE | OPHTHALMOLOGY SUPPLIES
23275 | 4229420639600 | PRE-OP TORIC MARKER WITH OUT BUBBLE, REUSABLE | OPHTHALMOLOGY SUPPLIES
23276 | 4229420641200 | RETINA LASER LENS H-R WIDE FIELD, REUSABLE | OPHTHALMOLOGY SUPPLIES
23277 | 4229450802900 | CANNULA, SOFT SILICONE TIPPED, 23G, WITH LUER-LOCK CONNECTOR, DISPOSABLE, STERILE | OPHTHALMOLOGY SUPPLIES
23278 | 4229420645200 | SUB-BOWMEN-KERATOMILEUSIS, BLADE HEAD/RING, AS PER HOSPITAL REQUEST, DISPOSABLE, STERILE | OPHTHALMOLOGY SUPPLIES
23279 | 4229420645300 | LASER PROBE, GLAUCOMA DEVICE, COMPATIBLE WITH SUBCYCLO MACHINE, DISPOSABLE, STERILE | OPHTHALMOLOGY SUPPLIES
23280 | 4229451106900 | KNIFE, MINI CRESCENT, ANGLED 25DEG, DOUBLE BEVEL, 1.25 MM, DISPOSABLE, STERILE | OPHTHALMOLOGY SUPPLIES
23281 | 4229451105900 | BLADE, RECIPIENT, TREPHINE BARRON, RADIAL VACUUM, DIFFERENT SIZE FROM 6MM TO 9MM, AS PER HOSPITAL REQUEST, DISPOSABLE, STERILE | OPHTHALMOLOGY SUPPLIES
23282 | 4229451105400 | BLADE, TREPHINE, PUNCH FOR DONOR CORNEAL, NON-VACUUM, DIFFERENT SIZE FROM 6MM TO 9MM, AS PER HOSPITAL REQUEST, DISPOSABLE, STERILE | OPHTHALMOLOGY SUPPLIES
23283 | 4229451105000 | LONG BLADE, TREPHINE, DIFFERENT SIZE FROM 3MM TO 16MM, AS PER HOSPITAL REQUEST, DISPOSABLE, STERILE | OPHTHALMOLOGY SUPPLIES
23284 | 4229451104900 | KNIFE, MINI CRESCENT, ANGLED 25DEG, DOUBLE BEVEL, 1.0 MM, DISPOSABLE, STERILE | OPHTHALMOLOGY SUPPLIES
23285 | 4229451104600 | BLADE, OPHTHALMIC CONTROLLED DEPTH CUTTING, 15 DEGREE, 3-5MM AS PER HOSPITAL REQUEST, DISPOSABLE, STERILE | OPHTHALMOLOGY SUPPLIES
23286 | 4229420648400 | PACK, VITRECTOMY, POSTERIOR, 10,000 CPM, ASSORTED GAUGES, AS PER HOSPITAL REQUEST, COMPATIBLE WITH OERTLI MACHINE, DISPOSABLE, STERILE | OPHTHALMOLOGY SUPPLIES
23287 | 4229451102600 | KNIFE, OPHTHALMIC CONTROLLED DEPTH CUTTING, 15 DEGREE, 3MM/5MM ASSORTED AS PER HOSPITAL REQUEST, DISPOSABLE, STERILE | OPHTHALMOLOGY SUPPLIES
23288 | 4229451101600 | BLADE, MINI ROUND-TIP, SHARP ON ONE SIDE, DISPOSABLE, STERILE | OPHTHALMOLOGY SUPPLIES
23289 | 4229451100800 | KNIFE, SCLEROTOME HOCKY STICK DESIGN, SHARP ALL AROUND MULTI SIDED TIP, ASSORTED SIZES AS PER HOSPITAL REQUEST, DISPOSABLE, STERILE | OPHTHALMOLOGY SUPPLIES
23290 | 4229420648300 | PACK, VITRECTOMY, POSTERIOR, MINIMUM OF 16,000 CPM, 27 GAUGE, COMPATIBLE WITH DORC EVA MACHINE, DISPOSABLE, STERILE | OPHTHALMOLOGY SUPPLIES
23291 | 4229420648000 | PACK, VITRECTOMY, POSTERIOR, TOTAL PLUS PACK MINIMUM OF 10,000 CPM, 25 GAUGE, COMPATIBLE WITH CONSTELLATION, DISPOSABLE, STERILE | OPHTHALMOLOGY SUPPLIES
23292 | 4229420647900 | PACK, VITRECTOMY, POSTERIOR, TOTAL PLUS PACK MINIMUM OF 10,000 CPM, 23 GAUGE, COMPATIBLE WITH CONSTELLATION, DISPOSABLE, STERILE | OPHTHALMOLOGY SUPPLIES
23293 | 4229420647500 | SCISSORS, VANNAS, STRAIGHT, 5 MM BLADES, 8 - 9 CM LENGTH, REUSABLE | OPHTHALMOLOGY SUPPLIES
23294 | 4229420647000 | TROCAR, WITH VALVED CANNULA, ASSORTED SIZES AS PER HOSPITAL REQUEST, DISPOSABLE, STERILE | OPHTHALMOLOGY SUPPLIES
23295 | 4229420646900 | KIT, FEMTOCATARACT LASER TREATMENT, FOR LENSX MACHINE OR EQUIVALENT, DISPOSABLE, STERILE | OPHTHALMOLOGY SUPPLIES
23296 | 4229451000800 | PACK, SURGICAL EYE SPEAR, SPONGE LINT-FREE WITH HANDLE, DISPOSABLE, STERILE | OPHTHALMOLOGY SUPPLIES
23297 | 4229420646800 | EXCIMER LASER TREATMENT CODE, FOR SCHWIND MACHINE OR EQUIVALENT, WITH ALL ACCESSORIES REQUIRED FOR THE PROCEDURES | OPHTHALMOLOGY SUPPLIES
23298 | 4229420646000 | MICRO SCISSORS STRAIGHT, 20 GAUGE, REUSABLE | OPHTHALMOLOGY SUPPLIES
23299 | 4229450900200 | CANNULA, ILM, PICK NEEDLE, 23 GAUGE, DISPOSABLE, STERILE | OPHTHALMOLOGY SUPPLIES
23300 | 4229420645400 | CANNULA, SUB-RETINAL INJECTION, 25G X 28MM, POLY-TIP 38G X 5MM, THIN WALL, DISPOSABLE, STERILE | OPHTHALMOLOGY SUPPLIES
23301 | 4229420661800 | RETRACTOR, BARBIE, GREAT BIG, STAINLESS STEEL, REUSABLE | OPHTHALMOLOGY SUPPLIES
23302 | 4229420662100 | HOOK, MUSCLE, JAMESON, ASSORTED SIZES (SMALL - LARGE), STAINLESS STEEL, REUSABLE | OPHTHALMOLOGY SUPPLIES
23303 | 4229420662800 | FORCEPS, CAPSULORHEXIS, UTRATA, STAINLESS STEEL, REUSABLE | OPHTHALMOLOGY SUPPLIES
23304 | 4229420666300 | GRASPER, AHMED, MICRO, CURVED, 23G, REUSABLE | OPHTHALMOLOGY SUPPLIES
23305 | 4229680337800 | MICRO SCISSORS, VITREORETINAL, VERTICAL, 23 GAUGE, REUSABLE | OPHTHALMOLOGY SUPPLIES
23306 | 4229420695000 | GLIDER, KERA RING, REUSABLE | OPHTHALMOLOGY SUPPLIES
23307 | 4229420679100 | SCISSORS, PACKER/CHANG, HOFFMAN/AHMED HEAD, STRAIGHT, REUSABLE | OPHTHALMOLOGY SUPPLIES
23308 | 4229420678900 | OLIVE TIP CANNULA, REUSABLE | OPHTHALMOLOGY SUPPLIES
23309 | 4229452200500 | SET, DCR O`DONOGHUE, LENGTH 4CM (+/- 1CM) DIAMETER 0.9MM OR EQUIVALENT DISPOSABLE STERILE | OPHTHALMOLOGY SUPPLIES
23310 | 4229420695200 | MARKER, TUNNEL ZONE, REUSABLE | OPHTHALMOLOGY SUPPLIES
23311 | 4229452201600 | INTUBATION SET, AUTOSTABLE, BICANALICULUS, THE SELF-RETAINING BICANALICULUS INTUBATION SET WITH INTRODUCERS, ASSORTED LENGTHS AS PER HOSPITAL REQUEST, DISPOSABLE, STERILE | OPHTHALMOLOGY SUPPLIES
23312 | 4229420677300 | SCISSORS, TROUTMAN-KATZIN, RIGHT, STAINLESS STEEL, REUSABLE | OPHTHALMOLOGY SUPPLIES
23313 | 4229420677200 | SCISSORS, TROUTMAN-KATZIN, LEFT, STAINLESS STEEL, REUSABLE | OPHTHALMOLOGY SUPPLIES
23314 | 4229420694600 | PROTECTOR, FLAP, REUSABLE | OPHTHALMOLOGY SUPPLIES
23315 | 4229420676000 | STERILIZATION TRAY FOR MICROKERATOME (M2) RING, MICROKERATOME (M2), REUSABLE | OPHTHALMOLOGY SUPPLIES
23316 | 4229452201800 | LACRIMAL INTUBATION SYSTEM, BICANALICULAR, SILICONE TUBE, METALLIC PROBE SIZE 75-85 LENGTH AND 0.6 - 0.8 MM DIAMETER, DISPOSABLE, STERILE | OPHTHALMOLOGY SUPPLIES
23317 | 4229452201900 | MONOCANALICULAR STENT, SILICONE, SMALLEST COLORATE, INDICATED FOR CANALICULAR LACERATIONS, STERILE | OPHTHALMOLOGY SUPPLIES
23318 | 4229420675400 | SCLERAL DEPRESSOR, SCHOCKET, DOUBLE ENDED, REUSABLE | OPHTHALMOLOGY SUPPLIES
23319 | 4229420675200 | PROTECTOR, SCLERAL, STAINLESS STEEL, WITH HANDLE, ASSORTED SIZES AS PER HOSPITAL REQUEST, REUSABLE | OPHTHALMOLOGY SUPPLIES
23320 | 4229420695400 | GRASPER, SNYDER, 25G, REUSABLE | OPHTHALMOLOGY SUPPLIES
23321 | 4229420674700 | FORCEPS, SAUER FIXATION, 1X2 TEETH, STAINLESS STEEL, REUSABLE | OPHTHALMOLOGY SUPPLIES
23322 | 4229420674300 | SPATULA AND SPOON, PATON, CORNEAL DONOR TISSUE, STAINLESS STEEL, REUSABLE | OPHTHALMOLOGY SUPPLIES
23323 | 4229420671500 | FORCEPS, JAMESON MUSCLE, RIGHT, SLIDE LOCK, STAINLESS STEEL, REUSABLE | OPHTHALMOLOGY SUPPLIES
23324 | 4229420671400 | FORCEPS, JAMESON MUSCLE, LEFT, SLIDE LOCK, STAINLESS STEEL, REUSABLE | OPHTHALMOLOGY SUPPLIES
23325 | 4229420675900 | STERILIZATION TRAY FOR ULTRATHIN GAS HOSE TURBINE + MOTOR, ULTRATHIN GAS HOSE TURBINE + MOTOR SET, REUSABLE | OPHTHALMOLOGY SUPPLIES
23326 | 4229420680000 | BOWMAN LACRIMAL PROBE, STAINLESS STEEL, ASSORTED SIZES AS PER HOSPITAL REQUEST, REUSABLE | OPHTHALMOLOGY SUPPLIES
23327 | 4229452102500 | IMPLANT, SCLERAL BUCKLING, VITREO RETINAL, SILICONE BAND, TYPE 70, 2.1 X 1 X 30MM, STERILE | OPHTHALMOLOGY SUPPLIES
23328 | 4229420680300 | NEEDLE HOLDER, BARRAQUER, CURVED, WITHOUT LOCK, 13CM (+/- 2CM), STAINLESS STEEL, REUSABLE | OPHTHALMOLOGY SUPPLIES
23329 | 4229420692200 | CANNULA, IRRIGATION, ANGLED, 19 GAUGE, STAINLESS STEEL, REUSABLE | OPHTHALMOLOGY SUPPLIES
23330 | 4229420691000 | ICL MANIPULATOR, BATTLE SHAPE, REUSABLE | OPHTHALMOLOGY SUPPLIES
23331 | 4229420690300 | HANDLE, 360, FOR WITH IRIS SUTURE AND INTRAOCULAR LENS (IOL) FIXATION, REUSABLE | OPHTHALMOLOGY SUPPLIES
23332 | 4229420690100 | MICROKERATOME (M2), ASSORTED RING SIZES PER HOSPITAL REQUEST, REUSABLE | OPHTHALMOLOGY SUPPLIES
23333 | 4229420687300 | BLADE HANDLE, SURGICAL BEAVER, STAINLESS STEEL, 10CM, REUSABLE | OPHTHALMOLOGY SUPPLIES
23334 | 4229420683700 | HANDLE, ERGONOMIC TOUCH, REUSABLE | OPHTHALMOLOGY SUPPLIES
23335 | 4229452100800 | IMPLANT, SCLERAL BUCKLING, VITREO RETINAL, GROOVED SILICONE SPONGE, TYPE 220, W6 X R7.5 X H1.5X G2.5X L100MM, STERILE | OPHTHALMOLOGY SUPPLIES
23336 | 4229420683600 | LENS LOOP, STAINLESS STEEL, 6MM WIDE X 7MM LONG LOOP, TOTAL LENGTH 135MM, REUSABLE | OPHTHALMOLOGY SUPPLIES
23337 | 4229420682800 | POLACK DOUBLE CORNEAL FIXATION FORCEPS, STAINLESS STEEL, REUSABLE | OPHTHALMOLOGY SUPPLIES
23338 | 4229680337500 | SCISSORS, VANNAS, CURVED, 6 - 10MM BLADES, 7 - 10 CM LENGTH, REUSABLE | OPHTHALMOLOGY SUPPLIES
23339 | 4229452102200 | IMPLANT, SCLERAL BUCKLING, VITREO RETINAL, OVAL SILICONE SPONGE, TYPE 507, 7.5 X 5.5 X 80MM, STERILE | OPHTHALMOLOGY SUPPLIES
23340 | 4229420682700 | HOOK, SINSKEY, ANGLED, STAINLESS STEEL, REUSABLE | OPHTHALMOLOGY SUPPLIES
23341 | 4229420682600 | PIGTAIL PROBE, STAINLESS STEEL, SUTURE HOLES, DOUBLE ENDED, REUSABLE | OPHTHALMOLOGY SUPPLIES
23342 | 4229420682100 | FORCEPS, LESTER FIXATION, 1X2 TEETH, STAINLESS STEEL, REUSABLE | OPHTHALMOLOGY SUPPLIES
23343 | 4229420681500 | HOOK, GASS RETINAL DETACHMENT, OVAL HOLE, STAINLESS STEEL, REUSABLE | OPHTHALMOLOGY SUPPLIES
23344 | 4229452102300 | IMPLANT, SCLERAL BUCKLING, VITREO RETINAL, OVAL SILICONE SPONGE, TYPE 506, 5 X 3 X 100MM, STERILE | OPHTHALMOLOGY SUPPLIES
23345 | 4229452102400 | IMPLANT, SCLERAL BUCKLING, VITREO RETINAL, SILICONE BAND, TYPE 270, 1.65 X 0.76 X 30MM, STERILE | OPHTHALMOLOGY SUPPLIES
23346 | 4229420680900 | SCISSORS, CORNEAL, RIGHT, STAINLESS STEEL, REUSABLE | OPHTHALMOLOGY SUPPLIES
23347 | 4229420680800 | SCISSORS, CORNEAL, LEFT, STAINLESS STEEL, REUSABLE | OPHTHALMOLOGY SUPPLIES
23348 | 4229420680500 | EYE SPECULUM, KRATZ (OPEN WIRE) , STAINLESS STEEL, ASSORTED ADULT AND CHILD, REUSABLE | OPHTHALMOLOGY SUPPLIES
23349 | 4229420680400 | NEEDLE HOLDER, BARRAQUER, CURVED, WITH LOCK, 13CM (+/- 2CM), STAINLESS STEEL, REUSABLE | OPHTHALMOLOGY SUPPLIES
23350 | 4229420671300 | LID RETRACTOR, JAFFE WIRE, ASSORTED SIZES, STAINLESS STEEL, REUSABLE | OPHTHALMOLOGY SUPPLIES
23351 | 4229450801300 | BACK FLUSH HANDLE, WITH BLUNT NEEDLE, 27 GAUGE, WITH SILICONE TIP, STERILE, DISPOSABLE | OPHTHALMOLOGY SUPPLIES
23352 | 4229420671000 | SCISSORS, HOFFMAN / AHMED HEAD, HORIZONTAL, STRAIGHT SHAFT, 23G, REUSABLE | OPHTHALMOLOGY SUPPLIES
23353 | 4229451302000 | CANNULA, INFUSION, 6MM, ASSORTED GAUGES, DISPOSABLE, STERILE | OPHTHALMOLOGY SUPPLIES
23354 | 4229450002600 | CORNEAL CROSS-LINK TREATMENT, ALL TYPES, COMPATIBLE WITH AVEDRO MACHINE OR EQUIVALENT, AS PER HOSPITAL REQUEST, DISPOSABLE, STERILE | OPHTHALMOLOGY SUPPLIES
23355 | 4213170110300 | BLADE, MINI SHARP, ALL AROUND, 180 DEGREE CUTTING SURFACE, DOUBLE BEVEL BLADE, STRAIGHT, DISPOSABLE, STERILE | OPHTHALMOLOGY SUPPLIES
23356 | 4229451300800 | PACK, VITRECTOMY, POSTERIOR, TOTAL PLUS PACK MINIMUM OF 7500 CPM, 23 GAUGE, COMPATIBLE WITH CONSTELLATION, DISPOSABLE, STERILE | OPHTHALMOLOGY SUPPLIES
23357 | 4229451300700 | PACK, VITRECTOMY, POSTERIOR, MINIMUM OF 16,000 CPM, 25 GAUGE, COMPATIBLE WITH DORC EVA MACHINE, DISPOSABLE, STERILE | OPHTHALMOLOGY SUPPLIES
23358 | 4229420670500 | FORCEPS, HOFFMAN, DESCEMET'S STRIPPING, CURVED, REUSABLE | OPHTHALMOLOGY SUPPLIES
23359 | 4229420670400 | TYING FORCEPS, HEAD AHMED MICRO, 23G, REUSABLE | OPHTHALMOLOGY SUPPLIES
23360 | 4229420702400 | FOLDABLE TOUCHSCREEN MAGNIFIER WITH OCR DISTANCE CAMERA(COVER BOOK )TO DOUBLE YOUR VIEWING AREA , REUSABLE | OPHTHALMOLOGY SUPPLIES
23361 | 4229420702700 | MENDEZ DEGREE GAUGE, STAINLESS STEEL, 0 TO 180 DEGREE IN 10 DEGREE INCREMENTS, 12MM INTERNAL RING DIAMETER, 40 DEGREE ANGLED HANDLE, REUSABLE | OPHTHALMOLOGY SUPPLIES
23362 | 4229420703000 | ENDOLASER PROBE, ILLUMINATED, 23 GAUGE, FLEXIBLE CURVED, CONSTELLATION CONNECTOR, DISPOSABLE, STERILE | OPHTHALMOLOGY SUPPLIES
23363 | 4229420701400 | FORCEPS, LOADING ICL CARTRIDGE, VUKICH, REUSABLE | OPHTHALMOLOGY SUPPLIES
23364 | 4229454100200 | CONTACT LENSES, SILICONE HYDROGEL, MONTHLY, BC 8.6 TO 8.8, DIAMETER 14.0 TO 14.2, POWER STEP +/- 0.25, AS PER HOSPITAL REQUEST, DISPOSABLE, STERILE | OPHTHALMOLOGY SUPPLIES
23365 | 4229420669500 | DSAEK STRIPPER (T-SHAPED TIPS), REUSABLE | OPHTHALMOLOGY SUPPLIES
23366 | 4229420703200 | PHAKIC, INTRAOCULAR LENS, POSTERIOR CHAMBER, ACRYLIC, CORRECTION OF MYOPIA AND ASTIGMATISM, FOR REFRACTIVE SURGERY, DIOPTER RANGE, AS PER HOSPITAL REQUEST | OPHTHALMOLOGY SUPPLIES
23367 | 4229420668200 | SPATULA, CYCLODIALYSIS, DOUBLE ENDED, STAINLESS STEEL, REUSABLE | OPHTHALMOLOGY SUPPLIES
23368 | 4229420667200 | FORCEPS, BUSIN, 23 GAUGE, REUSABLE | OPHTHALMOLOGY SUPPLIES
23369 | 4229420667100 | FORCEPS, BORES, FIXATION, STRAIGHT, REUSABLE | OPHTHALMOLOGY SUPPLIES
23370 | 4229420667000 | FORCEPS, BONNACOLTO CONJUNCTIVA, STAINLESS STEEL, REUSABLE | OPHTHALMOLOGY SUPPLIES
23371 | 4229420703700 | BACK FLUSH HANDLE WITH SOFT SILICONE TIPPED, 23 GAUGE, STERILE, DISPOSABLE | OPHTHALMOLOGY SUPPLIES
23372 | 4229420704000 | ENDOLASER PROBE, 27 GAUGE, DIRECTIONAL, COMPATIBLE WITH IRIDEX MACHINE, DISPOSABLE, STERILE | OPHTHALMOLOGY SUPPLIES
23373 | 4229420666500 | SPATULA, BARRAQUER IRIS, DOUBLE ENDED BLADES, BOTH ENDS ARE SHARP WITH GENTLY CURVED BLADES, STAINLESS STEEL, REUSABLE | OPHTHALMOLOGY SUPPLIES
23374 | 4229420670100 | FOREIGN BODY SPUD, ASSORTED TIPS, STAINLESS STEEL, REUSABLE | OPHTHALMOLOGY SUPPLIES
23375 | 4229420670600 | SCISSORS, HOFFMAN / AHMED HEAD, MICRO, HORIZONTAL, CURVED SHAFT, REUSABLE | OPHTHALMOLOGY SUPPLIES
23376 | 4229420701000 | HANDLE, UNIVERSAL, FOR WITH IRIS SUTURE AND INTRAOCULAR LENS (IOL) FIXATION, REUSABLE | OPHTHALMOLOGY SUPPLIES
23377 | 4229451300900 | CANNULA, BLUNT TIP, WITH LUER LOCK CONNECTOR, 23G, DISPOSABLE, STERILE | OPHTHALMOLOGY SUPPLIES
23378 | 4229452700200 | LIQUID, PERFLUOROCARBON, VISCOSITY 0.6 - 0.9 MPAS, 5ML VIAL, STERILE | OPHTHALMOLOGY SUPPLIES
23379 | 4229452700300 | LIQUID, PERFLUOROCARBON, HEAVY VISCOSITY, STERILE | OPHTHALMOLOGY SUPPLIES
23380 | 4229420695500 | FORCEPS, LOADING ICL, JAW WITH HOLE, ROUNDED EDGES, REUSABLE | OPHTHALMOLOGY SUPPLIES
23381 | 4229453100100 | LENS, 20D CLEAR, BINOCULAR INDIRECT OPHTHALMOSCOPY, REUSABLE | OPHTHALMOLOGY SUPPLIES
23382 | 4229453100200 | LENS, 78D CLEAR, FOR SLIT LAMP EXAMINATION, REUSABLE | OPHTHALMOLOGY SUPPLIES
23383 | 4229420696200 | CANNULA, IRRIGATION, LASIK, REUSABLE | OPHTHALMOLOGY SUPPLIES
23384 | 4229451301900 | INFUSION CANNULA, 4MM, 20G, DISPOSABLE, STERILE | OPHTHALMOLOGY SUPPLIES
23385 | 4229451301100 | CANNULA, 27G, BLUNT NEEDLE WITH LUER-LOCK CONNECTOR, DISPOSABLE, STERILE | OPHTHALMOLOGY SUPPLIES
23386 | 4229420696300 | SPATULA, LASIK, MICROKERATOME, ONE END, STAINLESS STEEL, REUSABLE | OPHTHALMOLOGY SUPPLIES
23387 | 4229420697400 | MICROKERATOME MOTOR, MANUAL, REUSABLE | OPHTHALMOLOGY SUPPLIES
23388 | 4229453100300 | LENS, 90D CLEAR, FOR SLIT LAMP EXAMINATION, REUSABLE | OPHTHALMOLOGY SUPPLIES
23389 | 4229453200100 | RETRACTOR, CAPSULE, CHANG MODIFICATION, 5/PACK, DISPOSABLE, STERILE | OPHTHALMOLOGY SUPPLIES
23390 | 4229453600000 | IMPLANT CAPSULAR SEGMENT, AHMED, TENSION RING, ALL TYPE AS PER HOSPITAL REQUEST, STERILE | OPHTHALMOLOGY SUPPLIES
23391 | 4229420698200 | FORCEPS, SCLERAL PLUG, STAINLESS STEEL, REUSABLE | OPHTHALMOLOGY SUPPLIES
23392 | 4229453600100 | IMPLANT CAPSULAR SEGMENT, CIONNI RING FOR SCLERAL FIXATION, ALL TYPE AS PER HOSPITAL REQUEST, STERILE | OPHTHALMOLOGY SUPPLIES
23393 | 4229420698800 | PUSHER, SEGMENT/RING, KERA RING, REUSABLE | OPHTHALMOLOGY SUPPLIES
23394 | 4229453600300 | RING, CAPSULAR TENSION, PRELOADED, 10-12 MM, STERILE | OPHTHALMOLOGY SUPPLIES
23395 | 4229451301000 | CANNULA, BLUNT TIP, THIN WALLED, 25G, WITH LUER LOCK CONNECTOR, DISPOSABLE, STERILE | OPHTHALMOLOGY SUPPLIES
23396 | 4229420699100 | HOOK, SINSKEY, DOUBLE ENDED, REUSABLE | OPHTHALMOLOGY SUPPLIES
23397 | 4229420699300 | STEVENS HOOK, STAINLESS STEEL, REUSABLE | OPHTHALMOLOGY SUPPLIES
23398 | 4229420700400 | SPREADER, SUAREZ, KERA RING, REUSABLE | OPHTHALMOLOGY SUPPLIES
23399 | 4229452700000 | KIT, GAS, C3F8, PURE OCTAFLUOUROPANE, SYRINGE, DISPOSABLE, STERILE | OPHTHALMOLOGY SUPPLIES
23400 | 4229420639500 | PRE-OP TORIC MARKER WITH BUBBLE, REUSABLE | OPHTHALMOLOGY SUPPLIES
23401 | 4229420694000 | SPATULA, CORNEAL DSAEK GLIDE, STAINLESS STEEL, REUSABLE | OPHTHALMOLOGY SUPPLIES
23402 | 4229420626200 | MONOFOCAL INTRAOCULAR LENS, POSTERIOR CHAMBER, ACRYLIC, SINGLE-PIECE, PRELOADED, HYDROPHOBIC, UV FILTRATION, POWER RANGE -10.0 TO +.30.0 D | OPHTHALMOLOGY SUPPLIES
23403 | 4229454600400 | MICRO SCISSORS, VITREORETINAL, HORIZONTAL, CURVED, 27 GAUGE, DISPOSABLE, STERILE | OPHTHALMOLOGY SUPPLIES
23404 | 4229516000900 | KIT, VISCOUS FLUID CONTROL (VFC), MUST INCLUDE (CANNULA / TIP, SYRINGE, TUBING), COMPATIBLE WITH ALCON CONSTELLATION MACHINE, DISPOSABLE, STERILE | OPHTHALMOLOGY SUPPLIES
23405 | 4229420628400 | MULTIFOCAL TORIC INTRAOCULAR LENS, POSTERIOR CHAMBER, ACRYLIC, HYDROPHOBIC, UV AND BLUE FILTRATION, POWER RANGE AS PER HOSPITAL REQUEST | OPHTHALMOLOGY SUPPLIES
23406 | 4229420628300 | MULTIFOCAL INTRAOCULAR LENS, POSTERIOR CHAMBER, ACRYLIC, HYDROPHOBIC, UV AND BLUE FILTRATION, POWER RANGE AS PER HOSPITAL REQUEST | OPHTHALMOLOGY SUPPLIES
23407 | 4229420628100 | EDOF INTRAOCULAR LENS, POSTERIOR CHAMBER, ACRYLIC, PRELOADED, HYDROPHOBIC, UV FILTRATION AND BLUE FILTRATION, POWER RANGE AS PER HOS PITAL REQUEST | OPHTHALMOLOGY SUPPLIES
23408 | 4229516001100 | TIP, COMPATIBLE J&J PHACO HANDPIECE, ASSORTED GAUGES AS PER HOSPITAL REQUEST, DISPOSABLE, STERILE | OPHTHALMOLOGY SUPPLIES
23409 | 4229516000600 | PACK, PHACO, ACTIVE INTREPID, WITH FULL ACCESSORIES, AS PER HOSPITAL REQUEST, COMPATIBLE WITH CENTURION MACHINE, DISPOSABLE, STERILE | OPHTHALMOLOGY SUPPLIES
23410 | 4229420627900 | EDOF TORIC INTRAOCULAR LENS, POSTERIOR CHAMBER, ACRYLIC, PRELOADED, HYDROPHOBIC, UV AND BLUE FILTRATION, POWER RANGE AS PER HOSPITAL REQUEST | OPHTHALMOLOGY SUPPLIES
23411 | 4229420627800 | EDOF TORIC INTRAOCULAR LENS, POSTERIOR CHAMBER, ACRYLIC, NON-PRELOADED, HYDROPHOBIC, UV AND BLUE FILTRATION, POWER RANGE AS PER HOSPITAL REQUEST | OPHTHALMOLOGY SUPPLIES
23412 | 4229420627700 | EDOF INTRAOCULAR LENS, POSTERIOR CHAMBER, ACRYLIC, HYDROPHILIC, POWER RANGE AS PER HOSPITAL REQUEST | OPHTHALMOLOGY SUPPLIES
23413 | 4229420627500 | MONOFOCAL TORIC INTRAOCULAR LENS, POSTERIOR CHAMBER, ACRYLIC, SINGLE-PIECE, HYDROPHILIC, UV FILTRATION, POWER RANGE AS PER HOSPITAL REQUEST | OPHTHALMOLOGY SUPPLIES
23414 | 4229516001700 | ENDOLASER PROBE, ILLUMINATED, 27 GAUGE, ARTICULATING, RFID CONSTELLATION CONNECTOR, DISPOSABLE, STERILE | OPHTHALMOLOGY SUPPLIES
23415 | 4229516001800 | HANDPIECE, FRAGMATOME, COMPATIBLE WITH CONSTELLATION MACHINE, REUSABLE | OPHTHALMOLOGY SUPPLIES
23416 | 4229420627200 | MULTIFOCAL TORIC INTRAOCULAR LENS, POSTERIOR CHAMBER, ACRYLIC, HYDROPHILIC, POWER RANGE AS PER HOSPITAL REQUEST | OPHTHALMOLOGY SUPPLIES
23417 | 4229516001300 | TIP, COMPATIBLE WITH OERTLI PHACO HANDPIECE, ASSORTED AS PER HOSPITAL REQUEST, DISPOSABLE, STERILE | OPHTHALMOLOGY SUPPLIES
23418 | 4229516000500 | TIP, MINI FLARED, KELMAN, 30 DEGREES, COMPATIBLE WITH ALCON PHACO HANDPIECE MACHINE, DISPOSABLE, STERILE | OPHTHALMOLOGY SUPPLIES
23419 | 4229516000400 | PACK, PHACO, AS PER HOSPITAL REQUEST, COMPATIBLE WITH CONSTELLATION MACHINE, DISPOSABLE, STERILE | OPHTHALMOLOGY SUPPLIES
23420 | 4229420622200 | HANDPIECE DIATHERMY, COMPATIBLE WITH OERTLI MACHINE OR EQUIVALENT, REUSABLE | OPHTHALMOLOGY SUPPLIES
23421 | 4229420621900 | 6 MIRROR GONIO-LENS FOR CLINICAL EXAM REUSABLE | OPHTHALMOLOGY SUPPLIES
23422 | 4229514322000 | BIPOLAR FORCEPS, MCPHERSON ANGLED, TWO PIN CONNECTOR, NON-STICK TIPS, INSULATED, FLAT HANDLE, TOTAL LENGTH RANGE 80 TO 120 MM, AS PER HOSPITAL REQUEST, REUSABLE | OPHTHALMOLOGY SUPPLIES
23423 | 4229420631200 | LIGHT WEIGH TRAIL FRAME FOR REFRACTION, REUSABLE | OPHTHALMOLOGY SUPPLIES
23424 | 4229420631100 | FORCEPS, INTRAOCULAR LENS (IOL) LOADING FOR CARTRIDGE, REUSABLE | OPHTHALMOLOGY SUPPLIES
23425 | 4229514323000 | CALIBRATION, SCANNER TARGETS, FOR EXCIMER WAVELIGHT MACHINE | OPHTHALMOLOGY SUPPLIES
23426 | 4229454602600 | MICRO SCISSORS, VITREORETINAL, VERTICAL, 27 GAUGE, REUSABLE | OPHTHALMOLOGY SUPPLIES
23427 | 4229420630700 | KNIFE, SLIT 3.5 MM, ANGLED 45 DEGREE, SHARP, DISPOSABLE, STERILE | OPHTHALMOLOGY SUPPLIES
23428 | 4229420630600 | KNIFE, SLIT 3.0 MM, ANGLED 45 DEGREE, SHORT HEAD WITH MARK, SHARP, DISPOSABLE, STERILE | OPHTHALMOLOGY SUPPLIES
23429 | 4229420630500 | KNIFE, SLIT 3.2 MM, ANGLED 45 DEGREE, SHARP, DISPOSABLE, STERILE | OPHTHALMOLOGY SUPPLIES
23430 | 4229420630400 | KNIFE, SLIT 3.0 MM, ANGLED 45 DEGREE, SHARP, DISPOSABLE, STERILE | OPHTHALMOLOGY SUPPLIES
23431 | 4229420623800 | ENDOLASER PROBE, ILLUMINATED , 25 GAUGE, FLEXIBLE CURVED, COMPATIBLE WITH OERTLI MACHINE, DISPOSABLE, STERILE | OPHTHALMOLOGY SUPPLIES
23432 | 4229420630300 | KNIFE, ACCURATE DEPTH FOR LRI AND GROOVE INCISIONS, RANGE 250 TO 650 MICRON, ASSORTED SIZE, DISPOSABLE, STERILE | OPHTHALMOLOGY SUPPLIES
23433 | 4229420629100 | IRIS CLAW, INTRAOCULAR LENS HOLDING, REUSABLE | OPHTHALMOLOGY SUPPLIES
23434 | 4229420628900 | MONOFOCAL INTRAOCULAR LENS, POSTERIOR CHAMBER, ACRYLIC, MULTI-PIECE, PRELOADED, HYDROPHOBIC, UV AND BLUE LIGHT FILTRATION, POWER RANGE AS PER HOSPITAL REQUEST | OPHTHALMOLOGY SUPPLIES
23435 | 4229454600600 | MICRO SCISSORS, VITREORETINAL, VERTICAL, 25 GAUGE, REUSABLE | OPHTHALMOLOGY SUPPLIES
23436 | 4229420627100 | MULTIFOCAL INTRAOCULAR LENS, POSTERIOR CHAMBER, ACRYLIC, HYDROPHILIC, POWER RANGE AS PER HOSPITAL REQUEST | OPHTHALMOLOGY SUPPLIES
23437 | 4229420627000 | EDOF INTRAOCULAR LENS, POSTERIOR CHAMBER, ACRYLIC, PRELOADED, HYDROPHOBIC, UV FILTRATION, POWER RANGE AS PER HOSPITAL REQUEST | OPHTHALMOLOGY SUPPLIES
23438 | 4229420626900 | EDOF INTRAOCULAR LENS, POSTERIOR CHAMBER, ACRYLIC, NON-PRELOADED, HYDROPHOBIC, UV FILTRATION, POWER RANGE AS PER HOSPITAL REQUEST | OPHTHALMOLOGY SUPPLIES
23439 | 4229420626800 | EDOF TORIC INTRAOCULAR LENS, POSTERIOR CHAMBER, ACRYLIC, HYDROPHILIC, POWER RANGE AS PER HOSPITAL REQUEST | OPHTHALMOLOGY SUPPLIES
23440 | 4229516303000 | ENDOLASER PROBE, ILLUMINATED, 25 GAUGE, FLEXIBLE CURVED, RFID CONSTELLATION CONNECTOR, DISPOSABLE, STERILE | OPHTHALMOLOGY SUPPLIES
23441 | 4229516303100 | KIT, REFRACTIVE FEMTOSECOND LASER TREATMENT, FOR IFS MACHINE OR EQUIVALENT, DISPOSABLE, STERILE | OPHTHALMOLOGY SUPPLIES
23442 | 4229454500900 | KNIFE, SLIT 2.8 MM, ANGLED 40 DEGREE, SHARP, DISPOSABLE, STERILE | OPHTHALMOLOGY SUPPLIES
23443 | 4229454501000 | KNIFE, MVR, 20 GAUGE, STRAIGHT, DISPOSABLE, STERILE | OPHTHALMOLOGY SUPPLIES
23444 | 4229516306000 | ENDOLASER PROBE, 23 GAUGE, DIRECTIONAL, COMPATIBLE WITH IRIDEX MACHINE, DISPOSABLE, STERILE | OPHTHALMOLOGY SUPPLIES
23445 | 4229516306400 | ENDOLASER PROBE, ILLUMINATED, 23 GAUGE, FLEXIBLE CURVED, RFID CONSTELLATION CONNECTOR, DISPOSABLE, STERILE | OPHTHALMOLOGY SUPPLIES
23446 | 4229420625400 | SCISSORS, INTRAOCULAR LENS (IOL) CUTTER, INCISION SIZE IS 2.2MM, REUSABLE | OPHTHALMOLOGY SUPPLIES
23447 | 4229420625300 | LACRIMAL INTUBATION SYSTEM, BICANALICULAR, SILICONE TUBE, METALLIC PROBE SIZE 55-60MM LENGTH AND ASSORTED DIAMETER, DISPOSABLE, STERILE | OPHTHALMOLOGY SUPPLIES
23448 | 4229516307200 | ENDOLASER PROBE, ILLUMINATED, 25 GAUGE, STEPPED, CURVED, DORC CONNECTOR, WITH ILLUMINATED CONNECTOR, STERILE | OPHTHALMOLOGY SUPPLIES
23449 | 4229420625200 | INTRAOCULAR LENS, ANTERIOR CHAMBER, NON- FOLDABLE, FOR REFRACTIVE SURGERY, WITH SPATULA AND ENCLAVATION NEEDLES, DIOPTER RANGE, AS PER HOSPITAL REQUEST | OPHTHALMOLOGY SUPPLIES
23450 | 4229516307300 | ENDOLASER PROBE, ILLUMINATED, 25 GAUGE, CURVED, COMPATIBLE WITH IRIDEX MACHINE, DISPOSABLE, STERILE | OPHTHALMOLOGY SUPPLIES
23451 | 4229454600100 | MICRO (DEEP-SCLERECTOMY) SCISSORS, 6 MM LONG BLADES, BLUNT TIP ON LOWER BLADE, REUSABLE | OPHTHALMOLOGY SUPPLIES
23452 | 4229420624900 | IMPLANT, SCLERAL BUCKLING, VITREO RETINAL, GROOVED SILICONE SPONGE, TYPE 506G, 5 X 3 X 80MM, STERILE | OPHTHALMOLOGY SUPPLIES
23453 | 4229420624400 | IMPLANT, GLAUCOMA, SCLERAL, NON-ABSORBABLE, SIZE 3.00MM X 1.40MM X 2.85MM, MADE OF HYDROXYETHYL METHACRYLATE, STERILE | OPHTHALMOLOGY SUPPLIES
23454 | 4229420624300 | IMPLANT EYE SPHERE, SILICON, ASSORTED SIZES AS PER HOSPITAL REQUEST, STERILE | OPHTHALMOLOGY SUPPLIES
23455 | 4229420625600 | IOL INJECTOR REUSABLE FOR EMERALD CARTRIDGE | OPHTHALMOLOGY SUPPLIES
23456 | 4229420621800 | 4 MIRROR GONIO-LENS FOR CLINICAL EXAM , REUSABLE | OPHTHALMOLOGY SUPPLIES
23457 | 4229420625700 | INTRAOCULAR LENS, POSTERIOR CHAMBER, PMMA, FIXATION HOLES IN OPTIC, NON-PRELOADED, DIOPTER RANGE, AS PER PATIENTS REQUIRED | OPHTHALMOLOGY SUPPLIES
23458 | 4229516301900 | ENDOLASER PROBE, ILLUMINATED, CURVED, 23 GAUGE, COMPATIBLE WITH IRIDEX MACHINE, DISPOSABLE, STERILE | OPHTHALMOLOGY SUPPLIES
23459 | 4229420623300 | HOOK, STAINLESS STEEL, TO USE WITH ALL RITLENG INTUBATIONS, REUSABLE | OPHTHALMOLOGY SUPPLIES
23460 | 4229420626700 | MONOFOCAL INTRAOCULAR LENS, POSTERIOR CHAMBER, ACRYLIC, SINGLE-PIECE, HYDROPHILIC, UV FILTRATION, POWER RANGE AS PER HOSPITAL REQUEST, STERILE | OPHTHALMOLOGY SUPPLIES
23461 | 4229454500800 | KNIFE, SLIT 2.4 MM, 45 DEGREE, SHARP, DISPOSABLE, STERILE | OPHTHALMOLOGY SUPPLIES
23462 | 4229516001900 | HANDPIECE, PHACO, COMPATIBLE WITH CENTURION MACHINE, REUSABLE | OPHTHALMOLOGY SUPPLIES
23463 | 4229420626500 | MONOFOCAL TORIC INTRAOCULAR LENS, POSTERIOR CHAMBER, ACRYLIC, SINGLE-PIECE, PRELOADED, HYDROPHOBIC, UV AND BLUE LIGHT FILTRATION, PO WER RANGE AS PER HOSPITAL REQUEST | OPHTHALMOLOGY SUPPLIES
23464 | 4229420626400 | MONOFOCAL TORIC INTRAOCULAR LENS, POSTERIOR CHAMBER, ACRYLIC, SINGLE-PIECE, NON-PRELOADED, HYDROPHOBIC, UV AND BLUE LIGHT FILTRATION, POWER RANGE AS PER HOSPITAL REQUEST | OPHTHALMOLOGY SUPPLIES
23465 | 4229420626300 | MONOFOCAL INTRAOCULAR LENS, POSTERIOR CHAMBER, ACRYLIC, SINGLE-PIECE, NON-PRELOADED WITH COMPATIBLE CARTRIDGE, HYDROPHOBIC, HAPTIC C SHAPE, UV AND BLUE FILTRATION, POWER RANGE +6.0 TO +30.0 | OPHTHALMOLOGY SUPPLIES
23466 | 4229420639300 | PRE-OP CORNEAL AXIS MARKER - PRE SET COMBO AXIS GRAVITY DEPENDENT 2 BLADED WITH DEGREE, REUSABLE | OPHTHALMOLOGY SUPPLIES
23467 | 4229420626100 | MONOFOCAL INTRAOCULAR LENS, POSTERIOR CHAMBER, ACRYLIC, SINGLE-PIECE, PRELOADED, HYDROPHOBIC, UV FILTRATION, POWER RANGE +6.0 TO +34.0 D | OPHTHALMOLOGY SUPPLIES
23468 | 4229420626000 | MONOFOCAL TORIC INTRAOCULAR LENS, POSTERIOR CHAMBER, ACRYLIC, SINGLE-PIECE, PRELOADED, HYDROPHOBIC, UV FILTRATION, POWER RANGE AS PER HOSPITAL REQUEST | OPHTHALMOLOGY SUPPLIES
23469 | 4229420625900 | MONOFOCAL INTRAOCULAR LENS, POSTERIOR CHAMBER, ACRYLIC, SINGLE-PIECE, NON-PRELOADED, HYDROPHOBIC, UV FILTRATION, POWER RANGE +6.0 TO +40.0 D | OPHTHALMOLOGY SUPPLIES
23470 | 4229516002500 | PACK, PHACO, COMPATIBLE WITH OERTLI FAROS MACHINE WITH TIP, EASY TIP 2.2 MM, DISPOSABLE, STERILE | OPHTHALMOLOGY SUPPLIES
23471 | 4229516003900 | TIP, COAXIAL I/A, SIZE RANGE 0.25 TO 0.35MM, WITH ACCESSORIES, COMPATIBLE WITH FEMALE CONNECTOR HANDPIECE, TIPS SPES AS PER HOSPITAL REQUEST, REUSABLE | OPHTHALMOLOGY SUPPLIES
23472 | 4229420625800 | MONOFOCAL INTRAOCULAR LENS, POSTERIOR CHAMBER, ACRYLIC, SINGLE-PIECE, PRELOADED, HYDROPHOBIC, HAPTIC C SHAPE, UV AND BLUE FILTRATION, POWER RANGE AS PER HOSPITAL REQUEST | OPHTHALMOLOGY SUPPLIES
23473 | 4229516004700 | HANDPIECE, BI-MANUAL, I/A, 23 GAUGE, ASPIRATION HANDPIECE OPENING 0.3MM, IRRIGATION HANDPIECE OPENING NOT LESS THAN 0.5MM, CURVED TIP, DISPOSABLE, STERILE | OPHTHALMOLOGY SUPPLIES
23474 | 4229454600300 | MICRO SCISSORS, VITREORETINAL, HORIZONTAL, CURVED, 25 GAUGE, DISPOSABLE, STERILE | OPHTHALMOLOGY SUPPLIES
23475 | 4229420621700 | 3 MIRROR GONIO-LENS FOR CLINICAL EXAM , REUSABLE | OPHTHALMOLOGY SUPPLIES
23476 | 4229420624000 | ENDOLASER PROBE, ILLUMINATED , 23 GAUGE, FLEXIBLE CURVED, COMPATIBLE WITH OERTLI MACHINE, DISPOSABLE, STERILE | OPHTHALMOLOGY SUPPLIES
23477 | 4229420632900 | MICROFORCEPS FOREIGN BODY 20 G, REUSABLE | OPHTHALMOLOGY SUPPLIES
23478 | 4229420637500 | PACK, PHACO/VITRECTOMY, 25 GAUGE, BI BLADE, COMPATIBLE WITH STELLARIS ELITE MACHINE, DISPOSABLE, STERILE | OPHTHALMOLOGY SUPPLIES
23479 | 4229310700700 | RETRACTOR, IRIS (HOOK), FLEXIBLE, DISPOSABLE, STERILE | OPHTHALMOLOGY SUPPLIES
23480 | 4229420637400 | PHACO/VITRECTOMY, CONSTELLATION TOTAL PLUS PACK, MINIMUM OF 10000 CPM, 23 GAUGE, WITH FULL ACCESSORIES, DISPOSABLE, STERILE | OPHTHALMOLOGY SUPPLIES
23481 | 4229450300000 | RING, CAPSULAR TENSION, PRELOADED, 11-13 MM, STERILE | OPHTHALMOLOGY SUPPLIES
23482 | 4229450200900 | IMPLANTS, EYELID, PLATINUM, WEIGHT 1.8 GRAM, STERILE | OPHTHALMOLOGY SUPPLIES
23483 | 4229450200800 | IMPLANTS, EYELID, PLATINUM, WEIGHT 1.6 GRAM, STERILE | OPHTHALMOLOGY SUPPLIES
23484 | 4229450200700 | IMPLANTS, EYELID, PLATINUM, WEIGHT 1.4 GRAM, STERILE | OPHTHALMOLOGY SUPPLIES
23485 | 4229420637200 | PHACO/VITRECTOMY, CONSTELLATION TOTAL PLUS PACK, MINIMUM OF 10000 CPM, 27G, WITH FULL ACCESSORIES, DISPOSABLE, STERILE | OPHTHALMOLOGY SUPPLIES
23486 | 4229450200600 | IMPLANTS, EYELID, PLATINUM, WEIGHT 1.2 GRAM, STERILE | OPHTHALMOLOGY SUPPLIES
23487 | 4229420637000 | HANDPIECE, PHACO, COMPATIBLE WITH DORC MACHINE, REUSABLE | OPHTHALMOLOGY SUPPLIES
23488 | 4229420636900 | HANDPIECE, PHACO, COMPATIBLE WITH OERTLI MACHINE, REUSABLE | OPHTHALMOLOGY SUPPLIES
23489 | 4229420636700 | HANDPIECE, PHACO, COMPATIBLE WITH J&J MACHINE, REUSABLE | OPHTHALMOLOGY SUPPLIES
23490 | 4229450200500 | IMPLANTS, EYELID, PLATINUM, WEIGHT 1.0 GRAM, STERILE | OPHTHALMOLOGY SUPPLIES
23491 | 4229420636600 | HANDPIECE, PHACO, COMPATIBLE WITH CONSTELLATION MACHINE, REUSABLE | OPHTHALMOLOGY SUPPLIES
23492 | 4229420636500 | PERFORATED EYE CONFORMER, CLEAR PLASTIC WITH TWO ORIFICES FOR VENTILATION AT THE CENTER, SMALL SIZE 22X19X1.2MM, STERILE | OPHTHALMOLOGY SUPPLIES
23493 | 4229420637600 | PACK, PHACO/VITRECTOMY, 23 GAUGE, BI BLADE, COMPATIBLE WITH STELLARIS ELITE MACHINE, DISPOSABLE, STERILE | OPHTHALMOLOGY SUPPLIES
23494 | 4229420636400 | PERFORATED EYE CONFORMER, CLEAR PLASTIC WITH TWO ORIFICES FOR VENTILATION AT THE CENTER, MEDIUM SIZE 24X21X1.2MM, STERILE | OPHTHALMOLOGY SUPPLIES
23495 | 4229450300200 | RING, CAPSULAR TENSION, MANUAL INJECTING, 11-13 MM, STERILE | OPHTHALMOLOGY SUPPLIES
23496 | 4229450400100 | DUAL BLADE, FOR GONIOTOMY, DISPOSABLE, STERILE | OPHTHALMOLOGY SUPPLIES
23497 | 4229450800500 | NEEDLE, PERIBULBAR ANESTHESIA, 0.4 X 22 MM, 25G, DISPOSABLE, STERILE | OPHTHALMOLOGY SUPPLIES
23498 | 4229420639200 | PUNCTAL PLUG, PRELOADED, PAINLESS, FREE SIZE, ULTRA THIN COLLARETTE, STERILE | OPHTHALMOLOGY SUPPLIES
23499 | 4229420639100 | PUNCTAL PLUG, PRELOADED, TEMPORARY, AS PER HOSPITAL REQUEST, STERILE | OPHTHALMOLOGY SUPPLIES
23500 | 4229450800000 | CANNULA, 20G SOFT SILICONE TIPPED, WITH LUER-LOCK CONNECTOR, DISPOSABLE, STERILE | OPHTHALMOLOGY SUPPLIES
23501 | 4229450400600 | SWEEPER, DIAMOND DUSTED, EXTENDABLE, 23G, 0.6MM, DISPOSABLE, STERILE | OPHTHALMOLOGY SUPPLIES
23502 | 4229420639000 | PUNCTAL PLUG, PRELOADED, FLOW CONTROLLERS, AS PER HOSPITAL REQUEST, STERILE | OPHTHALMOLOGY SUPPLIES
23503 | 4229450400400 | SWEEPER, DIAMOND DUSTED, 23G, 0.6MM, FOR RETINA, DISPOSABLE, STERILE | OPHTHALMOLOGY SUPPLIES
23504 | 4229420638900 | PUNCTAL PLUG, PRELOADED, ASSORTED WIDTH, AS PER HOSPITAL REQUEST, STERILE | OPHTHALMOLOGY SUPPLIES
23505 | 4229420638700 | PRECALIBRATED HEAD FOR ARTIFICIAL CHAMBER, TO BE USE WITH MANUAL CBM DSAEK MICROKERATOME TO CREATE CONVENTIONAL AND ULTRATHIN LAMELLAR GRAFTS, SINGLE OR DOUBLE PASS TECHNIQUE, AS PER HOSPITAL REQUEST, DISPOSABLE, STERILE | OPHTHALMOLOGY SUPPLIES
23506 | 4229450001800 | SET FRONTALIS, SUSPENSION, DISPOSABLE, STERILE | OPHTHALMOLOGY SUPPLIES
23507 | 4229420638600 | PRECALIBRATED HEAD FOR ARTIFICIAL CHAMBER, TO BE USE WITH MANUAL ULTRATHIN DSAEK MICROKERATOME TO CREATE CONVENTIONAL AND ULTRATHIN LAMELLAR GRAFTS, SINGLE OR DOUBLE PASS TECHNIQUE, AS PER HOSPITAL REQUEST, DISPOSABLE, STERILE | OPHTHALMOLOGY SUPPLIES
23508 | 4229450400300 | SWEEPER, DIAMOND DUSTED, 25G, 0.5MM, FOR RETINA, DISPOSABLE, STERILE | OPHTHALMOLOGY SUPPLIES
23509 | 4229420638000 | PHAKIC, INTRAOCULAR LENS, POSTERIOR CHAMBER, COLLAMER, CORRECTION OF MYOPIA, FOR REFRACTIVE SURGERY, DIOPTER RANGE, AS PER HOSPITAL REQUEST | OPHTHALMOLOGY SUPPLIES
23510 | 4229420637900 | PHAKIC, INTRAOCULAR LENS, POSTERIOR CHAMBER, COLLAMER, CORRECTION OF HYPEROPIA, FOR REFRACTIVE SURGERY, DIOPTER RANGE, AS PER HOSPITAL REQUEST | OPHTHALMOLOGY SUPPLIES
23511 | 4229420637800 | PHAKIC, INTRAOCULAR LENS, POSTERIOR CHAMBER, ACRYLIC, CORRECTION OF MYOPIA, FOR REFRACTIVE SURGERY, DIOPTER RANGE, AS PER HOSPITAL REQUEST | OPHTHALMOLOGY SUPPLIES
23512 | 4229420637700 | PHAKIC, INTRAOCULAR LENS, POSTERIOR CHAMBER, COLLAMER, CORRECTION OF HYPEROPIA AND ASTIGMATISM, FOR REFRACTIVE SURGERY, DIOPTER RANGE, AS PER HOSPITAL REQUEST | OPHTHALMOLOGY SUPPLIES
23513 | 4229450200400 | IMPLANTS, EYELID, PLATINUM, WEIGHT 0.8 GRAM, STERILE | OPHTHALMOLOGY SUPPLIES
23514 | 4229420637100 | PHACO/VITRECTOMY, CONSTELLATION TOTAL PLUS PACK, MINIMUM OF 10000 CPM, 25 GAUGE, WITH FULL ACCESSORIES, DISPOSABLE, STERILE | OPHTHALMOLOGY SUPPLIES
23515 | 4229450200300 | IMPLANTS, EYELID, PLATINUM, WEIGHT 0.6 GRAM, STERILE | OPHTHALMOLOGY SUPPLIES
23516 | 4229420635800 | PACK, PHACO, PREMIUM VACUUM WITH MICS NEEDLE, COMPATIBLE WITH STELLARIS ELITE MACHINE, DISPOSABLE, STERILE | OPHTHALMOLOGY SUPPLIES
23517 | 4229450200200 | IMPLANTS, EYELID, GOLD, WEIGHT 0.8 GRAM, 0.6 THICKNESS, STERILE | OPHTHALMOLOGY SUPPLIES
23518 | 4229420634300 | NIDEK QUEST EXCIMER LASER COMPATIBLE PREMIX GAS | OPHTHALMOLOGY SUPPLIES
23519 | 4229420635200 | OPHTHALMIC VISCOSURGICAL DEVICE, SCREW DEVICE, SODIUM HYALURONATE 14 MG/ML INJECTION PREFILLED SYRINGE 0.85ML, DISPOSABLE, STERILE | OPHTHALMOLOGY SUPPLIES
23520 | 4229420635500 | PACK, FRAGMATOME TIP COMPATIBLE WITH OERTLI HANDPIECE, REUSABLE. | OPHTHALMOLOGY SUPPLIES
23521 | 4229420635300 | OPHTHALMIC VISCO SURGICAL, HYDROXYPROPYL METHYLCELLULOSE 2% FOR INTRAOCULAR USE, ISOTONIC SOLUTION, PH 6.8-7.6, NO PRESERVATIVES, 2ML, DISPOSABLE, STERILE | OPHTHALMOLOGY SUPPLIES
23522 | 4229420636100 | PACK, VITRECTOMY, ANTERIOR, COMPATIBLE WITH, STELLARIS MACHINE, DISPOSABLE, STERILE | OPHTHALMOLOGY SUPPLIES
23523 | 4229420635700 | PACK, PHACO, COMPATIBLE WITH DORC MACHINE, WITH TIP, DISPOSABLE, STERILE | OPHTHALMOLOGY SUPPLIES
23524 | 4229450200100 | IMPLANTS, EYELID, GOLD, WEIGHT 1.0 GRAM, 0.6 THICKNESS, STERILE | OPHTHALMOLOGY SUPPLIES
23525 | 4229420635600 | PACK, FRAGMATOME NEEDLE/TIP, FOR DORC HANDPIECE, STERILE | OPHTHALMOLOGY SUPPLIES
23526 | 4229420634200 | NIDEK QUEST EXCIMER LASER COMPATIBLE HELIUM GAS | OPHTHALMOLOGY SUPPLIES
23527 | 4229450001700 | CALIBRATION, ABLATION TARGET PMMA, FOR EXCIMER WAVELIGHT MACHINE | OPHTHALMOLOGY SUPPLIES
23528 | 5124113900100 | KIT, VISCOUS FLUID INJECTION AND ASPIRATION, COMPATIBLE WITH DORC EVA MACHINE, DISPOSABLE, STERILE. | OPHTHALMOLOGY SUPPLIES
23529 | 4229420636300 | PERFORATED EYE CONFORMER , CLEAR PLASTIC WITH TWO ORIFICES FOR VENTILATION AT THE CENTER, LARGE SIZE 25X22X1.2MM, STERILE | OPHTHALMOLOGY SUPPLIES
23530 | 4229420634100 | NIDEK QUEST EXCIMER LASER COMPATIBLE CALIBRATION CARDS/PLATES | OPHTHALMOLOGY SUPPLIES
23531 | 4229420634000 | NEEDLE, PERIBULBAR ANESTHESIA, 0.4 X 38 MM, 25G, DISPOSABLE, STERILE | OPHTHALMOLOGY SUPPLIES
23532 | 4229420633000 | MICROFORCEPS FOREIGN BODY 23 G, REUSABLE | OPHTHALMOLOGY SUPPLIES
23533 | 5124113900000 | SILICONE OIL, FROM 1000 TO 7500 CST, 10 ML SYRINGE, AS PER HOSPITAL REQUEST, COMPATIBLE WITH VFC KIT, STERILE | OPHTHALMOLOGY SUPPLIES
23534 | 4227180000300 | AEROSOL MISTING SYSTEM 450-500 ML, DISINFECTANT, DIDECYLDIMETHYLAMMONIUM CHLORIDE (DDAC) LESS THAN 0.10%, ALKYL DIMETHYL BENZYL AMMONIUM CHLORIDE (ADBAC) LESS THAN 0.06%, FOR USE ON ALL HARD AND SOFT SURFACES, IT KILLS GREATER THAN 99.99% PATHOGENS AND INHIBITS BACTERIAL SPORES AND IS OSHA BLOOD-BORNE PATHOGEN COMPLIANT, DESTROYERS VIRUSES, ERADICATES MOLDS/FUNGI/YEAST, NON- POWERED, SAFE, COMPACT, PORTABLE NO NEED FOR MACHINES, NO COLOR, NO ODOR, NON IRRITANT, NON CORROSIVE OR DAMAGING TO SURFACES NON-TOXIC, LEAVES NO HARMFUL RESIDUES, SAFE IN ALL ENVIRONMENTS, (MATCH WITH EN STANDARD), NOTE: MSDS SHOULD BE PROVIDED IN SOFT COPY. FREE OF CHARGE STANDE PROVIDED | DISINFECTANTS SUPPLIES
23535 | 4228160405000 | SURFACE DISINFECTANT SOLUTION STABILIZED CHLORINE DIOXIDE 200-500 PPM BACTERICIDAL (INCLUDING MDRO'S) VIRUCIDAL FUNGICIDAL PARASITICIDAL MYCOBACTERICIDAL AND SPORICIDAL WITH 6 LOG REDUCTION. 1-5 MINUTES CONTACT TIME CAN REMOVE DISINFECT DELAY GROWTH OF BIOFILM AND REMOVES ODORS CAN BE APPLIED THROUGH TRIGGER SPRAY PUMP COVERED SPRAYER FUMIGATION AND ELECTROSTATIC MACHINES (OPEN SYSTEM).SIZE 500-1000 ML READY TO USE NOTE: MSDS SHOULD BE PROVIDED IN SOFT COPY. | DISINFECTANTS SUPPLIES
23536 | 5110270702300 | ACTIVE LONG LASTING DISINFECTANT EFFECT AGAINST BACTERIA AND FUNGI. EFFECTIVE AGAINST ALGAE AND LIME DEPOSITS AND PREVENT LIMESCALE FORMATION WHEN WARMING WATER OR AFTER WATER COOL DOWN, NON-FOAMING. FRESH MINT FLAVOR, BIO DEGRADABLE ACCORDING TO CLASSIFICATION BY THE OECD (ORGANIZATION FOR ECONOMIC COOPERATION AND DEVELOPMENT, GERMANY) CPH (UNDILUTED) APPROX. 6.0 1% (1 LITER CONCENTRATE = 100 LITERS READY TO USE SOLUTION) PACKAGE: 1 LITER BOTTLE X 4 DENTAL-WATER-LINE DECONTAMINATION FOR DENTAL TREATMENT CENTERS . TO BE DELIVERED WITH ALL CERTIFICATES ACCORDING TO TECHNICAL CONDITION, NOTE: MSDS SHOULD BE PROVIDED IN SOFT COPY | DISINFECTANTS SUPPLIES
23537 | 4228160300500 | DISINFECTANTS (DIS), ALCOHOL 70% SPRAY, WITHOUT PHENOLS OR CHLORINE, COMPATIBLE WITH MOST OF MATERIALS, INCLUDING STAINLESS STEEL, ALUMINUM, CHROME, PLASTICS, ACRYLIC, AND GLASS, RINSING IS UNNECESSARY.NO COLOR, NO ODOR, NON IRRITANT, NON DAMAGING TO SURFACES, NON-TOXIC, LEAVES NO HARMFUL RESIDUES, SAFE IN ALL ENVIRONMENTS, SPRAY BOTTLE OF 500ML NOTE: MSDS SHOULD BE PROVIDED IN SOFT COPY | DISINFECTANTS SUPPLIES
23538 | 5110270703400 | SINGLE SWAB, STICKS, POVIDONE-IODINE, SATURATED, WITH 10% POVIDONE-IODINE, (POVIDONE-IODINE SOLUTION USP), 10 CM LONG, INDIVIDUALLY PACKED, DISPOSABLE, STERILE, NOTE: MSDS SHOULD BE PROVIDED IN SOFT COPY | DISINFECTANTS SUPPLIES
23539 | 4228160404900 | SURFACE DISINFECTANT SOLUTION, CHLORINE DIOXIDE, CONCENTRATE 2000-10000 PPM, CAN BE APPLIED THROUGH TRIGGER SPRAY, ANY PUMP, SPRAYER, FUMIGATION AND ELECTROSTATIC MACHINES (OPEN SYSTEM) BACTERICIDAL, VIRUCIDAL, FUNGICIDAL, PARASITICIDAL, MYCOBACTERICIDAL AND SPORICIDAL. 2 MINUTES CONTACT TIME CAN REMOVE AND DISINFECT AND DELAY GROWTH OF BIOFILM, 4-5 LITER), NOTE: MSDS SHOULD BE PROVIDED IN SOFT COPY | DISINFECTANTS SUPPLIES
23540 | 4214150402800 | APPLICATOR, CHLORHEXIDINE, CLEAR GLUCONATE, WITH CHLORHEXIDINE GLUCONATE 2 % WITH AND 70 % V/V ISOPROPYL ALCOHOL, LATEX FREE, DEHP FREE, SIZE: 3 ML, FOR PATIENTS PRE-OPERATIVE SKIN PREPARATION, INDIVIDUALLY PACKED, DISPOSABLE, STERILE | DISINFECTANTS SUPPLIES
23541 | 5110271000200 | DISINFECTANT, WIPE, WITH 70% ISOPROPYL ALCOHOL, APPROXIMATELY FROM 20X 20CM (+/-3CM), NON-LINTING, PACKING: 100 WIPES, NOTE: MSDS SHOULD BE PROVIDED IN SOFT COPY | DISINFECTANTS SUPPLIES
23542 | 5110270703200 | SOLUTION, CHLORHEXIDINE, 100 ML SACHET OF AN AQUEOUS SOLUTION, OF CHLORHEXIDINE GLUCONATE BP 0.05%, FOR EXTERNAL USE, STERILE, NOTE: MSDS SHOULD BE PROVIDED IN SOFT COPY | DISINFECTANTS SUPPLIES
23543 | 4111610501400 | ALCOHOL ISOPROPYL 99.9% 2.5 UP TO 5 LITER DRUM HAZARDOUS MATERIAL SAFETY DATA SHEET IS REQUIRED ON DELIVERY OF PRODUCT IN SOFT COPY NOTE: MSDS SHOULD BE PROVIDED IN SOFT COPY. | DISINFECTANTS SUPPLIES
23544 | 4228160300200 | POWDER ENZYMATIC DETERGENT, 3 ENZYME, EFFECTIVE ON BLOOD, RESIDUES OF TISSUE AND BIOFILM, BROAD RANGE OF WATER QUALITY AND TYPE (DISSOLVES COMPLETELY IN HARD OR SOFT WATER) AND EASY TO RINSE LOW FOAMING AND SUITABLE FOR AUTOMATIC CLEANING EQUIPMENTS, SUITABLE FOR PRE-SOAK AND MANUAL CLEANING APPLICATIONS AFTER ADEQUATE DILUTION, BIODEGRADABLE, EPA REGISTERED, MUST BE COMPATIBLE WITH ALL MANUFACTURES, ULTRASONIC WASHERS, WASHER/DISINFECTORS AND OTHER AUTOMATIC MECHANICAL WASHER APPLICATIONS USED IN EACH SECTOR (THE BIDDER MUST PROVIDE LETTER TO CONFIRM COMPATIBILITY) CONFORMS TO RELEVANT WITH EN STANDARDS (SACHET), NOTE: MSDS SHOULD BE PROVIDED IN SOFT COPY | DISINFECTANTS SUPPLIES
23545 | 4228160311700 | DISINFECTANTS QUATERNARY AMMONIUM SOLUTION (DIS) FOURTH GENERATION SPRAY, NO COLOR, NO ODOR, NON IRRITANT, NON DAMAGING TO SURFACES, NON-TOXIC, LEAVES NO HARMFUL RESIDUES, MAXIMUME CONTACT TIME 7 MINUTES SAFE IN ALL ENVIRONMENTS, SIZE (500 - 750 ML) (SURFACE DISINFECTANT) NOTE: MSDS SHOULD BE PROVIDED IN SOFT COPY | DISINFECTANTS SUPPLIES
23546 | 4228160311800 | DISINFECTANTS QUATERNARY AMMONIUM SOLUTION (DIS) FOURTH GENERATION READY TO USE, NO COLOR, NO ODOR, NON IRRITANT, NON DAMAGING TO SURFACES, NON-TOXIC, LEAVES NO HARMFUL RESIDUES, MAXIMUM CONTACT TIME 7 MINUTES, SAFE IN ALL ENVIRONMENTS, SIZE (4 - 5L) (SURFACE DISINFECTANT) NOTE: MSDS SHOULD BE PROVIDED IN SOFT COPY | DISINFECTANTS SUPPLIES
23547 | 4228160311900 | DISINFECTANTS (DIS) HYDROGEN PEROXIDE 3% WITHOUT SILVER NITRATE SPRAY, NO COLOR, NO ODOR, NON IRRITANT, NON DAMAGING TO SURFACES, NON-TOXIC, LEAVES NO HARMFUL RESIDUES, SAFE IN ALL ENVIRONMENTS, SIZE (200 - 300 ML) (LARGE AND SMALL SURFACE GENERAL DISINFECTANT AND EQUIPMENT DISINFECTANT) NOTE: MSDS SHOULD BE PROVIDED IN SOFT COPY | DISINFECTANTS SUPPLIES
23548 | 4228160300100 | LIQUID CONCENTRATED FOR DISINFECTING SPITTOON BOWLS OF DENTAL UNIT, ANTIFOAMING, EFFICACY BACTERICIDAL, YEASTICIDAL, SIZE 5 L, COMPATIBLE WITH DENTAL CHAIR MANUFACTURES, FREE OF CHARGE DISPENSER, MEASUREMENT TOOL, EN STANDARD, NOTE: MSDS SHOULD BE PROVIDED IN SOFT COPY | DISINFECTANTS SUPPLIES
23549 | 5110271301100 | ANTISEPTIC, SKIN ANTISEPTIC, ALCOHOLIC 20% TO 30% POVIDONE IODINE, CONTAINS 10% POVIDONE IODINE, IN 200-300 ML BOTTLE, NOTE: MSDS SHOULD BE PROVIDED IN SOFT COPY | DISINFECTANTS SUPPLIES
23550 | 5313160800100 | SOAP, DEODORANT, 1 OUNCE, BAR | DISINFECTANTS SUPPLIES
23551 | 4228160300000 | LIQUID CONCENTRATED FOR NON PROTEIN, FIXING CLEANING AND DISINFECTION OF MEDICAL AND DENTAL INSTRUMENTS, AND ENDOSCOPES, LIQUID CONCENTRATE FREE OF ALDEHYDES, PHENOLS AND QAC, AND EXTREME HIGH CORROSION INHIBITOR, SIZE 1 LITTER, EFFICACY BACTERICIDAL (INCL. TBC) VIRUCIDAL ACTIVITY ACCORDING TO EN 16777, (HIV/HBV, HCV), TO BE DELIVERED WITH ALL CERTIFICATES ACCORDING TO TECHNICAL CONDITIONS AND WITH EN STANDARDS FOR THE DISINFECTION OF INSTRUMENTS, NOTE: MSDS SHOULD BE PROVIDED IN SOFT COPY | DISINFECTANTS SUPPLIES
23552 | 5110270702200 | CLEANER, FOR DENTAL SUCTION SYSTEMS, CONCENTRATION LIQUID FOR THE CLEANING AND CARE OF DENTAL ASPIRATION SYSTEM, 1. WEEKLY USE FORMULA, PLEASANT FRESH SMELL PREVENTS FOAM FORMATION PH (UNDILUTED) APPROXIMATELY. 12.0, EFFECTIVE AGAINST BACTERIA, FUNGI ACTION TIME: 60 MINUTES; PACKAGE: ABOUT 5 LITERS. PLEASANT FRESH SMELL; PREVENTS FOAM FORMATION, HI104IGH PH NOT LESS THAN 9 (UNDILUTED) APPROXIMATELY. 1.0 EFFECTIVE AGAINST BACTERIA, FUNGI ACTION TIME: 60 MINUTES; 5% DILUTION (1 LITER CONCENTRATE =20 LITERS READY TO USE SOLUTION) PACKAGE: ABOUT 5 LITER, TO BE DELIVERED WITH ALL CERTIFICATES ACCORDING TO TECHNICAL CONDITIONS, FREE OF CHARGE DISPENSER, MEASUREMENT TOOL, EN STANDARD, NOTE: MSDS SHOULD BE PROVIDED IN SOFT COPY | DISINFECTANTS SUPPLIES
23553 | 4214150406000 | APPLICATOR, IODINE WITH 10 % WITH AND 70 % V/V ISOPROPYL ALCOHOL, LATEX FREE, DEHP FREE, SIZE: 10.5 ML, FOR PATIENTS PRE-OPERATIVE SKIN PREPARATION, INDIVIDUALLY PACKED, DISPOSABLE, STERILE | DISINFECTANTS SUPPLIES
23554 | 4214150406300 | APPLICATOR 26 ML TINT CONTAIN 2% CHLORHEXIDINE GLUCONATE + 70% V/V ISOPROPYL ALCOHOL STERILE SOLUTION ANGULATED 45 DEGREE INDIVIDUALLY PACKED STERILE. | DISINFECTANTS SUPPLIES
23555 | 4229542104100 | SOLUTION, ANTISEPTIC, HAND WASH, CHLORHEXIDINE 2% WITH ALCOHOL ISOPROPYL 4%, BOTTLE, 1000 ML, NOTE: MSDS SHOULD BE PROVIDED IN SOFT COPY | DISINFECTANTS SUPPLIES
23556 | 4228160310100 | ALCOHOL GEL, ETHANOL 70-80% V/V + GLYCERIN 1% WITHW + VITAMIN E 0.02% 1000 ML BAG, NON-STICKY, NON-GREASY, WALL MOUNTED DISPENSER FREE OF CHARGE WITH EACH 10 BAG AS PER ATTACHED SPECIFICATIONS, NOTE: MSDS SHOULD BE PROVIDED IN SOFT COPY | DISINFECTANTS SUPPLIES
23557 | 4228160404000 | CANISTER WIPE SURFACE, PP NON WOVEN ALCOHOL BASED 55% AND ABOVE DISINFECTANT WITH QUATERNARY AMMONIUM 4TH GENERATION COMPOUNDS AS ACTIVE INGREDIENTS, MAIN FIELD OF APPLICATION IS FOR THE DISINFECTION OF SURFACES, AND DENTAL EQUIPMENT, READY TO USE, ALDEHYDE-FREE AND PHENOL- FREE FORMULATION, EFFECTIVE AGAINST BACTERIA, FUNGI AND VIRUSES (INCLUDING TB, HIV/HBV, CORONA VIRUS, FLU VIS), EASILY BIODEGRADABLE, QUICK ACTION TIME 1-2 MINUTES - 140 TO 200 TISSUE PER CANISTER AND ABOVE, SIZE 15 CM X 25CM(+-/5CM ), (MATCH WITH EN STANDARD), NOTE: MSDS SHOULD BE PROVIDED IN SOFT COPY | DISINFECTANTS SUPPLIES
23558 | 4228160403900 | SURFACE DISINFECTANT, SPRAY, STABILIZED HYDROGEN PEROXIDE 5%, COLLOIDAL SILVER 0.003%, READY TO USE, NO COLOR, NO ODOR, NON IRRITANT, NON DAMAGING TO SURFACES, NON-TOXIC, LEAVES NO HARMFUL RESIDUES, SAFE IN ALL ENVIRONMENTS, 1 L NOTE: MSDS SHOULD BE PROVIDED IN SOFT COPY | DISINFECTANTS SUPPLIES
23559 | 4228160404200 | DISINFECTION, CLOSER FOR NEEDLESS IV PORTS, THAT CONTAINS 70 % ISOPROPYL ALCOHOL (IPA) NOTE: MSDS SHOULD BE PROVIDED IN SOFT COPY | DISINFECTANTS SUPPLIES
23560 | 4228160310200 | ALCOHOL GEL, ETHANOL 70-80% V/V + GLYCERIN 1% WITHW + VITAMIN E 0.02%, 500 ML BOTTLE, NON-STICKY, NON-GREASY, DESKTOP HOLDER DISPENSER FREE OF CHARGE WITH EACH 10 BOTTLE AS PER ATTACHED SPECIFICATIONS, NOTE: MSDS SHOULD BE PROVIDED IN SOFT COPY | DISINFECTANTS SUPPLIES
23561 | 4228160403800 | SURFACE DISINFECTANT SPRAY, ALCOHOL-BASED 55% AND ABOVE DISINFECTANT, WITH QUATERNARY AMMONIUM 4TH GENERATION COMPOUNDS AS ACTIVE INGREDIENTS, MAIN FIELD OF APPLICATION IS FOR THE DISINFECTION OF SURFACES, AND DENTAL EQUIPMENT, READY TO USE, ALDEHYDE-FREE AND PHENOL-FREE FORMULATION, EFFECTIVE AGAINST BACTERIA, FUNGI AND VIRUSES (INCLUDING TB, HIV/HBV, CORONAVIRUS, FLU VIS), EASILY BIODEGRADABLE QUICK ACTION TIME UP TO 2 MINUTES PACKAGE, NO COLOR, NO ODOR, NON IRRITANT, NON DAMAGING TO SURFACES, NON-TOXIC, LEAVES NO HARMFUL RESIDUES, SAFE IN ALL ENVIRONMENTS, 1000 ML READY TO USE AS SPRAY (MATCH WITH EN STANDARD) NOTE: MSDS SHOULD BE PROVIDED IN SOFT COPY | DISINFECTANTS SUPPLIES
23562 | 4214150404500 | APPLICATOR, CHLORHEXIDINE, TINTED, GLUCONATE, WITH CHLORHEXIDINE GLUCONATE 2 % WITH AND 70 % V/V ISOPROPYL ALCOHOL, LATEX FREE, DEHP FREE, SIZE: 10.5 ML, FOR PATIENTS PRE-OPERATIVE SKIN PREPARATION, INDIVIDUALLY PACKED, DISPOSABLE, STERILE | DISINFECTANTS SUPPLIES
23563 | 4214150402500 | APPLICATOR, CHLORHEXIDINE, CLEAR, GLUCONATE, WITH CHLORHEXIDINE GLUCONATE 2 % WITH AND 70 % V/V ISOPROPYL ALCOHOL, LATEX FREE, DEHP FREE, SIZE: 26 ML, FOR PATIENTS PRE-OPERATIVE SKIN PREPARATION, INDIVIDUALLY PACKED, DISPOSABLE, STERILE | DISINFECTANTS SUPPLIES
23564 | 5147350300100 | SURFACE DISINFECTANT, STABILIZED HYDROGEN PEROXIDE 5% COLLOIDAL SILVER 0.003%, READY TO USE, NO COLOR, NO ODOR, NON IRRITANT, NON DAMAGING TO SURFACES, NON-TOXIC, LEAVES NO HARMFUL RESIDUES, SAFE IN ALL ENVIRONMENTS, SIZE 500-750 ML, NOTE: MSDS SHOULD BE PROVIDED IN SOFT COPY | DISINFECTANTS SUPPLIES
23565 | 4228160403500 | SURFACES DISINFECTION, QAC- FORMULATION BASED ALKYLAMINES OF SENSITIVE SURFACES OF MEDICAL DEVICES SUCH AS MEDICAL AND DENTAL UNITS ALCOHOL-FREE, ALDEHYDE-FREE AND, EFFICACY, CONTACT TIME MAXIMUM 5 MINUTES SIZE 500ML, NOTE: MSDS SHOULD BE PROVIDED IN SOFT COPY | DISINFECTANTS SUPPLIES
23566 | 4227180000200 | AEROSOL MISTING SYSTEM 250 ML, DISINFECTANT, DIDECYLDIMETHYLAMMONIUM CHLORIDE (DDAC) LESS THAN 0.10%, ALKYL DIMETHYL BENZYL AMMONIUM CHLORIDE (ADBAC) LESS THAN 0.06%, FOR USE ON ALL HARD AND SOFT SURFACES, IT KILLS GREATER THAN 99.99% PATHOGENS AND INHIBITS BACTERIAL SPORES AND IS OSHA BLOOD-BORNE PATHOGEN COMPLIANT, DESTROYERS VIRUSES, ERADICATES MOLDS/FUNGI/YEAST, NON- POWERED, SAFE, COMPACT, PORTABLE NO NEED FOR MACHINES, NO COLOR, NO ODOR, NON IRRITANT, NON CORROSIVE OR DAMAGING TO SURFACES NON-TOXIC, LEAVES NO HARMFUL RESIDUES, SAFE IN ALL ENVIRONMENTS, (MATCH WITH EN STANDARD), NOTE: MSDS SHOULD BE PROVIDED IN SOFT COPY. FREE OF CHARGE STANDE PROVIDED | DISINFECTANTS SUPPLIES
23567 | 4214150404600 | APPLICATOR, CHLORHEXIDINE, TINTED, GLUCONATE, WITH CHLORHEXIDINE GLUCONATE 2 % WITH AND 70 % V/V ISOPROPYL ALCOHOL, LATEX FREE, DEHP FREE, SIZE: 3 ML, FOR PATIENTS PRE-OPERATIVE SKIN PREPARATION, INDIVIDUALLY PACKED, DISPOSABLE, STERILE | DISINFECTANTS SUPPLIES
23568 | 4214150406100 | APPLICATOR, IODINE WITH 10 % WITH AND 70 % V/V ISOPROPYL ALCOHOL, LATEX FREE, DEHP FREE, SIZE: 6 ML, FOR PATIENTS PRE-OPERATIVE SKIN PREPARATION, INDIVIDUALLY PACKED, DISPOSABLE, STERILE | DISINFECTANTS SUPPLIES
23569 | 4228160404300 | SINGLE WIPE SURFACE, PP NON WOVEN ALCOHOL-BASED DISINFECTANT, MAIN FIELD OF APPLICATION IS FOR THE DISINFECTION OF SURFACES, AND DENTAL EQUIPMENT, READY TO USE, ALDEHYDE-FREE AND PHENOL-FREE FORMULATION, EFFECTIVE AGAINST BACTERIA, FUNGI AND VIRUSES (INCLUDING TB, HIV/HBV, CORONA VIRUSES, FLU VIS), EASILY BIODEGRADABLE, QUICK ACTION TIME 30 SECOND, SIZE 15 CM X 25CM (+-/5CM) (MATCH WITH EN STANDARD), NOTE: MSDS SHOULD BE PROVIDED IN SOFT COPY | DISINFECTANTS SUPPLIES
23570 | 4228160310400 | PLAIN HAND WASH SOAP 1 L WITH ONE FREE OF CHARGE DISPENSER EVERY 10 BAGS , NOTE: MSDS SHOULD BE PROVIDED IN SOFT COPY | DISINFECTANTS SUPPLIES
23571 | 4227180000400 | HAND SANITIZER FOAMER, 600 ML, IS A DISINFECTANT / ANTISEPTIC, IT IS INTENDED FOR USE AS A SKIN ANTISEPTIC AND OFFERS SAFE, EFFECTIVE, USER FRIENDLY HAND AND SKIN CLEANSING, DISINFECTION AND SANITATION ACROSS A WIDE RANGE OF INDUSTRIES INCLUDING HEALTHCARE, IT IS BASED AROUND THE QUATERNARY AMMONIUM COMPOUND, BENZALKONIUM CHLORIDE (BAC), WITH AN ADJUVANT EFFECT TO ENHANCE ITS ANTIMICROBIAL EFFICACY, WITH DISPENSER, BOTTLE, NOTE: MSDS SHOULD BE PROVIDED IN SOFT COPY | DISINFECTANTS SUPPLIES
23572 | 4214160103600 | DISINFECTANT CAP WITH 2% CHLORHEXIDINE AND 70% ALCOHOL, FOR DISINFECTION OF HUBS AND CONNECTION PORTS, INDIVIDUALLY PACKAGED, STERILE, NOTE: MSDS SHOULD BE PROVIDED IN SOFT COPY | DISINFECTANTS SUPPLIES
23573 | 4228160404800 | SURFACE DISINFECTANT SPRAY 5TH GENERATION DIDECYLDIMETHYLAMMONIUM CHLORIDE (DDAC), ALKYL DIMETHYL BENZYL AMMONIUM CHLORIDE (ADBAC), KILLS BACTERIA DESTROYERS VIRUSES ERADICATES MOLDS/FUNGI/YEAST NO COLOR NO ODOR NON IRRITANT NON CORROSIVE OR DAMAGING TO SURFACES NON-TOXIC LEAVES NO HARMFUL RESIDUES SAFE IN ALL ENVIRONMENTS PROLONGED ANTIMICROBIAL PROTECTION PATHOGEN COMPLIANT. TRIGGER HARD READY FOR USED SIZE 750-1000 ML NOTE: MSDS SHOULD BE PROVIDED IN SOFT COPY | DISINFECTANTS SUPPLIES
23574 | 4228160310600 | ALCOHOL GEL HAND SANITIZER 50 - 60 ML (ETHANOL 70 - 80% V/V + GLYCERIN 1% W/W + VITAMIN E 0.02%), NOTE: MSDS SHOULD BE PROVIDED IN SOFT COPY | DISINFECTANTS SUPPLIES
23575 | 4228160310900 | ANTISEPTIC, CHLORHEXIDINE GLUCONATE SCRUB SOLUTION 4%, IN A SUSPENDING BASE, (500ML) CONTAINER, WITH DISPENSER FREE FOR EACH 10 PACKS, NOTE: MSDS SHOULD BE PROVIDED IN SOFT COPY | DISINFECTANTS SUPPLIES
23576 | 4228160311000 | SKIN ANTISEPTIC, CHLORHEXIDINE GLUCONATE 1.5% + CETRIMIDE 15% SOLUTION IN ONE LITER-BOTTLE NOTE: MSDS SHOULD BE PROVIDED IN SOFT COPY | DISINFECTANTS SUPPLIES
23577 | 4214160103400 | KIT, PREP O.R. SCRUB, WITH CSR WRAPPED, 2 BLOTTING TOWELS, 2 ABSORBENT TOWELS, 2 COTTON TIP APPLICATORS, 6 WING SCRUB SPONGES, 8 INCHES LOLLIPOP SPONGES x3 , 1 (4 OUNCE) T POVIDONE/IODINE SOLUTION 7.5%, 1 (4 OUNCE) T POVIDONE / IODINE SCRUB10%, 3 COMP TRAY, STERILE, NOTE: MSDS SHOULD BE PROVIDED IN SOFT COPY | DISINFECTANTS SUPPLIES
23578 | 4228160404100 | CANISTER WIPE SURFACE, PP NON WOVEN ALCOHOL FREE DISINFECTANT, WITH QUATERNARY AMMONIUM 4TH GENERATION COMPOUNDS AS ACTIVE INGREDIENTS -MAIN FIELD OF APPLICATION IS FOR THE DISINFECTION OF SURFACES, AND DENTAL EQUIPMENT -READY TO USE, ALDEHYDE-FREE AND PHENOL-FREE FORMULATION - EFFECTIVE AGAINST BACTERIA, FUNGI AND VIRUSES (INCLUDING TB, HIV/HBV, CORONAVIRUS, FLU VIS), EASILY BIODEGRADABLE -QUICK ACTION TIME 1-2 MINUTES - 100 -200 TISSUE PER CANISTER AND ABOVE, SIZE 15 CM X 25CM(+-/5CM ) (MATCH WITH EN STANDARD), NOTE: MSDS SHOULD BE PROVIDED IN SOFT COPY | DISINFECTANTS SUPPLIES
23579 | 4228160300600 | KIT CONTAIN 1- NON PROTEIN FIXING INNER CLEANING PRIOR TO DISINFECTION/STERILIZATION, 2- INNER DISINFECTION OF MEDICAL AND DENTAL HOLLOW PART INSTRUMENTS AS TURBINES, HAND PIECES AND CONTRA-ANGLES AFTER THE NON PROTEIN FIXING PRE-CLEANING, 3- REMOVING OF RESIDUES OF CLEANING AND DISINFECTION AGENTS AND MAINTENANCE PRODUCTS AND DRYING OF SPRAY CHANNELS AND INNER SURFACES, INCLUDED WITH ALL MANUFACTURE ADAPTORS OF INTERNAL HANDPIECE, AIR SCALER TIPS AND SPRAY WATER AND SPRAY AIR, NOTE: MSDS SHOULD BE PROVIDED IN SOFT COPY | DISINFECTANTS SUPPLIES
23580 | 4214150406200 | APPLICATOR 3 ML TINT CONTAIN 2% CHLORHEXIDINE GLUCONATE + 70% V/V ISOPROPYL ALCOHOL STERILE SOLUTION ANGULATED 45 DEGREE INDIVIDUALLY PACKED STERILE. | DISINFECTANTS SUPPLIES
23581 | 4229542104000 | ANTISEPTIC, CHLORHEXIDINE GLUCONATE SOLUTION 2%, HAND SOAP, MILD FORMULATION HELPS RETAIN THE SKIN'S NATURAL OILS AND MOISTURE, 1000 ML BAG, WITH ONE FREE OF CHARGE WALL MOUNTED AUTOMATIC DISPENSER WITH EVERY 10 BAG, NOTE: MSDS SHOULD BE PROVIDED IN SOFT COPY | DISINFECTANTS SUPPLIES
23582 | 4228160403400 | HYDROGEN PEROXIDE 1.41%, SURFACE DISINFECTION AND WATER DISINFECTION, 500-1000 ML, FOR DENTAL CHAIRS COMPATIBLE WITH CHAIRS MANUFACTURES, NOTE: MSDS SHOULD BE PROVIDED IN SOFT COPY | DISINFECTANTS SUPPLIES
23583 | 4228160403000 | DISINFECTANTS SOLUTION (DIS), CONCENTRATED QUATERNARY AMMONIUM COMPOUNDS, 4TH GENERATION FOR THE HOSPITAL ENVIRONMENT (FLOORS AND WA LLS), COMPATIBLE WITH MOST OF MATERIALS INCLUDING STAINLESS STEEL, ALUMINUM, CHROME, PLASTICS, VINYL, ACRYLIC, AND GLASS, WITHOUT PHENOLS OR CHLORINE, 2-5 LITERS (MATCH WITH EN STANDARD), NOTE: MSDS SHOULD BE PROVIDED IN SOFT COPY | DISINFECTANTS SUPPLIES
23584 | 4016160200100 | HYDROGEN PEROXIDE 6%, DISINFECTANT, READY TO USE BOTTEL 900-1000 ML, COMPATIBLE WITH FUMIGATION MACHINE, NOTE: MSDS SHOULD BE PROVIDED IN SOFT COPY | DISINFECTANTS SUPPLIES
23585 | 4618200901400 | ISOPROPYL ALCOHOL 99.5% OR MORE GRADE REAGENT, IN DISPOSABLE BOTTLES, EACH BOTTLE ONE LITER, COMPATIBLE WITH QUANTITATIVE FIT TEST MACHINES FOR HIGH-EFFICIENCY RESPIRATORS (N95 RESPIRATORS) | DISINFECTANTS SUPPLIES
23586 | 4713150201700 | WIPES, FOR BATHING, WATERLESS NON PERFUMED : WIPES FOR BATHING OF PATIENTS, NOT LESS THAN 8 WIPES PER POUCH AND EACH WIPES NOT LESS THAN 30 X 20 CM (+/- 5 CM), FABRIC RESISTANT TO TEARING AND LINTING, NOT LESS THAN 100GMS, LATEX, LANOLIN, EDTA, METHYLLISOTHIAZOLINON / METHYLCHLOROISOTHIAZOLINONE, ETHANOL AND PROPANOL TYPE ALCOHOL AND DETERGENT FREE, DERMATOLOGICALLY APPROVED AND BALANCED TO SKIN PH AND PROVEN TO MOISTURIZE SKIN NON ALLERGIC, NOTE: MSDS SHOULD BE PROVIDED IN SOFT COPY | DISINFECTANTS SUPPLIES
23587 | 4229495500600 | SURFACE DISINFECTANT/ COMPATIBLE WITH MACHINE, USE FOR VAPORIZATION, STABILIZED HYDROGEN PEROXIDE 5%, COLLOIDAL SILVER 0.003%, READY TO USE, 3L-5L, NOTE: MSDS SHOULD BE PROVIDED IN SOFT COPY | DISINFECTANTS SUPPLIES
23588 | 4229542200200 | SOLUTION, ANTISEPTIC, 2% CHLORHEXIDINE GLUCONATE, 2% ISOPROPYL, HAND WASH, SIZE 1L, NOTE: MSDS SHOULD BE PROVIDED IN SOFT COPY | DISINFECTANTS SUPPLIES
23589 | 4229540801100 | BRUSH/SPONGE SURGICAL SCRUB, WITH NAIL CLEANER, NO DETERGENT, STERILE, NOTE: MSDS SHOULD BE PROVIDED IN SOFT COPY | DISINFECTANTS SUPPLIES
23590 | 4229542104400 | ANTISEPTIC, CHLORHEXIDINE GLUCONATE SCRUB SOLUTION 4%, IN A SUSPENDING BASE, (500ML) BOTTLE, WITH FREE OF CHARGE DISPENSER WITH EACH 10 BOTTLE, NOTE: MSDS SHOULD BE PROVIDED IN SOFT COPY | DISINFECTANTS SUPPLIES
23591 | 4713150201200 | DISINFECTANT, WIPE, WITH 70% ISOPROPYL ALCOHOL, APPROXIMATELY FROM 20X 20CM (+/-3CM), NON-LINTING, PACKING: 200 WIPES, NOTE: MSDS SHOULD BE PROVIDED IN SOFT COPY | DISINFECTANTS SUPPLIES
23592 | 4713180000400 | DISINFECTANT SODIUM HYPOCHLORITE 5.25% LIQUID 5 LITER, HAZARDOUS MATERIAL, NOTE: MSDS SHOULD BE PROVIDED IN SOFT COPY | DISINFECTANTS SUPPLIES
23593 | 4229542104300 | SOLUTION, ANTISEPTIC, HAND WASH, CHLORHEXIDINE 2% WITH ALCOHOL ISOPROPYL 4%, BOTTLE, 500 ML, NOTE: MSDS SHOULD BE PROVIDED IN SOFT COPY | DISINFECTANTS SUPPLIES
23594 | 4618200901200 | TWIN TUBING, 80 A PVC, CLEAR, COMPATIBLE WITH THE QUANTITATIVE FIT TEST MACHINES FOR HIGH-EFFICIENCY RESPIRATORS (N95 RESPIRATORS) (ALL MODELS) | DISINFECTANTS SUPPLIES
23595 | 4713150200800 | WIPE SURFACE, PP NON WOVEN ALCOHOL FREE DISINFECTANT, WITH QUATERNARY AMMONIUM 4TH GENERATION COMPOUNDS AS ACTIVE INGREDIENTS -MAIN FIELD OF APPLICATION IS FOR THE DISINFECTION OF SURFACES, AND DENTAL EQUIPMENT - READY TO USE, ALDEHYDE-FREE AND PHENOL-FREE FORMULATION -EFFECTIVE AGAINST BACTERIA, FUNGI AND VIRUSES (INCLUDING TB, HIV/HBV, CORONAVIRUS, FLU VIS), EASILY BIODEGRADABLE -QUICK ACTION TIME UP TO 2 MINUTES - - 50 TISSUE PER PACK, SIZE 15 CM X 25CM(+-/5CM ) (MATCH WITH EN STANDARD), NOTE: MSDS SHOULD BE PROVIDED IN SOFT COPY | DISINFECTANTS SUPPLIES
23596 | 4618200901300 | FIT TEST PROBE KIT (500 PER BOX) COMPATIBLE WITH THE QUANTITATIVE FIT TEST MACHINES FOR HIGH-EFFICIENCY RESPIRATORS (N95 RESPIRATORS) (ALL MODELS) | DISINFECTANTS SUPPLIES
23597 | 4214150405900 | APPLICATOR, CHLORHEXIDINE, TINTED, GLUCONATE, WITH CHLORHEXIDINE GLUCONATE 2 % WITH AND 70 % V/V ISOPROPYL ALCOHOL, LATEX FREE, DEHP FREE, SIZE: 6 ML, FOR PATIENTS PRE-OPERATIVE SKIN PREPARATION, INDIVIDUALLY PACKED, DISPOSABLE, STERILE | DISINFECTANTS SUPPLIES
23598 | 4618200901500 | PUNCH HIGH-EFFICIENCY RESPIRATORS (N95 RESPIRATORS) PROBE INSTALLATION TOOL | DISINFECTANTS SUPPLIES
23599 | 4713180001400 | DISINFECTANT SODIUM HYPOCHLORITE 5.25% LIQUID, 1 LITER, HAZARDOUS MATERIAL, SAFETY DATA SHEET IS REQUIRED ON DELIVERY OF PRODUCT IN SOFT COPY, NOTE: MSDS SHOULD BE PROVIDED IN SOFT COPY | DISINFECTANTS SUPPLIES
23600 | 4110420100200 | DISINFECTANT TABLET, 1.7G CHLORINE NADCC, NOT MORE THAN 100 TABLET, THE INSTRUCTION SHOULD BE LABELLED, NOTE: MSDS SHOULD BE PROVIDED IN SOFT COPY | DISINFECTANTS SUPPLIES
23601 | 4713180000500 | GLASS CLEANER, 4 L (GALLON) | DISINFECTANTS SUPPLIES
23602 | 4229540800800 | ANTISEPTIC, SPONGE, CONTAINS 4% CHLORHEXIDINE, SOAP SOLUTION FOR PRE-OP SHOWER, MATERIAL SAFETY DATA SHEET IN SOFT COPY REQUIRED, NOTE: MSDS SHOULD BE PROVIDED IN SOFT COPY | DISINFECTANTS SUPPLIES
23603 | 4227201101300 | "SET, SPILL PACK BODY FLUID (BLOOD NON-STERILE GOWN, NON POWDERED LATEX OR VINYL GLOVES, FACE SHIELD (SINGLE-USE), SCOOP AND SCRAPER, PAPER TOWELS, WASTE BAG (NOT LESS THAN 80 MICRON THICKNESS, YELLOW WITH BIOHAZARD LABEL, 50 GM SUPER ABSORBENT GRANULES, NADCC, CHLORINE TABLETS 2.5GM, WITH BOTTLE FOR DILUTION, EASY TO FOLLOW ILLUSTRATED INSTRUCTIONS ON PACK, ALL CONTENT ARE ENCLOSED IN PLASTIC BAG, SECURED, SINGLE -USE, WITH BIOHAZARD LABEL, AND BLOOD SPILL KIT CLEARLY WRITTEN ON THE BAG, DISPOSABLE, NOTE: MSDS SHOULD BE PROVIDED IN SOFT COPY" | DISINFECTANTS SUPPLIES
23604 | 4229542103100 | APPLICATOR, DISINFECTANT, SURGICAL, PREP, 6 ML WITH 0.7% IODINE, AND 70-74% ALCOHOL, HAZARDOUS MATERIAL-MATERIAL SAFETY DATA SHEET IS REQUIRED ON DELIVERY OF PRODUCT IN SOFT COPY, STERILE | DISINFECTANTS SUPPLIES
23605 | 4229542100900 | APPLICATOR, CHLORHEXIDINE, TINTED, GLUCONATE, WITH CHLORHEXIDINE GLUCONATE 2 % WITH AND 70 % V/V ISOPROPYL ALCOHOL, LATEX FREE, DEHP FREE, SIZE: 26 ML, FOR PATIENTS PRE-OPERATIVE SKIN PREPARATION, INDIVIDUALLY PACKED, DISPOSABLE, STERILE | DISINFECTANTS SUPPLIES
23606 | 4229542101400 | ANTISEPTIC, CHLORHEXIDINE GLUCONATE SCRUB SOLUTION 4%, SURGICAL HAND SOAP, 1000ML, BOTTLE, WITH ONE FREE OF CHARGE DISPENSER WITH EVERY 10, BOTTLE, NOTE: MSDS SHOULD BE PROVIDED IN SOFT COPY | DISINFECTANTS SUPPLIES
23607 | 4713180001200 | CLEANER, FOR DENTAL SUCTION SYSTEMS, CONCENTRATION LIQUID FOR THE CLEANING AND CARE OF DENTAL ASPIRATION SYSTEM. 1. DAILY USE FORMULA; PLEASANT FRESH SMELL PREVENTS FOAM FORMATION PH (UNDILUTED) APPROXIMATELY. 12.0, EFFECTIVE AGAINST BACTERIA, FUNGI, ACTION TIME: 60MINUTES, PACKAGE: ABOUT 5 LITERS, 2. PLEASANT FRESH SMELL, PREVENTS FOAM FORMATION (UNDILUTED) APPROXIMATELY. 1.0, EFFECTIVE AGAINST BACTERIA, FUNGI ACTION TIME: 60 MINUTES, 5% DILUTION (1 LITER CONCENTRATE = 20 LITERS READY TO USE SOLUTION) PACKAGE, ABOUT 5 LITERS, TO BE DELIVERED WITH ALL CERTIFICATES ACCORDING TO TECHNICAL CONDITIONS, COMPATIBLE WITH DENTAL CHAIR COMPANY AND MATCH WITH EN STANDARDS, FREE OF CHARGE DISPENSER, MEASUREMENT TOOL, NOTE: MSDS SHOULD BE PROVIDED IN SOFT COPY | DISINFECTANTS SUPPLIES
23608 | 4016160200000 | HYDROGEN PEROXIDE 7%, READY TO USE CARTRIDGE, FOR AIR DECONTAMINATION, SIZE 500-1000 ML, COMPATIBLE WITH FUMIGATION MACHINE, NOTE: MSDS SHOULD BE PROVIDED IN SOFT COPY | DISINFECTANTS SUPPLIES
23609 | 4214150401200 | SWAB STICKS, 10% POVIDONE-IODINE, 3 PER PACK, COTTON TIP, NOTE: MSDS SHOULD BE PROVIDED IN SOFT COPY | DISINFECTANTS SUPPLIES
23610 | 4713180001300 | LIQUID FOR DECONTAMINATION AND PREVENTION OF BIOFILM FORMATION IN WATERLINE OF MEDICAL AND DENTAL CHAIRS DURING UNUSED OF UNITS SIZE 1-1.5L, NOTE: MSDS SHOULD BE PROVIDED IN SOFT COPY | DISINFECTANTS SUPPLIES
23611 | 4219261201200 | APPLICATOR, DISINFECTANT, SURGICAL, PREP, 26 ML WITH 0.7% IODINE, AND 70-74% ALCOHOL, HAZARDOUS MATERIAL-MATERIAL SAFETY DATA SHEET IS REQUIRED ON DELIVERY OF PRODUCT IN SOFT COPY, STERILE | DISINFECTANTS SUPPLIES
23612 | 4227250054900 | APPLICATOR 10.5 ML TINT CONTAIN 2% CHLORHEXIDINE GLUCONATE + 70% V/V ISOPROPYL ALCOHOL STERILE SOLUTION ANGULATED 45 DEGREE INDIVIDUALLY PACKED STERILE. | DISINFECTANTS SUPPLIES
23613 | 4111620000900 | APPLICATOR, CHLORHEXIDINE, CLEAR, GLUCONATE, WITH CHLORHEXIDINE GLUCONATE 1 % WITH AND 70 % V/V ISOPROPYL ALCOHOL, LATEX FREE, DEHP FREE, SIZE: 3ML, FOR PATIENTS PRE-OPERATIVE SKIN PREPARATION, INDIVIDUALLY PACKED, DISPOSABLE, STERILE | DISINFECTANTS SUPPLIES
23614 | 4713180000900 | ANTISEPTIC POVIDONE-IODINE 10% WITH ANTIMICROBIC FILM-FORMING WATER SOLUBLE AQUEOUS SOLUTION NON-STAINING TO SKIN AND NATURAL FABRIC 8 FL. OZ. 250 ML NOTE: MSDS SHOULD BE PROVIDED IN SOFT COPY | DISINFECTANTS SUPPLIES
23615 | 4111620000800 | APPLICATOR, CHLORHEXIDINE, CLEAR, GLUCONATE, WITH CHLORHEXIDINE GLUCONATE 0.5 % WITH AND 70 % V/V ISOPROPYL ALCOHOL, LATEX FREE, DEHP FREE, SIZE: 3ML, FOR PATIENTS PRE-OPERATIVE SKIN PREPARATION, INDIVIDUALLY PACKED, DISPOSABLE, STERILE | DISINFECTANTS SUPPLIES
23616 | 4229540800500 | BRUSH, SURGICAL HAND SCRUB / BRUSH, WITH 7.5% POVIDONE IODINE, DISPOSABLE, STERILE, NOTE: MSDS SHOULD BE PROVIDED IN SOFT COPY | DISINFECTANTS SUPPLIES
23617 | 4713180000700 | ALCOHOLIC, ANTISEPTIC SKIN SPRAY SOLUTION, 70% IPA, NOT MORE THAN 250ML, NOTE: MSDS SHOULD BE PROVIDED IN SOFT COPY | DISINFECTANTS SUPPLIES
23618 | 4229540800600 | BRUSH / SPONGE, SURGICAL, WITH 4% CHLORHEXIDINE GLUCONATE, STERILE, NOTE: MSDS SHOULD BE PROVIDED IN SOFT COPY | DISINFECTANTS SUPPLIES
23619 | 4713181100300 | SOFTENER LIQUID, FOR LAUNDRY AUTOMATIC LOADING SYSTEM, 30L, NOTE: MSDS SHOULD BE PROVIDED IN SOFT COPY | DISINFECTANTS SUPPLIES
23620 | 4810181900700 | ALCOHOL GEL, ETHANOL 70-80% V/V + GLYCERIN 1% WITHW + VITAMIN E 0.02% 1000 ML BOTTLE, NON-STICKY, NON-GREASY, WALL MOUNTED DISPENSER FREE OF CHARGE WITH EACH 10 BOTTLE AS PER ATTACHED SPECIFICATIONS, NOTE: MSDS SHOULD BE PROVIDED IN SOFT COPY | DISINFECTANTS SUPPLIES
23621 | 4229540004500 | APPLICATOR, CHLORHEXIDINE, CLEAR GLUCONATE, WITH CHLORHEXIDINE GLUCONATE 2 % WITH AND 70 % V/V ISOPROPYL ALCOHOL, LATEX FREE, DEHP FREE, SIZE: 10.5 ML, FOR PATIENTS PRE-OPERATIVE SKIN PREPARATION, INDIVIDUALLY PACKED, DISPOSABLE, STERILE | DISINFECTANTS SUPPLIES
23622 | 5110270701100 | SWAB, STICKS, SATURATED, WITH 70% ISOPROPYL ALCOHOL, 10 CM LONG, INDIVIDUALLY PACKED, DISPOSABLE, STERILE, NOTE: MSDS SHOULD BE PROVIDED IN SOFT COPY | DISINFECTANTS SUPPLIES
23623 | 4229542104200 | ANTISEPTIC, CHLORHEXIDINE GLUCONATE SCRUB SOLUTION 4%, SURGICAL HAND SOAP, 1000ML BAG, WITH ONE FREE OF CHARGE DISPENSER WITH EVERY 10 BAG, NOTE: MSDS SHOULD BE PROVIDED IN SOFT COPY | DISINFECTANTS SUPPLIES
23624 | 4218150800600 | DISINFECTION WIPE, CHLORINE MORE THAN 5000 PPM SODIUM HYPOCHLORITE, WIPE SIZE 20 X 20CM (+/-5CM), NOT MORE THAN 50 PER PACK, NOTE: MSDS SHOULD BE PROVIDED IN SOFT COPY | DISINFECTANTS SUPPLIES
23625 | 5110270700700 | SWAB, STICK, 2% CHLORHEXIDINE + 70% ALCOHOL, ANTIMICROBIAL, PREPARED ON A PLASTIC STICK, POLYMER, 3 PER PACK, SCENT FREE, DISPOSABLE, STERILE, NOTE: MSDS SHOULD BE PROVIDED IN SOFT COPY | DISINFECTANTS SUPPLIES
23626 | 4228171100100 | REMOVER, LIMESCALE, WITH PHOSPHORIC ACID, SUITABLE INHIBITORS WITH DISPOSABLE EQUIPMENT 5L, NOTE: MSDS SHOULD BE PROVIDED IN SOFT COPY | DISINFECTANTS SUPPLIES
23627 | 4214150405500 | APPLICATOR, CHLORHEXIDINE, CLEAR, GLUCONATE, WITH CHLORHEXIDINE GLUCONATE 0.5 % WITH AND 70 % V/V ISOPROPYL ALCOHOL, LATEX FREE, DEHP FREE, SIZE: 10.5ML, FOR PATIENTS PRE-OPERATIVE SKIN PREPARATION, INDIVIDUALLY PACKED, DISPOSABLE, STERILE | DISINFECTANTS SUPPLIES
23628 | 4214150405700 | APPLICATOR, CHLORHEXIDINE, CLEAR, GLUCONATE, WITH CHLORHEXIDINE GLUCONATE 1% WITH AND 70 % V/V ISOPROPYL ALCOHOL, LATEX FREE, DEHP FREE, SIZE: 10.5ML, FOR PATIENTS PRE-OPERATIVE SKIN PREPARATION, INDIVIDUALLY PACKED, DISPOSABLE, STERILE | DISINFECTANTS SUPPLIES
23629 | 5110270700900 | SWAB STICKS, IMPREGNATED WITH 70% ISOPROPYL AND 2% CHLORHEXIDINE, SWAB STICKS ARE A WETTED NON-WOVEN PAD ADHERED TO A PLASTIC STICK WHICH IS USED TO SANITIZE THE SKIN, INDIVIDUALLY SEALED IN EASY-TEAR PACK ETS, DISPOSABLE, STERILE, NOTE: MSDS SHOULD BE PROVIDED IN SOFT COPY | DISINFECTANTS SUPPLIES
23630 | 4214150400500 | APPLICATOR, CHLORHEXIDINE, CLEAR GLUCONATE, WITH CHLORHEXIDINE GLUCONATE 2 % WITH 70 % V/V ISOPROPYL ALCOHOL, LATEX FREE, DEHP FREE, SIZE: 1 ML FOR PATIENTS PRE-OPERATIVE SKIN PREPARATION, INDIVIDUALLY PACKED, DISPOSABLE, STERILE | DISINFECTANTS SUPPLIES
23631 | 5110270700500 | SWAB, STICK, 0.5 % CHLORHEXIDINE GLUCONATE, AND 70% ISOPROPYL ALCOHOL, ANTIMICROBIAL, PREPARED ON A PLASTIC STICK, PER SINGLE POUCH, POLYMER, INDIVIDUALLY PACKAGED, SCENT FREE, DISPOSABLE, STERILE, NOTE: MSDS SHOULD BE PROVIDED IN SOFT COPY | DISINFECTANTS SUPPLIES
23632 | 4110420100100 | DISINFECTANT TABLET, 2.5G CHLORINE NADCC, NOT MORE THAN 100 TABLET, THE INSTRUCTION SHOULD BE LABELLED, NOTE: MSDS SHOULD BE PROVIDED IN SOFT COPY | DISINFECTANTS SUPPLIES
23633 | 4218150800100 | ANTISIPTIC , WIPE NON-LINTING 11X18CM WITH 2% CHLORHEXIDINE, 70% ISOPROPYL ALCOHOL, INDIVIDUALLY PACKAGED, STERILE, NOTE: MSDS SHOULD BE PROVIDED IN SOFT COPY | DISINFECTANTS SUPPLIES
23634 | 4214150404700 | APPLICATOR, WITH IODINE 10 % AND 70 % V/V ISOPROPYL ALCOHOL, LATEX FREE, DEHP FREE, SIZE: 3 ML, FOR PATIENTS PRE-OPERATIVE SKIN PREPARATION, INDIVIDUALLY PACKED, DISPOSABLE, STERILE | DISINFECTANTS SUPPLIES
23635 | 4110420100000 | DISINFECTANT TABLET, 0.5G CHLORINE NADCC, NOT LESS THAN 100 TABLET, THE INSTRUCTION SHOULD BE LABELLED, NOTE: MSDS SHOULD BE PROVIDED IN SOFT COPY | DISINFECTANTS SUPPLIES
23636 | 4214150405800 | APPLICATOR, CHLORHEXIDINE, CLEAR, GLUCONATE, WITH CHLORHEXIDINE GLUCONATE 1% WITH AND 70 % V/V ISOPROPYL ALCOHOL, LATEX FREE, DEHP FREE, SIZE: 6 ML, FOR PATIENTS PRE-OPERATIVE SKIN PREPARATION, INDIVIDUALLY PACKED, DISPOSABLE, STERILE | DISINFECTANTS SUPPLIES
23637 | 4215210400100 | LIQUID CLEANING AND DISINFECTION OF ALL KINDS OF DENTAL IMPRESSIONS, WORN DENTAL PROSTHESES AND DENTAL WORKS, EFFICACY AND CONTACT TIME BACTERICIDAL INCLUDE TBC, YEASTICIDAL, VIRUS INACTIVATING A SUCH AS HBV, HCV, HIV, INFLUENZA, BVDV AND VACCINIA CONTACT TIME( 1-5 MIN.), SIZE 5L, FREE OF CHARGE DISPENSER, MEASUREMENT TOOL, EN STANDARD, NOTE: MSDS SHOULD BE PROVIDED IN SOFT COPY | DISINFECTANTS SUPPLIES
23638 | 5110270701300 | SWAB, IMPREGNATED IN 70% ISOPROPYL ALCOHOL AND 2% CHLOROHEXIDINE, SIZE: NOT LESS THAN 4 X 4 CM, DISPOSABLE, STERILE, NOTE: MSDS SHOULD BE PROVIDED IN SOFT COPY | DISINFECTANTS SUPPLIES
23639 | 5110270701600 | HAND SOAP, WATER-BASED HAND SOAP WITH QUATERNARY AMMONIUM COMPOUNDS AS ACTIVE INGREDIENTS -READY TO USE, ALDEHYDE-FREE AND PHENOL-FREE FORMULATION, EFFECTIVE AGAINST BACTERIA, FUNGI AND VIRUSES (INCLUDING TB, HIV/HBV) -EASILY BIODE TO BE DELIVERED WITH ALL CERTIFICATES ACCORDING TO TECHNICAL CONDITIONS, PACKAGE 1000 ML. BOTTLE X 6 WITH DISPOSABLE INSERT, NOTE: MSDS SHOULD BE PROVIDED IN SOFT COPY | DISINFECTANTS SUPPLIES
23640 | 4228170000600 | THREE-STEPS OXIDIZING AGENT CHLORINE DIOXIDE DECONTAMINATION SYSTEM WITH SPORICIDAL WIPES AND ACTIVATOR EFFECTIVE IN 30 SECONDS CONTACT TIME FOR HIGH-LEVEL DISINFECTION OF NON-LUMENED MEDICAL DEVICES MATCHING ELECTRONIC AND MANUAL TRACEABILITY SYSTEM, BOX, NOTE: MSDS SHOULD BE PROVIDED IN SOFT COPY | DISINFECTANTS SUPPLIES
23641 | 4810181900900 | ALCOHOL GEL, ETHANOL 70-80%, GLYCERIN 1%, VIT E 0.2% NON-FRAGRANCE, 1000 ML BOTTLE, WITH ONE FREE OF CHARGE WALL MOUNTED AUTOMATIC DISPENSER WITH EVERY 10 BOTTLE AS PER ATTACHED SPECIFICATIONS, NOTE: MSDS SHOULD BE PROVIDED IN SOFT COPY | DISINFECTANTS SUPPLIES
23642 | 4214150405600 | APPLICATOR, CHLORHEXIDINE, CLEAR, GLUCONATE, WITH CHLORHEXIDINE GLUCONATE 0.5 % WITH AND 70 % V/V ISOPROPYL ALCOHOL, LATEX FREE, DEHP FREE, SIZE: 6 ML, FOR PATIENTS PRE-OPERATIVE SKIN PREPARATION, INDIVIDUALLY PACKED, DISPOSABLE, STERILE | DISINFECTANTS SUPPLIES
23643 | 4214150402400 | APPLICATOR, CHLORHEXIDINE, CLEAR GLUCONATE, WITH CHLORHEXIDINE GLUCONATE 2 % WITH AND 70 % V/V ISOPROPYL ALCOHOL, LATEX FREE, DEHP FREE, SIZE: 6 ML, FOR PATIENTS PRE-OPERATIVE SKIN PREPARATION, INDIVIDUALLY PACKED, DISPOSABLE, STERILE | DISINFECTANTS SUPPLIES
23644 | 4111620500800 | SHOWER BATH KIT, PRE OPERATIVE, CONTAINS: BOTTLE CHLORHEXIDINE GLUCONATE 4% 100ML, 2PES SURGICAL DRY SPONGES, NOTE: MSDS SHOULD BE PROVIDED IN SOFT COPY | DISINFECTANTS SUPPLIES
23645 | 4229450003500 | INTUBATION STENT SET, CRAWFORD, OLIVE TIPS, STAINLESS STEEL PROBE, SILICONE TUBING, WITHOUT RETRIEVAL DEVICE, STERILE | OPHTHALMOLOGY SUPPLIES
23646 | 4229450005400 | HOOK, SINSKEY, ANGLED, 0.7MM ( + / - 0.3 MM ) TIP, DISPOSABLE, STERILE | OPHTHALMOLOGY SUPPLIES
23647 | 4229420701600 | LACRIMAL CHISEL, STAINLESS STEEL, STRAIGHT, REUSABLE | OPHTHALMOLOGY SUPPLIES
23648 | 4229450006400 | MONOFOCAL INTRAOCULAR LENS, POSTERIOR CHAMBER, ACRYLIC, SINGLE-PIECE, HYDROPHOBIC, HAPTIC 4 CLOSED LOOPS SHAPE, UV AND BLUE FILTRATION, POWER RANGE 0.0 TO +30.0 | OPHTHALMOLOGY SUPPLIES
23649 | 4229450006500 | MONOFOCAL INTRAOCULAR LENS, POSTERIOR CHAMBER, ACRYLATE/METHACRYLATE COPOLYMER, SINGLE-PIECE, PRELOADED, HYDROPHOBIC, UV AND BLUE FILTRATION, POWER RANGE AS PER HOSPITAL REQUEST | OPHTHALMOLOGY SUPPLIES
23650 | 4229450006300 | KIT, SURGICAL ABSORBENT, CONSISTS OF CORNEAL LIGHT SHIELD, EYE WICK DRAIN, INSTRUMENT WIPE, DISPOSABLE, STERILE | OPHTHALMOLOGY SUPPLIES
23651 | 4229451202200 | CORNEAL CROUCH PROTECTOR, SIZE ADULT, STERILE | OPHTHALMOLOGY SUPPLIES
23652 | 4229420694500 | FORCEPS, FOR INSERTING INTRA-CORNEAL KERA RING, REUSABLE | OPHTHALMOLOGY SUPPLIES
23653 | 4229450801600 | CANNULA, 25 GAUGE X 7/8, VISCO EXPRESSION, DISPOSABLE, STERILE | OPHTHALMOLOGY SUPPLIES
23654 | 4229450004700 | FORCEPS, MOORFIELD, SERRATED JAW, DISPOSABLE, STERILE | OPHTHALMOLOGY SUPPLIES
23655 | 4229450004500 | MICRO FORCEPS, LENS, WITH RING TIP, CURVED, DISPOSABLE, STERILE | OPHTHALMOLOGY SUPPLIES
23656 | 4229680326200 | EYE SPECULUM, LIEBERMAN, SOLID, LARGE, THIN, SOLID BLADES, 14MM, REUSABLE | OPHTHALMOLOGY SUPPLIES
23657 | 4229450004800 | FORCEPS, MCPHERSON, OPHTHALMIC, WITHOUT TEETH, ANGLED, WITH TYING PLATFORM, DISPOSABLE, STERILE | OPHTHALMOLOGY SUPPLIES
23658 | 4229450006100 | INTRA CORNEAL RING, ALLOGRAFT KERATOCONUS CORNEA, ASSORTED SIZES, STERILE | OPHTHALMOLOGY SUPPLIES
23659 | 4229450003600 | KNIFE, MVR, 23 GAUGE, STRAIGHT, DISPOSABLE, STERILE | OPHTHALMOLOGY SUPPLIES
23660 | 4229451300600 | PACK, VITRECTOMY, POSTERIOR, TOTAL PLUS PACK MINIMUM OF 7500 CPM, 25 GAUGE, COMPATIBLE WITH CONSTELLATION, DISPOSABLE, STERILE | OPHTHALMOLOGY SUPPLIES
23661 | 4229450005500 | CHOPPER / MANIPULATOR, OPHTHALMIC, DOUBLE ENDED, DISPOSABLE, STERILE | OPHTHALMOLOGY SUPPLIES
23662 | 4229450004200 | FORCEPS, TYING PLATFORM, OPHTHALMIC, WITHOUT TEETH, STRAIGHT, DISPOSABLE, STERILE | OPHTHALMOLOGY SUPPLIES
23663 | 4229420704500 | PACK, PHACO/VITRECTOMY, 23 GAUGE, WITH FULL ACCESSORIES, COMPATIBLE WITH DORC EVA NEXUS MACHINE, DISPOSABLE, STERILE | OPHTHALMOLOGY SUPPLIES
23664 | 4229450005300 | EYE SPECULUM, OPHTHALMIC, ADJUSTABLE, 15MM BLADES, DISPOSABLE, STERILE | OPHTHALMOLOGY SUPPLIES
23665 | 4229420704600 | PACK, PHACO/VITRECTOMY, 25 GAUGE, WITH FULL ACCESSORIES, COMPATIBLE WITH DORC EVA NEXUS MACHINE, DISPOSABLE, STERILE | OPHTHALMOLOGY SUPPLIES
23666 | 4229450005600 | ENDO DIATHERMY HANDLE WITH STRAIGHT TIP, 25 GAUGES, DISPOSABLE, STERILE | OPHTHALMOLOGY SUPPLIES
23667 | 4229450005700 | KIT, TREATMENT CARD/USB, PRE-FILLED SYRINGE TRYPAN BLUE 0.4%, FOR CAPSULASER MACHINE | OPHTHALMOLOGY SUPPLIES
23668 | 4229450004100 | MICRO FORCEPS, ILM END GRIPPING, 25 GAUGE, DISPOSABLE, STERILE | OPHTHALMOLOGY SUPPLIES
23669 | 4229450005200 | NEEDLE HOLDER, MICRO, OPHTHALMIC, CURVED JAWS, FLAT HANDLE, WITHOUT LOCK, DISPOSABLE, STERILE | OPHTHALMOLOGY SUPPLIES
23670 | 4229450005800 | OPHTHALMIC VISCO SURGICAL, SODIUM HYALURONATE 3% PREFILLED SYRINGE 1ML, PH 6.8-7.6, DISPOSABLE, STERILE | OPHTHALMOLOGY SUPPLIES
23671 | 4229450005900 | SET, OIL REMOVAL, INCLUDE : ( HANDLE, TROCAR, CANNULA, ADAPTER TUBING, CAP ), 23 GAUGE, DISPOSABLE, STERILE | OPHTHALMOLOGY SUPPLIES
23672 | 4229450004300 | FORCEPS, TYING PLATFORM, OPHTHALMIC, WITHOUT TEETH, CURVED, DISPOSABLE, STERILE | OPHTHALMOLOGY SUPPLIES
23673 | 4229450004000 | SCISSORS, VANNAS, CURVED, SHARP TIP, DISPOSABLE, STERILE | OPHTHALMOLOGY SUPPLIES
23674 | 4229450004400 | FORCEPS, TYING PLATFORM, OPHTHALMIC, 1X2 TEETH, STRAIGHT, DISPOSABLE, STERILE | OPHTHALMOLOGY SUPPLIES
23675 | 4229450003900 | OPHTHALMIC TENOTOMY SCISSORS ,CURVED, BLUNT TIPS TIP TO PIVOT LENGTH 16.5MM / 115MM 16.5MM,STAINLESS STEEL, SINGLE-USE-STERILE -DISPOSABLE | OPHTHALMOLOGY SUPPLIES
23676 | 4229450005100 | NEEDLE HOLDER, MICRO, OPHTHALMIC, CURVED JAWS, FLAT HANDLE, WITH LOCK, DISPOSABLE, STERILE | OPHTHALMOLOGY SUPPLIES
23677 | 4229450005000 | FORCEPS, COLIBRI, 1X2 TEETH, DISPOSABLE, STERILE | OPHTHALMOLOGY SUPPLIES
23678 | 4229450003800 | MICRO SCISSORS TIP, VITREORETINAL, CURVED, 25 GAUGE, COMPATIBLE WITH GRIESHABER REUSABLE HANDLE, DISPOSABLE, STERILE | OPHTHALMOLOGY SUPPLIES
23679 | 4229450006000 | GEL, HYPROMELLOSE OPHTHALMIC 2.5%, FOR GONIO EXAM AND LASER TREATMENT, 15ML, STERILE | OPHTHALMOLOGY SUPPLIES
23680 | 4229450004900 | FORCEPS, CAPSULORHEXIS, CURVED SHAFTS, 100MM (+ / - 5 MM), VERY DELICATE TIPS, DISPOSABLE, STERILE | OPHTHALMOLOGY SUPPLIES
23681 | 4229450003700 | KNIFE, SIDE PORT, 15 DEGREE, STRAIGHT, DISPOSABLE, STERILE | OPHTHALMOLOGY SUPPLIES
23682 | 4229450006200 | INTRA CORNEAL ARC, ALLOGRAFT KERATOCONUS CORNEA, ASSORTED SIZES, STERILE | OPHTHALMOLOGY SUPPLIES
23683 | 5119190505200 | SOLUTION, CROSS-LINK, RIBOFLAVIN, EYE DROPS, ISOTONIC & HYPOTONIC, SYRINGE, REQUESTED AS PER REQUIRED, STERILE | OPHTHALMOLOGY SUPPLIES
23684 | 4229450004600 | MICRO FORCEPS, VITREORETINAL, CAPSULORHEXIS, ASSORTED CURVED AND STRAIGHT, ASSORTED GAUGES 23G - 25G, AS PER HOSPITAL REQUEST, DISPOSABLE, STERILE | OPHTHALMOLOGY SUPPLIES
23685 | 4229450003400 | PACK, VITRECTOMY, POSTERIOR, TOTAL PLUS PACK MINIMUM OF 20,000 CPM, 25 GAUGE, COMPATIBLE WITH CONSTELLATION, DISPOSABLE, STERILE | OPHTHALMOLOGY SUPPLIES
23686 | 4229420653700 | INTRA CORNEAL RING IN PMMA MATERIAL, DIAMETER 5MM, ARC LENGTH 325 TO 330 DEGREES, 150 TO 300µM, CONSTANT/PROGRESSIVE THICKNESS AS PER HOSPITAL REQUEST, FOR KERATOCONUS CORNEA | OPHTHALMOLOGY SUPPLIES
23687 | 4229516002300 | PACK, PHACO, WITH CASSETTE, EASY TIP 2.2 MM, COMPATIBLE WITH OS4 OERTLI MACHINE, DISPOSABLE, STERILE | OPHTHALMOLOGY SUPPLIES
23688 | 4229550501800 | IMPLANT, SCLERAL BUCKLING, VITREO RETINAL, ASYMMETRICAL TIRE, TYPE 280, 2.5 X 10 MM, STERILE | OPHTHALMOLOGY SUPPLIES
23689 | 4229420670800 | SCISSORS, HOFFMAN / AHMED HEAD, MICRO, VERTICAL, STRAIGHT SHAFT, REUSABLE | OPHTHALMOLOGY SUPPLIES
23690 | 4229420670700 | SCISSORS, HOFFMAN / AHMED HEAD, HORIZONTAL, CURVED SHAFT, 21 GAUGE, REUSABLE | OPHTHALMOLOGY SUPPLIES
23691 | 4229420628600 | MULTIFOCAL INTRAOCULAR LENS, POSTERIOR CHAMBER, ACRYLIC, HYDROPHOBIC, UV FILTRATION, POWER RANGE AS PER HOSPITAL REQUEST | OPHTHALMOLOGY SUPPLIES
23692 | 4229516302600 | ENDOLASER PROBE, ILLUMINATED, CURVED, 23 GAUGE, COMPATIBLE QUANTEL MACHINE, DISPOSABLE, STERILE | OPHTHALMOLOGY SUPPLIES
23693 | 4229420628500 | MULTIFOCAL TORIC INTRAOCULAR LENS, POSTERIOR CHAMBER, ACRYLIC, HYDROPHOBIC, UV FILTRATION, POWER RANGE AS PER HOSPITAL REQUEST | OPHTHALMOLOGY SUPPLIES
23694 | 4229420628000 | EDOF TORIC INTRAOCULAR LENS, POSTERIOR CHAMBER, ACRYLIC, PRELOADED, HYDROPHOBIC, UV FILTRATION, POWER RANGE AS PER HOSPITAL REQUEST | OPHTHALMOLOGY SUPPLIES
23695 | 4229420624100 | IMPLANT, AHMED TUBE EXTENDER, FOR AHMED GLAUCOMA IMPLANT, STERILE | OPHTHALMOLOGY SUPPLIES
23696 | 4229420670900 | FORCEPS, AHMED HEAD IOL HOLDING, MICRO, SERRATED, 23 GAUGE, REUSABLE | OPHTHALMOLOGY SUPPLIES
23697 | 4229420614100 | CLINICAL SOLUTION, FOR SOFT CONTACT LENS, NOT LESS THAN 200 ML, STERILE | OPHTHALMOLOGY SUPPLIES
23698 | 4229420614400 | TIP, COAXIAL I/A, SIZE 0.3MM, COMPATIBLE WITH SCREW FIT I/A CENTURION HANDPIECE, SILICONE OR POLYMER, TIPS SPECS AS PER HOSPITAL REQUEST, REUSABLE | OPHTHALMOLOGY SUPPLIES
23699 | 4229420627300 | MONOFOCAL TORIC INTRAOCULAR LENS, POSTERIOR CHAMBER, ACRYLIC, SINGLE-PIECE, UV+BLUE FILTRATION, POWER RANGE -10 TO +60, STERILE | OPHTHALMOLOGY SUPPLIES
23700 | 4229420618800 | TIP, ENDODIATHERMY, 23 GAUGE, COMPATIBLE WITH OERTLI MACHINE, REUSABLE | OPHTHALMOLOGY SUPPLIES
23701 | 4229454500200 | KNIFE, CRESCENT, 2.0 MM, ANGLED, BEVEL UP, DISPOSABLE, STERILE | OPHTHALMOLOGY SUPPLIES
23702 | 4229454100000 | CONTACT LENSES, SILICONE HYDROGEL, WEEKLY, BC 8.6 TO 8.8, DIAMETER 14.0 TO 14.2, POWER STEP +/- 0.25, AS PER HOSPITAL REQUEST, DISPOSABLE, STERILE | OPHTHALMOLOGY SUPPLIES
23703 | 4229454101500 | CONTACT LENS, MEGA BANDAGE, DIAMETER RANGE 16 TO 22 MM, ASSORTED BASE CURVE, AS PER HOSPITAL REQUEST, DISPOSABLE, STERILE | OPHTHALMOLOGY SUPPLIES
23704 | 4229454100300 | CONTACT LENS, PEDIATRIC, DIAMETER 11.50MM TO 13.50MM, BASE CURVE 7.00MM TO 8.50MM, DIOPTER FROM +10.00 TO +35.00, AS PER HOSPITAL REQUEST, DISPOSABLE, STERILE | OPHTHALMOLOGY SUPPLIES
23705 | 4229420666600 | ARTIFICIAL ANTERIOR CHAMBER, BASE, REUSABLE | OPHTHALMOLOGY SUPPLIES
23706 | 4229420668000 | ARTIFICIAL ANTERIOR CHAMBER, COVER, REUSABLE | OPHTHALMOLOGY SUPPLIES
23707 | 4229420627400 | MONOFOCAL INTRAOCULAR LENS, POSTERIOR CHAMBER, ACRYLIC, SINGLE-PIECE, UV+BLUE FILTRATION, POWER RANGE -10 TO +60, STERILE | OPHTHALMOLOGY SUPPLIES
23708 | 4229420615300 | CONTACT LENSES, SILICONE HYDROGEL, DAILY, BC 8.6 TO 8.8, DIAMETER 14.0 TO 14.2, POWER STEP +/- 0.25, AS PER HOSPITAL REQUEST, DISPOSABLE, STERILE | OPHTHALMOLOGY SUPPLIES
23709 | 4229452700100 | KIT, GAS, SF6, PURE SULFUR HEXAFLUORIDE, SYRINGE, STERILE | OPHTHALMOLOGY SUPPLIES
23710 | 4229511402400 | PACK, VITRECTOMY, POSTERIOR, TOTAL PLUS PACK MINIMUM OF 7500 CPM 27 GAUGE, COMPATIBLE WITH CONSTELLATION, DISPOSABLE, STERILE | OPHTHALMOLOGY SUPPLIES
23711 | 4229420693100 | SCISSORS, CORNEA, FOGLA, RIGHT, REUSABLE | OPHTHALMOLOGY SUPPLIES
23712 | 4229680322200 | MARKER, SCLERAL LIMBUS, DOUBLE-ENDED FOR DEEP SCLERECTOMY, REUSABLE | OPHTHALMOLOGY SUPPLIES
23713 | 4229180219100 | MICRO FORCEPS TIP, ILM END GRIPPING, 23 GAUGE, COMPATIBLE WITH HOSPITAL REUSABLE HANDLE, DISPOSABLE, STERILE | OPHTHALMOLOGY SUPPLIES
23714 | 4229420640000 | PSEUDOPHAKIC, SUPPLEMENTARY INTRAOCULAR LENS, IN THE CILIARY SULCUS, MULTIFOCAL, UV FILTRATION, ASTIGMATISM, DIOPTER RANGE, AS PER HOSPITAL REQUEST | OPHTHALMOLOGY SUPPLIES
23715 | 4229420621600 | IMPLANT, GLAUCOMA STENT, SURGICAL GELATIN, ANTERIOR CHAMBER, LOWER HIGH PRESSURE IN OPEN-ANGLE, STERILE | OPHTHALMOLOGY SUPPLIES
23716 | 4229420637300 | PACK, PHACO/VITRECTOMY, 27 GAUGE, WITH FULL ACCESSORIES, COMPATIBLE WITH DORC EVA NEXUS MACHINE, DISPOSABLE, STERILE | OPHTHALMOLOGY SUPPLIES
23717 | 4229514321200 | BALL ELECTRODE, ACCORDING TO ELECTROCAUTERY HYFRECATOR 2000 MODEL, OR EQUIVALENT, DISPOSABLE | OPHTHALMOLOGY SUPPLIES
23718 | 4111601600400 | CLEANING SOLUTION, ALL IN ONE, PROTEIN REMOVER, WITH HYDRAGLYDE, NOT LESS THAN 200 ML, STERILE | OPHTHALMOLOGY SUPPLIES
23719 | 4229516001000 | PACK, VITRECTOMY, ANTERIOR, COMPATIBLE WITH J&J MACHINE(SIGNATURE OR SIGNATURE PRO OR VERITAS), ASSORTED GAUGES, DISPOSABLE, STERILE | OPHTHALMOLOGY SUPPLIES
23720 | 4229420609800 | NEEDLE, ARTISAN AND ARTIFLEX ENCLAVATION, SINGLE USE | OPHTHALMOLOGY SUPPLIES
23721 | 4229420648700 | PACK, VITRECTOMY, POSTERIOR, 23 GAUGE, BI BLADE, COMPATIBLE WITH STELLARIS ELITE MACHINE, DISPOSABLE, STERILE | OPHTHALMOLOGY SUPPLIES
23722 | 4229452201700 | SET, INTRODUCER AND REMOVAL TOOL FOR JONES TUBE | OPHTHALMOLOGY SUPPLIES
23723 | 4229420636000 | KIT, VISCOUS FLUID INJECTION AND ASPIRATION, MUST INCLUDE (CANNULA / TIP, SYRINGE, TUBING), COMPATIBLE WITH OERTLI MACHINE, DISPOSABLE, STERILE | OPHTHALMOLOGY SUPPLIES
23724 | 4229420611700 | BIOM REDUCTION LENSES ASSORTED AS PER HOSPITAL REQUEST REUSABLE | OPHTHALMOLOGY SUPPLIES
23725 | 4229420649200 | LENS OCULAR RITCH NYLON SUTURE CONE SHAPE REUSABLE | OPHTHALMOLOGY SUPPLIES
23726 | 4229516000800 | PACK, PHACO, WITHOUT TIP, COMPATIBLE WITH OERTLI FAROS MACHINE, DISPOSABLE, STERILE | OPHTHALMOLOGY SUPPLIES
23727 | 4229420674600 | ARTIFICIAL ANTERIOR CHAMBER, RING, REUSABLE | OPHTHALMOLOGY SUPPLIES
23728 | 4229420649600 | TREATMENT CARD, PRESBYOND, ZEISS ML-90 | OPHTHALMOLOGY SUPPLIES
23729 | 4229420648500 | PACK, VITRECTOMY, POSTERIOR, 25 GAUGE, BI BLADE, COMPATIBLE WITH STELLARIS ELITE MACHINE, DISPOSABLE, STERILE | OPHTHALMOLOGY SUPPLIES
23730 | 4229420626600 | MONOFOCAL TORIC INTRAOCULAR LENS, POSTERIOR CHAMBER, ACRYLIC, HYDROPHILIC WITH HYDROPHOBIC SURFACE, POWER RANGE AS PER HOSPITAL REQU EST | OPHTHALMOLOGY SUPPLIES
23731 | 4229540700300 | MASK, N95, REGULAR/LARGE SIZE /DUCK SHAPE, NIOSH - APPROVED RESPIRATORY THAT ALSO BEEN CLEARED BY THE FOOD AND DRUG ADMINISTRATION (FDA) S A S URGICAL MASK. CONTAINS NO COMPONENTS MADE FROM NATURAL RUBBER LATEX. DESIGNED TO BE FLUID RESISTANT TO SPLASH AND SPATTER OF BLOOD AND OTHER IN FECTIOUS MATERIALS, INTENDED TO REDUCE WEARER EXPOSURE TO AIRBORNE PARTICLES PROVIDES 95% FILTRATION EFFICIENCY OF AT LEAST 0.3 MICRON PARTICL ES IN A SIZE (IDEALLY FROM 0.1 MICRONS), INCLUDING THOSE GENERATED BY ELECTRO CAUTERY, LASER SURGERY, AND OTHER POWERED MEDICAL INSTRUMENTS, P ROVIDE GREATER THAN 99% BACTERIAL FILTRATION EFFICIENCY (BFE) AGAINST MICROORGANISMS GENERATED BY A WEARER (FOR SURGICAL USE) .REGULAR/LARGE SIZE OR PFL (POSITIVE FACIAL LOCK) DESIGN, ONE SIZE FITS ALL, DISPOSABLE. | FRAMEWORK AGREEMENT
23732 | 4229540700100 | MASK, N95, MEDIUM/SMALL SIZE /DUCK SHAPE, NIOSH - APPROVED RESPIRATORY THAT ALSO BEEN CLEARED BY THE FOOD AND DRUG ADMINISTRATION (FDA) S A S URGICAL MASK. CONTAINS NO COMPONENTS MADE FROM NATURAL RUBBER LATEX. DESIGNED TO BE FLUID RESISTANT TO SPLASH AND SPATTEROF BLOOD AND OTHER IN FECTIOUS MATERIALS, INTENDED TO REDUCE WEARER EXPOSURE TO AIRBORNE PARTICLES PROVIDES 95% FILTRATION EFFICIENCY OF AT LEAST 0.3 MICRON PARTICLE S IN A SIZE (IDEALLY FROM 0.1 MICRONS), INCLUDING THOSE GENERATED BY ELECTRO CAUTERY, LASER SURGERY, AND OTHER POWERED MEDICAL INSTRUMENTS, PROVIDE GREATER THAN 99% BACTERIAL FILTRATION EFFICIENCY (BFE) AGAINST MICROORGANISMS GENERATED BY A WEARER (FOR SURGICAL USE) .MEDIUM/SMALL SIZE OR PFL (POSITIVE FACIAL LOCK) DESIGN, ONE SIZE FITS ALL, DISPOSABLE | FRAMEWORK AGREEMENT
23733 | 4618200500100 | N95 Mask: UNIVERSAL SIZE, UNIVERSAL SHAPE | FRAMEWORK AGREEMENT
23734 | 4618170200000 | FACE SHIELD, PROTECT FACE, NOSE, MOUTH AND EYES, SHOULD COVER FOREHEAD, EXTEND BELOW CHIN AND WRAP AROUND THE SIDE AND FACE. | FRAMEWORK AGREEMENT
23735 | 4213160600000 | MASK, FOR SURGEON, ADJUSTABLE, WITH NOSE, HAND, TINTED, TO PREVENT GLARE, BLOWN GLASS FIBER, BACTERIAL FILTER, COTTON BASE TIES, MULTIPLE PLEATS | FRAMEWORK AGREEMENT
23736 | 4213161200000 | GOWN FOR ISOLATION IMPERMEABLE NON - WOVEN RESISTANT TO TEARING CUFFED YELLOW WITH LONG SLEEVES FOR STAFF 3 - LAYER SMS FABRIC SIZE: EXTRA-LARGE DISPOSABLE NON - STERILE | FRAMEWORK AGREEMENT
23737 | 4213161200100 | GOWN FOR ISOLATION IMPERMEABLE NON - WOVEN RESISTANT TO TEARING CUFFED YELLOW WITH LONG SLEEVES FOR STAFF 3 - LAYER SMS FABRIC SIZE: LARGE DISPOSABLE NON - STERILE | FRAMEWORK AGREEMENT
23738 | 4229680040300 | SPREADER, RETRACTOR, ADSON/SHARP, STAINLESS STEEL, LENGTH = 29.0CM, TEETH: 6X5, REUSABLE | SPECIALIZED INSTRUMENTATION FOR OPEN AND LAPAROSCOPIC SURGERIES
23739 | 4229313300800 | OBADIA C-RING RETRACTOR FOR MINI-THORACOTOMY, DIAMETER = 250MM, MAX OPENING : 100MM, WITHOUT BLADES (OR EQUIVALENT), REUSABLE | SPECIALIZED INSTRUMENTATION FOR OPEN AND LAPAROSCOPIC SURGERIES
23740 | 4229313900800 | BLADE, HARRINGTON SWEETHEART, SWIVEL, FOR OMNI RETRACTOR, (OR EQUIVALENT) SIZE: 5CM X 12.7CM, REUSABLE | SPECIALIZED INSTRUMENTATION FOR OPEN AND LAPAROSCOPIC SURGERIES
23741 | 4229680089200 | NEEDLE HOLDER, WEBSTER/SERRATED JAW, STAINLESS STEEL, LENGTH 12 -13 CM, REUSABLE | SPECIALIZED INSTRUMENTATION FOR OPEN AND LAPAROSCOPIC SURGERIES
23742 | 4229313900700 | BLADE, GROIN SWIVEL, FOR OMNI RETRACTOR, (OR EQUIVALENT), 3.8CM X 8.9CM, REUSABLE | SPECIALIZED INSTRUMENTATION FOR OPEN AND LAPAROSCOPIC SURGERIES
23743 | 4229680089600 | CURETTE, ADENOID, BECKMANN, STRAIGHT, STAINLESS STEEL, TIP WIDTH 13 MM, LENGTH 22 - 23 CM, REUSABLE | SPECIALIZED INSTRUMENTATION FOR OPEN AND LAPAROSCOPIC SURGERIES
23744 | 4229680089700 | CURETTE, ADENOID, BECKMANN, STRAIGHT, STAINLESS STEEL, TIP WIDTH 15 MM, LENGTH 22 - 23 CM, REUSABLE | SPECIALIZED INSTRUMENTATION FOR OPEN AND LAPAROSCOPIC SURGERIES
23745 | 4229680040200 | SPREADER, RETRACTOR, ADSON/SHARP, STAINLESS STEEL, LENGTH = 24.5CM, TEETH: 3X3, REUSABLE | SPECIALIZED INSTRUMENTATION FOR OPEN AND LAPAROSCOPIC SURGERIES
23746 | 4229680089800 | CURETTE, ADENOID, BECKMANN, CURVED, STAINLESS STEEL, TIP WIDTH 13 MM, LENGTH 22 - 23 CM, REUSABLE | SPECIALIZED INSTRUMENTATION FOR OPEN AND LAPAROSCOPIC SURGERIES
23747 | 4229680086800 | SCISSORS, DISSECTING, RAGNELL UNDERMINING/FLAT TIP/BLUNT-BLUNT/STRAIGHT, STAINLESS STEEL, LENGTH = 12.5CM, REUSABLE | SPECIALIZED INSTRUMENTATION FOR OPEN AND LAPAROSCOPIC SURGERIES
23748 | 4229313900600 | BLADE, FENCE, SWIVEL, FOR OMNI RETRACTOR (OR EQUIVALENT), SIZE: 10.2 CM X 15.2 CM, REUSABLE | SPECIALIZED INSTRUMENTATION FOR OPEN AND LAPAROSCOPIC SURGERIES
23749 | 4229680418400 | SCISSORS, METZENBAUM CURVED/SERRATED, TUNGSTEN CARBIDE, LENGTH 20.0 - 21.0 CM, REUSABLE | SPECIALIZED INSTRUMENTATION FOR OPEN AND LAPAROSCOPIC SURGERIES
23750 | 4229313300400 | FIELD POST, FOR OMNI RETRACTOR (OR EQUIVALENT), ASSORTED TYPES AND SHAPES, REUSABLE | SPECIALIZED INSTRUMENTATION FOR OPEN AND LAPAROSCOPIC SURGERIES
23751 | 4229680090200 | CURETTE, ADENOID, BECKMANN, CURVED, STAINLESS STEEL, TIP WIDTH 21 MM, LENGTH 22 - 23 CM, REUSABLE | SPECIALIZED INSTRUMENTATION FOR OPEN AND LAPAROSCOPIC SURGERIES
23752 | 4229290314900 | NEEDLE HOLDER, LAPAROSCOPY, CURVED TO RIGHT, DIAMETER 5 MM, LENGTH 30 - 31 CM, TUNGSTEN CARBIDE, REUSABLE | SPECIALIZED INSTRUMENTATION FOR OPEN AND LAPAROSCOPIC SURGERIES
23753 | 4229680089900 | CURETTE, ADENOID, BECKMANN, CURVED, STAINLESS STEEL, TIP WIDTH 15 MM, LENGTH 22 - 23 CM, REUSABLE | SPECIALIZED INSTRUMENTATION FOR OPEN AND LAPAROSCOPIC SURGERIES
23754 | 4229680090000 | CURETTE, ADENOID, BECKMANN, CURVED, STAINLESS STEEL, TIP WIDTH 17 MM, LENGTH 22 - 23 CM, REUSABLE | SPECIALIZED INSTRUMENTATION FOR OPEN AND LAPAROSCOPIC SURGERIES
23755 | 4229680417600 | TUBE, SUCTION, FERGUSSON, DIAMETER 2.5MM, WORKING LENGTH 200 MM, TOTAL LENGTH 275 - 285MM, REUSABLE | SPECIALIZED INSTRUMENTATION FOR OPEN AND LAPAROSCOPIC SURGERIES
23756 | 4229313901000 | BLADE, KELLYFOR THOMPSON RETRACTOR, SIZE 64MM X 76MM, (OR EQUIVALENT), REUSABLE | SPECIALIZED INSTRUMENTATION FOR OPEN AND LAPAROSCOPIC SURGERIES
23757 | 4229680081900 | NIPPER, NAIL, DUAL ACTION/CONCAVE JAWS/BARREL SPRING, STAINLESS STEEL, LENGTH 15 - 16 CM, REUSABLE | SPECIALIZED INSTRUMENTATION FOR OPEN AND LAPAROSCOPIC SURGERIES
23758 | 4229313901500 | BLADE, RENAL,VIEN SWIVEL, RETRACTOR, OMNI (OR EQUIVALENT), FOR OMNI RETRACTOR (OR EQUIVALENT), WIDTH SIZE: 2.5 CM, ASSORTED LENGTHS, REUSABLE | SPECIALIZED INSTRUMENTATION FOR OPEN AND LAPAROSCOPIC SURGERIES
23759 | 4229680416800 | SCISSORS, SURGICAL, HEYMANN/ANGLED, STAINLESS STEEL, LENGTH = 18.0CM, REUSABLE | SPECIALIZED INSTRUMENTATION FOR OPEN AND LAPAROSCOPIC SURGERIES
23760 | 4229161423500 | SCISSORS, 15 DEGREE, DOUBLE-ACTION, TUBE-SHAFT, VALVE GATE PRO (OR EQUIVALENT), DIAMETER = 5, 25CM, REUSABLE | SPECIALIZED INSTRUMENTATION FOR OPEN AND LAPAROSCOPIC SURGERIES
23761 | 4229680083800 | SCISSORS, SURGICAL, INGROWN NAIL SPLITTING/SERRATED, STAINLESS STEEL, LENGTH = 15.0 - 16.0 CM, REUSABLE | SPECIALIZED INSTRUMENTATION FOR OPEN AND LAPAROSCOPIC SURGERIES
23762 | 4229680084900 | ELEVATOR, LOCKE/SMALL BLADE, STAINLESS STEEL, DIAMETER 3 MM X 15 MM, LENGTH 11 -12 CM, REUSABLE | SPECIALIZED INSTRUMENTATION FOR OPEN AND LAPAROSCOPIC SURGERIES
23763 | 4229680085000 | ELEVATOR, LOCKE/LARGE BLADE, STAINLESS STEEL, DIAMETER 5 MM X 20 MM, LENGTH 12 - 14 CM, REUSABLE | SPECIALIZED INSTRUMENTATION FOR OPEN AND LAPAROSCOPIC SURGERIES
23764 | 4229680086300 | SCISSORS, SURGICAL, OLIVER SUTURE APPLYING/SHARP-SHARP/STRAIGHT, STAINLESS STEEL WITH TUNGSTEN CARBIDE TIPS, LENGTH = 11.0 - 12.0 CM, REUSABLE | SPECIALIZED INSTRUMENTATION FOR OPEN AND LAPAROSCOPIC SURGERIES
23765 | 4229680085100 | CURETTE, BONE, ROUND/NON-FENESTRATED CUPS /MILTEX, STAINLESS STEEL, DOUBLE ENDED,TIP SIZES: 4 MM/5 MM, LENGTH 12 - 14 CM, REUSABLE | SPECIALIZED INSTRUMENTATION FOR OPEN AND LAPAROSCOPIC SURGERIES
23766 | 4229680085400 | NIPPER, NAIL, CONCAVE JAWS / BARREL SPRING, STAINLESS STEEL, LENGTH 13 - 14 CM, REUSABLE | SPECIALIZED INSTRUMENTATION FOR OPEN AND LAPAROSCOPIC SURGERIES
23767 | 4229680085700 | NIPPER, NAIL, STRAIGHT JAWS / DOUBLE SPRING, STAINLESS STEEL, LENGTH 13 - 14 CM, REUSABLE | SPECIALIZED INSTRUMENTATION FOR OPEN AND LAPAROSCOPIC SURGERIES
23768 | 4229313901200 | BLADE, MAYO, SWIVEL, FOR OMNI RETRACTOR (OR EQUIVALENT), SIZE: 8.9 X 5 CM , REUSABLE | SPECIALIZED INSTRUMENTATION FOR OPEN AND LAPAROSCOPIC SURGERIES
23769 | 4229161423700 | SCISSORS, 40- 45 DEGREE, SINGLE-ACTION, TUBE-SHAFT, VALVE GATE (OR EQUIVALENT), CLASSIC, DIAMETER = 5MM, WORKING LENGTH 20 - 30CM, REUSABLE | SPECIALIZED INSTRUMENTATION FOR OPEN AND LAPAROSCOPIC SURGERIES
23770 | 4229313901100 | BLADE, MAYO, SWIVEL, FOR OMNI RETRACTOR, (OR EQUIVALENT), SIZE: 7X5 CM, REUSABLE | SPECIALIZED INSTRUMENTATION FOR OPEN AND LAPAROSCOPIC SURGERIES
23771 | 4229313302000 | MITRAL RETRACTOR FRAME, OBADIA, FLEXIBLE FOR MINIMAL INVASIVE (OR EQUIVALENT), REUSABLE | SPECIALIZED INSTRUMENTATION FOR OPEN AND LAPAROSCOPIC SURGERIES
23772 | 4229680086000 | FORCEPS, NAIL SPLITTING, ANVIL JAWS/DOUBLE SPRING, STAINLESS STEEL, LENGTH 12 - 15 CM, REUSABLE | SPECIALIZED INSTRUMENTATION FOR OPEN AND LAPAROSCOPIC SURGERIES
23773 | 4229680371000 | DISCS, FIXATION, PAIR, K-WIRES, REUSABLE | SPECIALIZED INSTRUMENTATION FOR OPEN AND LAPAROSCOPIC SURGERIES
23774 | 4229680040100 | SPREADER, RETRACTOR, ADSON/BLUNT, STAINLESS STEEL, LENGTH = 29.0CM, TEETH: 6X5, REUSABLE | SPECIALIZED INSTRUMENTATION FOR OPEN AND LAPAROSCOPIC SURGERIES
23775 | 4229680093100 | RETRACTOR, TONSILLECTOMY, WITH DISSECTOR/HURD, STAINLESS STEEL, LENGTH 22 - 23 CM, REUSABLE | SPECIALIZED INSTRUMENTATION FOR OPEN AND LAPAROSCOPIC SURGERIES
23776 | 4229680375000 | RETRACTOR, INTRAORAL, LEFT, STAINLESS STEEL, LENGTH = 21.0CM, REUSABLE | SPECIALIZED INSTRUMENTATION FOR OPEN AND LAPAROSCOPIC SURGERIES
23777 | 4229680136600 | SCISSORS, DISSECTING, METZENBAUM CURVED, STAINLESS STEEL, LENGTH = 28.5CM, REUSABLE | SPECIALIZED INSTRUMENTATION FOR OPEN AND LAPAROSCOPIC SURGERIES
23778 | 4229680155800 | SPREADER, RETRACTOR, ADSON/SHARP, STAINLESS STEEL, LENGTH = 26.0CM, TEETH: 3X3, REUSABLE | SPECIALIZED INSTRUMENTATION FOR OPEN AND LAPAROSCOPIC SURGERIES
23779 | 4229161429300 | SCISSORS, METZENBAUM, ROTATING, DISMANTLING, WITH CONNECTOR PIN FOR UNIPOLAR COAGULATION, WITH LUER-LOCK CONNECTOR FOR CLEANING, DOUBLE ACTION JAWS, STRAIGHT, LENGTH OF JAWS 15 MM, PLASTIC HANDLE, WITHOUT RATCHET, WITH LARGER CONTACT AREA, OUTER TUBE, INSULATED SCISSORS INSERT, REUSABLE, 5MM, 33 - 36CM | SPECIALIZED INSTRUMENTATION FOR OPEN AND LAPAROSCOPIC SURGERIES
23780 | 4229680148100 | FORCEPS, CLAMP PARAMETRIUM/ROGER, NO.2, STAINLESS STEEL, LENGTH 25 CM, REUSABLE | SPECIALIZED INSTRUMENTATION FOR OPEN AND LAPAROSCOPIC SURGERIES
23781 | 4229680145100 | LIGATOR, HEMORRHOIDAL, RUDD, LENGTH 27 - 28 CM, REUSABLE | SPECIALIZED INSTRUMENTATION FOR OPEN AND LAPAROSCOPIC SURGERIES
23782 | 4229680375300 | RETRACTOR, INTRAORAL, RIGHT/FO, STAINLESS STEEL, LENGTH = 24.5CM, REUSABLE | SPECIALIZED INSTRUMENTATION FOR OPEN AND LAPAROSCOPIC SURGERIES
23783 | 4229230600400 | FORCEPS, FOREIGN BODY REMOVAL, FLEXIBLE, DOUBLE ACTION JAWS, 9 FR, LENGTH 40 CM, REUSABLE | SPECIALIZED INSTRUMENTATION FOR OPEN AND LAPAROSCOPIC SURGERIES
23784 | 4229680454500 | HANDLE, SCALPEL, NO.3L/ANGULATED, LENGTH 20 - 22 CM, REUSABLE | SPECIALIZED INSTRUMENTATION FOR OPEN AND LAPAROSCOPIC SURGERIES
23785 | 4229230600300 | FORCEPS, FOREIGN BODY REMOVAL, FLEXIBLE, DOUBLE ACTION JAWS, 7 FR, LENGTH 40 CM, REUSABLE | SPECIALIZED INSTRUMENTATION FOR OPEN AND LAPAROSCOPIC SURGERIES
23786 | 4229680147700 | SCISSORS, METZENBAUM/SHARP-BLUNT/STRAIGHT, STAINLESS STEEL, LENGTH 16.0 - 17.0 CM, REUSABLE | SPECIALIZED INSTRUMENTATION FOR OPEN AND LAPAROSCOPIC SURGERIES
23787 | 4229680092600 | CURETTE, BONE, LEMPERT/SHARP, SIZE: NO 2, STAINLESS STEEL, LENGTH 21 - 22 CM, REUSABLE | SPECIALIZED INSTRUMENTATION FOR OPEN AND LAPAROSCOPIC SURGERIES
23788 | 4229161428400 | SCISSORS, DISSECTING, MAYO CURVED, TUNGSTEN CARBIDE, LENGTH 28 - 30 CM, REUSABLE | SPECIALIZED INSTRUMENTATION FOR OPEN AND LAPAROSCOPIC SURGERIES
23789 | 4229680386900 | RETRACTOR, RAMUS, OBWEGESER/SMALL/RIGHT, STAINLESS STEEL, LENGTH 15 - 17 CM, REUSABLE | SPECIALIZED INSTRUMENTATION FOR OPEN AND LAPAROSCOPIC SURGERIES
23790 | 4229290315000 | NEEDLE HOLDER, LAPAROSCOPY, CURVED TO LEFT, DIAMETER 5 MM, LENGTH 30 - 31 CM, TUNGSTEN CARBIDE, REUSABLE | SPECIALIZED INSTRUMENTATION FOR OPEN AND LAPAROSCOPIC SURGERIES
23791 | 4229161428100 | SCISSORS CURVED JABALEY SUPER CUT 5 INCH, REUSABLE | SPECIALIZED INSTRUMENTATION FOR OPEN AND LAPAROSCOPIC SURGERIES
23792 | 4229680455100 | TIGHTENER, WIRE, WITH CLAMPING JAWS, STAINLESS STEEL, LENGTH = 18.0 - 19.0 CM, REUSABLE | SPECIALIZED INSTRUMENTATION FOR OPEN AND LAPAROSCOPIC SURGERIES
23793 | 4229680146000 | MALLET, PLASTIC HANDLE, WEIGHT: 460.0GRAMS, LENGTH = 24.0CM, REUSABLE | SPECIALIZED INSTRUMENTATION FOR OPEN AND LAPAROSCOPIC SURGERIES
23794 | 4229680390100 | RETRACTOR, SOFT TISSUE, OWEGESER/DOWNWARD, STAINLESS STEEL, TIP SIZE: 66.0MM X 15.0MM, LENGTH = 23.5CM, REUSABLE | SPECIALIZED INSTRUMENTATION FOR OPEN AND LAPAROSCOPIC SURGERIES
23795 | 4229680460500 | BLADE HANDLE, BEAVER, MICRO, LENGTH 13 CM, STAINLESS STEEL, REUSABLE | SPECIALIZED INSTRUMENTATION FOR OPEN AND LAPAROSCOPIC SURGERIES
23796 | 4229680323200 | FORCEPS, CONJUNCTIVA, KAUFMANN/TYING PLATFORM/TEETH: 1X2, LENGTH 7 - 8 CM, STAINLESS STEEL, REUSABLE | SPECIALIZED INSTRUMENTATION FOR OPEN AND LAPAROSCOPIC SURGERIES
23797 | 4229680035600 | SPREADER, RIB, FINOCHIETTO-BABY, STAINLESS STEEL, SIZE: 15.0MM X 20.0MM X 75.0MM, REUSABLE | SPECIALIZED INSTRUMENTATION FOR OPEN AND LAPAROSCOPIC SURGERIES
23798 | 4229680375100 | RETRACTOR, INTRAORAL, LEFT/FO, STAINLESS STEEL, LENGTH = 24.5CM, REUSABLE | SPECIALIZED INSTRUMENTATION FOR OPEN AND LAPAROSCOPIC SURGERIES
23799 | 4229680324300 | GOUGE, RHINOLOGY, KILLIAN, LENGTH 13 CM, TIP WIDTH 5MM, REUSABLE | SPECIALIZED INSTRUMENTATION FOR OPEN AND LAPAROSCOPIC SURGERIES
23800 | 4229310801200 | BLADE, STERNAL, FOR OMNI RETRACTOR (OR EQUIVALENT), SIZE, 7.6CM X 7.6CM, REUSABLE | SPECIALIZED INSTRUMENTATION FOR OPEN AND LAPAROSCOPIC SURGERIES
23801 | 4229313900500 | BLADE, DEAVER, SWIVEL, FOR OMNI RETRACTOR (OR EQUIVALENT), ASSORTED SIZES, REUSABLE | SPECIALIZED INSTRUMENTATION FOR OPEN AND LAPAROSCOPIC SURGERIES
23802 | 4229680094600 | CURETTE, HOUSE, EAR, DOUBLE ENDED 1.0 AND 1.2, STAINLESS STEEL, LENGTH 14 - 15 CM, REUSABLE | SPECIALIZED INSTRUMENTATION FOR OPEN AND LAPAROSCOPIC SURGERIES
23803 | 4229313900400 | BLADE, MALLEABLE SLOTTED, SWIVEL, FOR OMNI RETRACTOR (OR EQUIVALENT), WIDTH SIZE: 3.8 CM, ASSORTED LENGTHS, REUSABLE | SPECIALIZED INSTRUMENTATION FOR OPEN AND LAPAROSCOPIC SURGERIES
23804 | 4229680020200 | ELEMENT, FIXATION, NEUROSURGERY, UNIVERSAL, DIAMETER = 6.0MM, REUSABLE | SPECIALIZED INSTRUMENTATION FOR OPEN AND LAPAROSCOPIC SURGERIES
23805 | 4229680375200 | RETRACTOR, INTRAORAL, RIGHT, STAINLESS STEEL, LENGTH = 21.0CM, REUSABLE | SPECIALIZED INSTRUMENTATION FOR OPEN AND LAPAROSCOPIC SURGERIES
23806 | 4229313900100 | BLADE, SPLANCHNIC, SWIVEL, FOR OMNI RETRACTOR ,(OR EQUIVALENT) SIZE: 5CM X 11.4CM, REUSABLE | SPECIALIZED INSTRUMENTATION FOR OPEN AND LAPAROSCOPIC SURGERIES
23807 | 4229680390200 | HOOKLET, SHARP/1 PRONG, STAINLESS STEEL, LENGTH 21 - 22 CM, REUSABLE | SPECIALIZED INSTRUMENTATION FOR OPEN AND LAPAROSCOPIC SURGERIES
23808 | 4229680094300 | CURETTE, BUCK, EAR, CURVED/SHARP, SIZE: NO.000, STAINLESS STEEL, REUSABLE | SPECIALIZED INSTRUMENTATION FOR OPEN AND LAPAROSCOPIC SURGERIES
23809 | 4229680144100 | BLADE, FOR KIRSCHNER/DENNIS-BROWN, SIZE 98 MM X 50 MM, REUSABLE | SPECIALIZED INSTRUMENTATION FOR OPEN AND LAPAROSCOPIC SURGERIES
23810 | 4229161429900 | SCISSORS, POTTS- DEMARTEL, LENGTH 18.0 - 19.0 CM, 60 DEGREE, REUSABLE | SPECIALIZED INSTRUMENTATION FOR OPEN AND LAPAROSCOPIC SURGERIES
23811 | 4229680037300 | SCISSORS, VASCULAR, DEBAKEY ANGLED 25 DEGREE, STAINLESS STEEL, LENGTH = 19.0CM, REUSABLE | SPECIALIZED INSTRUMENTATION FOR OPEN AND LAPAROSCOPIC SURGERIES
23812 | 4228190702700 | MAT FOR INSTRUMENT PROTECTION FULL SIZE SIZE 52 CM X 24 CM SILICONE REUSABLE | SPECIALIZED INSTRUMENTATION FOR OPEN AND LAPAROSCOPIC SURGERIES
23813 | 4229680091600 | RONGEUR, BONE, GOUGING OUT, LUER/STRAIGHT/CURVED, STAINLESS STEEL, LENGTH 14 - 15 CM, REUSABLE | SPECIALIZED INSTRUMENTATION FOR OPEN AND LAPAROSCOPIC SURGERIES
23814 | 4229680093000 | SCISSORS, DISSECTING, METZENBAUM FINE/CURVED, STAINLESS STEEL, LENGTH = 11.0 - 12.0 CM, REUSABLE | SPECIALIZED INSTRUMENTATION FOR OPEN AND LAPAROSCOPIC SURGERIES
23815 | 4229680081400 | CURETTE, DERMAL, EXCAVATOR, MARTINI/MILTEX/DOUBLE-ENDED/ROUND CUPS, STAINLESS STEEL, TIP SIZES: 2.5 - 3.0 MM, LENGTH 13 - 14 CM, REUSABLE | SPECIALIZED INSTRUMENTATION FOR OPEN AND LAPAROSCOPIC SURGERIES
23816 | 4229680419000 | SPREADER, OPHTHALMIC, SHARP/2X3TEETH, LENGTH = 5.0CM, REUSABLE | SPECIALIZED INSTRUMENTATION FOR OPEN AND LAPAROSCOPIC SURGERIES
23817 | 4229680080500 | SCISSORS, OPERATING, DEAVER/SHARP-SHARP TIPS/STRAIGHT, STAINLESS STEEL, LENGTH = 14.0 - 15.0 CM, REUSABLE | SPECIALIZED INSTRUMENTATION FOR OPEN AND LAPAROSCOPIC SURGERIES
23818 | 4229161212500 | RONGEUR, CONCHOTOME FOR DECALCIFICATION, 30 CM, 3MM, 30 DEGREE UPWARDS VALVE GATE (OR EQUIVALENT) REUSABLE | SPECIALIZED INSTRUMENTATION FOR OPEN AND LAPAROSCOPIC SURGERIES
23819 | 4229161212600 | RONGEUR, CONCHOTOME FOR DECALCIFICATION 30 CM 3MM VALVE GATE (OR EQUIVALENT) REUSABLE | SPECIALIZED INSTRUMENTATION FOR OPEN AND LAPAROSCOPIC SURGERIES
23820 | 4229310721300 | BLADE, SPLANCHNIC, SWIVEL, FOR OMNI RETRACTOR ,(OR EQUIVALENT) WIDTH SIZE: 3.8 CM , ASSORTED LENGTHS, REUSABLE | SPECIALIZED INSTRUMENTATION FOR OPEN AND LAPAROSCOPIC SURGERIES
23821 | 4229680133300 | CONTAINER, STERILIZATION INSTRUMENT, WITH LID, SIZE 60 CM X 30 CM X 16 CM OR EQUIVALENT, STAINLESS STEEL, REUSABLE | SPECIALIZED INSTRUMENTATION FOR OPEN AND LAPAROSCOPIC SURGERIES
23822 | 4229161213600 | RONGEUR, MINIMALLY INVASIVE, 30 DEGREE UP, LENGTH 30 CM, JAWS : 3 - 5 MM, WORKING LENGTH 23 CM, REUSABLE | SPECIALIZED INSTRUMENTATION FOR OPEN AND LAPAROSCOPIC SURGERIES
23823 | 4229161213800 | RONGEUR, PROF. YAN DESIGN AORTIC VALVE MINIMALLY INVASIVE, LENGTH = 230MM, JAWS = 6X12MM, WORKING LENGTH = 150MM, REUSABLE | SPECIALIZED INSTRUMENTATION FOR OPEN AND LAPAROSCOPIC SURGERIES
23824 | 4229680133600 | SPECULUM RECTAL DILATION SIMS STAINLESS STEEL SIZE: 70.0MM X 15.0MM FENESTRATED REUSABLE | SPECIALIZED INSTRUMENTATION FOR OPEN AND LAPAROSCOPIC SURGERIES
23825 | 4229680046700 | FORCEPS, RING, STRAIGHT/PLATEAU, TITANIUM, LENGTH = 21.0CM, TIP SIZE: 2.0MM X 1.0MM, REUSABLE | SPECIALIZED INSTRUMENTATION FOR OPEN AND LAPAROSCOPIC SURGERIES
23826 | 4229313903700 | HOOK, MEDIUM FOR ADAMS MITRAL RETRACTOR, LENGTH = 250MM, WIDTH = 26MM, DIAMETER = 34MM, REUSABLE | SPECIALIZED INSTRUMENTATION FOR OPEN AND LAPAROSCOPIC SURGERIES
23827 | 4229180267300 | FORCEPS, GIRAFFE, THROUGH CUTTING, FRONTAL SINUS, ANGLE 70 DEGREE, VERTICAL, TIP SIZE 3 X 6 MM, REUSABLE | SPECIALIZED INSTRUMENTATION FOR OPEN AND LAPAROSCOPIC SURGERIES
23828 | 4214271301800 | RESECTOSCOPE SHEATH, 26 FR., OBLIQUE BEAK, WITH INNER INSULATION INCLUDING ALL RELATED ACCESSORIES, REUSABLE | SPECIALIZED INSTRUMENTATION FOR OPEN AND LAPAROSCOPIC SURGERIES
23829 | 4229180267700 | FORCEPS, MINIMALLY INVASIVE, GRASPING, EXTRA DELICATE, SERRATED W/ TRIANGULAR JAWS CURVED UPWARDS TO THE RIGHT, WORKING LENGTH 23.0 -25.0 CM, REUSABLE | SPECIALIZED INSTRUMENTATION FOR OPEN AND LAPAROSCOPIC SURGERIES
23830 | 4229180268200 | FORCEPS, SKIN, GRAEFE, WITH JAWS, 1X2 TEETH, LENGTH 7 - 8 CM, STAINLESS STEEL, REUSABLE | SPECIALIZED INSTRUMENTATION FOR OPEN AND LAPAROSCOPIC SURGERIES
23831 | 4229180268400 | CLAMP BULLDOG DEBAKEY CURVED JAW JAW LENGTH 50 - 55 MM TOTAL LENGTH 11 - 13 CM STAINLESS STEEL REUSABLE | SPECIALIZED INSTRUMENTATION FOR OPEN AND LAPAROSCOPIC SURGERIES
23832 | 4229680339600 | SCISSORS, MICRO, ZANINI/6.0MM LONG BLADES/STRAIGHT, STAINLESS STEEL, REUSABLE | SPECIALIZED INSTRUMENTATION FOR OPEN AND LAPAROSCOPIC SURGERIES
23833 | 4229680339700 | SPATULA, LASIK, ZIRM/CORNEAL PROTECTOR, REUSABLE | SPECIALIZED INSTRUMENTATION FOR OPEN AND LAPAROSCOPIC SURGERIES
23834 | 4229313903600 | RAIL SYSTEM, ADAMS MITRAL RETRACTOR MEDIAL WITH SCREW FOR CLIPSABLE TRANSVERSE RAIL, REUSABLE | SPECIALIZED INSTRUMENTATION FOR OPEN AND LAPAROSCOPIC SURGERIES
23835 | 4229313903500 | HOOK, LONG AND THIN, ADAMS MITRAL RETRACTOR, LENGTH = 270MM, WIDTH = 20MM, DIAMETER = 34MM, REUSABLE | SPECIALIZED INSTRUMENTATION FOR OPEN AND LAPAROSCOPIC SURGERIES
23836 | 4229680395900 | DEPRESSOR, TONGUE, DISTANCING, WIEDER, BLADE SIZE: 36.0MM, LENGTH = 14.0CM, REUSABLE | SPECIALIZED INSTRUMENTATION FOR OPEN AND LAPAROSCOPIC SURGERIES
23837 | 4229680435100 | CLAMP SURGICAL CUT IQ WITH INSTRUMENT CODING MMM SIZE: 18.0CM REUSABLE | SPECIALIZED INSTRUMENTATION FOR OPEN AND LAPAROSCOPIC SURGERIES
23838 | 4229310727800 | ANGLED SIDE ARM, FOR OMNI RETRACTOR (OR EQUIVALENT), REUSABLE | SPECIALIZED INSTRUMENTATION FOR OPEN AND LAPAROSCOPIC SURGERIES
23839 | 4229310727900 | BLADE HOLDER,SNAP CLAMP, FOR OMNI RETRACTOR (OR EQUIVALENT), ASSORTED SHAPES AND TYPES, REUSABLE | SPECIALIZED INSTRUMENTATION FOR OPEN AND LAPAROSCOPIC SURGERIES
23840 | 4229680338400 | FORCEPS, WALSER SUTURING, STRAIGHT, 0.5 MM WITH TYING PLATFORM TIP, REUSABLE | SPECIALIZED INSTRUMENTATION FOR OPEN AND LAPAROSCOPIC SURGERIES
23841 | 4229680437500 | FORCEPS, BIPOLAR, COAGULATION, NON-STICK/FLUSH/STRAIGHT, STAINLESS STEEL, COLORED, LENGTH 23 CM, INSULATED, TIP: 2 MM, REUSABLE | SPECIALIZED INSTRUMENTATION FOR OPEN AND LAPAROSCOPIC SURGERIES
23842 | 4229313903800 | ATTACHMENT, FOR ADAMS MITRAL RETRACTOR NON-DETACHABLE BRACKET FOR WIRE BLADE AND ROD WITH A 5MM DIAMETER, REUSABLE | SPECIALIZED INSTRUMENTATION FOR OPEN AND LAPAROSCOPIC SURGERIES
23843 | 4229680132300 | CONTAINER, STERILIZATION INSTRUMENT, WITH LID, SIZE 30 CM X 30 CM X 9 CM OR EQUIVALENT, STAINLESS STEEL, REUSABLE | SPECIALIZED INSTRUMENTATION FOR OPEN AND LAPAROSCOPIC SURGERIES
23844 | 4229680051600 | CANNULA, VESSEL, IRRIGATION, DIAMETER = 1.5MM, LENGTH = 6.0CM, REUSABLE | SPECIALIZED INSTRUMENTATION FOR OPEN AND LAPAROSCOPIC SURGERIES
23845 | 4229310725300 | RETRACTOR, GELI, FEMUR FOR ADULT 14.0 - 16.0 CM REUSABLE | SPECIALIZED INSTRUMENTATION FOR OPEN AND LAPAROSCOPIC SURGERIES
23846 | 4229680051800 | CANNULA, VESSEL, IRRIGATION, DIAMETER = 2.5MM, LENGTH = 6.0CM, REUSABLE | SPECIALIZED INSTRUMENTATION FOR OPEN AND LAPAROSCOPIC SURGERIES
23847 | 4229680019100 | FORCEPS, TAYLOR, STRAIGHT, STAINLESS STEEL, LENGTH 17 - 18 CM, REUSABLE | SPECIALIZED INSTRUMENTATION FOR OPEN AND LAPAROSCOPIC SURGERIES
23848 | 4229313904600 | OBADIA MITRAL 3D RETRACTOR SHORT USE FLEXIBLE BLADE FOR OBADIA RETRACTOR (OR EQUIVALENT), REUSABLE | SPECIALIZED INSTRUMENTATION FOR OPEN AND LAPAROSCOPIC SURGERIES
23849 | 4229310725900 | RETRACTOR, RICHARDSON/KELLY, STAINLESS STEEL, TIP SIZE 50 X 38 MM, LENGTH 25 - 26 CM, REUSABLE | SPECIALIZED INSTRUMENTATION FOR OPEN AND LAPAROSCOPIC SURGERIES
23850 | 4229680130300 | BONE FILE, SMOOTH OUT ACROMIAL RESECTION, BAYONET SHAPE, DIAMETER = 13.0MM, LENGTH = 25.0CM, REUSABLE | SPECIALIZED INSTRUMENTATION FOR OPEN AND LAPAROSCOPIC SURGERIES
23851 | 4229680338100 | CANNULA, VISCOELASTIC, 22 GAUGE, REUSABLE | SPECIALIZED INSTRUMENTATION FOR OPEN AND LAPAROSCOPIC SURGERIES
23852 | 4229680049700 | EXTRACTOR/DISSECTOR, PHLEBO, VARADY, DOUBLE END, LENGTH 20 - 21 CM, REUSABLE | SPECIALIZED INSTRUMENTATION FOR OPEN AND LAPAROSCOPIC SURGERIES
23853 | 4229680019200 | DISSECTOR, DURA/PENFIELD, STAINLESS STEEL, SIZE: 5, LENGTH 18 - 19 CM, REUSABLE | SPECIALIZED INSTRUMENTATION FOR OPEN AND LAPAROSCOPIC SURGERIES
23854 | 4229680049400 | FIXATOR CLAMP/TABLE POST, FOR NATHANSON LIVER RETRACTOR, UNIVERSAL, REUSABLE | SPECIALIZED INSTRUMENTATION FOR OPEN AND LAPAROSCOPIC SURGERIES
23855 | 4229680440500 | FORCEPS, RING, STRAIGHT, TITANIUM, LENGTH 21 CM, DIAMETER 1 MM X 0.5MM, REUSABLE | SPECIALIZED INSTRUMENTATION FOR OPEN AND LAPAROSCOPIC SURGERIES
23856 | 4229680048800 | TRAY, STERILIZATION INSTRUMENT, WITH LID, SIZE: 24 CM X 25 CM X 4 CM, STAINLESS STEEL, REUSABLE | SPECIALIZED INSTRUMENTATION FOR OPEN AND LAPAROSCOPIC SURGERIES
23857 | 4229680048700 | TRAY, STERILIZATION INSTRUMENT, WITH LID, SIZE: 24 CM X 25 CM X 2 CM, STAINLESS STEEL, REUSABLE | SPECIALIZED INSTRUMENTATION FOR OPEN AND LAPAROSCOPIC SURGERIES
23858 | 4229313904300 | RETRACTOR/RIB SPREADER, FINOCHIETTO, STAINLESS STEEL, SIZE: 38.0MM X 45.0MM X 142.0MM, REUSABLE | SPECIALIZED INSTRUMENTATION FOR OPEN AND LAPAROSCOPIC SURGERIES
23859 | 4229680052000 | CANNULA, VESSEL, IRRIGATION, DIAMETER = 4.0MM, LENGTH = 6.0CM, REUSABLE | SPECIALIZED INSTRUMENTATION FOR OPEN AND LAPAROSCOPIC SURGERIES
23860 | 4229270103300 | DISSECTOR, MICRO, BAYONET, DIAMETER 2 MM, TOTAL LENGTH 24 - 25 CM, ANGLE DOWN, REUSABLE | SPECIALIZED INSTRUMENTATION FOR OPEN AND LAPAROSCOPIC SURGERIES
23861 | 4229680048300 | DEPRESSOR, TONGUE, DISTANCING, WIEDER, BLADE SIZE: 43.0MM, LENGTH = 15.0CM, REUSABLE | SPECIALIZED INSTRUMENTATION FOR OPEN AND LAPAROSCOPIC SURGERIES
23862 | 4229490609200 | LAPAROSCOPIC, SCISSORS, ROTATING, DISMANTLING, INSULATED, WITH CONNECTOR PIN FOR UNIPOLAR COAGULATION, WITH LUER- LOCK IRRIGATION CONNECTOR FOR CLEANING, DOUBLE ACTION JAWS, SERRATED, CURVED, CONICAL, SIZE 3MM, LENGTH 20 CM, REUSABLE | SPECIALIZED INSTRUMENTATION FOR OPEN AND LAPAROSCOPIC SURGERIES
23863 | 4229680438400 | SCISSORS, DISSECTING, SUPERCUT/METZENBAUM/CURVED, STAINLESS STEEL, LENGTH = 18.0CM, REUSABLE | SPECIALIZED INSTRUMENTATION FOR OPEN AND LAPAROSCOPIC SURGERIES
23864 | 4229680438300 | SCISSORS, DISSECTING, SUPERCUT/METZENBAUM/FINE/CURVED, TUNGSTEN CARBIDE, LENGTH = 23.0CM, REUSABLE | SPECIALIZED INSTRUMENTATION FOR OPEN AND LAPAROSCOPIC SURGERIES
23865 | 4229680047600 | FORCEPS TISSUE ALLIS STAINLESS STEEL LENGTH=16.0CM TEETH: 11X11 REUSABLE | SPECIALIZED INSTRUMENTATION FOR OPEN AND LAPAROSCOPIC SURGERIES
23866 | 4229680130900 | BOWL, METAL, DIAMETER = 165.0 - 169.0 MM, HEIGHT:40.0 - 45.0MM, CAPACITY: 0.02L, REUSABLE | SPECIALIZED INSTRUMENTATION FOR OPEN AND LAPAROSCOPIC SURGERIES
23867 | 4229310728000 | WITH KNOB FOR OMNI RETRACTOR, (OR EQUIVALENT), REUSABLE | SPECIALIZED INSTRUMENTATION FOR OPEN AND LAPAROSCOPIC SURGERIES
23868 | 4229680434400 | BLADE MARSEAL IQ SYSTEM CONDITION: STERILE REUSABLE | SPECIALIZED INSTRUMENTATION FOR OPEN AND LAPAROSCOPIC SURGERIES
23869 | 4229310728100 | DOUBLE CLAMP POST, FOR OMNI RETRACTOR (OR EQUIVALENT) REUSABLE | SPECIALIZED INSTRUMENTATION FOR OPEN AND LAPAROSCOPIC SURGERIES
23870 | 4229310728300 | CROSS BAR, HINGED, FOR OMNI RETRACTOR (OR EQUIVALENT), REUSABLE | SPECIALIZED INSTRUMENTATION FOR OPEN AND LAPAROSCOPIC SURGERIES
23871 | 4229490608900 | LAPAROSCOPIC, MICRO HOOK SCISSORS, ROTATING, DISMANTLING, INSULATED, WITH CONNECTOR PIN FOR UNIPOLAR COAGULATION, WITH LUER-LOCK IRRIGATION CONNECTOR FOR CLEANING, SINGLE ACTION JAWS, SIZE 3MM, LENGTH 20 CM, REUSABLE | SPECIALIZED INSTRUMENTATION FOR OPEN AND LAPAROSCOPIC SURGERIES
23872 | 4229180264400 | FORCEPS, CLAMP, HEANEY/STRAIGHT, STAINLESS STEEL, LENGTH = 19.0 - 21.0 CM, TEETH: 2, HYSTERECTOMY, REUSABLE | SPECIALIZED INSTRUMENTATION FOR OPEN AND LAPAROSCOPIC SURGERIES
23873 | 4229313902800 | BLADE, MALLEABLE, SWIVEL, MARSHALL BLADDER, FOR OMNI RETRACTOR (OR EQUIVALENT), SIZE: 7.6CM X 15.2CM, REUSABLE | SPECIALIZED INSTRUMENTATION FOR OPEN AND LAPAROSCOPIC SURGERIES
23874 | 4229290314600 | NEEDLE HOLDER, DISMANTLING, ERGONOMIC PISTOL HANDLE W/ DISENGAGEABLE RATCHET, RATCHET RELEASE ON RIGHT SIDE, STRAIGHT JAWS, 5 MM, LENGTH 33 CM, REUSABLE | SPECIALIZED INSTRUMENTATION FOR OPEN AND LAPAROSCOPIC SURGERIES
23875 | 4229680041800 | SCISSORS, DISSECTING, METZENBAUM/CURVED, TUNGSTEN CARBIDE, LENGTH = 14.0 - 15.0 CM, REUSABLE | SPECIALIZED INSTRUMENTATION FOR OPEN AND LAPAROSCOPIC SURGERIES
23876 | 4229180264300 | FORCEPS, CLAMP, HEANEY/STRAIGHT, STAINLESS STEEL, LENGTH = 19.0 - 21.0 CM, TEETH: 1, HYSTERECTOMY, REUSABLE | SPECIALIZED INSTRUMENTATION FOR OPEN AND LAPAROSCOPIC SURGERIES
23877 | 4229313902700 | BLADE, HARRINGTON SWEETHEART, SWIVEL, FOR OMNI RETRACTOR, (OR EQUIVALENT) SIZE: 6.4CM X 17.8CM, REUSABLE | SPECIALIZED INSTRUMENTATION FOR OPEN AND LAPAROSCOPIC SURGERIES
23878 | 4229680148300 | RETRACTOR, PELVIS, TIP SIZE: 180 MM X 60 MM, STAINLESS STEEL, LENGTH 28 - 33 CM, REUSABLE | SPECIALIZED INSTRUMENTATION FOR OPEN AND LAPAROSCOPIC SURGERIES
23879 | 4229680136500 | SCISSORS, DISSECTING, METZENBAUM CURVED, STAINLESS STEEL, LENGTH = 26.0CM, REUSABLE | SPECIALIZED INSTRUMENTATION FOR OPEN AND LAPAROSCOPIC SURGERIES
23880 | 4229680072500 | BOWL, PLASTER, SOFT RUBBER, SIZE: STANDARD, REUSABLE | SPECIALIZED INSTRUMENTATION FOR OPEN AND LAPAROSCOPIC SURGERIES
23881 | 4229313901800 | BLADE, MALLEABLE SLOTTED, SWIVEL, FOR OMNI RETRACTOR (OR EQUIVALENT), WIDTH SIZE: 7.6 CM, ASSORTED LENGTHS, REUSABLE | SPECIALIZED INSTRUMENTATION FOR OPEN AND LAPAROSCOPIC SURGERIES
23882 | 4229680073300 | HANDLE, SCALPEL, NO.3, LENGTH = 16.0CM, REUSABLE | SPECIALIZED INSTRUMENTATION FOR OPEN AND LAPAROSCOPIC SURGERIES
23883 | 4229313901700 | BLADE, MALLEABLE SLOTTED, SWIVEL, FOR OMNI RETRACTOR (OR EQUIVALENT), WIDTH SIZE: 5 CM, ASSORTED LENGTHS, REUSABLE | SPECIALIZED INSTRUMENTATION FOR OPEN AND LAPAROSCOPIC SURGERIES
23884 | 4229680324400 | RETRACTOR,WOUND, SENN/DOUBLE ENDED/THREE SHARP PRONGS ON ONE END, STAINLESS STEEL, LENGTH 16 - 17 CM, REUSABLE | SPECIALIZED INSTRUMENTATION FOR OPEN AND LAPAROSCOPIC SURGERIES
23885 | 4229680051700 | CANNULA, VESSEL, IRRIGATION, DIAMETER = 2.0MM, LENGTH = 6.0CM, REUSABLE | SPECIALIZED INSTRUMENTATION FOR OPEN AND LAPAROSCOPIC SURGERIES
23886 | 4229680251900 | BONE FILE, SMOOTH OUT ACROMIAL RESECTION, JOSEPH/FINE, LENGTH = 16.0CM, REUSABLE | SPECIALIZED INSTRUMENTATION FOR OPEN AND LAPAROSCOPIC SURGERIES
23887 | 4229310716600 | VALVE, SILICONE LEAFLET, SIZE 6 MM, (OR EQUIVALENT), REUSABLE | SPECIALIZED INSTRUMENTATION FOR OPEN AND LAPAROSCOPIC SURGERIES
23888 | 4229680418900 | FORCEPS, TOWEL, GRACILE/SHARP, STAINLESS STEEL, LENGTH 13 - 15 CM, REUSABLE | SPECIALIZED INSTRUMENTATION FOR OPEN AND LAPAROSCOPIC SURGERIES
23889 | 4229680418800 | FORCEPS, TOWEL, GRACILE/SHARP, STAINLESS STEEL, LENGTH 11 - 12 CM, REUSABLE | SPECIALIZED INSTRUMENTATION FOR OPEN AND LAPAROSCOPIC SURGERIES
23890 | 4229680079600 | FORCEPS, CLAMP, CHALAZION, OVAL SHAPE SMALL, TIP SIZE: 11 MM X 17 MM, STAINLESS STEEL, REUSABLE | SPECIALIZED INSTRUMENTATION FOR OPEN AND LAPAROSCOPIC SURGERIES
23891 | 4229680080300 | SCISSORS, OPERATING, DEAVER/SHARP-SHARP/CURVED, STAINLESS STEEL, LENGTH = 14.0 - 15.0 CM, REUSABLE | SPECIALIZED INSTRUMENTATION FOR OPEN AND LAPAROSCOPIC SURGERIES
23892 | 4229680080400 | SCISSORS, OPERATING, DEAVER/BLUNT-BLUNT/CURVED, STAINLESS STEEL, LENGTH = 14.0 - 15.0 CM, REUSABLE | SPECIALIZED INSTRUMENTATION FOR OPEN AND LAPAROSCOPIC SURGERIES
23893 | 4229680155700 | SPREADER, RETRACTOR, ADSON/BLUNT, STAINLESS STEEL, LENGTH = 33.0CM, TEETH: 4X4, REUSABLE | SPECIALIZED INSTRUMENTATION FOR OPEN AND LAPAROSCOPIC SURGERIES
23894 | 4229680422000 | FORCEPS, CLAMP, DUVAL LUNG/STRAIGHT/TRIANGULAR/SERRATED, STAINLESS STEEL, LENGTH 20 - 21 CM, REUSABLE | SPECIALIZED INSTRUMENTATION FOR OPEN AND LAPAROSCOPIC SURGERIES
23895 | 4229680080600 | SCISSORS, OPERATING, DEAVER/BLUNT-BLUNT/STRAIGHT, STAINLESS STEEL, LENGTH = 14.0 - 15.0 CM, REUSABLE | SPECIALIZED INSTRUMENTATION FOR OPEN AND LAPAROSCOPIC SURGERIES
23896 | 4229680020000 | HOLDER, INSTRUMENT FIXATION, FOR STERILIZATION BASKET, 6 FOLD, DIAMETER 6 - 8 MM, SILICONE, REUSABLE | SPECIALIZED INSTRUMENTATION FOR OPEN AND LAPAROSCOPIC SURGERIES
23897 | 4229680041900 | SCISSORS, DISSECTING, DEBAKEY, TUNGSTEN CARBIDE, LENGTH = 17.5CM, REUSABLE | SPECIALIZED INSTRUMENTATION FOR OPEN AND LAPAROSCOPIC SURGERIES
23898 | 4229680433400 | FORCEPS, CLAMP, VASCULAR, ATRAUMATIC/DEBAKEY/CURVED, STAINLESS STEEL, LENGTH 20 CM, REUSABLE | SPECIALIZED INSTRUMENTATION FOR OPEN AND LAPAROSCOPIC SURGERIES
23899 | 4229310728400 | EXTENSION ARM, HINGED, FOR OMNI RETRACTOR (OR EQUIVALENT), REUSABLE | SPECIALIZED INSTRUMENTATION FOR OPEN AND LAPAROSCOPIC SURGERIES
23900 | 4229310728500 | BLADE, KELLY, SWIVEL FOR OMNI RETRACTOR, (OR EQUIVALENT), ASSORTED SIZES, REUSABLE | SPECIALIZED INSTRUMENTATION FOR OPEN AND LAPAROSCOPIC SURGERIES
23901 | 4229310728600 | CROSS BAR, STANDARD, FOR OMNI RETRACTOR (OR EQUIVALENT), REUSABLE | SPECIALIZED INSTRUMENTATION FOR OPEN AND LAPAROSCOPIC SURGERIES
23902 | 4229310728700 | SUPPORT ARM, FOR OMNI RETRACTOR (OR EQUIVALENT), REUSABLE | SPECIALIZED INSTRUMENTATION FOR OPEN AND LAPAROSCOPIC SURGERIES
23903 | 4229310728800 | BLADE, MALLEABLE SLOTTED, SWIVEL, FOR OMNI RETRACTOR (OR EQUIVALENT), WIDTH SIZE: 2.5 CM, ASSORTED LENGTHS, REUSABLE | SPECIALIZED INSTRUMENTATION FOR OPEN AND LAPAROSCOPIC SURGERIES
23904 | 4229680432300 | PLIER, WITH WIRE HOLDING, LENGTH 17 CM, REUSABLE | SPECIALIZED INSTRUMENTATION FOR OPEN AND LAPAROSCOPIC SURGERIES
23905 | 4229310729000 | BLADE, MAYO, SWIVEL, FOR OMNI RETRACTOR, (OR EQUIVALENT), WIDTH SIZE: 5 CM , ASSORTED LENGTHS, REUSABLE | SPECIALIZED INSTRUMENTATION FOR OPEN AND LAPAROSCOPIC SURGERIES
23906 | 4229310729100 | BLADE, MAYO, SWIVEL, FOR OMNI RETRACTOR (OR EQUIVALENT), SIZE: 8.9 X 7 CM , REUSABLE | SPECIALIZED INSTRUMENTATION FOR OPEN AND LAPAROSCOPIC SURGERIES
23907 | 4229680429400 | FORCEPS, CLAMP, VASCULAR, SATINSKY/LARGE, STRAIGHT, STAINLESS STEEL, LENGTH 24.0 - 26.0 CM, REUSABLE | SPECIALIZED INSTRUMENTATION FOR OPEN AND LAPAROSCOPIC SURGERIES
23908 | 4229310729200 | FRAME ARM, FOR OMNI RETRACTOR (OR EQUIVALENT), SMALL, PAIR, REUSABLE | SPECIALIZED INSTRUMENTATION FOR OPEN AND LAPAROSCOPIC SURGERIES
23909 | 4229680065400 | SCISSORS, OPERATING, GUM/S-SHAPE, STAINLESS STEEL, LENGTH = 11.0 - 12.0 CM, REUSABLE | SPECIALIZED INSTRUMENTATION FOR OPEN AND LAPAROSCOPIC SURGERIES
23910 | 4229310729300 | FRAME ARM, FOR OMNI RETRACTOR (OR EQUIVALENT), STANDARD, PAIR, REUSABLE | SPECIALIZED INSTRUMENTATION FOR OPEN AND LAPAROSCOPIC SURGERIES
23911 | 4229313903100 | BLADE, STERNAL, 97X30MM FOR ADAMS RETRACTOR RACK DOWN CONFIGURATION, REUSABLE | SPECIALIZED INSTRUMENTATION FOR OPEN AND LAPAROSCOPIC SURGERIES
23912 | 4229680068500 | FRAME, LABEL FOR CONTAINERS, COLOR WHITE, REUSABLE | SPECIALIZED INSTRUMENTATION FOR OPEN AND LAPAROSCOPIC SURGERIES
23913 | 4229313903000 | ADAMS MITRAL RETRACTOR, A : 97MM - B : 50MM STERNAL BLADES FOR ADAMS RETRACTOR RACK DOWN CONFIGURATION FOR CONVENTIONAL STERNOTOMY, REUSABLE | SPECIALIZED INSTRUMENTATION FOR OPEN AND LAPAROSCOPIC SURGERIES
23914 | 4229680019900 | HOLDER, INSTRUMENT FIXATION, FOR STERILIZATION BASKET, 6 FOLD, DIAMETER 4 - 6 MM, SILICONE, REUSABLE | SPECIALIZED INSTRUMENTATION FOR OPEN AND LAPAROSCOPIC SURGERIES
23915 | 4229313902900 | ADAMS MITRAL RETRACTOR, A : 97MM - B : 40MM STERNAL BLADES FOR ADAMS RETRACTOR RACK DOWN CONFIGURATION FOR CONVENTIONAL STERNOTOMY, REUSABLE | SPECIALIZED INSTRUMENTATION FOR OPEN AND LAPAROSCOPIC SURGERIES
23916 | 4229490823500 | FORCEPS, ENDOSCOPY, PEREZ CASTRO, LONG JAWS FOR STEINSTRAßE, RIGID, DOUBLE ACTION JAWS, 4 FR, LENGTH 60 CM, REUSABLE | SPECIALIZED INSTRUMENTATION FOR OPEN AND LAPAROSCOPIC SURGERIES
23917 | 4229680321600 | CANNULA IRRIGATION BONN MODEL/DELICATE/FLATTENED/ANGLED TIP TIP LENGTH = 10.0MM SHAFT LENGTH = 22.0MM REUSABLE | SPECIALIZED INSTRUMENTATION FOR OPEN AND LAPAROSCOPIC SURGERIES
23918 | 4229161326200 | PUNCH, CORNEAL, THOMAS NEUHANN/KERATOPLASTY DEVICE, REUSABLE | SPECIALIZED INSTRUMENTATION FOR OPEN AND LAPAROSCOPIC SURGERIES
23919 | 4229161327900 | BLADE, CORNEAL,THOMAS NEUHANN/KERATOPLASTY TREPHINE PUNCH, ASSORTED SIZES 7.0 - 9.9 MM, REUSABLE | SPECIALIZED INSTRUMENTATION FOR OPEN AND LAPAROSCOPIC SURGERIES
23920 | 4229680394000 | SPREADER, RETRACTOR, ADSON/BLUNT, STAINLESS STEEL, LENGTH = 14.0CM, TEETH: 3X3, REUSABLE | SPECIALIZED INSTRUMENTATION FOR OPEN AND LAPAROSCOPIC SURGERIES
23921 | 4229680422200 | FORCEPS, TISSUE, FERRIS SMITH, STAINLESS STEEL, 1X2, LENGTH 14 - 16 CM, REUSABLE | SPECIALIZED INSTRUMENTATION FOR OPEN AND LAPAROSCOPIC SURGERIES
23922 | 4229680166000 | CLAMP IQ CABLE 4M STAINLESS STEEL LENGTH = 28.0CM REUSABLE | SPECIALIZED INSTRUMENTATION FOR OPEN AND LAPAROSCOPIC SURGERIES
23923 | 4229680268100 | JAR, STORAGE, METAL, HEIGHT: 100.0MM, DIAMETER = 50.0MM, REUSABLE | SPECIALIZED INSTRUMENTATION FOR OPEN AND LAPAROSCOPIC SURGERIES
23924 | 4229680304200 | PROBE, ANEL LACRIMAL, LARGE 1.0MM DIAMETER, REUSABLE | SPECIALIZED INSTRUMENTATION FOR OPEN AND LAPAROSCOPIC SURGERIES
23925 | 4229680304600 | CLAMP, MUSCLE, ANTERIOR PELVIC TILT, STAINLESS STEEL, REUSABLE | SPECIALIZED INSTRUMENTATION FOR OPEN AND LAPAROSCOPIC SURGERIES
23926 | 4229680304400 | PROBE,ANEL LACRIMAL, SMALL 0.6MM DIAMETER, REUSABLE | SPECIALIZED INSTRUMENTATION FOR OPEN AND LAPAROSCOPIC SURGERIES
23927 | 4229680304300 | PROBE, ANEL LACRIMAL, MEDIUM 0.8MM DIAMETER, REUSABLE | SPECIALIZED INSTRUMENTATION FOR OPEN AND LAPAROSCOPIC SURGERIES
23928 | 4229680304000 | TRISECTOR, ALFONSO, NUCLEUS, 1.5MM WIDE, REUSABLE | SPECIALIZED INSTRUMENTATION FOR OPEN AND LAPAROSCOPIC SURGERIES
23929 | 4229350107400 | SUCTION TUBE, MINIMALLY INVASIVE, LENGTH 33 CM, CURVED, REUSABLE | SPECIALIZED INSTRUMENTATION FOR OPEN AND LAPAROSCOPIC SURGERIES
23930 | 4228151300900 | TRAY, FINISH SHINY, PERFORATED BOTTOM, SIZE 31 CM X 25 CM X 4 CM OR EQUIVALENT, STAINLESS STEEL, REUSABLE | SPECIALIZED INSTRUMENTATION FOR OPEN AND LAPAROSCOPIC SURGERIES
23931 | 4228151300800 | TRAY, FINISH SHINY, PERFORATED BOTTOM, SIZE 24 CM X 16 CM X 4 CM, STAINLESS STEEL, REUSABLE | SPECIALIZED INSTRUMENTATION FOR OPEN AND LAPAROSCOPIC SURGERIES
23932 | 4229180250500 | OPTICAL FORCEPS, FOR PEANUTS AND SOFT, FOREIGN BODIES WITH SPRING-ACTION HANDLE, REUSABLE | SPECIALIZED INSTRUMENTATION FOR OPEN AND LAPAROSCOPIC SURGERIES
23933 | 4228151300600 | TRAY, FOR CSSD WASHERS, PERFORATED BOTTOM, WITH SOLID STAINLESS STEEL SIDES, SIZE 41 CM X 25 CM X 4 CM OR EQUIVALENT, REUSABLE | SPECIALIZED INSTRUMENTATION FOR OPEN AND LAPAROSCOPIC SURGERIES
23934 | 4228151300300 | TRAY, FOR CSSD WASHERS, PERFORATED BOTTOM, WITH SOLID STAINLESS STEEL SIDES, SIZE 41 CM X 25 CM X 8 CM OR EQUIVALENT, REUSABLE | SPECIALIZED INSTRUMENTATION FOR OPEN AND LAPAROSCOPIC SURGERIES
23935 | 4229680408400 | DISSECTOR, BREAST/HOOK, STAINLESS STEEL, LENGTH 36 CM, REUSABLE | SPECIALIZED INSTRUMENTATION FOR OPEN AND LAPAROSCOPIC SURGERIES
23936 | 4229180250400 | OPTICAL FORCEPS ,LARGE JAWS BLUNT, SERRATED FOR REMOVING LARGE FOREIGN BODIES, REUSABLE | SPECIALIZED INSTRUMENTATION FOR OPEN AND LAPAROSCOPIC SURGERIES
23937 | 4228150916000 | STERILIZATION TRAY WITH LID, FOR OMNI RETRACTOR (OR EQUIVALENT), REUSABLE | SPECIALIZED INSTRUMENTATION FOR OPEN AND LAPAROSCOPIC SURGERIES
23938 | 4229680300100 | DEPRESSOR, TONGUE, DISTANCING, TOBOLD, LENGTH 16 - 17 CM, REUSABLE | SPECIALIZED INSTRUMENTATION FOR OPEN AND LAPAROSCOPIC SURGERIES
23939 | 4220180902900 | PISTOL INJECTOR, 0.56 CC PER CLICK, OVERALL LENGTH 157MM, INCLUDES 19 GAUGE NEEDLE, CONNECTOR, WRENCH, REUSABLE | SPECIALIZED INSTRUMENTATION FOR OPEN AND LAPAROSCOPIC SURGERIES
23940 | 4229680408200 | DISSECTOR, BREAST/BAYONET, STAINLESS STEEL, LENGTH 34 CM, REUSABLE | SPECIALIZED INSTRUMENTATION FOR OPEN AND LAPAROSCOPIC SURGERIES
23941 | 4228150915100 | TRAY, PERFORATED, WITH ARTICULATED LID, FOR YAN RETRACTOR, 400 X 250 X 70 MM, WITH ACCESSORIES, REUSABLE | SPECIALIZED INSTRUMENTATION FOR OPEN AND LAPAROSCOPIC SURGERIES
23942 | 4229680295000 | SCISSORS, DISSECTING, RAGNELL/CURVED, TUNGSTEN CARBIDE, LENGTH = 12.5CM, REUSABLE | SPECIALIZED INSTRUMENTATION FOR OPEN AND LAPAROSCOPIC SURGERIES
23943 | 4229180250200 | CLAMP, THORACOSCOPIC, DUVAL (10 MM) RING HANDLE CURVED LEFT 1 CM WIDTH TRIANGULAR RING JAWS WITH RATCHET (23.0 - 24.0) CM WORKING LENGTH 34 CM (OR EQUIVALENT) REUSABLE | SPECIALIZED INSTRUMENTATION FOR OPEN AND LAPAROSCOPIC SURGERIES
23944 | 4229492901100 | LAPAROSCOPIC, LIVER RETRACTOR 10MM, GOLDEN FINGER, 36CM, REUSABLE | SPECIALIZED INSTRUMENTATION FOR OPEN AND LAPAROSCOPIC SURGERIES
23945 | 4229180250300 | OPTICAL FORCEPS, LARGE JAWS SHARP, FOR REMOVING LARGE FRAGMENTS OF TISSUES, REUSABLE | SPECIALIZED INSTRUMENTATION FOR OPEN AND LAPAROSCOPIC SURGERIES
23946 | 4228150906200 | CONTAINER, PLASTIC FOR STERILIZATION, PERFORATED, WITH LID, ESPECIALLY SUITED FOR HYDROGEN PEROXIDE, SIZE 45 CM X 9 CM X 4 CM OR EQUIVALENT, USE WITH TWO RIGID ENDOSCOPES, REUSABLE | SPECIALIZED INSTRUMENTATION FOR OPEN AND LAPAROSCOPIC SURGERIES
23947 | 4229680298900 | FORCEPS TEMPOROMANDIBULAR JOINT-DISC/DOLWICK LENGTH 12.5 CM STAINLESS STEEL REUSABLE | SPECIALIZED INSTRUMENTATION FOR OPEN AND LAPAROSCOPIC SURGERIES
23948 | 4229680103000 | KNIFE, KLEINSASSER LARYNGEAL, STRAIGHT CUTTING, STAINLESS STEEL, LENGTH 24 - 25 CM, REUSABLE | SPECIALIZED INSTRUMENTATION FOR OPEN AND LAPAROSCOPIC SURGERIES
23949 | 4229680330700 | CLAMP, TRABECULECTOMY, PROSDOCIMO, STAINLESS STEEL, REUSABLE | SPECIALIZED INSTRUMENTATION FOR OPEN AND LAPAROSCOPIC SURGERIES
23950 | 4229680299200 | FORCEPS, TEMPOROMANDIBULAR JOINT, DOLWICK/SMALL, STAINLESS STEEL, LENGTH 16 - 17 CM, REUSABLE | SPECIALIZED INSTRUMENTATION FOR OPEN AND LAPAROSCOPIC SURGERIES
23951 | 4229680407700 | BOARD, BLOCK, CUTTING, SIZE 5.0 - 5.5 CM X 8.5 - 9.0 CM X 1.0 - 1.5 CM, TEFLON, REUSABLE | SPECIALIZED INSTRUMENTATION FOR OPEN AND LAPAROSCOPIC SURGERIES
23952 | 4229680192200 | SCISSORS, DISSECTING, SYSTRUNK/CURVED, STAINLESS STEEL, LENGTH = 13.0 - 14.0CM, REUSABLE | SPECIALIZED INSTRUMENTATION FOR OPEN AND LAPAROSCOPIC SURGERIES
23953 | 4229350107300 | SUCTION, STRAIGHT, FOR MINIMALLY INVASIVE , WITH ANTISLIP GRIP BLUE COLOR, 260 - 280 MM REUSABLE | SPECIALIZED INSTRUMENTATION FOR OPEN AND LAPAROSCOPIC SURGERIES
23954 | 4228150914900 | TRAY, STERILIZATION, FOR ADAMS RETRACTOR AND 3 HOOKS : WIRE MESH BASKET FULL SIZE 540 X 240 X 80 MM, WITH REMOVABLE LID AND ACCESSORIES, REUSABLE | SPECIALIZED INSTRUMENTATION FOR OPEN AND LAPAROSCOPIC SURGERIES
23955 | 4228150915000 | TRAY, PERFORATED, MINIMALLY INVASIVE, OBADIA 3D RETRACTOR SET, 405 X 250 X 70 MM, WITH LID AND ACCESSORIES, REUSABLE | SPECIALIZED INSTRUMENTATION FOR OPEN AND LAPAROSCOPIC SURGERIES
23956 | 4229680299100 | FORCEPS, TEMPOROMANDIBULAR JOINT, DOLWICK/LARGE, STAINLESS STEEL, LENGTH 16 - 17 CM, REUSABLE | SPECIALIZED INSTRUMENTATION FOR OPEN AND LAPAROSCOPIC SURGERIES
23957 | 4215164600500 | PROTECTOR TEETH SILICONE REUSABLE | SPECIALIZED INSTRUMENTATION FOR OPEN AND LAPAROSCOPIC SURGERIES
23958 | 4229680240900 | SPREADER, RETRACTOR, ADSON/SHARP, STAINLESS STEEL, LENGTH = 14.0CM, TEETH: 3X3, REUSABLE | SPECIALIZED INSTRUMENTATION FOR OPEN AND LAPAROSCOPIC SURGERIES
23959 | 4229680241100 | SPREADER, RETRACTOR, ADSON-ANDERSON, STAINLESS STEEL, LENGTH = 19.0CM, TEETH: 4X3, REUSABLE | SPECIALIZED INSTRUMENTATION FOR OPEN AND LAPAROSCOPIC SURGERIES
23960 | 4229680245700 | DRILL BIT, HUDSON, TWIST, SHORT, DIAMETER 2MM, REUSABLE | SPECIALIZED INSTRUMENTATION FOR OPEN AND LAPAROSCOPIC SURGERIES
23961 | 4229680011800 | FITTING, CATHETER, CONICAL, DIAMETER = 3.0MM, LENGTH = 9.0MM, REUSABLE | SPECIALIZED INSTRUMENTATION FOR OPEN AND LAPAROSCOPIC SURGERIES
23962 | 4229633912300 | LAPAROSCOPIC OUTER SHEATH, METAL, INSULATED, 5MM X 40 - 43 CM, REUSABLE | SPECIALIZED INSTRUMENTATION FOR OPEN AND LAPAROSCOPIC SURGERIES
23963 | 4229680225200 | SCISSORS, MICRO, CURVED/WITH LOCK, STAINLESS STEEL, LENGTH = 18.0CM, REUSABLE | SPECIALIZED INSTRUMENTATION FOR OPEN AND LAPAROSCOPIC SURGERIES
23964 | 4229680244600 | NEEDLE HOLDER, MICRO/STRAIGHT/WITH LOCK, TUNGSTEN CARBIDE, LENGTH = 21.0 - 22.0CM, REUSABLE | SPECIALIZED INSTRUMENTATION FOR OPEN AND LAPAROSCOPIC SURGERIES
23965 | 4229680276400 | MIRROR, MOUTH, PLANE, DIAMETER = 24.0MM, REUSABLE | SPECIALIZED INSTRUMENTATION FOR OPEN AND LAPAROSCOPIC SURGERIES
23966 | 4229163000200 | KNIFE HANDLE, BAYONET HORIZONTAL, LENGTH 25 CM, REUSABLE | SPECIALIZED INSTRUMENTATION FOR OPEN AND LAPAROSCOPIC SURGERIES
23967 | 4229163000300 | KNIFE HANDLE, BAYONET VERTICAL, LENGTH 25 CM, REUSABLE | SPECIALIZED INSTRUMENTATION FOR OPEN AND LAPAROSCOPIC SURGERIES
23968 | 4229680012300 | CONTAINER, STERILIZATION INSTRUMENT, 2 TRAY, WITH LID, SIZE 30 CM X 30 CM X 15 CM OR EQUIVALENT, STAINLESS STEEL, REUSABLE | SPECIALIZED INSTRUMENTATION FOR OPEN AND LAPAROSCOPIC SURGERIES
23969 | 4229180254200 | FORCEPS, MINIMALLY INVASIVE, ANGULATED FENESTRATED, LENGTH 40 -50 CM, DIAMETER 5 MM, 22-24 MM JAWS LENGTH, WITH PROGRESSIVE RATCHET, REUSABLE | SPECIALIZED INSTRUMENTATION FOR OPEN AND LAPAROSCOPIC SURGERIES
23970 | 4229680276600 | CHISEL, NASAL, CUTTING, SILVER/LEFT, BLADE WIDTH 5 MM, LENGTH 17 - 18 CM, REUSABLE | SPECIALIZED INSTRUMENTATION FOR OPEN AND LAPAROSCOPIC SURGERIES
23971 | 4229680243500 | VALVE, SUCTION, CERULLO, REUSABLE | SPECIALIZED INSTRUMENTATION FOR OPEN AND LAPAROSCOPIC SURGERIES
23972 | 4229680309100 | SCISSORS, SURGICAL, CAPSULOTOMY/11.0MM DELICATE STRAIGHT BLADES/ANGLED ON FLAT/FLAT SERRATED HANDLE, STAINLESS STEEL, LENGTH = 8.0 - 9.0 CM, REUSABLE | SPECIALIZED INSTRUMENTATION FOR OPEN AND LAPAROSCOPIC SURGERIES
23973 | 4229680156700 | FORCEPS, CLAMP, TAMPON, ULRICH/STRAIGHT, STAINLESS STEEL, LENGTH 27 CM, REUSABLE | SPECIALIZED INSTRUMENTATION FOR OPEN AND LAPAROSCOPIC SURGERIES
23974 | 4229491500100 | LAPAROSCOPIC, TAN PYLORIC SPREADER AND GRASPING FORCEPS ROTATING DISMANTLING INSULATED WITH CONNECTOR PIN FOR UNIPOLAR COAGULATION WITH LUER- LOCK IRRIGATION CONNECTOR FOR CLEANING DOUBLE ACTION JAWS IN- AND OUTSIDE SERRATED JAWS SIZE 3MM LENGTH 20 CM, REUSABLE | SPECIALIZED INSTRUMENTATION FOR OPEN AND LAPAROSCOPIC SURGERIES
23975 | 4229680013000 | CONTAINER, STERILIZATION INSTRUMENT, WITH LID, SIZE 60 CM X 30 CM X 11 CM OR EQUIVALENT, STAINLESS STEEL, REUSABLE | SPECIALIZED INSTRUMENTATION FOR OPEN AND LAPAROSCOPIC SURGERIES
23976 | 4229680307400 | FORCEPS, DRESSING, BISHOP HARMON, STRAIGHT, SERRATED, TIP 0.5 - 0.6 MM, STAINLESS STEEL, REUSABLE | SPECIALIZED INSTRUMENTATION FOR OPEN AND LAPAROSCOPIC SURGERIES
23977 | 4229680241200 | RETRACTOR, SELF RETAINING, HINGED, CLOWARD/COMPLETE/WITH BLADES, STAINLESS STEEL, LENGTH 25 - 26 CM, REUSABLE | SPECIALIZED INSTRUMENTATION FOR OPEN AND LAPAROSCOPIC SURGERIES
23978 | 4229492900700 | LAPAROSCOPIC GRASPING FORCEPS CLINCH (OR EQUIVALENT) ROTATING DISMANTLING INSULATED ATTRUMATIC DOUBLE ACTION JAW DIAMETER 5 MM WITH INSULATED SHEATH RATCHET HANDLE LENGTH 30 - 37 CM REUSABLE | SPECIALIZED INSTRUMENTATION FOR OPEN AND LAPAROSCOPIC SURGERIES
23979 | 4229680241300 | RETRACTOR, SELF RETAINING/SPREADER, LAMINA/CLOWARD, STAINLESS STEEL, LENGTH 13 - 14 CM, REUSABLE | SPECIALIZED INSTRUMENTATION FOR OPEN AND LAPAROSCOPIC SURGERIES
23980 | 4229680241400 | SPREADER, RETRACTOR, MOLLISON/SHARP, STAINLESS STEEL, LENGTH 15 - 16 CM, TEETH: 4X4, REUSABLE | SPECIALIZED INSTRUMENTATION FOR OPEN AND LAPAROSCOPIC SURGERIES
23981 | 4229680305900 | CLAMP, MUSCLE, BERENNS, STAINLESS STEEL, REUSABLE | SPECIALIZED INSTRUMENTATION FOR OPEN AND LAPAROSCOPIC SURGERIES
23982 | 4228152200200 | INSERT TRAY, FOR PLASTIC CONTAINER FOR STERILIZING AND STORAGE PERFORATED WITH LID, WITH SILICON MAT, FOR TWO-LEVEL STORAGE, FOR USE UP TO 43 CM LAPAROSCOPIC INSTRUMENTS, EXTERNAL DIMENSIONS 68 CM X 32.5 CM X 15.5 CM OR EQUIVALENT, REUSABLE | SPECIALIZED INSTRUMENTATION FOR OPEN AND LAPAROSCOPIC SURGERIES
23983 | 4229680241000 | SPREADER, RETRACTOR, ADSON/SHARP, STAINLESS STEEL, LENGTH = 21.0CM, TEETH: 3X3, REUSABLE | SPECIALIZED INSTRUMENTATION FOR OPEN AND LAPAROSCOPIC SURGERIES
23984 | 4229680002400 | RIGID ARM, FOR NATHANSON LIVER RETRACTOR, REUSABLE | SPECIALIZED INSTRUMENTATION FOR OPEN AND LAPAROSCOPIC SURGERIES
23985 | 4229680013700 | SPREADER, CORONARY, STANDARD, STAINLESS STEEL, LENGTH 25 - 28 MM, TEETH: 1X1, REUSABLE | SPECIALIZED INSTRUMENTATION FOR OPEN AND LAPAROSCOPIC SURGERIES
23986 | 4229680242500 | TUBE, SUCTION, FERGUSSON, DIAMETER 3.5MM, WORKING LENGTH 200 MM, TOTAL LENGTH 275 - 285MM, REUSABLE | SPECIALIZED INSTRUMENTATION FOR OPEN AND LAPAROSCOPIC SURGERIES
23987 | 4229680326400 | SPECULUM, LIEBERMANN TENNANT EYE, OPEN/FENESTRATED BLADE, ADULT, REUSABLE | SPECIALIZED INSTRUMENTATION FOR OPEN AND LAPAROSCOPIC SURGERIES
23988 | 4229680336000 | HAND HELD BUR, TILLEY ANTRUM, DIAMETER 8 MM, TOTAL LENGTH 17 - 18 CM, REUSABLE | SPECIALIZED INSTRUMENTATION FOR OPEN AND LAPAROSCOPIC SURGERIES
23989 | 4229680102700 | KNIFE, MUCK PERIOSTEAL, STAINLESS STEEL, LENGTH 12 - 14 CM, REUSABLE | SPECIALIZED INSTRUMENTATION FOR OPEN AND LAPAROSCOPIC SURGERIES
23990 | 4229680102400 | KNIFE, KLEINSASSER LARYNGEAL, ROUND, ANGLED 45 DEGREE, LENGTH 24 - 25 CM, TIP DIAMETER 2.5 MM, STAINLESS STEEL, REUSABLE | SPECIALIZED INSTRUMENTATION FOR OPEN AND LAPAROSCOPIC SURGERIES
23991 | 4229680306500 | FORCEPS, BIPOLAR COAGULATION, NON-STICK, ANGLED/BLUNT, STAINLESS STEEL, LENGTH 18 - 20 CM, INSULATED, TIP WIDTH 1.0MM, REUSABLE | SPECIALIZED INSTRUMENTATION FOR OPEN AND LAPAROSCOPIC SURGERIES
23992 | 4229633912000 | LAPAROSCOPIC OUTER SHEATH, METAL, INSULATED, 5MM X 33 - 36 CM, REUSABLE | SPECIALIZED INSTRUMENTATION FOR OPEN AND LAPAROSCOPIC SURGERIES
23993 | 4229493602200 | TELESCOPE BRIDGE, FOR 22 FR CYSTOSCOPE WITH 2 LOCKABLE CHANNELS, REUSABLE | SPECIALIZED INSTRUMENTATION FOR OPEN AND LAPAROSCOPIC SURGERIES
23994 | 4229180250000 | CLAMP, THORACOSCOPIC, FOERSTER, 7 MM SHAFT, RING HANDLE, CURVED LEFT 12 MM OVAL RING JAWS, WITH RATCHET, WORKING LENGTH 23 - 24 CM, TOTAL LENGTH 33 - 36 CM (OR EQUIVALENT) REUSABLE | SPECIALIZED INSTRUMENTATION FOR OPEN AND LAPAROSCOPIC SURGERIES
23995 | 4229680172400 | RETRACTOR, KOCHER, STAINLESS STEEL, TIP SIZE: 78 MM (+/-2MM) X 65 MM, LENGTH 25 - 27 CM, REUSABLE | SPECIALIZED INSTRUMENTATION FOR OPEN AND LAPAROSCOPIC SURGERIES
23996 | 4229680109900 | SCISSORS, MICRO, SHARP-SHARP/UPWARDS, STAINLESS STEEL, LENGTH = 23.0CM, TIP WIDTH= 4.0MM, REUSABLE | SPECIALIZED INSTRUMENTATION FOR OPEN AND LAPAROSCOPIC SURGERIES
23997 | 4229680280100 | EXPANDER, PALATAL, TURVEY, LENGTH = 17.0 - 18.0 CM, REUSABLE | SPECIALIZED INSTRUMENTATION FOR OPEN AND LAPAROSCOPIC SURGERIES
23998 | 4229270205800 | ELEVATOR, CREGO PERIOSTEAL, BLUNT, SLIGHT CURVED 7MM, LENGTH 19.0 - 20.0 CM, REUSABLE | SPECIALIZED INSTRUMENTATION FOR OPEN AND LAPAROSCOPIC SURGERIES
23999 | 4229680233200 | RASPATORY, SCRAPING, CURVED, BLADE SIZE: 8.0MM, LENGTH = 17.0CM, REUSABLE | SPECIALIZED INSTRUMENTATION FOR OPEN AND LAPAROSCOPIC SURGERIES
24000 | 4229680399400 | ELEVATOR, PERIOSTEAL, WILLIGER, STAINLESS STEEL, DIAMETER = 6.5MM, LENGTH = 16.0CM, REUSABLE | SPECIALIZED INSTRUMENTATION FOR OPEN AND LAPAROSCOPIC SURGERIES
24001 | 4229680171800 | SCISSORS, SURGICAL, RECTAL/HEAVY/CURVED, TUNGSTEN CARBIDE, LENGTH = 32.5CM, REUSABLE | SPECIALIZED INSTRUMENTATION FOR OPEN AND LAPAROSCOPIC SURGERIES
24002 | 4229501600200 | LIGHT CABLE 3.5MM, 300CM, FOR LAPAROSCOPIC, REUSABLE | SPECIALIZED INSTRUMENTATION FOR OPEN AND LAPAROSCOPIC SURGERIES
24003 | 4229680254400 | RETRACTOR, SOFT TISSUE, OBWEGESER/UPWARD, STAINLESS STEEL, TIP SIZE: 10 MM X 80 MM, LENGTH 21 - 24 CM, REUSABLE | SPECIALIZED INSTRUMENTATION FOR OPEN AND LAPAROSCOPIC SURGERIES
24004 | 4229680246600 | CONTAINER, MICRO MODULE, ORTHOPEDIC FIXATION, 1.0MM, REUSABLE | SPECIALIZED INSTRUMENTATION FOR OPEN AND LAPAROSCOPIC SURGERIES
24005 | 4229680246700 | CONTAINER, MICRO, TRAUMA FIXATION, 1.5MM, REUSABLE | SPECIALIZED INSTRUMENTATION FOR OPEN AND LAPAROSCOPIC SURGERIES
24006 | 4229680123500 | CANNULA, TONSIL, ANGLED, SIZE: 1.3MM X 13.0MM, REUSABLE | SPECIALIZED INSTRUMENTATION FOR OPEN AND LAPAROSCOPIC SURGERIES
24007 | 4229680123400 | CANNULA, TONSIL, ANGLED, SIZE: 1.0MM X 13.0MM, REUSABLE | SPECIALIZED INSTRUMENTATION FOR OPEN AND LAPAROSCOPIC SURGERIES
24008 | 4229680162300 | TRAY, STERILIZATION INSTRUMENT, WITH LID, SIZE: 24 CM X 25 CM X 6 CM, STAINLESS STEEL, REUSABLE | SPECIALIZED INSTRUMENTATION FOR OPEN AND LAPAROSCOPIC SURGERIES
24009 | 4229680111400 | GOUGE, RHINOLOGY, KILLIAN, LENGTH 16 CM, TIP WIDTH 5 MM, REUSABLE | SPECIALIZED INSTRUMENTATION FOR OPEN AND LAPAROSCOPIC SURGERIES
24010 | 4229680163900 | FORCEPS, CLAMP, TENACULUM, ADAIR, STAINLESS STEEL, LENGTH 18.5 CM, REUSABLE | SPECIALIZED INSTRUMENTATION FOR OPEN AND LAPAROSCOPIC SURGERIES
24011 | 4229180234100 | LAPAROSCOPIC ROTHENBERG BOWEL GRASPER, ROTATING, DISMANTLING, INSULATED, WITH CONNECTOR PIN FOR UNIPOLAR COAGULATION, WITH LUER-LOCK IRRIGATION CONNECTOR FOR CLEANING, DOUBLE ACTION JAWS, SIZE 3MM, LENGTH 20 CM, REUSABLE | SPECIALIZED INSTRUMENTATION FOR OPEN AND LAPAROSCOPIC SURGERIES
24012 | 4229680165900 | CLAMP IQ CABLE 4M STAINLESS STEEL LENGTH = 23.0CM REUSABLE | SPECIALIZED INSTRUMENTATION FOR OPEN AND LAPAROSCOPIC SURGERIES
24013 | 4229680165800 | CLAMP IQ CABLE 4M STAINLESS STEEL LENGTH = 18.0CM REUSABLE | SPECIALIZED INSTRUMENTATION FOR OPEN AND LAPAROSCOPIC SURGERIES
24014 | 4229514323800 | FORCEPS, DISSECTING AND GRASPING, RIGHT-ANGLED 10MM, WORKING LENGTH 330 - 360 MM, WITH DISENGAGEABLE METAL RATCHET, WITH LARGER CONTACT AREA AT THE FINGER RING, REUSABLE | SPECIALIZED INSTRUMENTATION FOR OPEN AND LAPAROSCOPIC SURGERIES
24015 | 4229680169000 | BLADE, FOR KIRSCHNER/DENNIS-BROWN, SIZE: 105 MM X 35 MM, REUSABLE | SPECIALIZED INSTRUMENTATION FOR OPEN AND LAPAROSCOPIC SURGERIES
24016 | 4229680169100 | BLADE, FOR KIRSCHNER/DENNIS-BROWN, SIZE: 40.0MM X 55.0MM, REUSABLE | SPECIALIZED INSTRUMENTATION FOR OPEN AND LAPAROSCOPIC SURGERIES
24017 | 4229180246600 | CLAMP, THORACOSCOPIC, DEBAKEY ( 10 MM SHAFT ) HARKEN #1 RING HANDLE WIDE DEBAKEY JAWS WITHOUT RATCHET 9.5 CM, WORKING LENGTH 24 - 25 CM, TOTAL LENGTH 35 - 36 CM (OR EQUIVALENT) REUSABLE | SPECIALIZED INSTRUMENTATION FOR OPEN AND LAPAROSCOPIC SURGERIES
24018 | 4229680109700 | SCISSORS, MICRO, SHARP-SHARP/RIGHT/CURVED, STAINLESS STEEL, LENGTH = 23.0 - 24.0 CM, TIP WIDTH= 4.0MM, REUSABLE | SPECIALIZED INSTRUMENTATION FOR OPEN AND LAPAROSCOPIC SURGERIES
24019 | 4229680169200 | BLADE, FOR KIRSCHNER/DENNIS-BROWN, SIZE: 60.0MM X 85.0MM, REUSABLE | SPECIALIZED INSTRUMENTATION FOR OPEN AND LAPAROSCOPIC SURGERIES
24020 | 4229680169400 | BLADE, FOR KIRSCHNER/DENNIS-BROWN, SIZE: 50.0MM X 65.0MM, REUSABLE | SPECIALIZED INSTRUMENTATION FOR OPEN AND LAPAROSCOPIC SURGERIES
24021 | 4229180246700 | CLAMP, THORACOSCOPIC, DEBAKEY ( 10 MM SHAFT ) HARKEN #2 RING HANDLE WIDE DEBAKEY JAWS WITHOUT RATCHET 9.5 CM, WORKING LENGTH 24 - 25 CM, TOTAL LENGTH 35 - 36 CM (OR EQUIVALENT) REUSABLE | SPECIALIZED INSTRUMENTATION FOR OPEN AND LAPAROSCOPIC SURGERIES
24022 | 4229680165100 | BOWL, METAL, DIAMETER = 167.0MM, HEIGHT: 75.0MM, CAPACITY: 0.9L, REUSABLE | SPECIALIZED INSTRUMENTATION FOR OPEN AND LAPAROSCOPIC SURGERIES
24023 | 4229514329700 | CUTTING LOOP, UNIPOLAR, STRAIGHT, 13 FR, REUSABLE | SPECIALIZED INSTRUMENTATION FOR OPEN AND LAPAROSCOPIC SURGERIES
24024 | 4229680170000 | KNIFE, CUTTING, AREOLA COOKIE/FREEMAN/SERRATED, DIAMETER = 48.0 - 50.0MM, REUSABLE | SPECIALIZED INSTRUMENTATION FOR OPEN AND LAPAROSCOPIC SURGERIES
24025 | 4229180242000 | LAPAROSCOPIC, GRASPING FORCEPS, DOUBLE ACTION JAWS, FLEXIBLE, 3 FR., LENGTH 75 CM (OR EQUIVALENT), REUSABLE | SPECIALIZED INSTRUMENTATION FOR OPEN AND LAPAROSCOPIC SURGERIES
24026 | 4229680169300 | BLADE, FOR KIRSCHNER/DENNIS-BROWN, SIZE: 78.0MM X 65.0MM, REUSABLE | SPECIALIZED INSTRUMENTATION FOR OPEN AND LAPAROSCOPIC SURGERIES
24027 | 4229680290700 | NIPPER SIDE CUTTING WITH TUNGSTEN CARBIDE TIP REUSABLE | SPECIALIZED INSTRUMENTATION FOR OPEN AND LAPAROSCOPIC SURGERIES
24028 | 4229680109600 | SCISSORS, MICRO, SHARP-SHARP/LEFT/CURVED, STAINLESS STEEL, LENGTH = 23.0 - 24.0 CM, TIP WIDTH= 4.0MM, REUSABLE | SPECIALIZED INSTRUMENTATION FOR OPEN AND LAPAROSCOPIC SURGERIES
24029 | 4229680109200 | SCISSORS, OPERATING, DELICATE/SHARP-SHARP/CURVED, STAINLESS STEEL, LENGTH = 14.5CM, REUSABLE | SPECIALIZED INSTRUMENTATION FOR OPEN AND LAPAROSCOPIC SURGERIES
24030 | 4229680030400 | DISSECTOR NERVE NEUROSURGERY MILLIGAN/DOUBLE ENDED LENGTH 20 - 21CM REUSABLE | SPECIALIZED INSTRUMENTATION FOR OPEN AND LAPAROSCOPIC SURGERIES
24031 | 4229680289200 | CLIP, SCREW LENGTH MEASURING, COLOR: BLACK, DIAMETER = 2.3MM, REUSABLE | SPECIALIZED INSTRUMENTATION FOR OPEN AND LAPAROSCOPIC SURGERIES
24032 | 4229551320300 | FORCEPS, CLAW 2 X 3 TEETH 10MM, WORKING LENGTH 330 - 360 MM, WITH DISENGAGEABLE METAL RATCHET, WITH LARGER CONTACT AREA AT THE FINGER RING, REUSABLE | SPECIALIZED INSTRUMENTATION FOR OPEN AND LAPAROSCOPIC SURGERIES
24033 | 4229680289100 | CLIP, SCREW LENGTH MEASURING, COLOR: RED, DIAMETER = 2.0MM, REUSABLE | SPECIALIZED INSTRUMENTATION FOR OPEN AND LAPAROSCOPIC SURGERIES
24034 | 4229680289000 | CLIP, SCREW LENGTH MEASURING, COLOR: GREEN, DIAMETER = 1.5MM, REUSABLE | SPECIALIZED INSTRUMENTATION FOR OPEN AND LAPAROSCOPIC SURGERIES
24035 | 4229680288900 | CLIP, MEASURING, COLOR: BLUE, DIAMETER = 1.0MM, SCREW LENGTH, REUSABLE | SPECIALIZED INSTRUMENTATION FOR OPEN AND LAPAROSCOPIC SURGERIES
24036 | 4229680288600 | SCISSORS, OPERATING, IRIS/SHARP-SHARP/STRAIGHT, STAINLESS STEEL, LENGTH = 12.0CM, REUSABLE | SPECIALIZED INSTRUMENTATION FOR OPEN AND LAPAROSCOPIC SURGERIES
24037 | 4229680029700 | CASE, NEEDLE, PERFORATED, SIZE: 150.0MM X 95.0MM X 13.0MM, REUSABLE | SPECIALIZED INSTRUMENTATION FOR OPEN AND LAPAROSCOPIC SURGERIES
24038 | 4229680287700 | RETRACTOR TMJ SUPERIOR/DUNN DAUTREY STAINLESS STEEL TIP SIZE: 6.5MM X 50.0MM LENGTH = 16.0CM REUSABLE | SPECIALIZED INSTRUMENTATION FOR OPEN AND LAPAROSCOPIC SURGERIES
24039 | 4229495201000 | LAPAROSCOPIC, FORCEPS STONE GRASPER 10MM FENESTRATED COMPLETE W/NON-RATCHET METAL HANDLE, LENGTH 45CM, (OR EQUIVALENT), REUSABLE | SPECIALIZED INSTRUMENTATION FOR OPEN AND LAPAROSCOPIC SURGERIES
24040 | 4229680000600 | SPREADER, RIB, COOLEY, STAINLESS STEEL, OPENING WIDTH 80 - 95MM, REUSABLE | SPECIALIZED INSTRUMENTATION FOR OPEN AND LAPAROSCOPIC SURGERIES
24041 | 4229680157700 | SCISSORS, DISSECTING, METZENBAUM CURVED, TUNGSTEN CARBIDE, LENGTH = 26CM, REUSABLE | SPECIALIZED INSTRUMENTATION FOR OPEN AND LAPAROSCOPIC SURGERIES
24042 | 4229680331900 | CANNULA, HYDRODISSECTION/AIR INJECTION, SAUTER , FLAT TIP, DIAMETER 27 GAUGE, REUSABLE | SPECIALIZED INSTRUMENTATION FOR OPEN AND LAPAROSCOPIC SURGERIES
24043 | 4229680105300 | CHISEL, NASAL, CUTTING, SILVER/STRAIGHT, BLADE WIDTH 5 MM, LENGTH 17 - 18 CM, REUSABLE | SPECIALIZED INSTRUMENTATION FOR OPEN AND LAPAROSCOPIC SURGERIES
24044 | 4229680158000 | SCISSORS, MAYO CURVED/SERRATED, TUNGSTEN CARBIDE, LENGTH 17.0 - 18.0 CM, REUSABLE | SPECIALIZED INSTRUMENTATION FOR OPEN AND LAPAROSCOPIC SURGERIES
24045 | 4229680175300 | FORCEPS, CLAMP, TENACULUM/STRAIGHT, STAINLESS STEEL, LENGTH 25 - 27 CM, TEETH: 4X4, REUSABLE | SPECIALIZED INSTRUMENTATION FOR OPEN AND LAPAROSCOPIC SURGERIES
24046 | 4229680185800 | PROBE, SURGICAL, TISSUE MANIPULATION, STAINLESS STEEL, TENDON DRAWING/BUNNELL/MALLEABLE, LENGTH = 23.0 - 25.0 CM, REUSABLE | SPECIALIZED INSTRUMENTATION FOR OPEN AND LAPAROSCOPIC SURGERIES
24047 | 4229680280800 | FORCEPS, SURGICAL, PLATE HOLDING, TITANIUM, LENGTH = 15.0 - 16.0CM, REUSABLE | SPECIALIZED INSTRUMENTATION FOR OPEN AND LAPAROSCOPIC SURGERIES
24048 | 4229680108400 | KNIFE, ROSEN, ROUND CUT, 90 DEGREE, LENGTH 15 CM, TIP DIAMETER 1.5 - 1.6 MM, STAINLESS STEEL, REUSABLE | SPECIALIZED INSTRUMENTATION FOR OPEN AND LAPAROSCOPIC SURGERIES
24049 | 4229680173700 | SCREW, MYOMA, FIBROIDS EXTRACTION, DOYEN/SPIRAL, DIAMETER = 15.0MM, LENGTH = 17.0CM, REUSABLE | SPECIALIZED INSTRUMENTATION FOR OPEN AND LAPAROSCOPIC SURGERIES
24050 | 4229680159700 | SCISSORS, DISSECTING, MAYO LEXER/FINE TIP/CURVED, TUNGSTEN CARBIDE, LENGTH 15.0 -16.0 CM, REUSABLE | SPECIALIZED INSTRUMENTATION FOR OPEN AND LAPAROSCOPIC SURGERIES
24051 | 4229680334400 | STERN-GILLS SCISSORS, SHARP TIP 10MM, REUSABLE | SPECIALIZED INSTRUMENTATION FOR OPEN AND LAPAROSCOPIC SURGERIES
24052 | 4229680173900 | CURETTE, FOR UTERINE ASPIRATING SUCTION, SIZE: 4.5 MM, STAINLESS STEEL, LENGTH 28 - 30 CM, REUSABLE | SPECIALIZED INSTRUMENTATION FOR OPEN AND LAPAROSCOPIC SURGERIES
24053 | 4231200606300 | TRAY, STERILIZATION, FOR VATS / MINIMALLY INVASIVE METAL, SILVER-GRAY COLOR WITH SCAN-GUARD BRACKETS IN BASE AND TRAY INSERT WITH SCAN-GUARD SILICONE MAT, SIZE 26 CM X 55.2 CM X 10 CM, REUSABLE | SPECIALIZED INSTRUMENTATION FOR OPEN AND LAPAROSCOPIC SURGERIES
24054 | 4229680159500 | SCISSORS, VASCULAR, DEBAKEY/ANGLED 45 DEGREE, TUNGSTEN CARBIDE, LENGTH = 23.0CM, REUSABLE | SPECIALIZED INSTRUMENTATION FOR OPEN AND LAPAROSCOPIC SURGERIES
24055 | 4229680332300 | SCISSORS, SURGICAL, LIGHT CURVE/SHARP-SHARP/FLAT SERRATED HANDLE, STAINLESS STEEL, LENGTH = 10.0 - 11.0 CM, REUSABLE | SPECIALIZED INSTRUMENTATION FOR OPEN AND LAPAROSCOPIC SURGERIES
24056 | 4229680158200 | SCISSORS, MAYO STRAIGHT/SERRATED, TUNGSTEN CARBIDE, LENGTH 23.0 - 24.0 CM, REUSABLE | SPECIALIZED INSTRUMENTATION FOR OPEN AND LAPAROSCOPIC SURGERIES
24057 | 4229680158100 | SCISSORS, SURGICAL, MAYO STRAIGHT/SERRATED, TUNGSTEN CARBIDE, LENGTH = 17.0 - 18.0CM, REUSABLE | SPECIALIZED INSTRUMENTATION FOR OPEN AND LAPAROSCOPIC SURGERIES
24058 | 4229496502100 | CUTTING LOOP, BIPOLAR, FOR RESECTION OF LARGER PROSTATE GLANDS., REUSABLE | SPECIALIZED INSTRUMENTATION FOR OPEN AND LAPAROSCOPIC SURGERIES
24059 | 4229270205700 | ELEVATOR, CREGO PERIOSTEAL, BLUNT, CURVED 15MM, LENGTH 19.0 - 20.0 CM, REUSABLE | SPECIALIZED INSTRUMENTATION FOR OPEN AND LAPAROSCOPIC SURGERIES
24060 | 4229680026200 | BLADE RETRACTION MALLEABLE SIZE: 76.0MM X 25.0MM REUSABLE | SPECIALIZED INSTRUMENTATION FOR OPEN AND LAPAROSCOPIC SURGERIES
24061 | 4229680106800 | LARYNGOSCOPE, LARYNX EXAMINATION/SPREAD, NO.5, LENGTH 17 CM, REUSABLE | SPECIALIZED INSTRUMENTATION FOR OPEN AND LAPAROSCOPIC SURGERIES
24062 | 4229680315800 | SCISSORS, ENUCLEATION, STAINLESS STEEL, LENGTH 13.5 CM, CURVED, REUSABLE | SPECIALIZED INSTRUMENTATION FOR OPEN AND LAPAROSCOPIC SURGERIES
24063 | 4229680173400 | BOWL, ROUND, METAL, DIAMETER = 260.0MM, HEIGHT: 130.0MM, CAPACITY: 4.5L, REUSABLE | SPECIALIZED INSTRUMENTATION FOR OPEN AND LAPAROSCOPIC SURGERIES
24064 | 4229633911900 | LAPAROSCOPIC OUTER SHEATH, METAL, INSULATED, 3.5MM X 33 - 36CM, REUSABLE | SPECIALIZED INSTRUMENTATION FOR OPEN AND LAPAROSCOPIC SURGERIES
24065 | 4229313905800 | BLADE, OBAIDA, FOR MINIMAL INVASIVE FLEXIBLE RETRACTOR, 35MM X 40MM (OR EQUIVALENT), REUSABLE | SPECIALIZED INSTRUMENTATION FOR OPEN AND LAPAROSCOPIC SURGERIES
24066 | 4229680217200 | HOOK, BLADE, FOR SCOVILLE HAVERFIELD SPREADER, 4 PRONGS, SIZE: 40 - 50 MM X 38 - 50 MM, REUSABLE | SPECIALIZED INSTRUMENTATION FOR OPEN AND LAPAROSCOPIC SURGERIES
24067 | 4229310711300 | BLADE, SPLANCHNIC, SWIVEL, FOR OMNI RETRACTOR ,(OR EQUIVALENT) SIZE: 5CM X 15.2CM, REUSABLE | SPECIALIZED INSTRUMENTATION FOR OPEN AND LAPAROSCOPIC SURGERIES
24068 | 4214271902400 | COLD KNIFE, RING-SHAPED, FOR ADULT, RESECTOSCOPE, NOT TO BE USED WITH HIGH FREQUENCY MACHINE, REUSABLE | SPECIALIZED INSTRUMENTATION FOR OPEN AND LAPAROSCOPIC SURGERIES
24069 | 4229180257400 | CLAMP, COOLEY, CURVED, TOOTH, RING HANDLE, JAW LENGTH 50 MM, TOTAL LENGTH 12 CM, REUSABLE | SPECIALIZED INSTRUMENTATION FOR OPEN AND LAPAROSCOPIC SURGERIES
24070 | 4229680206600 | CLAMP IQ GEMINI STAINLESS STEEL LENGTH = 23.0CM REUSABLE | SPECIALIZED INSTRUMENTATION FOR OPEN AND LAPAROSCOPIC SURGERIES
24071 | 4229680117000 | SPREADER, OPHTHALMIC, SHARP/3X4TEETH, LENGTH = 7.0CM, REUSABLE | SPECIALIZED INSTRUMENTATION FOR OPEN AND LAPAROSCOPIC SURGERIES
24072 | 4229680217300 | HOOK, BLADE, FOR SCOVILLE HAVERFIELD SPREADER, 4 PRONGS, SIZE: (64.0 - 80.0)MM X (44.0 - 64.0) MM, REUSABLE | SPECIALIZED INSTRUMENTATION FOR OPEN AND LAPAROSCOPIC SURGERIES
24073 | 4229490827600 | FORCEPS, BLAKESLEY-WILDE NASAL 90 DEGREE UPTURNED, SIZE 3 WITH CLEANING CONNECTOR, WORKING LENGTH 13CM, REUSABLE | SPECIALIZED INSTRUMENTATION FOR OPEN AND LAPAROSCOPIC SURGERIES
24074 | 4229680217400 | HOOK, BLADE, BLUNT, FOR SCOVILLE HAVERFIELD SPREADER, ASSORTED DEPTHS, SHAPES AND TYPES, REUSABLE | SPECIALIZED INSTRUMENTATION FOR OPEN AND LAPAROSCOPIC SURGERIES
24075 | 4229350117400 | TUBE, SUCTION, FERGUSSON, DIAMETER 3.5MM, WORKING LENGTH 130 MM,TOTAL LENGTH 210 - 220MM, REUSABLE | SPECIALIZED INSTRUMENTATION FOR OPEN AND LAPAROSCOPIC SURGERIES
24076 | 4229633911300 | LAPAROSCOPIC OUTER SHEATH, INSULATED, WITH LUER-LOCK CONNECTOR FOR CLEANING, SIZE 3.5 MM, LENGTH 20 CM, REUSABLE | SPECIALIZED INSTRUMENTATION FOR OPEN AND LAPAROSCOPIC SURGERIES
24077 | 4229490827100 | FORCEPS, BLAKESLEY, NASAL, 60 DEGREE UPTURNED, LONG JAWS 6X20MM, REUSABLE | SPECIALIZED INSTRUMENTATION FOR OPEN AND LAPAROSCOPIC SURGERIES
24078 | 4229680259500 | PACKER, LUNIATSCHEK, TONSILLECTOMY WOUND PACKING, LENGTH 17 - 18 CM, TIP WIDTH 3 MM, REUSABLE | SPECIALIZED INSTRUMENTATION FOR OPEN AND LAPAROSCOPIC SURGERIES
24079 | 4214273601200 | CATHETER, UROLOGY, CURVED, DIAMETER = 8.0FR, LENGTH = 15.0CM, WOMEN, WITH STYLET, REUSABLE | SPECIALIZED INSTRUMENTATION FOR OPEN AND LAPAROSCOPIC SURGERIES
24080 | 4229680900500 | EVACUATOR, ELLIK, REUSABLE | SPECIALIZED INSTRUMENTATION FOR OPEN AND LAPAROSCOPIC SURGERIES
24081 | 4229680326000 | SPECULUM, LIEBERMAN EYE, OPEN K-WIRE, ADULT, TITANIUM, REUSABLE | SPECIALIZED INSTRUMENTATION FOR OPEN AND LAPAROSCOPIC SURGERIES
24082 | 4229680318400 | FORCEPS HEMOSTATIC HALSTED MOSQUITO/CURVED STAINLESS STEEL TEETH: 1X1 REUSABLE | SPECIALIZED INSTRUMENTATION FOR OPEN AND LAPAROSCOPIC SURGERIES
24083 | 4229350117300 | TUBE, SUCTION, FERGUSSON, DIAMETER 3.5MM, WORKING LENGTH 110 MM,TOTAL LENGTH 190 - 200MM, REUSABLE | SPECIALIZED INSTRUMENTATION FOR OPEN AND LAPAROSCOPIC SURGERIES
24084 | 4214273600800 | CATHETER, UROLOGY, CURVED, DIAMETER = 10.0FR, LENGTH = 15.0CM, WOMEN, WITH STYLET, REUSABLE | SPECIALIZED INSTRUMENTATION FOR OPEN AND LAPAROSCOPIC SURGERIES
24085 | 4229680207600 | CURETTE, BONE, LEMPERT/SHARP, SIZE: NO 1, STAINLESS STEEL, LENGTH 21 - 22 CM, REUSABLE | SPECIALIZED INSTRUMENTATION FOR OPEN AND LAPAROSCOPIC SURGERIES
24086 | 4229313905900 | BLADE, OBAIDA, FOR MINIMAL INVASIVE FLEXIBLE RETRACTOR, 35MM X 50MM (OR EQUIVALENT), REUSABLE | SPECIALIZED INSTRUMENTATION FOR OPEN AND LAPAROSCOPIC SURGERIES
24087 | 4229680325200 | RONGEUR, LEMPERT NIBBLING, STAINLESS STEEL, JAW TIP 2.5 - 3.0 MM, LENGTH 15 - 16 CM, REUSABLE | SPECIALIZED INSTRUMENTATION FOR OPEN AND LAPAROSCOPIC SURGERIES
24088 | 4229490829300 | LAPAROSCOPIC, REDDICK-OLSEN FORCEPS, DISSECTING AND GRASPING,<(>,<)> ROTATING, DISMANTLING, WITHOUT CONNECTOR PIN FOR UNIPOLAR COAGULATION, WITH LUER-LOCK IRRIGATION CONNECTOR FOR CLEANING, DOUBLE ACTION JAWS, ROBUST, SIZE 3MM, LENGTH 20 CM, REUSABLE | SPECIALIZED INSTRUMENTATION FOR OPEN AND LAPAROSCOPIC SURGERIES
24089 | 4229680259800 | GOUGE, RHINOLOGY, KILLIAN-CLAUS, LENGTH 16 CM, TIP WIDTH 5 MM, REUSABLE | SPECIALIZED INSTRUMENTATION FOR OPEN AND LAPAROSCOPIC SURGERIES
24090 | 4229490829400 | NEEDLE HOLDER, ERGONOMIC, STRAIGHT HANDLE WITH DISENGAGEABLE RATCHET, RATCHET RELEASE ON RIGHT SIDE, LEFT CURVED JAWS 5 MM LENGTH 36 CM, REUSABLE | SPECIALIZED INSTRUMENTATION FOR OPEN AND LAPAROSCOPIC SURGERIES
24091 | 4229313906500 | FORCEPS FOR FLEXIBLE BLADE FOR OBADIA RETRACTOR (OR EQUIVALENT), REUSABLE | SPECIALIZED INSTRUMENTATION FOR OPEN AND LAPAROSCOPIC SURGERIES
24092 | 4229310205000 | MINIMALLY INVASIVE HOOK, FOR NERVES AND VESSELS, WITH ADJUSTABLE LENGTH, LENGTH MINIMUM 200 MM, MAXIMUM 270 MM, REUSABLE | SPECIALIZED INSTRUMENTATION FOR OPEN AND LAPAROSCOPIC SURGERIES
24093 | 4214273601100 | CATHETER, UROLOGY, CURVED, DIAMETER = 6.0FR, LENGTH = 15.0CM, WOMEN, WITH STYLET, REUSABLE | SPECIALIZED INSTRUMENTATION FOR OPEN AND LAPAROSCOPIC SURGERIES
24094 | 4229680216400 | HOOK, EXPLORATION, HEMI-LAMINEKTOMIE/CASPAR, SIZE: LARGE, REUSABLE | SPECIALIZED INSTRUMENTATION FOR OPEN AND LAPAROSCOPIC SURGERIES
24095 | 4229680259400 | PACKER, LUNIATSCHEK, TONSILLECTOMY WOUND PACKING, LENGTH 17 - 18 CM, TIP WIDTH 2 MM, REUSABLE | SPECIALIZED INSTRUMENTATION FOR OPEN AND LAPAROSCOPIC SURGERIES
24096 | 4229680259000 | FORCEPS TISSUE MINI-ADSON/CURVED STAINLESS STEEL LENGTH = 12.0CM TEETH: 1X1 REUSABLE | SPECIALIZED INSTRUMENTATION FOR OPEN AND LAPAROSCOPIC SURGERIES
24097 | 4229680216500 | HOOK, EXPLORATION, HEMI-LAMINEKTOMIE/CASPAR, SIZE: SMALL, REUSABLE | SPECIALIZED INSTRUMENTATION FOR OPEN AND LAPAROSCOPIC SURGERIES
24098 | 4229313906600 | FORCEPS, FOR BLADE FOR OBADIA 3D ATRIAL RETRACTOR (OR EQUIVALENT), REUSABLE | SPECIALIZED INSTRUMENTATION FOR OPEN AND LAPAROSCOPIC SURGERIES
24099 | 4229490829600 | NEEDLE HOLDER, DISMANTLING, ERGONOMIC PISTOL HANDLE WITH DISENGAGEABLE RATCHET, RATCHET RELEASE ON RIGHT SIDE, STRAIGHT JAWS, 5 MM, LENGTH 36 CM, REUSABLE | SPECIALIZED INSTRUMENTATION FOR OPEN AND LAPAROSCOPIC SURGERIES
24100 | 4229680412400 | RETRACTOR, NASAL, AUFRICHT, STAINLESS STEEL, TIP SIZE: 45.0MM X 11.0MM, LENGTH = 19.0CM, REUSABLE | SPECIALIZED INSTRUMENTATION FOR OPEN AND LAPAROSCOPIC SURGERIES
24101 | 4229680207900 | CURETTE, BONE, LEMPERT/SHARP, SIZE: NO 5, STAINLESS STEEL, LENGTH 21 - 22 CM, REUSABLE | SPECIALIZED INSTRUMENTATION FOR OPEN AND LAPAROSCOPIC SURGERIES
24102 | 4229680207800 | CURETTE, BONE, LEMPERT/SHARP, SIZE: NO 4, STAINLESS STEEL, LENGTH 21 - 22 CM, REUSABLE | SPECIALIZED INSTRUMENTATION FOR OPEN AND LAPAROSCOPIC SURGERIES
24103 | 4229680207700 | CURETTE, BONE, LEMPERT/SHARP, SIZE: NO 3, STAINLESS STEEL, LENGTH 21 - 22 CM, REUSABLE | SPECIALIZED INSTRUMENTATION FOR OPEN AND LAPAROSCOPIC SURGERIES
24104 | 4229180257100 | FORCEPS, MICRO TISSUE SUPERGRIP TYING, DIAMETER 8 MM, BLACK COATING, 18 CM, REUSABLE | SPECIALIZED INSTRUMENTATION FOR OPEN AND LAPAROSCOPIC SURGERIES
24105 | 4229680010600 | CLAMP BULLDOG DIETHRICH CURVED JAW JAW LENGTH 12 MM TOTAL LENGTH 5 CM STAINLESS STEEL REUSABLE | SPECIALIZED INSTRUMENTATION FOR OPEN AND LAPAROSCOPIC SURGERIES
24106 | 4229680318100 | SEEKER, GRANTS, STAINLESS STEEL, 15 CM, REUSABLE | SPECIALIZED INSTRUMENTATION FOR OPEN AND LAPAROSCOPIC SURGERIES
24107 | 4229310002800 | BLADE, ST. MARK'S, FOR THOMPSON RETRACTOR, 64MM X 178MM, (OR EQUIVALENT), REUSABLE | SPECIALIZED INSTRUMENTATION FOR OPEN AND LAPAROSCOPIC SURGERIES
24108 | 4229680324900 | KNIFE, KERATOPLASTY, KUHNT CORNEAL SCARIFIER, REUSABLE | SPECIALIZED INSTRUMENTATION FOR OPEN AND LAPAROSCOPIC SURGERIES
24109 | 4229680205700 | BOWL, METAL, DIAMETER = 128.0MM, HEIGHT: 38.0MM, CAPACITY: 0.3L, REUSABLE | SPECIALIZED INSTRUMENTATION FOR OPEN AND LAPAROSCOPIC SURGERIES
24110 | 4229313905400 | BLADE, STERNAL, 70X40MM FOR ADAMS RETRACTOR, RACK DOWN CONFIGURATION, FOR MODERN STERNOTOMY, REUSABLE | SPECIALIZED INSTRUMENTATION FOR OPEN AND LAPAROSCOPIC SURGERIES
24111 | 4229313905700 | BLADE, OBAIDA, FOR MINIMAL INVASIVE FLEXIBLE RETRACTOR 35MM X 30MM (OR EQUIVALENT), REUSABLE | SPECIALIZED INSTRUMENTATION FOR OPEN AND LAPAROSCOPIC SURGERIES
24112 | 4229490828700 | LAPAROSCOPIC, BABCOCK GRASPING FORCEPS, ROTATING, DISMANTLING, INSULATED, WITH CONNECTOR PIN FOR UNIPOLAR COAGULATION, WITH LUER-LOCK IRRIGATION CONNECTOR FOR CLEANING, DOUBLE ACTION JAWS, ATRAUMATIC, FENESTRATED, SIZE 3 MM, LENGTH 20 CM, REUSABLE | SPECIALIZED INSTRUMENTATION FOR OPEN AND LAPAROSCOPIC SURGERIES
24113 | 4229300101800 | SUTURE RULERS, OBADIA, MINIMAL INVASIVE, CURVED, ADJUSTABLE, GRADUATED, WITH ANTISLIP GRIP, LENGTH 38 CM,REUSABLE | SPECIALIZED INSTRUMENTATION FOR OPEN AND LAPAROSCOPIC SURGERIES
24114 | 4229680211800 | HOOKLET, DURA, FIXATION/TRACTION, 90.0 DEGREES/SHARP/ANGULATED DOWNWARD, LENGTH = 19.0CM, REUSABLE | SPECIALIZED INSTRUMENTATION FOR OPEN AND LAPAROSCOPIC SURGERIES
24115 | 4229490301700 | FORCEPS, ENDOSCOPY, BIOPSY, RIGID, DOUBLE ACTION JAWS, 4 FR., LENGTH = 50 - 60CM (OR EQUIVALENT), REUSABLE | SPECIALIZED INSTRUMENTATION FOR OPEN AND LAPAROSCOPIC SURGERIES
24116 | 4229180258900 | FORCEPS, CLAMP, VASCULAR, SATINSKY/SMALL, LIGHT CURVED, STAINLESS STEEL, LENGTH 24.0 - 26.0 CM, REUSABLE | SPECIALIZED INSTRUMENTATION FOR OPEN AND LAPAROSCOPIC SURGERIES
24117 | 4229680210400 | DISSECTOR, VERTEBRAL BODY/CASPAR, STAINLESS STEEL, LENGTH 20.5CM, REUSABLE | SPECIALIZED INSTRUMENTATION FOR OPEN AND LAPAROSCOPIC SURGERIES
24118 | 4229180258800 | FORCEPS, CLAMP, VASCULAR, SATINSKY/LARGE, LIGHT CURVED, STAINLESS STEEL, LENGTH 24.0 - 26.0 CM, REUSABLE | SPECIALIZED INSTRUMENTATION FOR OPEN AND LAPAROSCOPIC SURGERIES
24119 | 4229313905000 | OBADIA MITRAL 3D RETRACTOR BLADE 40X70MM, FOR OBADIA RETRACTOR FOR FLEXIBLE BLADE (OR EQUIVALENT), REUSABLE | SPECIALIZED INSTRUMENTATION FOR OPEN AND LAPAROSCOPIC SURGERIES
24120 | 4229313904900 | OBADIA MITRAL 3D RETRACTOR BLADE 40X60MM, FOR OBADIA RETRACTOR FOR FLEXIBLE BLADE (OR EQUIVALENT), REUSABLE | SPECIALIZED INSTRUMENTATION FOR OPEN AND LAPAROSCOPIC SURGERIES
24121 | 4229300101900 | SUTURE RULERS, OBADIA, MINIMAL INVASIVE, STRAIGHT, ADJUSTABLE, GRADUATED, WITH ANTISLIP GRIP, LENGTH 38 CM,REUSABLE | SPECIALIZED INSTRUMENTATION FOR OPEN AND LAPAROSCOPIC SURGERIES
24122 | 4229680220200 | MALLET, HAMMERING, RELAPSE FREE, WEIGHT: 620.0GM, LENGTH = 26.5CM, REUSABLE | SPECIALIZED INSTRUMENTATION FOR OPEN AND LAPAROSCOPIC SURGERIES
24123 | 4229313905300 | BLADE, STERNAL, 50X40MM FOR ADAMS RETRACTOR, RACK DOWN CONFIGURATION, FOR MODERN STERNOTOMY, REUSABLE | SPECIALIZED INSTRUMENTATION FOR OPEN AND LAPAROSCOPIC SURGERIES
24124 | 4229680218300 | RETRACTOR, LAMINECTOMY, FRAME ONLY/WITH JOINT/SCOVILLE HAVERFIELD, REUSABLE | SPECIALIZED INSTRUMENTATION FOR OPEN AND LAPAROSCOPIC SURGERIES
24125 | 4229680011300 | CLAMP BULLDOG GLOVER CURVED JAW JAW LENGTH 33 MM TOTAL LENGTH 7 CM STAINLESS STEEL REUSABLE | SPECIALIZED INSTRUMENTATION FOR OPEN AND LAPAROSCOPIC SURGERIES
24126 | 4229313905200 | BLADE, STERNAL, 50X30MM FOR ADAMS RETRACTOR, RACK DOWN CONFIGURATION, REUSABLE | SPECIALIZED INSTRUMENTATION FOR OPEN AND LAPAROSCOPIC SURGERIES
24127 | 4229680316300 | MARKER, TRABECULECTOMY, FECHTNER, REUSABLE | SPECIALIZED INSTRUMENTATION FOR OPEN AND LAPAROSCOPIC SURGERIES
24128 | 4229313905100 | SHORT USE SOFT INTERCOSTAL BLADES (PAIR) FOR OBADIA C-RING RETRACTOR, REUSABLE | SPECIALIZED INSTRUMENTATION FOR OPEN AND LAPAROSCOPIC SURGERIES
24129 | 4229680316700 | FORCEPS, INTRAOCULAR LENS FOLDING, CROSS-ACTION/ANGLED SHAFTS/PARALLEL JAWS WITH CURVED CLOSING TIPS, REUSABLE | SPECIALIZED INSTRUMENTATION FOR OPEN AND LAPAROSCOPIC SURGERIES
24130 | 4229490828400 | LAPAROSCOPIC, FORCEPS, DISSECTING AND GRASPING,<(>,<)> ROTATING, DISMANTLING, INSULATED, WITH CONNECTOR PIN FOR UNIPOLAR COAGULATION, WITH LUER-LOCK IRRIGATION CONNECTOR FOR CLEANING, SINGLE ACTION JAWS, “TIGER JAWS”, 2 X 4 TEETH, SIZE 3MM, LENGTH 20 CM, REUSABLE | SPECIALIZED INSTRUMENTATION FOR OPEN AND LAPAROSCOPIC SURGERIES
24131 | 4229313904800 | OBADIA MITRAL 3D RETRACTOR BLADE 40X50MM, FOR OBADIA RETRACTOR FOR FLEXIBLE BLADE (OR EQUIVALENT), REUSABLE | SPECIALIZED INSTRUMENTATION FOR OPEN AND LAPAROSCOPIC SURGERIES
24132 | 4229680024300 | CANNULA, HEPARIN, MOCK, DIAMETER 2.0 MM X 6.5 CM, REUSABLE | SPECIALIZED INSTRUMENTATION FOR OPEN AND LAPAROSCOPIC SURGERIES
24133 | 4229680267800 | CURETTE MAXILLARY SINUSو ARNETT STAINLESS STEEL LENGTH 16 - 17 CM REUSABLE | SPECIALIZED INSTRUMENTATION FOR OPEN AND LAPAROSCOPIC SURGERIES
24134 | 4229633911700 | LAPAROSCOPIC OUTER SHEATH, METAL, INSULATED, 10MM X 33 - 36CM, REUSABLE | SPECIALIZED INSTRUMENTATION FOR OPEN AND LAPAROSCOPIC SURGERIES
24135 | 4229680024500 | BLADE, FOR KIRSCHNER/DENNIS-BROWN, SIZE: 80 MM X 90 MM, REUSABLE | SPECIALIZED INSTRUMENTATION FOR OPEN AND LAPAROSCOPIC SURGERIES
24136 | 4229680801100 | CABLE, CONNECTION, BIPOLAR, RESECTOSCOPE, LENGTH 3 M, COMPATIBLE WITH END USER MACHINE, REUSABLE | SPECIALIZED INSTRUMENTATION FOR OPEN AND LAPAROSCOPIC SURGERIES