## Sheet1
NUPCO Code | Description | UMO | Quantity
4110410200800 | "LAPAROTOMY OB/GYN PACK, 1 BACK TABLE COVER REINFORCED 140X190 CM, 1MAYO STAND COVER REINFORCED 75X145 CM, 2 LEGGING 110X75 CM, 1 UTILITYBAG, 1 REINFORCED UNDER BUTTOCK DRAPE 85X105 CM, 1 PERINEAL DRAPE 100X100 CM WITH TRIANGULAR FENESTRATION 15X15X15 CM, WITH POUCH WITHSUCTION PORT/S, 1 NEEDLE COUNTER, 1 UPPER DRAPE 180 X 180 CM, 1 SURGICALGOWN XL SIZE, 1 SURGICAL GOWN L SIZE, ABSORBENT TOWEL 2X, STERILE" | each | 60
4110411201600 | "UROLOGY ENDO PACK, 1 CREPE PAPER 100 X 100 CM, 1 REINFORCED TABLE COVER150 X 190 WRAPPING, 20 NON - WOVEN SWAB 10 X 10 CM 4 P, 1 GALLIPOT 120ML, 2 GALLIPOT 60 ML, 1 TRAY 28 X 25 X 5 CM 3150 ML POLYPROPYLENE BLUE,1 SPONGE FORCEPS 24.7 CM LOCKING OCEAN BLUE, 1 CREPE PAPER 75 X 75 CM, 1SA LABEL 16 X 50 MM GREEN BLANK, 1 NON - WOVEN ROUND N# 5 XRD, 1 SYRINGE20 ML L/S 3 PARTS ECCENTRIC, 1 BNS TUR DRAPE 175/270 X 180 CM AP. 8 AND5 C, 1 CYSTOSCOPY SYSTEM DOUBLE, 1 PLASTIC BAG 25 X 46 CM ZIPLOCKTRANSP., 1 HAND TOWEL 18 X 25 CM, 1 OP - TAPE 9 X 49 CM, 1 OP SHEET 90 X150 CM FOLDED/BULK, 1 CAMERA DRAPE 12 X 250 CM PERFORATED TIP, INSERTTAPE" | each | 234
4110411803800 | "GALLIPOTS, 70 ML, POLY WHITE, PLASTIC CONTAINER, USED FOR ALIQUOTES,INDIVIDUALLY PACKED, DISPOSABLE, STERILE" | each | 200
4111173600000 | "DRAPE, SURGICAL, MICROSCOPE, 137 X 381 CM, FOR LEICA OR EQUIVALENT,STERILE" | each | 120
4213150200100 | "TOWEL, NON-WOVEN, LARGE, SIZE: ABOUT 30 X 30 CM OR EQUIVALENT,DISPOSABLE, NON-STERILE" | items (Pieces) | 250600
4213150405400 | "COVERALL, GENERAL PROTECTION, WHITE, T - STYLE DESIGN, MADE FROM NON -WOVEN SMS MATERIALS, WITH BARRIER TO BLOOD AND BODY FLUIDS, BREATHABLEAND COMFORTABLE, IGNITION RESISTANCE, WHEN DISPOSING SHOULD BEENVIRONMENTAL FRIENDLY, LOW IN LINT GENERATION, GENEROUS SIZING, WITHELASTIC CUFFS, ANKLE, HOOD, AND WAIST, QUALITY ZIPPER WITH FLAP COVERED,LARGE SIZE, MEETING OSHA RECOMMENDATION FOR THE SAFETY USE IN THEHEALTHCARE SETTING, DISPOSABLE" | each | 300
4213150500000 | GOWN FOR BABY SOFT PAPER MATERIAL; HYPOALLERGENIC, SINGLE USE, SMALL SIZE SMALL | items (Pieces) | 3
4213160400000 | "HAIR CAP, FOR NURSE, BOUFFANT HEAD, NON-WOVEN, ADJUSTABLE, 18-20 GSM,FITS ALL SIZES, BLUE OR GREEN, DISPOSABLE" | each | 1116600
4213160500000 | BOOTS FULL COVERAGE DISPOSABLE, ANTI SLIPPERY | Pack | 1000
4213160500100 | "COVER, BOOT COVER, FULL, UNIVERSAL GENEROUS SIZING, MADE OFHIGH-QUALITY THREE LAYER SMS, HEAVY-DUTY, THICK, COMPLETE BARRIER TO BLOOD AND BOD Y FLUIDS, BREATHABLE, KNEE HIGH, PRESENTED IN SMALL CARTOONDISPENSERS CAN TAKE UP TO 50 PCS PER DISPENSER." | each | 3135
4213160701600 | "JACKET, WARM-UP, KNIT CUFF COLLAR, MULTI LAYER, LATEX FREE, BLUE,X-LARGE, DISPOSABLE" | each | 600
4213160800100 | "SCRUB SUIT (SHIRT AND PANTS) FOR MALE, SIZES LARGE, WITH COMFORT FITDESIGN AND SHORT SLEEVES, V SHAPE COLLAR, TIES AROUND THE WASTE, ANDHIGH RESISTANCE TO MICROBIAL PENETRATION DRY, AND CAN REPLACE LAMINARAIR FLOW (COTTON/ POLYESTER ) RESISTANCE TO TENSILE AND BURST WET ANDDRY, CLEAN (NON-STERILE), SHOULD BEFLAME RESISTANCE, BLUE COLOR, NOT SEETHROUGH MATERIALS, SINGLE PACK, SINGLE USE" | items (Pieces) | 1
4213160800200 | "SCRUB SUIT (SHIRT AND PANTS) FOR MALE, SIZES X- LARGE, WITH COMFORT FITDESIGN AND SHORT SLEEVES, V SHAPE COLLAR, TIES AROUND THE WASTE, ANDHIGH RESISTANCE TO MICROBIAL PENETRATION DRY, AND CAN REPLACE LAMINARAIR FLOW (COTTON/ POLYESTER ) RESISTANCE TO TENSILE AND BURST WET ANDDRY, CLEAN (NON-STERILE), SHOULD BEFLAME RESISTANCE, BLUE COLOR, NOT SEETHROUGH MATERIALS, SINGLE PACK, SINGLE USE" | items (Pieces) | 50
4213161100200 | "HAIR CAP, FOR SURGEON, HOOD TYPE, WITH TIES, FITS ALL SIZES, BLUE ORGREEN, DISPOSABLE" | each | 27000
4213161200000 | GOWN FOR ISOLATION IMPERMEABLE NON - WOVEN RESISTANT TO TEARING CUFFEDYELLOW WITH LONG SLEEVES FOR STAFF 3 - LAYER SMS FABRIC SIZE:EXTRA-LARGE DISPOSABLE NON - STERILE | items (Pieces) | 1613300
4213161200100 | GOWN FOR ISOLATION IMPERMEABLE NON - WOVEN RESISTANT TO TEARING CUFFEDYELLOW WITH LONG SLEEVES FOR STAFF 3 - LAYER SMS FABRIC SIZE: LARGEDISPOSABLE NON - STERILE | items (Pieces) | 4895500
4213161200300 | "GOWN, CHEMOTHERAPY, SERVE AS BARRIER AGAINST WATER AND CHEMICAL PROOFAND PERFORATED OPEN BACK DESIGN, SIZE MEDIUM, NON STERILE" | each | 3630
4213161200400 | "GOWN, CHEMOTHERAPY, SERVE AS BARRIER AGAINST WATER AND CHEMICAL PROOFAND PERFORATED OPEN BACK DESIGN, SIZE LARGE, NON STERILE" | each | 3060
4213161600700 | "KIT EBOLA X-LARGE SIZE CONTAINS: TWO PAIRS POWDER FREE NITRILE GLOVES,REGULAR / LARGE MASK N95, X-LARGE COVERALLS , X-LARGE PAIR FULLCOVERAGE BOOT FACE SHIELD ANTIFOG SURGICAL MASK QACS OR ALCOHOL WIPESNOTE: MSDS SHOULD BE PROVIDED IN SOFT COPY" | Kit | 50
4213170100100 | ACK U-SHAPED (BREAST/ CHEST) : CONTENTS: 1 BACK TABLE COVER REINFORCED140X190 CM; 1 MAYO STAND COVER REINFORCED 75X145 CM; 4 UTILITY DRAPESWITH ADHESIVE TAPE 75X50 CM; 2 EXTRA DRAPES 125 X 100 CM WITH ADHESIVETAPE; 1 NEEDLE COUNTER; 2 ADHESIVE TAPE 10 X 50 CM 1; 1 BAR SHEET 270 X155 CM WITH ISO-SEAL POSITIONING TAPE AND PE 75X50 CM; 1 BREAST/ CHESTU-DRAPE 195 X 300CM WITH 20 X 55 CM SPLIT WITH ISO-SEAL POSITIONING TAPEAND FABRIC REINFORCEMENT AND TUBE HOLDERS; 1 BAR SHEET 270 X 155 CM WITHISO-SEAL POSITIONING TAPE; 1 UTILITY BAG; 1SURGICAL GOWN XL SIZE;1SURGICAL GOWN L SIZE; ABSORBENT TOWEL 2IN (ACCORDING TO THE ATTACHEDFABRIC SPECIFICATION) | Pack | 3519
4213170100500 | "DRAPE, SHEET, LAPAROSCOPY, FABRIC REINFORCEMENT, 104 X 75 X 120 INCH (+/- 2 INCH), DISPOSABLE, STERILE" | items (Pieces) | 8565
4213170100700 | DRAPE STERILE-ALL PURPOSE MAKING STERILE FIELD FOR ANY PROCEDURE WITHSTICKY CENTRAL HOLE 10 X 10 CM ( +/- 2 CM ) SIZES 50 X 60 CM ( +/- 5 CM)STICKY ON THE UPPER EDGE DISPOSABLE STERILE INDIVIDUAL PACKAGING | items (Pieces) | 500
4213170101100 | PACK LAPAROSCOPIC CHOLECYSTECTOMY : CONTENTS: 1 BACK TABLE COVERREINFORCED 140 X 190 CM; 1 MAYO STAND COVER REINFORCED 75 X145 CM; 4UTILITY DRAPES WITH ADHESIVE TAPE 75X50 CM; 1 UTILITY BAG; 1 WHOLE BODYDRAPE T SHAPED 255 X 285 X180 CM FENESTRATED WITH CONTROL FABRICREINFORCEMENT 30 X 30CM; 1 LOWER DRAPE REINFORCED 125 X 170CM WITHADHESIVE TAPE WITH TUBE HOLDER; 1 EASY APPLICABLE CAMERA CABLECOVER(RING SHAPED); 2 ADHESIVE TAPE 10 X 50 CM AND LAPAROSCOPICINSTRUMENTS POUCH WITH ADHESIVE CAPABILITY TO BE FIXED TO DRAPE;SURGICAL GOWN XL SIZE. 1; SURGICAL GOWN L SIZE. 1; ABSORBENT TOWEL 2INCH (ACCORDING TO THE ATTACHED FABRIC SPECIFICATION) | Pack | 240
4213170101200 | PACK ULTRA MAJOR SURGICAL : CONTENTS: 1 BACK TABLE COVER REINFORCED 140X 190 CM; 1 MAYO STAND COVER REINFORCED 75X145 CM; 4 UTILITY DRAPES WITHADHESIVE TAPE 75X50 CM; 1 UTILITY BAG; 1 WHOLE BODY DRAPE T SHAPED 255 X285 X180 CM FENESTRATED WITH CONTROL FABRIC REINFORCEMENT 30 X 30CM WITHTUBE HOLDER; 1 LOWER DRAPE REINFORCED 125 X 170CM WITH ADHESIVE TAPE; 2LEGGING 110 X 75 CM 2 ADHESIVE TAPE 10 X 50 CM; 1 NEEDLE COUNTER;SURGICAL GOWN XL SIZE. 1; SURGICAL GOWN L SIZE. 1; ABSORBENT TOWEL 2INCH (ACCORDING TO THE ATTACHED FABRIC SPECIFICATION) | Pack | 2188
4213170101300 | PACK HEMORRHOIDECTOMY : CONTENTS : 1 BACK TABLE COVER REINFORCED 140 X190 CM; 1 MAYO STAND COVER REINFORCED 75X145 CM; 1 UTILITY TOP DRAPEWITH TUBE HOLDER 100X80 CM; 1 UTILITY BAG; 2 LEGGING 110 X 75 CM; 1UNDER BUTTOCK DRAPE REINFORCED WITH ADHESIVE TAPE 80 X 105 CM; SURGICALGOWN XL SIZE. 1; SURGICAL GOWN L SIZE. 1; ABSORBENT TOWEL 2 INCH(ACCORDING TO THE ATTACHED FABRIC SPECIFICATION) 1 PLASTIC POUCH | Pack | 890
4213170101600 | PACK DELIVERY : CONTENTS : 1 BACK TABLE COVER REINFORCED 140X190 CM; 1MAYO STAND COVER REINFORCED 75X145 CM; 2 LEGGING 110X75 CM; 1 UTILITYBAG ;1 UNDER BUTTOCK DRAPE 85 X105 CM REINFORCED WITH POUCH WITH SUCTIONPORT/S; 1 IMPERVIOUS U SHAPED DRAPE 150 X 175 CM; 1 PERINEAL DRAPE 100X100 CM WITH TRIANGULAR FENESTRATION 25X25X25 CM; 1 NEEDLE COUNTER; 2UMBILICAL CORD CLAMPS; 1 BABY BLANKET 80 X75 CM; 2 ADHESIVE TAPE 10 X 50CM; 1 PLACENTA BASIN AND 1 NASAL SUCTION BULB SYRINGE; SURGICAL GOWN XLSIZE. 1; SURGICAL GOWN L SIZE. 1; ABSORBENT TOWEL 2 INCH (ACCORDING TOTHE ATTACHED FABRIC SPECIFICATION) | Pack | 10305
4213170101800 | PACK ADULT ENT : CONTENTS: 1 BACK TABLE COVER REINFORCED 140X190 CM; 1MAYO STAND COVER REINFORCED 75X145 CM; 4 UTILITY DRAPES WITH ADHESIVETAPE 75X50 CM; 1 UTILITY BAG; 1 HEAD DRAPE DOUBLE LAYER 130X90 CM WITHADHESIVE TAPE; 1 ENT SPLIT SHEET 80X200 CM WITH 7 X 55 CM SPLIT OPENINGWITH ADHESIVE TAPE AND TUBE HOLDER; 2 ADHESIVE TAPE 10 X 50 CM AND 1NEEDLE COUNTER; 1 SURGICAL GOWN XL SIZE; 1 SURGICAL GOWN L SIZE; 2ABSORBENT TOWEL (ACCORDING TO THE ATTACHED FABRIC SPECIFICATION) | Pack | 3036
4213170101900 | PACK SURGICAL EYE ( OPHTHALMOLOGY ) : CONTENTS : 1 BACK TABLE COVERREINFORCED 140X190 CM 40X65 CM; 1 MAYO STAND COVER REINFORCED 75X145 CM;1 NEEDLE COUNTER; 1 FULL BODY OPHTHALMIC DRAPE 180 X290 WITH 5 X 4 CMEYE FENESTRATION;10 WEEKSEL (K- SPONGE); 1 UTILITY BAG AND MEDICATIONLABELS; 1 DEXAMETHAZONE (WHITE) 1 GENTAMYCINE (WHITE) 1 MICHOL (WHITE) 1AVASTINE INJECTION (WHITE); SURGICAL GOWN XL SIZE. 1; SURGICAL GOWN LSIZE. 1; ABSORBENT TOWEL 2 INCH (ACCORDING TO THE ATTACHED FABRICSPECIFICATION) | Pack | 108
4213170102100 | PACK UPPER EXTREMITY : CONTENTS : 1 BACK TABLE COVER REINFORCED 140X190CM; 1 MAYO STAND COVER REINFORCED 75X145 CM; 1 HAND TABLE DRAPEREINFORCED ABSORBING FLUID 120X120CM; 1 UTILITY BAG; 1 SPLIT DRAPE150X180CM U SHAPED SPLIT 12X60 CM WITH ADHESIVE TAPE; 2 ADHESIVE TAPE 10X 50 CM; 1 WHOLE BODY DRAPE 300X195 CM FENESTRATED ELASTIC FENESTRATIONWITH TUBE HOLDER; 1 NEEDLE COUNTER; 1 IMPERVIOUS STOCKINETTE MEDIUMSIZED; SURGICAL GOWN XL SIZE. 1; SURGICAL GOWN L SIZE. 1; ABSORBENTTOWEL 2 INCH (ACCORDING TO THE ATTACHED FABRIC SPECIFICATION). | Pack | 100
4213170102300 | PACK ARTHROSCOPY : CONTENTS : 1 BACK TABLE COVER REINFORCED 140X190 CM;1 MAYO STAND COVER REINFORCED 75X145 CM; 1 EXTRA DRAPE REINFORCED120X120CM; 1 UTILITY BAG; 1 SPLIT REINFORCED DRAPE 150X180CM U SHAPEDSPLIT 18X80 CM WITH ADHESIVE TAPE; 1 IMPERVIOUS U SHAPED DRAPE 150 X 175CM; 5 ADHESIVE TAPE 10 X 50 CM; 1 WHOLE BODY DRAPE T SHAPED 255 X 285X180 CM FENESTRATED WITH CONTROL FABRIC REINFORCEMENT ELASTICFENESTRATION WITH TUBE HOLDER; 1 FLUID COLLECTION POUCH; 1 NEEDLECOUNTER; 1 IMPERVIOUS STOCKINETTE LARGE SIZED AND 1 EASY APPLICABLECAMERA CABLE COVER(RING SHAPED); 1 SURGICAL GOWN XL SIZE; 1 SURGICALGOWN L SIZE; 2 ABSORBENT TOWEL (ACCORDING TO THE ATTACHED FABRICSPECIFICATION) | Pack | 2465
4213170102400 | PACK LOWER EXTREMITY : CONTENTS : 1 BACK TABLE COVER REINFORCED 140X190CM; 1 MAYO STAND COVER REINFORCED 75X145 CM; 1 EXTRA DRAPE REINFORCED120X120CM; 1 UTILITY BAG ;1 SPLIT DRAPE 150X180 CM U SHAPED SPLITREINFORCED WITH ADHESIVE TAPE 18X80 CM; 5 ADHESIVE TAPE 10X50 CM; 1WHOLE BODY DRAPE 300X195 CM FENESTRATED ELASTIC FENESTRATION WITH TUBEHOLDER WITH FLUID COLLECTION POUCH WITH SUCTION PORT/S; 1 NEEDLE COUNTERAND 1 IMPERVIOUS STOCKINETTE LARGE SIZE; SURGICAL GOWN XL SIZE. 1;SURGICAL GOWN L SIZE. 1; ABSORBENT TOWEL 2 INCH (ACCORDING TO THEATTACHED FABRIC SPECIFICATION) | Pack | 102
4213170102500 | PACK PEDIATRIC ENT : CONTENTS : 1 BACK TABLE COVER REINFORCED 140X190CM; 1 MAYO STAND COVER REINFORCED 75X145 CM; UTILITY DRAPES WITHADHESIVE TAPE 75X50 CM; 1 NEEDLE COUNTER; 1 HEAD DRAPE DOUBLE LAYER130X90 CM WITH ADHESIVE TAPE; 1 ENT SPLIT SHEET 80X120 CM WITH 5X45 CMSPLIT OPENING WITH ADHESIVE TAPE AND TUBE HOLDER; 1 UTILITY BAG;SURGICAL GOWN XL SIZE. 1; SURGICAL GOWN L SIZE. 1; ABSORBENT TOWEL 2INCH (ACCORDING TO THE ATTACHED FABRIC SPECIFICATION) | Pack | 8535
4213170102600 | PACK HIP : CONTENTS : 1 BACK TABLE COVER REINFORCED 140X190 CM; 1 MAYOSTAND COVER REINFORCED 75X145 CM; 1 DRAPE REINFORCED 120X120CM; 4UTILITY DRAPES WITH ADHESIVE TAPE 75X50 CM; 1 IMPERVIOUS U SHAPED DRAPE150 X 175 CM; 1 HEAVY DUTY REINFORCED 150X180CM U SHAPED SPLIT DRAPEWITH ADHESIVE TAPE 18X80 CM; 5 ADHESIVE TAPE 10X50 CM; 1 WHOLE BODYDRAPE 300X195 CM FENESTRATED ELASTIC FENESTRATION WITH TUBE HOLDER WITH2 FLUID COLLECTION POUCH ON RT AND L T SIDES WITH SUCTION PORTS; 1NEEDLE COUNTER; 1 IMPERVIOUS STOCKINET LARGE SIZED; 1 UTILITY BAG; 1HAND TABLE DRAPE REINFORCED 120X120CM; 4 UTILITY DRAPES WITH ADHESIVETAPE 75X50 CM; 1 HEAVY DUTY REINFORCED150X180CM U SHAPED; SURGICAL GOWNXL SIZE. 1; SURGICAL GOWN L SIZE. 1; ABSORBENT TOWEL 2 INCH (ACCORDINGTO THE ATTACHED FABRIC SPECIFICATION). | Pack | 1929
4213170105400 | TRAY SPECIAL PROCEDUREANGIO SETOR PACK INCLUDING: (1) 18GA NEEDLE; (1)ABSORBENT PAD; (1) NEEDLE COUNTER; (1) NEEDLE BLUE 25GA X 1.5; (1)NEEDLE GREEN 21GA X 1.5; (1) NEEDLE BLACK 22GA X 1.5; (2) BOWL 250CC;(1) BOWL 500CC; (1) FLOW SWITCH; (1) BACK TABLE COVER; (2) ABSORBENTTOWEL; (1) BACK TABLE COVER FOLDED; (1) FEMORAL ANGIOGRAPHY DRAPE; (1)FLUORO COVER SIZE X-LARGE; (4) HUCK TOWELS; (1) FLUORO COVER SIZE LARGE;(1) ABSORBENT UTILITY DRAPE; (4) OR CLOTH TOWEL BLUE; (1) SCREEN COVER;(40) GAUZE SWABS 4 INCH X4 INCH 16 PLY NXRD; (5) SYRINGE 20ML L/L; (5)GLASS SYRINGE 10ML YELLOW COLORED; (1) GLASS SYRINGE 10ML RED COLORED;(5) GLASS SYRINGE 3ML BLUE COLORED; (1) INTRODUCER NEEDLE 18G X 7CM; (1)NEEDLE COUNTER FOAM MAGNETIC 20 COUNT RED; (1) MEDICATION LABEL SHEET;(1) BLUNT FILL NEEDLE WITH FILTER; (4) TOWEL CLAMPS; (1) SCALPEL BLADE#11; (1) MOSQUITO FORCEPS 5 INCH STRAIGHT; (1) MOSQUITO FORCEPS 5 INCHCURVED; (10 OPERATING SCISSOR BI/SH 5 IN | items (Pieces) | 968
4213170107300 | "DRAPE, FENESTRATED, SIZE 122 CM X 132 CM ( +/- 5 CM ), WITHFENESTRATION SIZE 20 CM X 36 CM, AND INCISE DRAPE, DISPOSABLE, STERILE" | items (Pieces) | 1200
4213170107900 | "TOWEL, SURGICAL HAND, ABSORBENT LINT FREE, NON-WOVEN, 30 X 45 CM (+/- 3CM), 2/PK, STERILE" | items (Pieces) | 100
4213170109400 | "SLEEVE, FOR SURGEON'S ARM, DISPOSABLE, STERILE" | items (Pieces) | 100
4213170113000 | "DRAPE, LEGGING, LITHOTOMY, 70 X 120 CM (+/- 5 CM), 2/ PK, DISPOSABLE,STERILE" | each | 1044
4213170113100 | "DRAPE, MAYO STAND COVER, FLUID REPELLANT, TEAR/SLIP RESISTANT,NON-WOVEN, 20-25 X 50-55 INCH, STERILE" | each | 2376
4213170113300 | "DRAPE, PACK SURGICAL, LAPAROTOMY, UNIVERSAL COMPONENTS: 1 BACK TABLECOVER REINFORCED 140 X 190 CM, 1 MAYO STAND COVER REINFORCED 75X145 CM,4 UTILITY DRAPES WITH ADHESIVE TAPE 75X50 CM, 1 UTILITY BAG, 1 WHOLEBODY DRAPE T SHAPED 255 X 285 X180 CM FENESTRATED WITH CONTROL FABRICREINFORCEMENT, 30 X 30CM WITH TUBE HOLDER, 1 LOWER DRAPE REINFORCED 125X 170CM WITH ADHESIVE TAPE, 2 LEGGING 110 X 75 CM 2 ADHESIVE TAPE 10 X50 CM, 1 NEEDLE COUNTER, SURGICAL GOWN XL SIZE. 1, SURGICAL GOWN L SIZE.1, ABSORBENT TOWEL 2X, STERILE" | each | 4535
4213170113500 | "DRAPE, SHEET SURGICAL, WITH ADHESIVE TAPE, 135 X 200 CM ( +/- 10 CM ),DISPOSABLE, STERILE" | each | 1520
4213170114400 | DRAPE, SURGICAL, MICROSCOPE, 109-122 CM X 300-305 CM TYPE #71, FOR ZEISSOPMI VARIO, DISPOSABLE, STERILE | each | 220
4213170114600 | "DRAPE, SURGICAL, U-SHEET, SPLIT REINFORCEMENT, TUBE HOLDERS, WITHADHESIVE, 195 X 300 (+/- 10 CM ), STERILE" | each | 200
4213170115800 | CUSTOMIZED EFFICIENCY GENERAL LAPAROSCOPY 1; 1 LAPAROSCOPY DRAPE 200/250X340 CM 1 CREPE PAPER 60X60CM 1 REINFORCED TABLE COVER 150 X 190WRAPPING 1 MAYO STAND COVER REINFORCED 79X145CM 4 OP TOWEL 75X50CM 1SCALPEL BLADE N°11 1 PAPER BAG 11X1 9CM 1 SYRINGE 5ML L/L 3PARTS CONC .1 NEEDLE HYPODERMIC 18G 40MM PINK 1 NEEDLE HYPODERMIC 22G 40MM BLACK 1SYRINGE 20ML L/L 3PARTS CONC. 2 BOWL 1000ML 2 SUCTION AND DIATHERMY BAG40X35 CM 1 ANTI FOG SOLUTION 2 TUBE HOLDER 5X15CM 4 MEPILEX BORDERPOST-OP 6X8CM PAD 3X5CM 1 COVER CA MERA 18X244CM W/CARD TRANSP 10 GAUZESWAB 10X10CM 16P XRD 1 NEEDLE COUNTER 20-COUNT DOUBLE MAGNET 2 BOWL250ML 1 BNS SURGICAL GOWN UL SP L WITH HAND TOWELS 47X38CM 2 BNSSURGICAL GOWN UL SP XL WITH HAND TOWELS 47X38CM 2 KIDNEY BOWL 800ML 5GAUZE LAP 30X30CM 20TH6P XRD 5PCS 1 VERESS NEEDLE 120MM 2 COTTONAPPLICATOR. (EACH) | each | 584
4213170116600 | "DRAPE, SURGICAL, SIZE: X-LARGE, 200 CM X 255 CM (+/- 10 CM),DISPOSABLE, STERILE" | each | 3000
4213170200000 | SURGICAL GOWN DOUBLE WRAPPED BLUE COLOR ZONED-IMPERVIOUS REINFORCED FROMCHEST TO DOWN ABDOMINAL AND ARMS TILL ELBOW EXCELLENT MICROBIAL BARRIERANTISTATIC BREATHABLE FABRIC FLUID REPELLENT LIGHT WEIGHT MATERIALRESISTANT TO TEARING COMFORTABLE LONG SLEEVES WITH CLOSING OF 7 CMELASTIC STOCKINET CUFF DISPOSABLE STERILE MEDIUM SIZE WITH TWO ABSORBENTTOWEL | items (Pieces) | 10400
4213170201000 | "SURGICAL GOWN, DOUBLE WRAPPED, BLUE COLOR, ZONED-IMPERVIOUS REINFORCEDFROM CHEST TO DOWN ABDOMINAL AND ARMS TILL ELBOW, EXCELLENT MICROBIALBARRIER, ANTISTATIC, BREATHABLE FABRIC, FLUID REPELLENT, LIGHT WEIGHTMATERIAL, RESISTANT TO TEARING, COMFORTABLE, LONG SLEEVES WITH CLOSINGOF 7 CM ELASTIC STOCKINET CUFF, DISPOSABLE, STERILE, SMALL SIZE WITH TWOABSORBENT TOWEL" | each | 6784
4213170201300 | PROTECTIVE GOWN, REINFORCED LAYER WITH CUFF, MINIMUM 60 MM, NON-WOVENMATERIAL, LENGTH FROM MIDDLE OF NECKLINE TO BOTTOM, LEVEL 4 OFPROTECTION AND PERMEABILITY TO LIQUIDS, CHEMO RESISTANCE, TEARRESISTANCE, OPEN BACK DESIGN, NON STERILE, DISPOSABLE, BLUE COLOR, SIZEX- SMALL. | each | 3000
4213170201500 | PROTECTIVE GOWN, REINFORCED LAYER WITH CUFF, MINIMUM 60 MM, NON-WOVENMATERIAL, LENGTH FROM MIDDLE OF NECKLINE TO BOTTOM, LEVEL 4 OFPROTECTION AND PERMEABILITY TO LIQUIDS, CHEMO RESISTANCE, TEARRESISTANCE, OPEN BACK DESIGN, NON STERILE, DISPOSABLE, BLUE COLOR, SIZEXX-LARGE. | each | 3060
4213170202000 | "GOWN, CHEMOTHERAPY, SERVE AS BARRIER AGAINST WATER AND CHEMICAL PROOFAND PERFORATED OPEN BACK DESIGN, SIZE XL, NON STERILE" | items (Pieces) | 43500
4213170203200 | PROTECTIVE GOWN, REINFORCED LAYER WITH CUFF, MINIMUM 60 MM, NON-WOVENMATERIAL, LENGTH FROM MIDDLE OF NECKLINE TO BOTTOM, LEVEL 4 OFPROTECTION AND PERMEABILITY TO LIQUIDS, CHEMO RESISTANCE, TEARRESISTANCE, OPEN BACK DESIGN, NON STERILE, DISPOSABLE, BLUE COLOR, SIZEX-LARGE. | each | 4970
4213170203700 | "SURGICAL GOWN, DOUBLE WRAPPED, BLUE COLOR, EXCELLENT MICROBIAL BARRIER,ANTISTATIC, BREATHABLE FABRIC, FLUID REPELLENT, LIGHT WEIGHT MATERIAL ,RESISTANT TO TEARING, COMFORTABLE, LONG SLEEVES WITH CLOSING OF 7 CMELASTIC STOCKINET CUFF, DISPOSABLE, STERILE, X-LARGE SIZE WITH TWOABSORBENT TOWEL" | each | 2482
4213170203800 | "SURGICAL GOWN, DOUBLE WRAPPED, BLUE COLOR, EXCELLENT MICROBIAL BARRIER,ANTISTATIC, BREATHABLE FABRIC, FLUID REPELLENT, LIGHT WEIGHT MATERIAL,RESISTANT TO TEARING, COMFORTABLE, LONG SLEEVES WITH CLOSING OF 7 CMELASTIC STOCKINET CUFF, DISPOSABLE, STERILE, XX-LARGE SIZE WITH TWOABSORBENT TOWEL" | each | 6000
4213170204000 | "SURGICAL GOWN, DOUBLE WRAPPED, BLUE COLOR, ZONED-IMPERVIOUS REINFORCEDFROM CHEST TO DOWN ABDOMINAL AND ARMS TILL ELBOW, EXCELLENT MICROBIALBARRIER, ANTISTATIC, BREATHABLE FABRIC, FLUID REPELLENT, LIGHT WEIGHTMATERIAL, RESISTANT TO TEARING, COMFORTABLE, LONG SLEEVES WITH CLOSINGOF 7 CM ELASTIC STOCKINET CUFF, DISPOSABLE, STERILE, XX- LARGE SIZE WITHTWO ABSORBENT TOWEL" | each | 29672
4213170204100 | SURGICAL GOWN DOUBLE WRAPPED BLUE COLOR ZONED-IMPERVIOUS REINFORCED FROMCHEST TO DOWN ABDOMINAL AND ARMS TILL ELBOW EXCELLENT MICROBIAL BARRIERANTISTATIC BREATHABLE FABRIC FLUID REPELLENT LIGHT WEIGHT MATERIALRESISTANT TO TEARING COMFORTABLE LONG SLEEVES WITH CLOSING OF 7 CMELASTIC STOCKINET CUFF DISPOSABLE STERILE X- LARGE SIZE WITH TWOABSORBENT TOWEL | each | 384524
4213170204200 | SURGICAL GOWN DOUBLE WRAPPED BLUE COLOR ZONED-IMPERVIOUS REINFORCED FROMCHEST TO DOWN ABDOMINAL AND ARMS TILL ELBOW EXCELLENT MICROBIAL BARRIERANTISTATIC BREATHABLE FABRIC FLUID REPELLENT LIGHT WEIGHT MATERIALRESISTANT TO TEARING COMFORTABLE LONG SLEEVES WITH CLOSING OF 7 CMELASTIC STOCKINET CUFF DISPOSABLE STERILE LARGE SIZE WITH TWO ABSORBENTTOWEL | each | 223768
4213170400800 | "TOWEL, PACK OF 2 PCS ABSORBENT COTTON TOWEL, SIZE 50X50CM, DISPOSABLE,STERILE" | each | 3800
4213170402700 | TOWEL, OPERATING ROOM, LATEX SAFE PREWASHED AND DELINTED S.U.D, WITHTAIL, 50 X 65 CM ( +/- 5 CM ), PACK OF 10, DISPOSABLE, STERILE | each | 6810
4213170403300 | CLOTH TOWEL 60X80 CM NON-LINTING, NON-RAYTEC, NON-STERILE, DISPOSABLE | each | 25200
4213170700000 | "COVER, HEAD, COTTON BASE, PEDIATRIC, DISPOSABLE" | items (Pieces) | 303
4213171600000 | "COVER, OVER SHOE, NON - WOVEN, FITS ALL SIZE S, BREATHABLE FABRICTEAR/SLIP RESISTANT, DISPOSABLE" | each | 250375
4213210100200 | "UNDERPAD, INCONTINENCE, ABSORBENT, CELLULOSE, WATERPROOF, STRONG ANDCLEAR IMPOSING, ASSURE DRY SURFACE, SIZE: 60 X 80 CM ( +/- 2 CM ),PACKING: WRAPPED IN A PLASTIC PACK" | items (Pieces) | 10550340
4213210100500 | "UNDERPAD, INCONTINENCE, ABSORBENT, CELLULOSE, WATERPROOF, STRONG ANDCLEAR IMPOSING, ASSURE DRY SURFACE, SIZE: 60 X 90 CM ( +/- 2 CM ),PACKING: WRAPPED IN A PLASTIC PACK" | each | 652650
4213210100700 | "UNDERPAD, INCONTINENCE, ABSORBENT, CELLULOSE, WATERPROOF, STRONG ANDCLEAR IMPOSING, ASSURE DRY SURFACE, SIZE: 40 X 60 CM ( +/- 2 CM ),PACKING: WRAPPED IN A PLASTIC PACK" | each | 44100
4213210100800 | "UNDERPAD, INCONTINENCE, ABSORBENT, CELLULOSE, WATERPROOF, STRONG ANDCLEAR IMPOSING, ASSURE DRY SURFACE, SIZE: 50 X 75 CM ( +/- 2 CM ),PACKING: WRAPPED IN A PLASTIC PACK" | each | 617800
4213220302300 | HEAVY DUTY GLOVES, MEDICAL GRADE NITRILE OR NATURAL RUBBER LATEX, POWDERFREE, FINGER THICKNESS 15 MIL, PALM THICKNESS 13 MIL, LONG CUFFS 30-35CMFROM THE INDEX FINGER, PUNCTURE RESISTANT, CHEMO RESISTANT, SINGLE USE,NON-STERILE, LARGE. | each | 282520
4213220302500 | HEAVY DUTY GLOVES, MEDICAL GRADE NITRILE OR NATURAL RUBBER LATEX, POWDERFREE, FINGER THICKNESS 15 MIL, PALM THICKNESS 13 MIL, LONG CUFFS 30-35CMFROM THE INDEX FINGER, PUNCTURE RESISTANT, CHEMO RESISTANT, SINGLE USE,NON-STERILE, MEDIUM. | each | 355943
4213220307500 | "GLOVES, EXAMINATION, NITRILE, NON-POWDERED, LENGTH 240 -270 MM FROM THEMIDDLE FINGER TO THE CUFF, SIZE LARGE, 100 / PACK" | Pack | 590
4213220307600 | "GLOVES, EXAMINATION, NITRILE, NON-POWDERED, LENGTH 240 -270 MM FROM THEMIDDLE FINGER TO THE CUFF, SIZE MEDIUM, 100 / PACK" | Pack | 6190
4213220307700 | "GLOVES, EXAMINATION, NITRILE, NON-POWDERED, LENGTH 240 -270 MM FROM THEMIDDLE FINGER TO THE CUFF, SIZE SMALL, 100 / PACK" | Pack | 4000
4213220508900 | HEAVY DUTY GLOVES, MEDICAL GRADE NITRILE OR NATURAL RUBBER LATEX, POWDERFREE, FINGER THICKNESS 15 MIL, PALM THICKNESS 13 MIL, LONG CUFFS 30-35CMFROM THE INDEX FINGER, PUNCTURE RESISTANT, CHEMO RESISTANT, SINGLE USE,NON-STERILE, SMALL. | each | 262270
4213220509400 | GLOVES SURGICAL LATEX THICK WALL NON-POWDERED BROWN COLOR FOR ORTHOPEDICPROCEDURE HYPOALLERGENIC PEEL PACK SIZE: 7.5 PACKING: INDIVIDUALLYWRAPPED IN INNER PACK 50 PAIRS/ BOX DISPOSABLE STERILE; ONE (1) EACHONE(1) PAIR | each | 1000
4214160104800 | "KIT EBOLA LARGE SIZE CONTAINS: TWO PAIRS POWDER FREE NITRILE GLOVES,REGULAR / LARGE MASK N95, LARGE COVERALLS LARGE PAIR FULL COVERAGE BOOTFACE SHIELD ANTIFOG SURGICAL MASK QACS OR ALCOHOL WIPES NOTE: MSDSSHOULD BE PROVIDED IN SOFT COPY" | each | 4031
4214160104900 | "KIT EBOLA MEDIUM SIZE: CONTAINS: TWO PAIRS POWDER FREE NITRILE GLOVES,SMALL / MEDIUM MASK N95, MEDIUM COVERALLS MEDIUM PAIR FULL COVERAGE BOOTFACE SHIELD ANTIFOG SURGICAL MASK QACS OR ALCOHOL WIPES NOTE: MSDSSHOULD BE PROVIDED IN SOFT COPY" | each | 4126
4214160105000 | "KIT EBOLA SMALL SIZE: CONTAINS: TWO PAIRS POWDER FREE NITRILE GLOVES,SMALL / MEDIUM MASK N95, SMALL COVERALLS SMALL PAIR FULL COVERAGE BOOTFACE SHIELD ANTIFOG SURGICAL MASK QACS OR ALCOHOL WIPES NOTE: MSDSSHOULD BE PROVIDED IN SOFT COPY" | each | 4128
4214160600000 | "BASIN, ROUND PLASTIC FOR WASHING, IS A SIMPLE DURABLE 12 INCH DIAMETERPOLYPROPYLENE, WASHABLE BETWEEN USAGE FOR SINGLE PATIENT" | items (Pieces) | 350
4214170502400 | "PATIENT TRANSFER, FLAT SLIDE SHEET WITH HANDLES, TURNING, ANDREPOSITIONING IN BED, SIZE 100 X 200 CM (+/- 20 CM), WEIGHT CAPACITY 150KG, SINGLE PATIENT USE" | each | 1250
4214180800100 | "CAUTERY, DIATHERMY PENCIL LATE WITH NEEDLE, STRAIGHT TIP, DISPOSABLE,STERILE" | items (Pieces) | 1000
4214270233400 | FOLEY CATHETER TRAY CONSISTENT OF: FOLEY CATHETER 2-WAYS PURE SILICON CH14 30-50 CM LONG WITH TWO LATERAL EYES BALLOON SIZE: 5-15 ML WITH VALVESUITABLE TO BE USED WITH SYRINGE LUER LOCK URINE DRAINAGE BAG 2000 MLCAPACITY WITH DOUBLE PLASTIC HANGER AND ABOUT ONE METER LONG TUBE (CLEARAND FIXED NUMERICAL GRADUATION WITH ANTI-REFLUX VALVE) PACKET POVIDONE-IODINE SWABSTICKS 2 DRY SWABS 10CC SYRINGE (PRE-FILLED WITH STERILEWATER) LATEX-FREE AND POWDER-FREE GLOVES REGULAR SIZE LUBE JELLYSECUREMENT DEVICE UNDERPAD STERILE | Kit | 2330
4214270400000 | "BAG, URINE DRAINAGE, 2000-2500 ML CAPACITY, WITH ABOUT ONE METER LONGTUBE, CLEAR AND FIXED NUMERICAL GRADUATION, SAMPLE PORT, ROLLER DRAINAGEVALVE, ANTI-REFLUX VALVE, UNIVERSAL DOUBLE HOOK AND ROPE HANGER WITHKINK PREVENTION, SLIDE CLAMP, SHAPE MUST ALLOW COMPLETE AND EFFICIENTDRAINAGE, DISPOSABLE, STERILE" | items (Pieces) | 260
4214270400300 | "BAG, URINARY, URIMETRIC, FOR MEASURING AND COLLECTING URINE, WITH90-120 CM LONG TUBE, GRADUATED, 2000-2500 ML, DISPOSABLE, STERILE" | items (Pieces) | 1760
4214270404300 | "BAG, URINARY, WITH GRADUATED, 500 ML, FINE CHAMBER + 2000 ML PVCDRAINAGE BAG, BOTTOM OUTLET SAMPLE PORT, FASTENING STRAPS, UROMETER" | each | 4500
4214271500000 | "SYSTEM URINARY DRAINAGE CLOSED CONSISTENT OF: FOLEY CATHETER 2 - WAYS,PURE SILICON 30 - 50 CM LONG WITH TWO LATERAL EYES, BALLOON SIZE : 3 - 5ML WITH VALVE SUITABLE, TO BE USED WITH SYRINGE LUER LOCK CYLINDRICALSIZE : FR 14, ATTACHED TO URINE DRAINAGE BAG 2000 ML CAPACITY WITH ABOUTONE METER LONG TUBE CLEAR AND FIXED NUMERICAL GRADUATION SAMPLE PORTSLIDING T - SHAPE DRAINAGE VALVE ANTI - REFLUX VALVE UNIVERSAL DOUBLEHOOK AND PLASTIC HANGER WITH KINK PREVENTION ROPE AND SHOULD PROVIDESYRINGE COMPATIBLE WITH THE SAMPLE PORT SLIDE CLAMP SHAPE MUST ALLOWCOMPLETE AND EFFICIENT DRAINAGE DISPOSABLE STERILE" | items (Pieces) | 1550
4214271500100 | "SYSTEM URINARY DRAINAGE CLOSED CONSISTENT OF: FOLEY CATHETER 2 - WAYS,PURE SILICON 30 - 50 CM LONG WITH TWO LATERAL EYES, BALLOON SIZE : 3 - 5ML WITH VALVE SUITABLE, TO BE USED WITH SYRINGE LUER LOCK CYLINDRICALSIZE : FR 16, ATTACHED TO URINE DRAINAGE BAG 2000 ML CAPACITY WITH ABOUTONE METER LONG TUBE CLEAR AND FIXED NUMERICAL GRADUATION SAMPLE PORTSLIDING T - SHAPE DRAINAGE VALVE ANTI - REFLUX VALVE UNIVERSAL DOUBLEHOOK AND PLASTIC HANGER WITH KINK PREVENTION ROPE AND SHOULD PROVIDESYRINGE COMPATIBLE WITH THE SAMPLE PORT SLIDE CLAMP SHAPE MUST ALLOWCOMPLETE AND EFFICIENT DRAINAGE DISPOSABLE STERILE" | items (Pieces) | 2100
4214271500200 | "SYSTEM URINARY DRAINAGE CLOSED CONSISTENT OF: FOLEY CATHETER 2 - WAYS,PURE SILICON 30 - 50 CM LONG WITH TWO LATERAL EYES, BALLOON SIZE : 3 - 5ML WITH VALVE SUITABLE, TO BE USED WITH SYRINGE LUER LOCK CYLINDRICALSIZE : FR 18, ATTACHED TO URINE DRAINAGE BAG 2000 ML CAPACITY WITH ABOUTONE METER LONG TUBE CLEAR AND FIXED NUMERICAL GRADUATION SAMPLE PORTSLIDING T - SHAPE DRAINAGE VALVE ANTI - REFLUX VALVE UNIVERSAL DOUBLEHOOK AND PLASTIC HANGER WITH KINK PREVENTION ROPE AND SHOULD PROVIDESYRINGE COMPATIBLE WITH THE SAMPLE PORT SLIDE CLAMP SHAPE MUST ALLOWCOMPLETE AND EFFICIENT DRAINAGE DISPOSABLE STERILE" | items (Pieces) | 6300
4214271500300 | "SYSTEM URINARY DRAINAGE CLOSED CONSISTENT OF: FOLEY CATHETER 2 - WAYS,PURE SILICON 30 - 50 CM LONG WITH TWO LATERAL EYES, BALLOON SIZE : 3 - 5ML WITH VALVE SUITABLE, TO BE USED WITH SYRINGE LUER LOCK CYLINDRICALSIZE : FR 20, ATTACHED TO URINE DRAINAGE BAG 2000 ML CAPACITY WITH ABOUTONE METER LONG TUBE CLEAR AND FIXED NUMERICAL GRADUATION SAMPLE PORTSLIDING T - SHAPE DRAINAGE VALVE ANTI - REFLUX VALVE UNIVERSAL DOUBLEHOOK AND PLASTIC HANGER WITH KINK PREVENTION ROPE AND SHOULD PROVIDESYRINGE COMPATIBLE WITH THE SAMPLE PORT SLIDE CLAMP SHAPE MUST ALLOWCOMPLETE AND EFFICIENT DRAINAGE DISPOSABLE STERILE" | items (Pieces) | 350
4214271500400 | "SYSTEM URINARY DRAINAGE CLOSED CONSISTENT OF: FOLEY CATHETER 2 - WAYS,PURE SILICON 30 - 50 CM LONG WITH TWO LATERAL EYES, BALLOON SIZE : 3 - 5ML WITH VALVE SUITABLE, TO BE USED WITH SYRINGE LUER LOCK CYLINDRICALSIZE : FR 22, ATTACHED TO URINE DRAINAGE BAG 2000 ML CAPACITY WITH ABOUTONE METER LONG TUBE CLEAR AND FIXED NUMERICAL GRADUATION SAMPLE PORTSLIDING T - SHAPE DRAINAGE VALVE ANTI - REFLUX VALVE UNIVERSAL DOUBLEHOOK AND PLASTIC HANGER WITH KINK PREVENTION ROPE AND SHOULD PROVIDESYRINGE COMPATIBLE WITH THE SAMPLE PORT SLIDE CLAMP SHAPE MUST ALLOWCOMPLETE AND EFFICIENT DRAINAGE DISPOSABLE STERILE" | items (Pieces) | 600
4214271501800 | "TRAY, FOR URINARY CATHETERIZATION, CONTAINS : 1 DRAINAGE BAG 1000 ML, 1UNDER PAD, PLASTIC BACKED, 1 HOSPITAL WRAP, 1 PAIR LATEX - FREE GLOVES,1 FENESTRATED DRAPE, 1 POVIDONE IODINE PREP SOLUTION, 5 ABSORBENT COTTONBALLS, 1 PREP CUP, 1 FORCEPS, 1 LUBRICATING JELLY 10 ML, 1 PREFILLEDINFLATION SYRINGE 10 CC, 1 SPECIMEN CONTAINER AND LABEL, DISPOSABLE,STERILE" | each | 30
4215246500600 | "LUBRICANT, WATER, SOLUBLE, 2 - 5 GM, FOIL, STERILE" | each | 13000
4217210501500 | TRAY LINER, MADE OF CELLULOSE FIBERS 80 G TO BE USE UNDER THE SURGICALTRAY TO ABSORB ANY MOISTURE AFTER THE CYCLE, WHITE, SIZE 500 X 300 MM. | each | 37000
4218201500400 | "PILLOW, CASE, NON - WOVEN, FABRIC, 20 X 30 INCH, APPROXIMATELY,DISPOSABLE" | each | 400
4219221200000 | "COVER, TROLLEY, SHEET, HYGIENIC PROTECTIVE TRANSPORTATION BED, SOFT,NON-WOVEN, IMPERVIOUS PLASTIC BASE, WHITE COLOR, HIGH ABSORBANCECAPACITY NOT LESS THAN TWO LITERS, PATIENT SURFACE REMAINS SOFT AND DRY,TEAR RESISTANCE (UP TO 150 KG WEIGHT LIFTING), SIZE 250 X 150 CM,INDIVIDUALLY PACKED, DISPOSABLE, NO STERILE" | items (Pieces) | 510
4220186100000 | "COVER, C-ARM, FLUOROSCOPY, CLEAR, SHOULD COVER C-SHAPE, STERILE" | each | 375
4220341005800 | CUSTOMIZED PACK CARDIOVASCULAR SURGERY PEDIATRIC 2 PCS/C BACK TABLECOVER 60IN X 100IN YANKAUER ARGYLE SUCTION TUBE (FINE TIP)ABSORBENTTOWEL 17INX20IN (43X51CM)ST ANDARD SURGICAL GOWN LARGE ABSORBENT TOWEL17INX20IN (43X51CM) STANDARD SURGICAL GOWN XL SURGICAL UTILITY DRAPE30IN X 40IN PEDIATRIC C. V. DRAPE W/ABC 82INX100INX110IN AND POCKETSDIATHERMY BAG 13.5IN X 20INGAUZE SWABS 4 X 4 16 PLY XRD SUTURE BOOTIE(10 SUTURE HOLES PER PACK) VESSEL LOOPS RED MINICARBON BLADE #15; CARBONBLADE #11; CARBON BLADE #10; RED ROBBINSON CATH 8 FR.BULB SYRINGE.SYRINGE 5ML L/L SILKTIES SUT. #1/0 CUT LNTH BLKTIP CLEANER 12FT. TUBINGW/ ADAPTER (USE IF SPECIAL REQUEST)GAUZE SWABS 12IN X 12IN 4PLYPREWASHED XRD CAUTERY PENCIL YELLOW W/HOLSTER (PUSH BUTTON 10FT CABLE)NC - 60CT. DOUBLE MAGNETIC OR TOWEL CLOTH GREEN 60 X 86 CM. BOWL 250 CC(SPONGE) BOWL 500 CC. PITCHER 1200CC TRAY MEDIUM PLATFORM BLUE 32 X 42 X3 CM. SYRINGE 3ML L/L SYRINGE 10ML L/L DISPOSABLE STERILE | Pack | 140
4220341005900 | CUSTOMIZED PACK CABG 1 PCS/C BACK TABLE COVER 60IN X 100IN. 10 PCSLINT-FREE ABSORBENT TOWEL 17INX20IN (43X51CM) STANDARD SURGICAL GOWNLARGE ABSORBENT TOWEL 17INX 20IN (43X51CM) STANDARD SURGICAL GOWN XL.ABSORBENT TOWEL 17INX20IN (43X51CM) STANDARD SURGICAL GOWN XL. MAYOSTAND COVER 31.5IN X 50IN W/ 7IN CUFF (LARGE)TOP DRAPE 60IN X 95IN W/OREINF. SUTURE BOOTIE (10 SUTURE HOLES PER PACK) VESSEL LOOPS BLUE MAXI2/PK (ALT IS R734848) CARBON BLADE #15. CARBON BLADE #11. CARBON BLADE#10. SYRINGE 60ML 2OZ CATHETER TIP SYRINGE 20ML L/S SYRINGE 5ML L/S12FT. TUBING W/ ADAPTER (USE IF SPECIAL REQUEST) SILKTIES SUT.#1/0 CUTLNTH BLKTIP CLEANERCAUTERY PENCIL YELLOW W/HOLSTER (PUSH BUTTON 10FTCABLE) TRAY POLY WHITE (BIG SIZE 30X43X10 CM) GAUZE SWABS 18 X 18 4 PLYXRD PRE-WASHED DIATHERMY BAG 13.5IN X 20IN NC - 60CT. DOUBLE MAGNETIC.YANKAUER ARGYLE SUCTION TUBE (FINE TIP) RING BASINS 6000CC BOWL 250 CC(SPONGE) BOWL 500 CC HAND TOWEL OR CLOTH BLUE 44X60 CM OR TOWEL CLOTHGREEN 60 X 86 CM C.V. INCISE DRAPE 104IN X 76IN X 143IN BILATERALUNDER-LEF DISPOSABLE STERILE | Pack | 618
4220341006000 | CUSTOMIZED PACK WET SKIN PREPARATION 12 PCS/C CSR OUTER WRAP 35IN X 35IN(90X90CM)STERLING NITRIL GLOVES LARGE (13942/50708)SPONGE STICK YELLOW8IN (STD)POVIDONE SOLUTION 10% 120 ML POVIDONE SOLUTION 7.5%60MLABSORBENT TOWEL 17INX20IN (43X51CM)COTTON TIPPED APPLICATORS 6INPREP WING SPONGE BLUEABS PLAIN DRAPE 20IN X 25IN3 COMPARTMENT TRAY BLUE(24 X 25 X 5 CM) DISPOSABLE STERILE | Pack | 540
4220341006200 | CUSTOMIZED PACK CARDIOVASCULAR UNIVERSAL 2 PCS/CBACK TABLE COVER 60IN X100IN; YANKAUER ARGYLE SUCTION TUBE (FINE TIP) IOBAN 2 - ANTIMICROBIALINCISE DRAPE 60X45 CM (DEFAULT - 6650)ABSORBENT TOWEL 17INX20IN(43X51CM); STANDARD SURGICAL GOWN LARGE ABSORBENT TOWEL 17INX20IN (43X51CM); STANDARD SURGICAL GOWN XL; ABSORBENT TOWEL 17INX20IN (43X51CM)STANDARD SURGICAL GOWN XL. UTILITY DRAPE 30IN X 36IN; TOP DRAPE 60IN X95 IN W/O REINF LAPAROTOMY DRAPE W/ABC 82INX126INX110IN AND POCKETS.MAYO STAND COVER 31.5IN X 50IN W/7IN CUFF (LARGE)DIATHERMY BAG 13.5IN X20IN GAUZE SWABS 4 X 4 32PLY XRD SUTURE BOOTIE (10 SUTURE HOLES PERPACK)VESSEL LOOPS RED MINICARBON BLADE #15; CARBON BLADE #11; CARBONBLADE #10; RED ROBBINSON CATH 14 FR.RED ROBBINSON CATH 8 FR.BULBSYRINGE. SYRINGE 5ML L/S SILKTIES SUT.#1/0 CUT LNTH BLKTIP CLEANER NYLONTAPE WHITE 6MM X 70CM; SUCTION CATHETER STRAIGHT 14FR SYRINGE 60ML 2OZCATHETER TIP 12FT. TUBING W/ ADAPTER (USE IF SPECIAL REQUEST) GAUZESWABS 18 X 18 4 PLY XRD DISPOSABLE STERILE | Pack | 1000
4220341006300 | CARDIAC CATHETERIZATION PACK (PEDIATRIC) ADVANCE STERILE CONTAINS: BACKTABLE COVER 60IN X 94IN ABSORBENT TOWEL 17INX20IN (43X51 CM ) REINFORCEDSURGICAL GOWN XL; GAUZE SWABS 4 X 4 12 PLY NXRD LIGHT HANDLE COVERSTERILE (GREEN) MOSQUITO FORCEPS 5IN STRAIGHT SCALPEL BLADE # 11 WITHHANDLE BLUE; FEMORAL ANGIOGRAPHY SHEET 98IN X 145IN; ABSORBENT UTILITYDRAPE 30IN X 30IN; HAND TOWEL OR CLOTH BLUE 44X60 CM; TEGADERM DRESSING10X12CM; SYRINGE 5ML L/S SYRINGE 5ML L/L SYRINGE 10ML L/L SYRINGE 20MLL/L SYRINGE 10 CC L/S MEDICATION LABEL CUSTOMIZED FLUSH LIDOCAINECONTRAST HEPARIN ADENOSINE NEEDLE 21G X 1.5IN (3.5 CM/35MM) GREEN NEEDLE19G X 1.5IN (3.8CM) BEIGE; NEEDLE 23G X 1.0IN (3.0CM) BLUE TOWEL CLAMPSBOWL 1000 CC (SPONGE) RING BASINS 6000CC; TRAY HALF DEEP 14 X 25 X 5 CMBOWL 250 CC (SPONGE) SYRINGE 2ML L/S; OPERATING SCISSORS BL/SH 5INSTRAIGHT; PITCHER 1200CC; 3 WAY STOPCOCK WITH EXTENSION NEEDLE HOLDER5IN; NC - 20 COUNT FM W/MAG RED (STD); KIDNEY BASIN 700CC (REGULAR);BACK TABLE COVER 30IN X 36IN (FOLDED) SYRINGE 30CC L/L FL | Pack | 982
4220341006400 | CARDIAC CATHETERIZATION PACK (ADULT) ADVANCE STERILE CONTAINS: BACKTABLE COVER 60IN X 75IN (152X190CM) BACK TABLE COVER 30IN X 3 6IN(FOLDED)ABSORBENT TOWEL 17IN X 20IN (43X51 CM) REINFORCED SURGICAL GOWNXL FEMORAL ANGIO DRAPE (RADIAL) W/TWO WINDOWS 99IN X 130IN RUBBER BANDSSCALPEL BLADE # 11 WITH HANDLE BLUE BOWL 1000 CC (SPONGE) BOWL 250 CC(SPONGE) RING BASINS 6000CC ABSORBENT UTILITY DRAPE 30IN X 30IN TUBEHOLDER W/VELCRO 10IN ADHESIVE TEGADERM DRESSING 10X12CMLARGE DRAPE60INX100IN W/OUT REINF. MOSQUITO FORCEPS 5IN CURVED MOSQUITO FORCEPS 5INSTRAIGHT PITCHER 1200CCKIDNEY BASIN 700CC (REGULAR)OPERATING SCISSORSBL/SH 5IN STRAIGHT TOWEL CLAMPS GAUZE SWABS 4 X 4 12 PLY NXRD SPLASHSTOP WASTE COLLECTION BOWL W/SOLIDIFIER HAND TOWEL OR CLOTH BLUE 44X60CM NC - 20 COUNT FM W/MAG RED (STD)GALIPOT 60 CC GALIPOT 60 CC GALLIPOT120MLSYRINGE 10ML L/L SYRINGE 10ML L/L SYRINGE 10ML L/L SYRINGE 3ML L/LSYRINGE 10ML L/L NEEDLE 19G X 1.5IN (3.8CM) BEIGE NEEDLE 21G X 1.5IN(3.5 CM/35X) | Pack | 5174
4220341006500 | ELECTROPHYSIOLOGY PACK1 BACK TABLE COVER 60IN X 75IN 1 BACK TABLE COVER60IN X 75IN (FOLDED) 1 FEMORAL ANGIOGRAPHY SHEET 76IN X 124I N3 UTILITYDRAPE 30IN X 30IN; 1 MOSQUITO FORCEPS 5IN STRAIGHT; 3 GALLIPOT 120ML; 1HAND TOWEL OR CLOTH BLUE 44X60 CM; 1 KIDNEY BASIN 700CC (REGULAR); 1SCALPEL BLADE # 11 WITH HANDLE BLUE; 1 OPERATING SCISSORS BL/SH 5INSTRAIGHT; 1 NC - 20 COUNT FM W/ ADH RED; 1 BOWL 1000 CC (SP ONGE); 1NEEDLE 19G X 1.5IN (3.8CM) BEIGE; 1 NEEDLE 23G X 1.0IN (3.0CM) BLUE; 1SPLASH STOP WASTE COLLECTION BOWL W/SOLIDIFIER; 1 NEEDLE 21G X 1.5IN(3.5 CM/35MM) GREEN 30 GAUZE SWABS 4 X 4 12 PLY NXRD5 SYRINGE 10ML L/L1SYRINGE 3ML L/L1 NEEDLE HOLDER 5IN; 2 TOWEL CLAMPS; 9 MEDICATION LABELCUTOMIZED; 2 FLUSH; 2 CONTRAST; 1 HEPARINISED/ SALINE; 1 FLUORO COVER30IN X 30IN; 3 FLUORO COVER 50INX50IN; 2 INTRODUCER NEEDLE 18G X 2.75IN(7CM) W/ WINGS 1 SYRINGE 10ML MED LT BLUE MEDALLION | Pack | 384
4220341007100 | "BIOPSY - CENTESIS PACK CONTAINS: STERILE, DISPOSABLE. 1X LIDOCAINE 2%20ML MD (PLASTIC), 1X BANDAGE 3/4 IN X 3 IN SHEER, 1X SYRINGE 10CC L/L,1X SYRINGE 20CC L/L, 1X NEEDLE: 25X1 1/2 (SAFETY NEEDLE), 1X WRAP, 1XPOLY 30X30, 1X CHLORAPREP 3ML TINTED/ORANGE, 1X RULER 6 IN, 1X DRAPE22X22 W/3.5 IN FENESTRATED AND RIPLINE, 1X TRAY 3 COMPARTMENT, 1XSHORTSTOP, 1X SCALPEL # 11 SAFETY, 1X NEEDLE 18X1 1/2 S AFETY, 1X TOWELABS, 1X LIDOCAINE LABEL 0.5X1.75, 10X SPONGE GAUZE 4X4 12 PLY" | Pack | 4450
4220341007200 | ENDOVENOUS VARICOSE VEIN PACK STERILE CONTAINS :1 BACK TABLE COVERREINFORCED 150X 225 CM.5 ABSORBENT TOWELS.1 SURGICAL GOWN F ABRIC-REINFORCED LARGE.1 SURGICAL GOWN FABRIC-REINFORCED X-LARGE.4 UTILITYDRAPES.5 STERILE ULTRASOUND GEL SACHET 20 GM EACH1 IMP ERVIOUS STOCKINETLARGE.2 DRAPE TAPE STRIPS 10 X 50 CM.1 IMPERVIOUS U DRAPE 150 X 175 CM.1HEAVY DUTY U-DRAPE 220 X 275 CM.1 TOP BAR DRAPE 250 X 150 CM WITH TUBEHOLDER AND HEAVY ABSORBENT MATERIAL.2 MAYO STAND COVER 1 ULTRASOUND PROPCOVER2 STERILE ULTRASO UND GEL SACHET 20 GM EACH. | Pack | 387
4220341007300 | CUSTOMIZED PACK SURGICAL UNIVERSAL CONTAINS : THE MATERIAL OF THE DRAPEGOWNS AND COVERS MUST BE WATER PROOF. 1 BACK TABLE COVER REINFORCED 150X 225 CM. 3 ABSORBENT TOWELS. 1 SURGICAL GOWN IMPERVIOUS LARGE. 1SURGICAL GOWN IMPERVIOUS X-LARGE. 4 UTILITY DRAPES. 2 SIDE DRAPES 110 X190 CM WITH HEAVY ABSORBENT MATERIAL. 1 BOTTOM DRAPE 190 X 190 CM WITHHEAVY ABSORBENT MATERIAL AND TUBE HOLDER. 1 TOP DRAPE 270 X150 WITH ABCWITH HEAVY ABSORBENT MATERIAL AND TUBE HOLDER. 1 SUTURE BAG. 1 CAUTERYPENCIL. 1 TIP CLEANER. 1 NEEDLE COUNTER MAGNETIC - FOAM. 1 DIATHERMY BAG13.5 IN X 1 6IN. 1 SAFETY SHARP TRANSFER TRAY 1 MAYO STAND COVERDISPOSABLE STERILE | Pack | 2383
4220341007500 | UNI - EXTREMITY VASCULAR PACK STERILE CONTAINS : THE MATERIAL OF THEDRAPE GOWNS AND COVERS MUST BE WATERPROOF; 1 BACK TABLE COVER REINFORCED150X 225 CM; 3 ABSORBENT TOWELS; 1 SURGICAL GOWN IMPERVIOUS LARGE; 1SURGICAL GOWN IMPERVIOUS X-LARGE; 4 UTILITY DRAPES; 1 IMPERVIOUSSTOCKINET LARGE; 1 IMPERVIOUS U DRAPE 150 X 175 CM; 1 HEAVY DUTY U-DRAPE220 X 275 CM; 1 TOP BAR DRAPE 250 X 150 CM WITH TUBE HOLDER AND HEAVYABSORBENT MATERIAL; 2 DRAPE TAPE STRIPS 10 X 50 CM; 1 SUTURE BAG; 1NEEDLE COUNTER MAGNETIC - FOAM; 1 CAUTERY PENCIL1 TIP CLEANER; 1 SHARPTRANSFER TRAY; 1 MAYO STAND COVER | Pack | 75
4220341007600 | "PERM CATH PACK, STERILE, CONTAINS :THE MATERIAL OF THE DRAPE, GOWNS ANDCOVERS MUST BE WATERPROOF.1 BACK TABLE COVER, REINFORCED 15 0X 225 CM.3ABSORBENT TOWELS.1 SURGICAL GOWN, IMPERVIOUS, LARGE.1 SURGICAL GOWN,IMPERVIOUS, X-LARGE.1 C ARM COVER1 U-SURGICAL DRAPE .1 SURGICAL BARDRAPE, WITH TAPE AND ABC.1 DRAPE TAPE STRIPS, 10 X 50 CM.1 SAFETY SHARPTRANSFER TRAY1 SUTURE BAG.1 MAYO STAND COVER" | Pack | 588
4220341007700 | "AV FISTULA PACK, STERILE, CONTAINS: THE MATERIAL OF THE DRAPE, GOWNSAND COVERS MUST BE WATERPROOF.1 BACK TABLE COVER, REINFORCED 1 50 X 225CM. 3 ABSORBENT TOWELS. 1 SURGICAL GOWN, IMPERVIOUS, LARGE. 1 SURGICALGOWN, IMPERVIOUS, X-LARGE.1 ARM BOARD COVER REINFORCED FABRIC WITHPLASTIC.4 UTILITY DRAPE.1 IMPERVIOUS STOCKINET, SMALL.1 DRAPE TAPESTRIPS, 10 X 50 CM.1 (T) HAND DRAPE, HEAVY DUTY FABRIC WITH TUBE HOLDER,HIGH ABSORBENT FABRIC REINFORCEMENT AND COMFORTABLE FENESTRATION.1SUTURE BAG.1 NEEDLE COUNTER MAGNETIC - FOAM.1 CAUTERY PENCIL1 TIPCLEANER.1 SHARP TRANSFER TRAY1 MAYO STAND COVER" | Pack | 743
4220341008100 | CARDIAC CATHETERIZATION PACK (ADULT) BASIC STERILE CONTAINS: THEMATERIAL OF THE DRAPE AND COVER MUST BE WATERPROOF 1 X 4 PORTS RIGHTHAND MANIFOLD INCLUDES ONE PRESSURE LINE ONE SALINE LINE ONE CONTRASTMEDIA LINE; CHLOROHEXIDINE ARTERY FORCEPS; 1 X 18 GAUGE 7 CM; INTRODUCERNEEDLE; 1 X BOWL 6000ML; 1 X BOWL 500 ML; 2 X BOWL 250ML; 2 X KIDNEYTRAY 1000ML; 6 X SYRINGE L/L 10CC; 1 X SYRINGE L/L 20CC; 1 X NEEDLE 16G;1 X NEEDLE 21G; 1 X NEEDLE 24G; 1 X CONTROL SYRINGE 10ML L/L; 6 XABSORBENT LINEN 50X50; 5 X DRAPE 75X 75; 6 X SPONGE STICKS; (1 EACH) XSTERILE STICKERS (LABEL); 20 X GAUZE; 1 X SCISSORS; 1 X 11 BLADESSCALPEL; 1 X LARGE GOWN; 1 X EXTRA LARGE GOWN; 2 X TOWEL CLIPS; 6 X HANDTOWEL PAPER; 3 X LARGE SPONGE STICKS; 3 X FLUOROSCOPE COVER; 1 X LEADSCREEN COVER; 1 X HIGH PRESSURE (LINE 1200 PSI) 50 CM; 1 X FEMORAL ANGIODRAPE 2 HOLES 290 220 CM; 20 GAUZE SWABS 4 X 4 CM; 1 X MODESTY DRAPE 65X 45 C M; 3 X BOWLS (1 X LITER 1 X 500 CC AND 1 | Pack | 7774
4220341008200 | ANGIOGRAPHY PACK STERILE CONTAINS: THE MATERIAL OF THE DRAPE AND COVERMUST BE WATERPROOF 1 X CSR OUTER COVER 45INX45IN 1 X BACK TABLE COVER60IN X 75IN 7 X PCS ABSORBENT TOWEL 3 XL REINFORCED GOWN 1 X CUSTOMFEMORAL AND RADIAL ANGIOGRAPHY DRAPE W/ TWO WINDOWS 88IN X 138IN 1 XNEEDLE 18G X 1.5IN 1 X NEEDLE 23G X 1.18IN 1 X NEEDLE 21G X 3.5CM 1 XVASCULAR ACCESS SELDINGER NEEDLE 18G X 7CM 1 X SCALPEL BLADE # 11 1 XOPERATING SCISSORS BLUNT/SHARP 5IN STRAIGHT 1 X MOSQUITO FORCEPS 5INSTRAIGHT 1 X NEEDLE COUNTER 20 CT FOAM MAGNETIC 20 X GAUZE SWABS 4 X 416 PLY WITHOUT X-RAY DETECTABLE 4 X SPONGE STICK 6IN BLUE 2 X PLASTICTOWEL CLAMP 1 X COVER 90 X50 CM SHEET 1 X TRANS PARENT COVER 51X79INSHEET 1 X SCREEN COVER 2 X FLUORO COVER LARGE GREEN 2 X TEGADERM 6 X7CM1 X GALLIPOT 60ML 1 X HALF DEEP TRAY 5.4 X 9.72 X 2IN 2 X BOWL 1000CC 2X BOWEL 500 CC 1 X RING BASIN 6000 CC 1 X HIGH PRESSURE (LINE 1200 PSI)150 CM ULTRASOUND PROBE COVER AND JEL | Pack | 86
4220341086600 | ULTRASOUND PROBE AND CABLE COVER KIT, STERILE, DISPOSABLE, KIT CONTAINS:13-16 CM X 130-200 CM (WIDTH X LENGTH) ULTRASOUND PROBE COVER, TWORUBBER BANDS/STRAPS AND 20ML STERILE GEL PACK | each | 100
4220341106900 | PRESSURE MONITORING LINE, 60 CM LONG, PEDIATRIC, WITH MALE AND FEMALEENDS, NON COMPLIANT, DISPOSABLE, STERILE | each | 800
4222150307000 | PACK FOR CENTRAL LINE CATHETER INSERTION CONTENTS : 1 DRAPE TO COVER THEWHOLE BODY OF THE PATIENT DURING INSERTION OF CENTRAL LINE WITH 2OPENINGS ONE FOR EXTERNAL JUGULAR AND ONE FOR FEMORAL CENTRAL LINE BOTHIN MIDDLE LINE TO COPE WITH RIGHT AND LEFT SIDE150X 270 CM; 1 KIDNEYTRAY; 2 GAUZE PIECES 8X8 CM; 1 PAIR OF VINYL GLOVES XL; 1 PLASTIC TRAYWITH 6 COTTON SWABS; 1 PLASTIC SAFETY SCALPEL SINGLE USE; 2 SWAB STICKIMPREGNATED WITH CHLORHEXIDINE 2 % AND ALCOHOL 70%; 2 TRANSPARENTDRESSING; 2 SAFETY STERILE SYRINGES 5ML WITH LABEL FOR LIDOCAINESYRINGE; 1 CURVED NEEDLE WITH SUTURE AND DISPOSABLE NEEDLE DRIVER;SURGICAL GOWN XL SIZE. 1; SURGICAL GOWN L SIZE. 1; ABSORBENT TOWEL 2INCH | Pack | 15459
4222150600700 | UMBILICAL PLACEMENT KIT: USED FOR UMBILICAL CATHETERIZATION 1 OUTER WRAP75 X 90CM 1 RETRACTABLE SCALPEL NO 11 2 DRAPES 45 X 75CM 1 FENESTRATEDDRAPE WITH EASY PEEL 50 X 50CM 2 HAND TOWELS 1 PAIR OF SUTURE SCISSORS11CM 1 X TAPE MEASURE 2 MOSQUITO FORCEPS CURVED 13CM 1 X MOSQUITOFORCEPS STRAIGHT 13CM 1 IRIS FORCEPS CURVED 10CM 1 X IRIS FORCEPSSTRAIGHT 10CM 1 IRIS FORCEPS STRAIGHT WITH TEETH 10.5CM 1 NEEDLE HOLDER14CM 1 LUER-SLIP SYRINGE 1ML 2 LUER-LOCK SYRINGES 3ML 2 X LUER-LOCKSYRINGES 5ML 1 VESSEL DILATOR PROBE 14CM 1 X ADHESIVE FIXATION STRIPS 5SWABS 10 X 10CM 4PLY 6 SWABS 5 X 5CM 4PLY 1 RED GALLIPOT 60ML 1TRANSPARENT GALLIPOT 60ML 1 SILK SUTURE WITH CURVED CUTTING NEEDLE 3.0 1UMBILICAL COTTON LIGATURE STERILE; (1) EACHONE (1) KIT | items (Pieces) | 3216
4222161001600 | "TRAY, PLASTIC, FOR PASSING SHARP INSTRUMENTS AND BLADES, STERILE" | each | 72
4228150914700 | TYVEK POUCH H2O2 STERILIZATION PRE-CUT HEAT SEAL 70 GSM, PUNCTURERESISTANT PLASTIC, TRANSPARENT FILM, PROCESS INDICATOR TYPE 1 PRINTED ATDISTANCE EVERY 15 CM, SIZE: L 260MM X W 100 MM | each | 10500
4228152100100 | HEAVY DUTY GLOVES, MEDICAL GRADE NITRILE OR NATURAL RUBBER LATEX, POWDERFREE, FINGER THICKNESS 15 MIL, PALM THICKNESS 13 MIL, LONG CUFFS 30-35CMFROM THE INDEX FINGER, PUNCTURE RESISTANT, CHEMO RESISTANT, SINGLE USE,NON-STERILE, X-LARGE. | each | 164916
4228152101400 | "WRAPPING SHEET, NON-WOVEN SPUNBOND MELTBLOWN SPUNBOND (SMS), THICKNESS80 GSM, COMPATIBLE WITH THE STEAM STERILIZATION AND HYDROGEN PEROXIDESTERILIZATION SYSTEMS, NON-LEACHING AND ODORLESS, MICROBIAL BARRIER,TEAR RESISTANCE, AIR PERMEABILITY AND BURST STRENGTH, WRAPPING SHEETSGREEN OR BLUE, SIZE 120 CM X 120 CM" | each | 25
4228152101600 | STEAM POUCH STERILIZATION ROLL FLAT, NOT LESS THAN 60 GSM, PUNCTURERESISTANT PLASTIC, TRANSPARENT FILM, PROCESS INDICATOR TYPE 1 PRINTED ATDISTANCE EVERY 15 CM, SIZE: 150 MM X 100 M. | each | 12
4228152101700 | POUCH STEAM STERILIZATION PRE-CUT FLAT HEAT SEAL MEDICAL GRADE PAPER NOTLESS THAN 60 GSM (WHITE) THICK PLASTIC TRANSPARENT FILM PUNCTURERESISTANT INDICATOR TYPE 1 PRINTED AT DISTANCE EVERY 15 CM SEAL EDGE 9MM SIZE: L 200 MM X W 100 MM | each | 228000
4228152108500 | WRAPPER STERILIZATION WETLAID NON WOVEN PAPER 70GSM 100X100CM MEDICALGRADE | each | 47500
4228180802000 | TYVEK POUCH H2O2 STERILIZATION ROLL FLAT, 70 GSM, PUNCTURE RESISTANTPLASTIC, TRANSPARENT FILM, PROCESS INDICATOR TYPE 1 PRINTED AT DISTANCEEVERY 15 CM, SIZE: 250 MM X 70 M | each | 20
4228180802100 | TYVEK POUCH H2O2 STERILIZATION ROLL FLAT, 70 GSM, PUNCTURE RESISTANTPLASTIC, TRANSPARENT FILM, PROCESS INDICATOR TYPE 1 PRINTED AT DISTANCEEVERY 15 CM, SIZE: 75 MM X 70 M | each | 10
4228180802500 | TYVEK POUCH H2O2 STERILIZATION ROLL FLAT, 70 GSM, PUNCTURE RESISTANTPLASTIC, TRANSPARENT FILM, PROCESS INDICATOR TYPE 1 PRINTED AT DISTANCEEVERY 15 CM, SIZE: 100 MM X 70 M | each | 10
4228180802600 | TYVEK POUCH H2O2 STERILIZATION ROLL FLAT, 70 GSM, PUNCTURE RESISTANTPLASTIC, TRANSPARENT FILM, PROCESS INDICATOR TYPE 1 PRINTED AT DISTANCEEVERY 15 CM, SIZE: 400 MM X 70 M | each | 6
4228180802800 | TYVEK POUCH H2O2 STERILIZATION ROLL FLAT, 70 GSM, PUNCTURE RESISTANTPLASTIC, TRANSPARENT FILM, PROCESS INDICATOR TYPE 1 PRINTED AT DISTANCEEVERY 15 CM, SIZE: 300 MM X 70 M | each | 6
4228190100800 | "WRAPPING SHEET, NON-WOVEN SPUNBOND MELTBLOWN SPUNBOND (SMS), THICKNESS60 GSM, COMPATIBLE WITH THE STEAM STERILIZATION AND HYDROGEN PEROXIDESTERILIZATION SYSTEMS, NON-LEACHING AND ODORLESS, MICROBIAL BARRIER,TEAR RESISTANCE, AIR PERMEABILITY AND BURST STRENGTH, WRAPPING SHEETSGREEN OR BLUE, SIZE 30CM X 30 CM" | each | 8000
4228190101800 | WRAPPER STERILIZATION WETLAID NONWOVEN PAPER 60 X 60 CM 60 GSM GREENMEDICAL GRADE | each | 106000
4228190102000 | WRAPPER STERILIZATION WETLAID NONWOVEN PAPER 90 X 90 CM 60 GSM GREENMEDICAL GRADE | each | 22500
4228190201900 | "WRAPPING SHEET, NON-WOVEN SPUNBOND MELTBLOWN SPUNBOND (SMS), THICKNESS80 GSM, COMPATIBLE WITH THE STEAM STERILIZATION AND HYDROGEN PEROXIDESTERILIZATION SYSTEMS, NON-LEACHING AND ODORLESS, MICROBIAL BARRIER,TEAR RESISTANCE, AIR PERMEABILITY AND BURST STRENGTH, WRAPPING SHEETSGREEN OR BLUE, SIZE 100 CM X 100 CM" | each | 36000
4228190204100 | "WRAPPING SHEET, NON-WOVEN SPUNBOND MELTBLOWN SPUNBOND (SMS), THICKNESS60 GSM, COMPATIBLE WITH THE STEAM STERILIZATION AND HYDROGEN PEROXIDESTERILIZATION SYSTEMS, NON-LEACHING AND ODORLESS, MICROBIAL BARRIER,TEAR RESISTANCE, AIR PERMEABILITY AND BURST STRENGTH, WRAPPING SHEETSGREEN OR BLUE, SIZE 40 CM X 40 CM" | each | 166000
4228190204200 | "WRAPPING SHEET, NON-WOVEN SPUNBOND MELTBLOWN SPUNBOND (SMS), THICKNESS80 GSM, COMPATIBLE WITH THE STEAM STERILIZATION AND HYDROGEN PEROXIDESTERILIZATION SYSTEMS, NON-LEACHING AND ODORLESS, MICROBIAL BARRIER,TEAR RESISTANCE, AIR PERMEABILITY AND BURST STRENGTH, WRAPPING SHEETSGREEN OR BLUE, SIZE 140 CM X 140 CM" | each | 25200
4228190204300 | "WRAPPING SHEET, NON-WOVEN SPUNBOND MELTBLOWN SPUNBOND (SMS), THICKNESS60 GSM, COMPATIBLE WITH THE STEAM STERILIZATION AND HYDROGEN PEROXIDESTERILIZATION SYSTEMS, NON-LEACHING AND ODORLESS, MICROBIAL BARRIER,TEAR RESISTANCE, AIR PERMEABILITY AND BURST STRENGTH, WRAPPING SHEETSGREEN OR BLUE, SIZE 90 CM X 90 CM" | each | 15750
4228190204600 | STEAM POUCH STERILIZATION ROLL GUSSET, MEDICAL GRADE, NOT LESS THAN 60GSM, PUNCTURE RESISTANT PLASTIC, TRANSPARENT FILM, PROCESS INDICATORTYPE 1 PRINTED AT DISTANCE EVERY 15 CM, SIZE: 300 MM X100 MM X 100 M. | each | 714
4228190205200 | "WRAPPING SHEET, NON-WOVEN SPUNBOND MELTBLOWN SPUNBOND (SMS), TWO LAYERSBONDED, SIMULTANEOUS, EACH LAYER DIFFERENT COLOR, EACH LAYER THICKNESS60 GSM, COMPATIBLE WITH THE STEAM STERILIZATION AND HYDROGEN PEROXIDESTERILIZATION SYSTEMS, NON-LEACHING AND ODORLESS, MICROBIAL BARRIER,TEAR RESISTANCE, AIR PERMEABILITY AND BURST STRENGTH, WRAPPING SHEETSSIZE 91 CM X 91 CM" | each | 10440
4228190205300 | "WRAPPING SHEET, NON-WOVEN SPUNBOND MELTBLOWN SPUNBOND (SMS), TWO LAYERSBONDED, SIMULTANEOUS, EACH LAYER DIFFERENT COLOR, EACH LAYER THICKNESS80 GSM, COMPATIBLE WITH THE STEAM STERILIZATION AND HYDROGEN PEROXIDESTERILIZATION SYSTEMS, NON-LEACHING AND ODORLESS, MICROBIAL BARRIER,TEAR RESISTANCE, AIR PERMEABILITY AND BURST STRENGTH, WRAPPING SHEETSSIZE 114 CM X 114 CM" | each | 19576
4228190205500 | "WRAPPING SHEET, NON-WOVEN SPUNBOND MELTBLOWN SPUNBOND (SMS), TWO LAYERSBONDED, SIMULTANEOUS, EACH LAYER DIFFERENT COLOR, EACH LAYER THICKNESS80 GSM, COMPATIBLE WITH THE STEAM STERILIZATION AND HYDROGEN PEROXIDESTERILIZATION SYSTEMS, NON-LEACHING AND ODORLESS, MICROBIAL BARRIER,TEAR RESISTANCE, AIR PERMEABILITY AND BURST STRENGTH, WRAPPING SHEETSSIZE 137 CM X 137 CM" | each | 3384
4228190406000 | POUCH STEAM STERILIZATION PRE-CUT GUSSET HEAT SEAL MEDICAL GRADE PAPERNOT LESS THAN 60 GSM (WHITE) THICK PLASTIC TRANSPARENT FILM PUNCTURERESISTANT INDICATOR TYPE 1 PRINTED AT DISTANCE EVERY 15 CM SEAL EDGE 9MM SIZE: L 460 MM X W 250 MM X H 50 MM | each | 4800
4228190410800 | STEAM POUCH STERILIZATION ROLL FLAT, MEDICAL GRADE NOT LESS THAN 60 GSM,PUNCTURE RESISTANT PLASTIC, TRANSPARENT FILM, PROCESS INDICATOR TYPE 1PRINTED AT DISTANCE EVERY 15 CM, SIZE: 520 MM X 100 M. | each | 24
4228190410900 | STEAM POUCH STERILIZATION ROLL FLAT, NOT LESS THAN 60 GSM, PUNCTURERESISTANT PLASTIC, TRANSPARENT FILM, PROCESS INDICATOR TYPE 1 PRINTED ATDISTANCE EVERY 15 CM, SIZE: 300 MM X 100 M. | each | 90
4228190800400 | TRAY LINER, MADE OF CELLULOSE FIBERS 80 G TO BE USE UNDER THE SURGICALTRAY TO ABSORB ANY MOISTURE AFTER THE CYCLE, WHITE, SIZE 300 X 300 MM. | each | 9500
4228190800500 | TRAY LINER, MADE OF CELLULOSE FIBERS 80 G TO BE USE UNDER THE SURGICALTRAY TO ABSORB ANY MOISTURE AFTER THE CYCLE, WHITE, SIZE 300 X 450 MM. | each | 26700
4228190800600 | TRAY LINER, MADE OF CELLULOSE FIBERS 80 G TO BE USE UNDER THE SURGICALTRAY TO ABSORB ANY MOISTURE AFTER THE CYCLE, WHITE, SIZE 300 X 600 MM. | each | 25500
4228190800800 | TRAY LINER, MADE OF CELLULOSE FIBERS 80 G TO BE USE UNDER THE SURGICALTRAY TO ABSORB ANY MOISTURE AFTER THE CYCLE, WHITE, SIZE 250MM X 320MM. | each | 17500
4229290300200 | "COUNTER, FOR NEEDLE, MAGNETIC, TO SECURE NEEDLES PLACEMENT, RETENTIONAND COUNT AFTER USE IN SURGERY, CLEAR TOP, SINGLE BLACK MAGNETIC SWITHBOX LOCKS, COUNT/CAPACITY (10/10), DISPOSABLE, STERILE" | items (Pieces) | 3120
4229290300300 | "COUNTER, FOR NEEDLE, MAGNETIC, TO SECURE NEEDLES PLACEMENT, RETENTIONAND COUNT AFTER USE IN SURGERY, DOUBLE BLACK MAGNETIC WITH BLADE REMOVALSYSTEM AND BOX LOCKS, COUNT/CAPACITY (60 /60), DISPOSABLE, STERILE" | items (Pieces) | 2400
4229350900100 | "BAG, CLEAR, PLASTIC, DIATHERMY AND SUCTION, WITH 2 POCKETS ANDADHESIVE, 40 X 35 CM ( +/- 3 CM ), STERILE" | each | 800
4229351400300 | TRAY LINER, MADE OF CELLULOSE FIBERS 80 G TO BE USE UNDER THE SURGICALTRAY TO ABSORB ANY MOISTURE AFTER THE CYCLE, WHITE, SIZE 280X520 MM. | each | 15000
4229420603700 | "PACK, INTRAVITREAL INJECTION, NEONATAL, 2 OPHTHALMIC SPECULUM, 2 NEEDLE30 GAUGE, 5 SYRINGES 1CC, Q-TIP, DRAPE SIZE: 100 CM X 100 CM, APERTUREAREA: 5 CM X 7.5 CM, STERILE" | each | 1520
4229421805500 | "CUSTOM PACK ENT NASAL; 1 BNS SURGICAL GOWN UL SP LL, 2 HAND TOWEL 40 X48 CM, 1 CREPE PAPER 60 X 60 CM, 1 REINFORCED TABLE COVER 150 X 190WRAPPING, 1 MAYO STAND COVER 79 X 145 CM, 2 BNS SURGICAL GOWN UL SP XLL,4 HAND TOWEL 40 X 48 CM, 1 PAPER BAG 19 X 25 CM, 1 SKIN MARKER REGULAR,1 SCALPEL N#15, 2 SYRINGE 30 ML L/L 3PARTS CONC., 1 NDLE CNTR 20-CNTFOAM BLCK/MAG BLD REM YELL, 2 BOWL 250 ML, 1 JUG 1000 ML, 1 SUCTIONCONNECTING TUBING 30 CH X 350 CM, 1 BLADESERVER STANDARD, 5 GAUZE SWAB10 X 10 CM 16P XRD, 2 SUCTION AND DIATHERMY BAG 40 X 35 CM, 1 OP-TAPE 9X 49 CM, 1 HEAD DRAPE 150 X 175 CM, 1 SPLIT SHEET 150 X 260 CM, 2ADHESIVE OP TOWEL 90 X 75 CM, 10 NEUROSORB 25.4 X 76.2 MM XRD STRING, 1NEEDLE HYPODERMIC 27 GAUGE 40 MM SAFETY GREY" | each | 300
4229501300200 | "COVER, BEAM ( PARTIAL ), FLUOROSCOPY, CLEAR, X-LARGE, STERILE" | each | 150
4229540603700 | "SPONGE, LAPAROTOMY, (100% COTTON), 8 PLY, X-RAY DETECTABLE, WHITE,FOLDED EDGES, NOT LESS THAN 15 THREADS/CM2, BLEACHED, WITH TAIL ANDSTITCHES TO ALL SIDES, DOUBLE WRAPPED, SIZE: 45 X 45 CM, PACKING: 5PIECES/PACK, DISPOSABLE, STERILE" | each | 2203
4229540604200 | GAUZE BALLS X-RAY DETECTABLE MADE FROM 2PLY OF NOT LESS THAN 20THREAD/CM GAUZE ROLLED WITH CUT EDGES ARE SECURED IN UNFOLDED DIMENSIONIS 5 X 5 CM 5 PCS/PIN/PACKET DOUBLE WRAPPED STERILE | items (Pieces) | 1950
4229540604300 | GAUZE BALLS X-RAY DETECTABLE MADE FROM 2PLY OF NOT LESS THAN 20THREAD/CM GAUZE ROLLED WITH CUT EDGES ARE SECURED IN UNFOLDED DIMENSIONIS 20 X 20 CM 5 PCS/PIN/PACKET DOUBLE WRAPPED STERILE | items (Pieces) | 1120
4229540607800 | "GAUZE, SWAB, (100% COTTON), 16 PLY, X - RAY DETECTABLE, WHITE, FOLDEDEDGES AND STITCHES TO ALL SIDES, NOT LESS THAN 15 THREADS/CM2, BLEACHED,DOUBLE WRAPPED, SIZE: 10 X 10 CM, PACKING: 10 PIECES/PACK, DISPOSABLE,STERILE" | each | 245600
4229540700300 | MASK, N95, REGULAR / LARGE SIZE / DUCK SHAPE, NIOSH-APPROVED RESPIRATORYTHAT ALSO BEEN CLEARED BY THE FOOD AND DRUG ADMINISTRATION (FDA) S A SURGICAL MASK. CONTAINS NO COMPONENTS MADE FROM NATURAL RUBBER LATEX.DESIGNED TO BE FLUID RESISTANT TO SPLASH AND SPATTER OF BLOOD AND OTHERIN FECTIOUS MATERIALS, INTENDED TO REDUCE WEARER EXPOSURE TO AIRBORNEPARTICLES PROVIDES 95% FILTRATION EFFICIENCY OF AT LEAST 0.3 MICRONPARTICL ES IN A SIZE (IDEALLY FROM 0.1 MICRONS), INCLUDING THOSEGENERATED BY ELECTRO CAUTERY, LASER SURGERY, AND OTHER POWERED MEDICALINSTRUMENTS, P ROVIDE GREATER THAN 99% BACTERIAL FILTRATION EFFICIENCY(BFE) AGAINST MICROORGANISMS GENERATED BY A WEARER (FOR SURGICAL USE).REGULAR / LARGE SIZE OR PFL (POSITIVE FACIAL LOCK) DESIGN, ONE SIZE FITSALL, DISPOSABLE. | items (Pieces) | 19580
4229541401400 | CUSTOMIZED EFFICIENCY GENERAL LAPAROSCOPY 2; 2 OP TOWEL 90 X 75 CM 1DRAPE 175 X 175 CM 1 DRAPE 150 X 240 CM 2 HAND TOWEL WHITE47 X 38 CMWHITE 1 SURGICAL GOWN ULTRA L-XL 1 CREPE PAPER 60 X 6 0CM 1 TABLE COVER150 X 190 CM REINFORCED 4 HAND TOWEL WHITE 47 X 38 CM WHITE 2 SURGICALGOWN ULTRA L-XL 1 TABLE COVER 100 X 150 CM FOLDED 1 MAYO STAND COVER 58X 137 CM 1 NDLE CNTR 40-CNT FOAM BLCK/MAG BLD REM YELL 5 GA UZE LAP 20 X30 CM 4P XRD 10 GAUZE SWAB 10 X 10 CM 16 P XRD 2 FLUID COLLECTION POUCH40 X 35CM 1 ANTI FOG SOLUTION 1 SYRINGE 10 ML L/L 1 SYRINGE 20 ML L/L 1NEEDLE HYPODERMIC 18 GAUGE 40 MM 1 SKIN MARKER REGULAR 1 CAMERA DRAPE 18X 246 CM 4 SA LABEL 38X60CM WHITE 4 SA LAB EL 1.0 X 4.0 CM WHITE BLANK 1GALLIPOT 60 ML 1 BOWL 250 ML POLYPROPYLENE BLUE DENTURE 1 KIDNEY BOWL800 ML 1 HYPODERMIC NEEDLE 22 GAUGE 40 MM 1 VERESS NEEDLE 120 MM 1SCALPEL BLADE N°11 6 OP TOWEL 65 X 42 CM XRD 2 SKIN CLOSURE STRIP 6.0 X75 MM 1 NON ADHERENT DRESSING 7.5 X 20 | each | 262
4229541402200 | "BASIC PACK : 1 TABLE COVER 40 INCH X 88 INCH, 1 MAYO STAND COVER 23INCH X 54 INCH, 4 UTILITY DRAPE WITH ADHESIVE TAPE 15 INCH X 26 INCH, 1SUTURE BAG, 1 LARGE DRAPE 60 INCH X 76 INCH, DISPOSABLE, STERILE" | items (Pieces) | 260
4229541402500 | "CUSTOMIZED EFFICIENCY ADULT CYSTOSCOPY KIT; 2 BNS SURGICAL GOWNREINFORCED XL WITH HAND TOWEL WHITE 47 X 38 CM, 1 CREPE PAPER 60 X 60CM,1 TABLE COVER 150 X 190CM REINFORCED, 2 HAND TOWEL WHITE 47 X 38 CMWHITE, 1 BNS SURGICAL GOWN REINFORCED L WITH HAND TOWEL WHITE 47 X 38CM, 1 CAMERA DRAPE 18 X 246 CM, 10 GAUZE SWAB 10 X 10 CM 16P XRD, 4 SALABEL 3.8 X 6.0 CM WHITE, 1 NONADHERENT DRESSING 7.5 X 20 CM, 1 SYRINGE20 ML L/L, 4 SA LABEL 1.0 X 4.0 CM WHITE BLANK, 1 KIDNEY BOWL 800 ML, 1BOWL 1000 ML, 1 BOWL 6000 ML POLYPROPYLENE BLUE, 1 CYSTO/TURP IRRIGATIONSET DOUBLE, 2 TUBE HOLDER 2.5 X 30 CM, 1 SUCTION TUBE25 CH 3.0M, 1 BNSTUR DRAPE 175/270 X 180 CM AP. 8 AN D 5 C, 2 LEGGING DRAPE" | each | 800
4229541402700 | "PACK, FOR CYSTOSTOMY, 1 BACK TABLE COVER, REINFORCED 44 INCH X 78 INCH,1 SURGICAL GOWN SPECIALTY LARGE, ABSORBENT TOWEL, 1 UNDER BUTTOCKS DRAPE ABSORBENT REINFORCEMENT, 2 LEGGINGS 29 INCH X 42 INCH WITH 6 INCHCUFFS, 1 CYSTOSCOPY (T) RAPE DISPOSABLE, STERILE" | items (Pieces) | 1530
4229541403500 | "CUSTOMIZED EFFICIENCY PACK KNEE ARTHROSCOPY, 1 SURGICAL GOWN XL, 2 HANDTOWEL 40 X 48 CM, 1 REINFORCED TABLE COVER 150 X 190 WRAPPING, 6 HANDTOWEL 40 X 48 CM, 3 SURGICAL GOWN XLL, 3 MAYO STAND COVER REINFORCED 79X 145 CM, 1 DRAPE 150 X 240 CM, 1 SPLIT DRAPE, 10 GAUZE LAP 45 X 45 CM16 PLY XRD, 2 BOWL 250 ML, 2 BOWL 1000 ML, 1 BOWL 2000 ML, 1 SCALPELBLADE N# 10, 1 SCALPEL BLADE N# 11, 1 ARTHROSCOPY POUCH WITH SUCTIONPORT, 1 PAPER BAG 25 X 38 CM, 1 CAST PADDING 15CM 2-3M, 1 COHESIVE TANBANDAGE 15 CM 4.5 M, 1 SKIN MARKER REGULAR TIP, 1 NEEDLE CNTER 10 - CNTFOAM, 1 ORTHOPEDIC SUCTION SET, 1 TIP CLEANER, 1 BANDAGE 15 CMX4 MCREPE, 2 ADHESIVE OP SHEET 100 X 150 CM, 1 INSTRUMENT BAG W/ STICKY, 2OP - TAPE 9 X 49 CM, 1 SKIN STAPLER, 1 DIATH. PENCIL HAND BLADE WITHUNIVERSAL CABLE 300CM, 2 SYRINGE 60 ML BULB, 2 KIDNEY BOWL 800 ML, 1STOCKINETTE 32 X 120 CM (L), 1 ORTHO RUBBER BANDAGE, 1 COTTON BANDAGE" | each | 266
4229541404700 | "PACK, FOR LITHOTOMY II, CONTENTS ARE : 1 BACK TABLE COVER 78 INCH X 44INCH, 1 ABSORBENT TOWEL 1 UTILITY DRAPE W/ TAPE, 1 UNDER BUTTOCKS DRAPE29 INCH X 44 INCH, 2 LEGGINGS WITH 6 INCH CUFFS, 1 HALF DRAPE 44 INCH X60 INCH, 1 SURGICAL GOWN LARGE, DISPOSABLE, STERILE" | items (Pieces) | 5300
4229541405300 | CUSTOMIZED EFFICIENCY MINOR ORTHO KIT; 2 HAND TOWEL 47 X 38 CM WHITE 1SURGICAL GOWN ULTRA L-XL 1 CREPE PAPER 60 X60 CM 1 TA BLE COVER 150 X190 CM REINFORCED 4 HAND TOWEL 47 X 38 CM WHITE 2 SURGICAL GOWN L-XL 15LAP 30X30CM 16 PLY XRD1 DIATHERMY PENCIL 10 GAUZE SWAB 10 X 10 CM 16 PLYXRD 1 SYRINGE 50/ 60 ML BULB 1 KIDNEY BOWL 800 ML 4 SA LABEL 1.3 CM X 4CM WHITE BLANK 2 SCALPEL BLADE N°10 2 SCALPEL BLADE N°15 1 BOWL 500 ML1BOWL 1000 ML 4 SA LABEL 3.8 CM X 6 CM WHITE BLANK 1 BOWL 2000 ML 4 OPTOWEL 65 X 42 CM XRD 2 OP-TAPE 9 X 49 CM 1 FLUID COLLECTION POUCH 40 X35 CM 1 SUCTION SET 24 CH 3.5 M WITH YANKRND TIP 20CH 1 NDLE CNTR 20-CNTFOAM 1 MAYO STAND COVER 80 X 145 CM. | each | 1210
4229541406700 | "CUSTOMIZED EFFICIENCY OPHTHALMIC GENERAL PHACO AND CATARACT KIT; 1 MAYOSTAND COVER 79X145CM, 1 RED CODED INSERT CARD FOR PROCEDURE TRAY, 2 BNSSURGICAL GOWN L, 1 OPHTHALMIC DRAPE 140X150CM, 1 DRAPE 150X240CM, 4 OPTOWEL 50X50CM, 2 NEEDLE HYPODERMIC 1 8G 40MM, 3 SYRINGE 3ML L/L, 1SYRINGE 5ML L/L, 2 SYRINGE 10ML L/L, 2 GAUZE SWAB 10X10CM 16P XRD, 1 EYEPAD 5X7CM, 3 BOWL 250ML, 1 KIDNEY BOWL 800ML, 1 EYE SPEAR, 1 EYE SHIELD,2 COTTON APPLICATOR L 15CM, 4 HAND TOWEL 47X38CM WHITE, 1 KIDNEY BOWL800ML, 1 INSTRUMENT WIPE 7, 5X7, 5CM, 1 RED CODED SIDE/BOTTOM LABEL 191X 39 MM FOR PROCEDURE PAK, 1 RED CODED TRANSPORT BOX STICKER, 1 TABLECOVER 150X190CM STANDARD" | each | 2706
4229541407100 | CUSTOMIZED EFFICIENCY UNI TOTAL KNEE KIT 1 DIATHERMY PENCIL 2 HAND TOWELWHITE 47 X 38 CM WHITE 10 GAUZE LAP 45 X 45 CM 16 PLY XRD 1 SURGICALGOWN LARGE - EXTRA LARGE 1 CREPE PAPER 60 X 60 CM 1 TABLE COVER 150 X210 CM REINFORCED 8 HAND TOWEL WHITE 47 X 38 CM WHITE 3 SURGICAL GOWLARGE - EXTRA LARGE 2 CAST PADDING 15 CM 3.0 M 2 BANDAGE 15 CM 4.5 MELASTIC 1 SKIN STAPLER 4 SA LABEL 1.0 X 4.0 CM WHITE BLANK 1 BOWL 500 ML1 NEEDLE COUNTER 1 SYRINGE 50/60 ML BULB 1 BOWL 1000 ML 1 BOWL 2000 ML 1SKIN MARKER REGULAR 2 SCALPEL BLADE N° 10 1 SCALPEL BLADE N° 15 1SCALPEL BLADE N° 20 1 KIDNEY BOWL 800 ML 1 SET ORTHOPEDIC SUCTION TUBEWITH FILTER 1 STOCKINETTE 30 X 121 CM 6 OP TOWEL 65 X 42 CM XRD 1 SPLITSHEET 152 X 178 CM 1 SPLIT SHEET PLASTIC 3 MAYO STAND COVER 80 X 145 CMELECTROSURGICAL SCRATCHPAD 2 O P - TAPE 9 X 49 CM 1 FLUID COLLECTIONPOUCH 40 X 35 CM 2 OP SHEET 152 X 193 CM BLUE 1 EXTREMITY DRAPE 289 X223 X 320 CM 1 INCISE ANTIMICROBIAL DRAPE 2 LUER LOCK SYRINGE 50/60 ML 1LUER LOCK SYRINGE 20 ML 1 WATERJET LAVAGE SYSTEM 3 LARGER DRAPE | each | 46
4229541410600 | "PACK, CATHETERIZATION, 1 WATER PROOF DRAPE 115 X 190 CM CENTRALLYSPLITTED, 1 KIDNEY TRAY, 2 GAUZE PIECES 8 X 8 CM, 1 PAIR OF VINYL GLOVESXL, 1 PLASTIC TRAY WITH 6 COTTON SWABS, 2 CHLOROHEXIDINE SWAB STICK, 1PLASTIC TWEEZERS, 1 SACHET WITH 5 ML WATER SOLUBLE STERILE LUBRICANTGEL, 1 PREFILLED STERILE NEEDLESS SYRINGE 5 ML NORMAL SALINE, 1 SURGICALGOWN XL SIZE, 1 SURGICAL GOWN L SIZE, ABSORBENT TOWEL 2 X" | each | 4550
4229541411000 | CUSTOMIZED EFFICIENCY CESAREAN SECTION KIT, 2 REINFORCED TABLE COVER 150X 190 WRAPPING, 2 PLASTIC BAG 20 X 30 CM ZIPLOCK, 10 GAUZE SWAB 10 X 10CM 8 P XRD, 15 GAUZE LAP 30 X 30 CM 6 P XRD, 1 MATERNITY PAD 11 X 35 CM,1 SHARPS PAD, 2 SUCTION TUBE 18 CHANNEL 3.5 M, 2 UMBILICAL CORD CLAMPWHITE, 1 INSTRUMENT CLEANER 5 X 5 CM, 1 SKIN STAPLER APPOSE ULC, 1DIATHERMY PENCIL, 1 CAP BABY PINK/BLUE, 1 POST OP DRESSING 9 X 25 CM, 1ABSORBENT DRESSING 10 X 30 CM NON - WOVEN, 1 OP - TAPE 9 X 49 CM, 1SUCTION AND DIATHERMY BAG, 40 X 35 CM, 1 SUCTION CANNULA YANKAUER 24CHANNEL, 1 BNS C - SECTION DRAPE 175/250 X 300 CM INCLUDING 38 X 32 CM,1 BABY BLANKET 77 X 77 CM | each | 150
4229541411300 | "CUSTOMIZED EFFICIENCY BASIC ORTHO KIT (BEACH CHAR), 2 SPLIT SHEET 150 X193 CM, 4 HAND TOWEL 18 X 25 CM, 1 REINFORCED TABLE COVER 150 X 190WRAPPING, 1 BNS BEACH CHAIR SHOULDER DRAPE 400 X 240 CM WITH POUCH ANDSUCTION PORT, 2 OP - TAPE 9 X 49 CM, 1 STOCKINETTE 22 X 75 CM, 2INSTRUMENTS POUCH W/STICKY 40 X 35 CM, 1 MAYO STAND COVER REINFORCED 79X 145 CM, 1 BOWL 500 ML, 3 GALLIPOT 120 ML, 2 KIDNEY BOWL 800 ML, 1BANDAGE 15 CM 4.5 M COHESIVE TAN, 10 GAUZE SWAB 10 X 10 CM 12 PLY XRD, 1FLEXIBLE LIGHT HANDLE COVERS, 1 CREPE PAPER 60 X 60 CM, 1 INSTRUMENTCLEANER, 3 M SUCTION CONNECTING TUBING, 10 GAUZE LAP 30 X 30 CM 16 PLYXRD" | each | 48
4229541411600 | "CUSTOMIZED EFFICIENCY CARDIAC CORE KIT; 2 HAND TOWEL 47 X 38 CM WHITE,1 CREPE PAPER 60 X 60 CM, 1 TABLE COVER 150 X 190 CM REINFORCED, 2 HANDTOWEL 47 X 38 CM WHITE, 2 HAND TOWEL 47 X 38 CM WHITE, 1 SYRINGE 20MLL/L, 1 SYRINGE 50/60 ML BULB CATHETER TIP CONC., 1 I.V. CANNULA 16 GAUGE45 MM, 1 LABEL WATER, 4 SA LABEL 13 MM X 40 MM WHITE BLANK, 1 NEEDLEHYPODERMIC 25 GAUGE 25 MM, 1 SKIN MARKER REGULAR, 1 SCALPEL BLADE N#11,1 SCALPEL BLADE N#15, 2 KIDNEY BOWL 800 ML, 1 SUCTION TUBE 18 CHANNEL3.0 M, 1 FLUID COLLECTION POUCH 40 X 35 CM, 10 GAUZE LAP 20 X 30 CM 4PXRD, 1 BOWL 250 ML, 1 BOWL 500 ML, 10 GAUZE SWAB 10 X 10 CM 16 P XRD, 1JUG 1200 ML POLYPROPYLENE GRADUATED TRANSP., 1 NDLE CNTR 60-CNT DBL MAGBLADE REM YELLOW, 1 SURGICAL GOWN UNIVERSAL L, SP, BNS, 6 OP TOWEL 65 X42 CM XRD, 1 CREPE PAPER 80 X 80 CM, 1 SURGICAL GOWN UNIVERSAL XLL, SP,BNS, 1 SURGICAL GOWN UNIVERSAL XLL, SP, BNS" | each | 500
4229541415100 | "PACK, OPHTHALMIC, FOR EYE SURGERY CONTAIN OF: 1 MAYO TABLE COVER SIZE145X60 CM, 1 TABLE COVER 140 X 90 CM, 1 FULL BODY DRAPE WITH EYE SHEET +COLLECTION BAG, NON WOVEN FULL BODY INCISE, OVERALL SIZE 166X254 CM,INCISE AREA 9X11 CM, CHANNEL BAG CAPACITY 1000ML. 2 GOWN LARGE WITHTOWELS, TWO DOUBLE SHEET COVER ALL THE PAK 120CMX100CM, STERILE" | each | 438
4229541415500 | BABY DELIVERY KIT 1 SURGICAL REINFORCE GOWN L 6 ABSORBENT TOWELS 4ALCOHOL SWAB PADS 2 CORD CLAMP 1 STERILE SCISSOR 1 DISPOSABLE SCALPELPAIR OF SURGICAL GLOVES SIZE 7.0 O.B. PAD 11 INCH PLACENTA BAG WITHSTRAP SIZE M 2 BULB SYRINGE 20 GAUZE SPONGES 8PLY 4X4 INCH 1 ABDOMINALDRAPE 100X180 CM 1 BABY BLANKET 1 C.S. WARP 70X70 CM | Pack | 960
4229541800100 | "PAD, MAGNETIC FOR INSTRUMENT, SIZE: 40 CM X 50 CM (+/-5CM) DISPOSABLE,STERILE" | each | 1332
4229542200000 | KIT SURGICAL PREP, SKIN PREPARATION PACK, 3 COMPARTMENT TRY, STERILE WRAP, LATEX-FREE GLOVES, 2 COTTON TIPPED APPLICATOR, 2 WHITE ABSORBENT TOWEL, 2 BLUE BLOTTING TOWEL | SET | 80
4229547900000 | "ISOLATION BAG, WITH DRAW STRING CLOSURE TO ISOLATE AND CONTAIN ORGANSAND BODY PARTS, 50 CM X 50 CM ( +/- 2 CM ) STERILE" | each | 100
4229548019100 | "PACK, THYROID, GENERAL SURGERY, 1 BACK TABLE COVER REINFORCED 140 X 190CM, 1 MAYO STAND COVER REINFORCED 75 X 145 CM, 4 UTILITY DRAPES WITHADHESIVE TAPE 75 X 50 CM, 1 UTILITY BAG, 1 WHOLE BODY DRAPE SPECIALIZEDFOR THYROID AND NECK SURGERY REINFORCED 300 X 180 CM FENESTRATED WITHCONTROL FABRIC REINFORCEMENT 13 X 16 CM WITH TUBE HOLDER IN BOTH SIDES,2 ADHESIVE TAPE 10 X 50 CM, 1 NEEDLE COUNTER, 1 MEDICAL MARKER PENDISPOSABLE, SURGICAL GOWN XL SIZE . 1, SURGICAL GOWN L SIZE . 1,ABSORBENT TOWEL 2 X, STERILE" | each | 125
4229548019200 | "PACK, UNIVERSAL, CONTAINS, 1 BACK TABLE COVER REINFORCED, 1 MAYO STANDCOVER REINFORCED, 1 ABSORBENT TOWELS, 1 SUTURE BAG, BOTTOM DRAPE 65 INCHX 76 INCH, ISO - SEAL POSITIONING TAPE CONTROL, PLUS FABRICREINFORCEMENT TUBE HOLDERS, 2 SIDE" | each | 2400
4229548020000 | "CUSTOMIZED EFFICIENCY CRANIOTOMY KIT (MAJOR NEURO), 1 BNS SURGICAL GOWNUL HP L, 2 HAND TOWEL 47 X 38 CM WHITE, 1 CREPE PAPER 60 X 60 CM, 1TABLE COVER 190 X 210 CM REINFORCED, 2 BNS SURGICAL GOWN UL HP L, 1TABLE COVER 150 X 190 CM FOLDED, 4 HAND TOWEL 47 X 38 CM WHITE, 2 BNSSURGICAL GOWN UL HP XLL, 2 MAYO STAND COVER REINFORCED 79 X 145 CM, 15OP TOWEL 65 X 42 CM XRD, 3 SUCTION TUBE 18 CH 3.0 M, 2 TUBE SILICONE 5.0X 8.0 MM 1.0 M, 2 SYRINGE 50/60 ML BULB CATHETER TIP CONC., 5 GAUZE LAP20 X 30 CM 4 P XRD, 20 GAUZE SWAB 10 X 10 CM 16 P XRD, 1 NDLE CNTR 40 -CNT FOAM BLCK/MAG BLD REM YELL, 10 PATTI 1.27 X 2.54 CM XRD WITH STRING,10 PATTI 25 X 25 MM XRD W/STRING, 10 PATTI 13 X 13 MM XRD WITH STRING, 1DIATHERMY HOLSTER, 1 DIATHERMY CABLE BIPOLAR, 10 PATTI 25 X 76 MM XRDWITH STRING, 2 BULB SYRINGE 65 ML BLUE, 2 NON ADHERENT DRESSING 7.5 X 20CM, 1 DIATHERMY PENCIL, 2 POLYSORB 2 - 075 CM, 2 SUTURE SURGILON 4 - 0CV - 221/213 MM, 1 HYPODERMIC NEEDLE 22 G 40 MM, 4 SA LABEL 3.8 X 6 CMWHI" | each | 50
4229548020200 | "CUSTOMIZED EFFICIENCY PEDIATRIC MAJOR KIT, 1 CREPE PAPER 60 X 60 CM, 1TABLE COVER 150 X 190 CM REINFORCED, 1 BNS SURGICAL GOWN UL HP LL, 3 BNSSURGICAL GOWN UL HP XLL, 1 DENTAL DRAPE 150 X 150 CM, 4 OP TOWEL 75 X 73CM, 1 SUCTION CANNULA YANKAUER 18 CHANNEL, 1 DIATHERMY NEEDLE, 8 HANDTOWEL WHITE 47 X 38 CM WHITE, 1 DIATHERMY PENCIL PTFE BLADE AND SMOKEEVAC, 1 MAYO STAND COVER 58 X 137 CM, 15 GAUZE LAP 20 X 30 CM 4 P XRD,10 GAUZE SWAB 10 X 10 CM 16 P XRD, 1 NON ADHERENT DRESSING 7.5 X 20 CM,4 OP TOWEL 30 X 46 CM TRANSP., 5 OP TOWEL 65 X 42 CM XRD, 1 SUCTION ANDDIATHERMY BAG, 40 X 35 CM, 5 SA LABEL 3.8 X 6.0 CM WHITE, 1 SYRINGE 10ML L/L, 1 DIATHERMY HOLSTER, 5 SA LABEL 1.0 X 4.0 CM WHITE BLANK, 2 POSTOP DRESSING 6 X 7 CM, 1 BOWL 250 ML, 1 NEEDLE DENTAL 25 GAUGE 40 MM, 1BOWL 500 ML, 1 HYPODERMIC NEEDLE 20 GAUGE 40 MM, 2 SKIN CLOSURE STRIP12.0 X 100 MM, 1 BOWL 1000 ML, 1 SKIN MARKER REGULAR, 1 SCALPEL BLADE N#15, 1 BOWL 2000 ML, 2 KIDNEY BOWL 800 ML, 1 FLUID COLLECTION POUCH 40" | each | 90
4231150000700 | "BANDAGE, ELASTIC ADHESIVE, HYPOALLERGENIC, WITH INTERLEAF PLASTICLAYER, INDIVIDUALLY WRAPPED, PACKED IN A RIGID OUTER SUITABLE SIZE ANDNOT IN A CLOTH SIZE: 10 X 450 CM" | each | 12216
4231150002600 | "TAPE, ADHESIVE, HYPOALLERGENIC, NON - WOVEN, SOFT AND STRETCHABLE, SIZE: 15 CM X 10 M APPROXIMATELY, NON STERILE" | each | 1200
4231150003000 | "TAPE, ADHESIVE, HYPOALLERGENIC, NON - WOVEN, SOFT AND STRETCHABLE, SIZE: 30 CM X 10 M APPROXIMATELY, NON STERILE" | each | 5880
4231150523200 | "TAPE, SELF ADHESIVE, HYPOALLERGENIC, SURGICAL, PAPER, SIZE: 2.5 CM X 9M APPROXIMATELY" | each | 360
4231150523500 | "BANDAGE, CREPE COTTON, WITH CLIPS, INDIVIDUALLY WRAPPED, PACKED IN ARIGID OUTER CARTON OF SUITABLE SIZE AND NOT IN CLOTH SIZE : 10 X 450 CM" | each | 18420
4231150523700 | "BANDAGE, CREPE COTTON, WITH CLIPS, INDIVIDUALLY WRAPPED, PACKED IN ARIGID OUTER CARTON OF SUITABLE SIZE AND NOT IN CLOTH SIZE : 7.5 X 450CM" | each | 5440
4231150523800 | "BANDAGE, ELASTIC ADHESIVE, HYPOALLERGENIC, WITH INTERLEAF PLASTICLAYER, INDIVIDUALLY WRAPPED, PACKED IN A RIGID OUTER SUITABLE SIZE ANDNOT IN A CLOTH SIZE: 7.5 X 450 CM" | each | 4416
4231150524300 | "BANDAGE, GAUZE OF ABSORBENT COTTON, NOT LESS THAN 15 THREADS/CM2,STITCHED EDGES, SIZE: 7.5 X 400-450 CM, PACKING: INDIVIDUALLY WRAPPED,PACKED IN A RIGID OUTER CARTON OF SUITABLE SIZE AND NOT IN CLOTH" | each | 480000
4231150524400 | "BANDAGE, GAUZE OF ABSORBENT COTTON, NOT LESS THAN 15 THREADS/CM2,STITCHED EDGES, SIZE: 10 X 400-450 CM, PACKING: INDIVIDUALLY WRAPPED,PACKED IN A RIGID OUTER CARTON OF SUITABLE SIZE AND NOT IN CLOTH" | each | 45480
4231150524700 | "BANDAGE, ORTHOPEDIC, HIGH STRENGTH NON-WOVEN FABRIC OF PURIFIED COTTON,SIZE: 20 X 250-300 CM" | each | 6900
4231150524900 | "BANDAGE, TUBULAR (FOR ADULT LIMBS), SIZE: 4.5 TO 5.5 CM WIDTH X 20-25METERS LENGTH, PACKING: INDIVIDUALLY WRAPPED (ONE ROLL/PKT), PACKED IN ARIGID OUTER CARTON OF SUITABLE SIZE AND NOT IN CLOTH" | each | 728
4231150525500 | "DRESSING KIT CONSISTS : GAUZE SWABS 10 X 10 CM (10 PCS), WASTE BAGPLASTIC, WITH WIRE TO CLOSE THE BAG, DIVIDING TRAY, WATERPROOF STERILESHEET NON POROUS 30 X 50 CM, METALLIC FORCEPS, PLASTIC SCALP HOLDER" | each | 138380
4231150525800 | "BANDAGE, GAUZE OF ABSORBENT COTTON, NOT LESS THAN 15 THREADS/CM2,STITCHED EDGES, SIZE: 15 X 400-450 CM, PACKING: INDIVIDUALLY WRAPPED,PACKED IN A RIGID OUTER CARTON OF SUITABLE SIZE AND NOT IN CLOTH" | each | 54000
4231150526100 | "TAPE, ADHESIVE, HYPOALLERGENIC, POROUS, TRANSLUCENT, SIZE: 7.5 CM X 9 MAPPROXIMATELY" | each | 153450
4231150526200 | "TAPE, ADHESIVE, HYPOALLERGENIC, POROUS, TRANSLUCENT, SIZE: 1.25 CM X 9M APPROXIMATELY" | each | 1440
4231150526300 | "TAPE, ADHESIVE, HYPOALLERGENIC, POROUS, TRANSLUCENT, SIZE: 2.5 CM X 9 MAPPROXIMATELY" | each | 149400
4231150526400 | "TAPE, ADHESIVE, HYPOALLERGENIC, POROUS, TRANSLUCENT, SIZE: 5 CM X 9 MAPPROXIMATELY" | each | 26640
4231150526500 | "TAPE, SELF ADHESIVE, SILK, EASILY CUT, WITHOUT SCISSOR, SIZE: 2.5 CM X9 M APPROXIMATELY" | each | 6120
4231150607800 | "BANDAGE, ELASTIC NET TUBULAR, (FOR ADULT), SIZE: ABOUT 8.5-9 CM X 20-25METERS ROLL LENGTH, PACKED IN A RIGID OUTER CARTON OF SUITABLE SIZE ANDNOT IN CLOTH." | each | 96
4231150607900 | "BANDAGE, TUBULAR CODE E (FOR LARGE ANKLES, MEDIUM KNEES AND SMALLTHIGHS), SIZE: 8.5 TO 9 CM WIDTH X 10 - 20 METERS LENGTH, PACKING:INDIVIDUALLY WRAPPED (ONE ROLL/PKT), PACKED IN A RIGID OUTER CARTON OFSUITABLE SIZE AND NOT IN CLOTH" | each | 1008
4231150608000 | "BANDAGE, TUBULAR ELASTICATED SUPPORT (FOR LARGE KNEE, MEDIUM THIGHS),SIZE: 10CM WIDTH X 10-25 METERS LENGTH, PACKING: INDIVIDUALLY WRAPPED(ONE ROLL/PKT), PACKED IN A RIGID OUTER CARTON OF SUITABLE SIZE AND NOTIN CLOTH" | each | 405
4231151200200 | "GAUZE, SWAB, (100% COTTON), 16 PLY, WHITE, FOLDED EDGES, NOT LESS THAN15 THREADS/CM2, BLEACHED, DOUBLE WRAPPED, SIZE: 10 X 10 CM, PACKING 5PIECES/PACK, DISPOSABLE, STERILE" | each | 2431800
4231151202000 | "GAUZE, SWAB, (100% COTTON), 12 PLY, WHITE, FOLDED EDGES, NOT LESS THAN15 THREADS/CM 2, BLEACHED, SIZE: 10 X 10 CM, DISPOSABLE, NON - STERILE" | items (Pieces) | 556000
4231151202900 | "GAUZE, SWAB, (100% COTTON), 12 PLY, WHITE, FOLDED EDGES, NOT LESS THAN15 THREADS/CM2, BLEACHED, DOUBLE WRAPPED, SIZE: 5 X 5 CM, DISPOSABLE,STERILE" | items (Pieces) | 1527200
4231151203700 | "GAUZE, SWAB, (100% COTTON), 16 PLY, X-RAY DETECTABLE, WHITE, FOLDEDEDGES, NOT LESS THAN 15 THREADS/CM2, BLEACHED, SIZE: 10 X 20 CM,DISPOSABLE, NON-STERILE" | items (Pieces) | 480400
4231151204600 | "GAUZE, SWAB, (100% COTTON), 8 PLY, WHITE, FOLDED EDGES, NOT LESS THAN15 THREADS/CM 2, BLEACHED, SIZE: 10 X 10 CM, DISPOSABLE, NON - STERILE" | each | 3272100
4231151205500 | "GAUZE, SWAB, 6 PLY, PRE - CUT, T - SLIT, FOLDED EDGES, SIZE: 10 X 10CM, 2 PIECES / PACKET, STERILE" | each | 39000
4231151206700 | "GAUZE, SWAB, (100% COTTON), 12 PLY, WHITE, FOLDED EDGES, NOT LESS THAN15 THREADS/CM 2, BLEACHED, SIZE: 5 X 5 CM, DISPOSABLE, NON - STERILE" | each | 1680000
4231151206800 | "GAUZE, SWAB, (100% COTTON), 16 PLY, WHITE, FOLDED EDGES, NOT LESS THAN15 THREADS/CM 2, BLEACHED, SIZE: 5 X 5 CM, DISPOSABLE, NON - STERILE" | each | 32000
4231151206900 | "GAUZE, SWAB, (100% COTTON), 8 PLY, WHITE, FOLDED EDGES, NOT LESS THAN15 THREADS/CM 2, BLEACHED, SIZE: 5 X 5 CM, DISPOSABLE, NON - STERILE" | each | 808000
4231154609800 | "BANDAGE, ELASTIC ADHESIVE, HYPOALLERGENIC, WITH INTERLEAF PLASTICLAYER, INDIVIDUALLY WRAPPED, PACKED IN A RIGID OUTER SUITABLE SIZE ANDNOT IN A CLOTH SIZE: 5 X 450 CM" | each | 4032
4231154610400 | "BANDAGE, SELF ADHESIVE, ELASTIC, NON - WOVEN, 10 CM X 4 TO 6 METER,STRETCHED SINGLE ROLL" | each | 4750
4231155202500 | "TAPE, ADHESIVE, HYPOALLERGENIC, POROUS, TRANSLUCENT, SIZE: 10 CM X 9 MAPPROXIMATELY" | each | 440
4231155208200 | "BANDAGE, SELF ADHESIVE, ELASTIC, NON-WOVEN, 5 CM X 4 TO 6 METER,STRETCHED SINGLE ROLL" | each | 3402
4231155208500 | "TAPE, SELF ADHESIVE, HYPOALLERGENIC, SURGICAL, PAPER, SIZE: 7.5 CM X 9M APPROXIMATELY" | each | 110
4231155300500 | "BANDAGE, STOCKINETTE, PLAIN, 15 CM X 20-25 M, UNBLEACHED" | each | 450
4231210401200 | "POUCH, FLUID COLLECTION TRIANGLE, WITH SUCTION PORT 60 X 60 CM (+/- 10CM), STERILE" | items (Pieces) | 2000
4231210805000 | POUCH STEAM STERILIZATION PRE-CUT FLAT HEAT SEAL MEDICAL GRADE PAPER NOTLESS THAN 60 GSM (WHITE) THICK PLASTIC TRANSPARENT FILM PUNCTURERESISTANT INDICATOR TYPE 1 PRINTED AT DISTANCE EVERY 15 CM SEAL EDGE 9MM SIZE: L 406 MM X W 200 MM | each | 854000
4231210805600 | STEAM POUCH STERILIZATION ROLL FLAT, MEDICAL GRADE NOT LESS THAN 60 GSM,PUNCTURE RESISTANT PLASTIC, TRANSPARENT FILM, PROCESS INDICATOR TYPE 1PRINTED AT DISTANCE EVERY 15 CM, SIZE: 50 MM X 100 M. | each | 120
4231210805900 | STEAM POUCH STERILIZATION ROLL FLAT, MEDICAL GRADE NOT LESS THAN 60 GSM,PUNCTURE RESISTANT PLASTIC, TRANSPARENT FILM, PROCESS INDICATOR TYPE 1PRINTED AT DISTANCE EVERY 15 CM, SIZE: 200 MM X 100 M. | each | 60
4231210808100 | STEAM POUCH STERILIZATION ROLL FLAT, NOT LESS THAN 60 GSM, PUNCTURERESISTANT PLASTIC, TRANSPARENT FILM, PROCESS INDICATOR TYPE 1 PRINTED ATDISTANCE EVERY 15 CM, SIZE: 250 MM X 100 M. | each | 60
4231210808400 | POUCH STEAM STERILIZATION PRE-CUT FLAT SELF-SEAL, MEDICAL GRADE PAPERNOT LESS THAN 60 GSM (WHITE), THICK PLASTIC TRANSPARENT FILM, PUNCTURERESISTANT INDICATOR TYPE 1 PRINTED AT DISTANCE EVERY 15 CM, SEAL EDGE 9MM, SIZE: L 400 MM X W 200 MM | each | 40000
4231240500200 | "GAUZE, SWAB, (100% COTTON), 16 PLY, WHITE, FOLDED EDGES, NOT LESS THAN15 THREADS/CM2, BLEACHED, DOUBLE WRAPPED, SIZE: 10 X 10 CM, PACKING 2PIECES/PACK, DISPOSABLE, STERILE" | each | 1200
4231240500400 | "GAUZE, SWAB, (100% COTTON) 16 PLY, WHITE, FOLDED EDGES, NOT LESS THAN15 THREADS/CM2, BLEACHED, SIZE: 10 X 10 CM, DISPOSABLE, NON-STERILE" | each | 96000
4231250300600 | "GAUZE, SWAB, (100% COTTON), 12 PLY, WHITE, FOLDED EDGES, NOT LESS THAN15 THREADS/CM2, BLEACHED, DOUBLE WRAPPED, SIZE: 7.5 X 7.5 CM,DISPOSABLE, STERILE" | each | 107250
4618170200100 | "MASK, SURGICAL, WRAP AROUND, SPLASH GUARD, VISOR, FOG FREE, WITH TIES,DISPOSABLE" | items (Pieces) | 59850
4713150200000 | "CLOTH/ DRY WIPES, CLEANING FOR PATIENT, LINT FREE, SIZE: LARGE, 30 X 36CM (+/- 5CM), 50 / PACKET, DISPOSABLE" | items (Pieces) | 5266220
5124129902200 | "GEL, WATER BASED, VAGINAL EXAMINATION, HYPOALLERGENIC, SINGLE PACKED,IN 5 GM EACH, STERILE" | each | 253000