## الطرح
SN | Nupco code | Generic Material Text | Sum of Org.Open Quantity | SRM#
1 | 4227250039700 | SPINAL NEEDLE QUINCKE TYPE POINT, DISPOSABLE, STERILE, 20G X 1.5 INCH | 1350 | 3000033195
2 | 4227250043900 | SPINAL NEEDLE WHITACRE PENCIL POINT WITH INTRODUCER 22G X 2.5 INCH | 1475 | 3000033195
3 | 4227250044300 | SPINAL NEEDLE WHITACRE PENCIL POINT WITH INTRODUCER 23G X 2.5 INCH | 3564 | 3000033195
4 | 4227250044400 | SPINAL NEEDLE WHITACRE PENCIL POINT WITH INTRODUCER 23G X 3.5 INCH | 6750 | 3000033195
5 | 4227250044500 | SPINAL NEEDLE WHITACRE PENCIL POINT WITH INTRODUCER 24G X 1.5 INCH | 6750 | 3000033195
6 | 4227250044600 | SPINAL NEEDLE WHITACRE PENCIL POINT WITH INTRODUCER 24G X 2.5 INCH | 3953 | 3000033195
7 | 4227250044700 | SPINAL NEEDLE WHITACRE PENCIL POINT WITH INTRODUCER 24G X 3.5 INCH | 8490 | 3000033195
8 | 4227250044900 | SPINAL NEEDLE WHITACRE PENCIL POINT WITH INTRODUCER 25G X 1.5 INCH | 3050 | 3000033195
9 | 4227250045100 | SPINAL NEEDLE WHITACRE PENCIL POINT WITH INTRODUCER 25G X 3.5 INCH | 7900 | 3000033195
10 | 4227250045600 | SPINAL NEEDLE WHITACRE PENCIL POINT WITH INTRODUCER 27G X 1.5 INCH | 2700 | 3000033195
11 | 4227250045800 | SPINAL NEEDLE WHITACRE PENCIL POINT WITH INTRODUCER 27G X 3.5 INCH | 300 | 3000033195
12 | 4227250045900 | SPINAL NEEDLE WHITACRE PENCIL POINT WITH INTRODUCER 27G X 6 INCH | 1920 | 3000033195
13 | 4227250046500 | INTRODUCER TRACHEAL TUBE NEONATAL (BOUGIE) STRAIGHT 5CH X 450-470MM | 200 | 3000033195
14 | 4227250047200 |  | 288 | 3000033195
15 | 4227250049300 | FLOW SENSOR, SHOULD BE COMPATIBLE WITH DRAEGER ANESTHESIA MACHINE OR EQUIVALENT | 785 | 3000033195
16 | 4227250050300 | BLOOD PRESSURE ADULT CUFF SIZE M++ SINGLE TUBE DISPOSABLE | 12300 | 3000033195
17 | 4227250053300 | CANNULA SAFETY IV WITH PUSH BUTTON NEEDLE SHIELDING WITH FLEXIBLE WINGS MADE OF POLYURETHANE MATERIAL WITH BLOOD CONTROL AND NOTCH NEEDLE 16G X 30MM | 1650 | 3000033195
18 | 4228150903500 | "SET, COMPLETE INSTRUMENTATION TITANIUM BASIC SMALL FRAGMENT FIXATION, WITH NECESSARY CASES" | 3 | 3000033195
19 | 4228152100100 | HEAVY DUTY GLOVES, MEDICAL GRADE NITRILE OR NATURAL RUBBER LATEX, POWDER FREE, FINGER THICKNESS 15 MIL, PALM THICKNESS 13 MIL, LONG CUFFS 30-35CM FROM THE INDEX FINGER, PUNCTURE RESISTANT, CHEMO RESISTANT, SINGLE USE, NON-STERILE, X-LARGE. | 840 | 3000033195
20 | 4228152101500 | POUCH STEAM STERILIZATION PRE-CUT FLAT SELF-SEAL, MEDICAL GRADE PAPER NOT LESS THAN 60 GSM (WHITE) , THICK PLASTIC TRANSPARENT FILM, PUNCTURE RESISTANT INDICATOR TYPE 1 PRINTED AT DISTANCE EVERY 15 CM, SEAL EDGE 9 MM, SIZE: L 225 MM X W 165 MM, PRICE FOR EACH POUCH. | 359800 | 3000033195
21 | 4228152101700 | POUCH STEAM STERILIZATION PRE-CUT FLAT HEAT SEAL, MEDICAL GRADE PAPER NOT LESS THAN 60 GSM (WHITE) , THICK PLASTIC TRANSPARENT FILM, PUNCTURE RESISTANT INDICATOR TYPE 1 PRINTED AT DISTANCE EVERY 15 CM, SEAL EDGE 9 MM, SIZE: L 200 MM X W 100 MM | 108000 | 3000033195
22 | 4228152102300 | NEUTRALIZER DETERGENT, ACIDIC FORMULA, FOR RUST AND SCALE REMOVAL, PHOSPHATE FREE FORMULA THAT RESTORES AND MAINTAINS THE PROTECTIVE PASSIVE LAYER INTEGRITY OF STAINLESS-STEEL SURFACES, RESISTANT TO CORROSION AND PITTING, REMOVING STAINS, RUST, HARD WATER SCALE DEPOSITS, EASY TO RINSE LEAVING RESIDUE-FREE SURFACE, FOR AUTOMATED PROCESS. SDS MUST BE PROVIDED, NEUTRALIZER DETERGENT MUST COMPLY WITH THE ENZYMATIC AND ALKALINE SOLUTION SAME PROVIDER, 18 -25L | 1800 | 3000033195
23 | 4228152102400 | ENZYMATIC DETERGENT, NOT LESS THAN 3 ENZYMES (AMYLASE, PROTEASE, LIPASE), EFFECTIVE ON HARD TO CLEAN SOILS, DISSOLVES COMPLETELY IN HARD OR SOFT WATER, EASY TO RINSE, LOW FOAMING, SUITABLE FOR AUTOMATIC AND MANUAL CLEANING, 2-5 ML DOSE FORMULA, NEUTRAL PH, CORROSION INHIBITOR, BIODEGRADABLE, MUST BE COMPATIBLE WITH WASHER DISINFECTOR, CART WASHER, ULTRASONIC MACHINES, 18 - 20 L PAIL. | 255 | 3000033195
24 | 4228152102500 | REGULAR BRUSH CLEANING INSTRUMENTS LARGE SINGLE-ENDED, HIGH QUALITY WHITE MEDICAL GRADE SOFT NYLON BRISTLES, DISPOSABLE, NON-STERILE, BRISTLE DIAMETER: LENGTH- 6CM ; WIDTH- 3CM, OVERALL LENGTH: 17-18 CM. | 7 | 3000033195
25 | 4228152102600 | BRUSH CLEANING CANNULATED INSTRUMENT, SINGLE ENDED, HIGH QUALITY WHITE MEDICAL GRADE SOFT NYLON BRISTLES, STAINLESS STEEL HANDLE, DISPOSABLE, NON-STERILE, BRISTLE DIAMETER WIDE: 5 MM, OVERALL LENGTH NOT LESS THAN 30 CM. | 1302 | 3000033195
26 | 4228152700900 | CASSETTE, HYDROGEN PEROXIDE STERILANT FOR STERRAD 100 S STERILIZER, WITH AN EXTERNAL LEAK MONITOR, FOR 5 CYCLES. | 66 | 3000033195
27 | 4228152802700 | CLEANING INDICATOR, MONITORING THE CLEANING EFFICIENCY OF THE ULTRASONIC, SELF-CONTAINED VIAL VISUALLY CHECKED FOR COLOR CHANGE, STORAGE IN ROOM TEMPERATURE. | 14160 | 3000033195
28 | 4228160300000 | LIQUID CONCENTRATED FOR NON PROTEIN, FIXING CLEANING AND DISINFECTION OF MEDICAL AND DENTAL INSTRUMENTS, AND ENDOSCOPES, LIQUID CONCENTRATE FREE OF ALDEHYDES, PHENOLS AND QAC, AND EXTREME HIGH CORROSION INHIBITOR, SIZE 1 LITTER, EFFICACY BACTERICIDAL (INCL. TBC) VIRUCIDAL ACTIVITY ACCORDING TO EN 16777, (HIV/HBV, HCV), TO BE DELIVERED WITH ALL CERTIFICATES ACCORDING TO TECHNICAL CONDITIONS AND WITH EN STANDARDS FOR THE DISINFECTION OF INSTRUMENTS, NOTE: MSDS SHOULD BE PROVIDED IN SOFT COPY | 6420 | 3000033195
29 | 4228160310400 | "PLAIN HAND WASH SOAP 1 L WITH ONE FREE OF CHARGE DISPENSER EVERY 10 BAGS AS PER ATTACHED SPECIFICATIONS, NOTE: MSDS SHOULD BE PROVIDED IN SOFT COPY" | 17649 | 3000033195
30 | 4228160311000 | "SKIN ANTISEPTIC, CHLORHEXIDINE GLUCONATE 1.5% + CETRIMIDE 15% SOLUTION IN ONE LITER-BOTTLE NOTE: MSDS SHOULD BE PROVIDED IN SOFT COPY" | 1619 | 3000033195
31 | 4228160311700 | DISINFECTANTS QUATERNARY AMMONIUM SOLUTION (DIS) FOURTH GENERATION SPRAY, NO COLOR, NO ODOR, NON IRRITANT, NON DAMAGING TO SURFACES, NON- TOXIC, LEAVES NO HARMFUL RESIDUES, MAXIMUME CONTACT TIME 7 MINUTES SAFE IN ALL ENVIRONMENTS, SIZE (500 - 750 ML) (SURFACE DISINFECTANT) NOTE: MSDS SHOULD BE PROVIDED IN SOFT COPY | 17005 | 3000033195
32 | 4228160311800 | DISINFECTANTS QUATERNARY AMMONIUM SOLUTION (DIS) FOURTH GENERATION, READY TO USE, NO COLOR, NO ODOR, NON IRRITANT, NON DAMAGING TO SURFACES, NON-TOXIC, LEAVES NO HARMFUL RESIDUES, MAXIMUM CONTACT TIME 7 MINUTES, SAFE IN ALL ENVIRONMENTS, SIZE (4 - 5L) (SURFACE DISINFECTANT) NOTE: MSDS SHOULD BE PROVIDED IN SOFT COPY | 44 | 3000033195
33 | 4228160314000 | HIGH LEVEL DISINFECTANT, FOR ALL FLEXIBLE SCOPES AND HEAT-SENSITIVE MEDICAL DEVICES, ORTHOPHTHALDEHYDE SOLUTIONS, SOLUTION CONCENTRATION 0.55%, STABILIZING AGENTS, ANTI-CORROSION AGENTS, ODORLESS, NO TOXIC VAPOR OR RESIDUES, BIODEGRADABLE, READY FOR USE OR PROVIDED WITH ITS ADDITIVE, FOR MANUAL OR AUTOMATED ENDOSCOPY PREPROCESSORS, COMPATIBLE TO USE ON ALL TYPE AND MATERIAL OF THE ENDOSCOPES, RE-USED IN RANGE OF 14 – 21 DAYS, SOLUTION EFFICIENCY TEST 25 STRIPS FOR EVERY GALLON. | 1323 | 3000033195
34 | 4228160403800 | SURFACE DISINFECTANT SPRAY, ALCOHOL-BASED 55% AND ABOVE DISINFECTANT, WITH QUATERNARY AMMONIUM 4TH GENERATION COMPOUNDS AS ACTIVE INGREDIENTS, MAIN FIELD OF APPLICATION IS FOR THE DISINFECTION OF SURFACES, AND DENTAL EQUIPMENT, READY TO USE, ALDEHYDE-FREE AND PHENOL-FREE FORMULATION, EFFECTIVE AGAINST BACTERIA, FUNGI AND VIRUSES (INCLUDING TB, HIV/HBV, CORONAVIRUS, FLU VIS), EASILY BIODEGRADABLE -QUICK ACTION TIME 30 SECOND PACKAGE, NO COLOR, NO ODOR, NON IRRITANT, NON DAMAGING TO SURFACES, NON-TOXIC, LEAVES NO HARMFUL RESIDUES, SAFE IN ALL ENVIRONMENTS, 1000 ML READY TO USE AS SPRAY (MATCH WITH EN STANDARD) NOTE: MSDS SHOULD BE PROVIDED IN SOFT COPY | 210 | 3000033195
35 | 4228160404100 | CANISTER WIPE SURFACE, PP NON WOVEN ALCOHOL FREE DISINFECTANT, WITH QUATERNARY AMMONIUM 4TH GENERATION COMPOUNDS AS ACTIVE INGREDIENTS -MAIN FIELD OF APPLICATION IS FOR THE DISINFECTION OF SURFACES, AND DENTAL EQUIPMENT -READY TO USE, ALDEHYDE-FREE AND PHENOL-FREE FORMULATION - EFFECTIVE AGAINST BACTERIA, FUNGI AND VIRUSES (INCLUDING TB, HIV/HBV, CORONAVIRUS, FLU VIS), EASILY BIODEGRADABLE -QUICK ACTION TIME 30 SECOND - 100 -200 TISSUE PER CANISTER AND ABOVE, SIZE 15 CM X 25CM(+-/5CM ) (MATCH WITH EN STANDARD), NOTE: MSDS SHOULD BE PROVIDED IN SOFT COPY | 69840 | 3000033195
36 | 4228170403100 | ENZYMATIC DETERGENT, NOT LESS THAN 3 ENZYMES (AMYLASE, PROTEASE, LIPASE) , EFFECTIVE ON HARD TO CLEAN SOILS, DISSOLVES COMPLETELY IN HARD OR SOFT WATER, EASY TO RINSE, LOW FOAMING, SUITABLE FOR AUTOMATIC AND MANUAL CLEANING, 2-5 ML DOSE FORMULA, NEUTRAL PH, CORROSION INHIBITOR, BIODEGRADABLE, MUST BE COMPATIBLE WITH WASHER DISINFECTOR, CART WASHER, ULTRASONIC MACHINES, FIT TO CABINET (WIDE CAP) , WITH EVERY 5 GALLON ONE MANUAL DOSING PUMP, GALLON. | 2 | 3000033195
37 | 4228170405900 | DETERGENT, MECHANICAL CLEAN FOR CART WASHER, RINSE AID, NO FOAM, NEUTRAL 18 - 20 LITER. | 101 | 3000033195
38 | 4228170406300 | RUST AND STAIN REMOVER, ACIDIC BASED, MAINTAINS THE PROTECTIVE PASSIVE LAYER INTEGRITY OF STAINLESS-STEEL OF SURGICAL INSTRUMENT, ANTI-CORROSION, REMOVE RUST PITTING STAINS AND LIMESCALE, EFFECTIVE IN HARD WATER SCALE, RINSE FREE, FOR MANUAL PROCESS, WITH EVERY 5 GALLON ONE MANUAL DOSING PUMP, GALLON. | 48 | 3000033195
39 | 4228171100000 | LIQUID, DESCALER FOR REMOVAL OF LIME SCALE OF WASHER DISINFECTOR AND CART WASHER, GALLON. | 3840 | 3000033195
40 | 4228171600000 | CLEANING INDICATOR, PEN DETECTION TEST PROTEIN RESIDUES | 900 | 3000033195
41 | 4228180000700 | "CHEMICAL INDICATOR, TYPE 4 FOR LOW TEMPERATURE (PLASMA) STERILIZER, COMPLY WITH ISO 11140-1, NON-TOXIC INK, LEAD OR HEAVY METALS FREE, NOT LESS THAN ONE YEAR COLOR CHANGE AFTER EXPOSURE TO VAPORIZED HYDROGEN PEROXIDE, ENDPOINT COLOR FOR PASS AND FAIL, SIZE: 1.5-2 CM WIDE AND 7.5-10 CM LENGTH." | 19 | 3000033195
42 | 4228180700300 | WATER LEVEL LABEL WITH TEMPERATURE MEASUREMENT, TO BE STICKED TO THE SURGICAL INSTRUMENT WASHING SINK. | 2448 | 3000033195
43 | 4228180802200 | ROLL, FOR SCISSORS SHARPNESS 4 INCH, THE TEST IS USED TO DETERMINE THE SHARPNESS OF THE SCISSORS, TEST MATERIAL FOR SCISSORS GREATER THAN 4 INCH (START FROM10.16 CM) OR SMALLER, COLOR YELLOW, SIZE 550 CM X 14 CM, LATEX FREE. | 1496 | 3000033195
44 | 4228180802300 | ROLL, FOR SCISSORS SHARPNESS 4.5 INCH, THE TEST IS USED TO DETERMINE THE SHARPNESS OF THE SCISSORS, TEST MATERIAL FOR SCISSORS GREAT ER THAN 4.5 INCH (START FROM 11.4 CM) OR LARGER, COLOR RED, SIZE 550 CM X 14 CM, LATEX FREE. | 19 | 3000033195
45 | 4228180802600 | TYVEK POUCH H2O2 STERILIZATION ROLL FLAT, 70 GSM, PUNCTURE RESISTANT PLASTIC, TRANSPARENT FILM, PROCESS INDICATOR TYPE 1 PRINTED AT DISTANCE EVERY 15 CM, SIZE: 400 MM X 70 M | 157 | 3000033195
46 | 4228181000600 | "BOWIE-DICK TEST PACK, MONITORING THE PERFORMANCE OF STEAM STERILIZERS, DETECT WET STEAM, SUPERHEATED STEAM AND NON-CONDENSABLE GASES PROBLEMS, INADEQUATE STEAM PENETRATION AND VACUUM PUMP FAILURES, LEAD AND TOXIC FREE, TEST LAYER LAMINATED, TEST SHEET INCLUDE INQUIRES DOCUMENTATION INFORMATION" | 31750 | 3000033195
47 | 4228181000800 | "TEST STRIP, FOR WATER QUALITY, ( SHOWS PH, ALKALINITY AND HARDNESS MEASURES)" | 29325 | 3000033195
48 | 4228190201900 | "WRAPPING SHEET, NON-WOVEN SPUNBOND MELTBLOWN SPUNBOND (SMS), THICKNESS 80 GSM, COMPATIBLE WITH THE STEAM STERILIZATION AND HYDROGEN PEROXIDE STERILIZATION SYSTEMS, NON-LEACHING AND ODORLESS, MICROBIAL BARRIER, TEAR RESISTANCE, AIR PERMEABILITY AND BURST STRENGTH, WRAPPING SHEETS GREEN OR BLUE, SIZE 100 CM X 100 CM" | 544 | 3000033195
49 | 4228190204100 | "WRAPPING SHEET, NON-WOVEN SPUNBOND MELTBLOWN SPUNBOND (SMS), THICKNESS 60 GSM, COMPATIBLE WITH THE STEAM STERILIZATION AND HYDROGEN PEROXIDE STERILIZATION SYSTEMS, NON-LEACHING AND ODORLESS, MICROBIAL BARRIER, TEAR RESISTANCE, AIR PERMEABILITY AND BURST STRENGTH, WRAPPING SHEETS GREEN OR BLUE, SIZE 40 CM X 40 CM" | 8000 | 3000033195
50 | 4228190204400 | TYVEK POUCH H2O2 STERILIZATION ROLL FLAT, 70 GSM, PUNCTURE RESISTANT PLASTIC, TRANSPARENT FILM, PROCESS INDICATOR TYPE 1 PRINTED AT DISTANCE EVERY 15 CM, SIZE: 150 MM X 70 M | 46 | 3000033195
51 | 4228190204500 | TYVEK POUCH H2O2 STERILIZATION ROLL FLAT, 70 GSM, PUNCTURE RESISTANT PLASTIC, TRANSPARENT FILM, PROCESS INDICATOR TYPE 1 PRINTED AT DISTANCE EVERY 15 CM, SIZE: 350 MM X 70 M | 40 | 3000033195
52 | 4228190204600 | STEAM POUCH STERILIZATION ROLL GUSSET, MEDICAL GRADE, NOT LESS THAN 60 GSM, PUNCTURE RESISTANT PLASTIC, TRANSPARENT FILM, PROCESS INDICATOR TYPE 1 PRINTED AT DISTANCE EVERY 15 CM, SIZE: 300 MM X100 MM X 100 M. | 378 | 3000033195
53 | 4228190206000 | INSTRUMENT TAG, PRINTED REPAIR | 1624 | 3000033195
54 | 4228190404700 | STEAM POUCH STERILIZATION ROLL FLAT, MEDICAL GRADE NOT LESS THAN 60 GSM, PUNCTURE RESISTANT PLASTIC, TRANSPARENT FILM, PROCESS INDICATOR TYPE 1 PRINTED AT DISTANCE EVERY 15 CM, SIZE: 420 MM X 100 M. | 2 | 3000033195
55 | 4228190405200 | "BAG, BIOHAZARD, SEALED, TO KEEP THE ITEM MOIST, SINGLE USE, SIZE, 650 MM X 770 MM" | 71080 | 3000033195
56 | 4228190409400 | TYVEK POUCH H2O2 STERILIZATION ROLL FLAT, 70 GSM, PUNCTURE RESISTANT PLASTIC, TRANSPARENT FILM, PROCESS INDICATOR TYPE 1 PRINTED AT DISTANCE EVERY 15 CM, SIZE: 200 MM X 70 M | 2 | 3000033195
57 | 4228190409800 | POUCH STERILIZATION ROLL FLAT, STEAM AND LOW TEMPERATURE, MEDICAL GRADE, PUNCTURE RESISTANT PLASTIC, TRANSPARENT FILM, PROCESS INDICATOR TYPE 1 PRINTED AT DISTANCE EVERY 15 CM, SIZE: 750 MM X 70 M | 1130 | 3000033195
58 | 4228190410000 | POUCH STEAM STERILIZATION PRE-CUT FLAT SELF-SEAL, MEDICAL GRADE PAPER NOT LESS THAN 60 GSM (WHITE) , THICK PLASTIC TRANSPARENT FILM, PUNCTURE RESISTANT INDICATOR TYPE 1 PRINTED AT DISTANCE EVERY 15 CM, SEAL EDGE 9 MM, SIZE: L 110 MM X W 90 MM | 1520600 | 3000033195
59 | 4228190410100 | POUCH STEAM STERILIZATION PRE-CUT FLAT SELF-SEAL, MEDICAL GRADE PAPER NOT LESS THAN 60 GSM (WHITE) , THICK PLASTIC TRANSPARENT FILM, PUNCTURE RESISTANT INDICATOR TYPE 1 PRINTED AT DISTANCE EVERY 15 CM, SEAL EDGE 9 MM, SIZE: L 220 MM X W 120 MM | 1082200 | 3000033195
60 | 4228190410600 | POUCH STEAM STERILIZATION PRE-CUT GUSSET HEAT SEAL, MEDICAL GRADE PAPER NOT LESS THAN 60 GSM (WHITE) , THICK PLASTIC TRANSPARENT FILM, PUNCTURE RESISTANT INDICATOR TYPE 1 PRINTED AT DISTANCE EVERY 15 CM, SEAL EDGE 9 MM, SIZE: L 400 MM X W 250 MM X H 80 MM | 2564 | 3000033195
61 | 4228190410700 | POUCH STEAM STERILIZATION PRE-CUT GUSSET HEAT SEAL, MEDICAL GRADE PAPER NOT LESS THAN 60 GSM (WHITE) , THICK PLASTIC TRANSPARENT FILM, PUNCTURE RESISTANT INDICATOR TYPE 1 PRINTED AT DISTANCE EVERY 15 CM, SEAL EDGE 9 MM, SIZE: L 600MM X W 400MM X H 130MM | 113671 | 3000033195
62 | 4228190410800 | STEAM POUCH STERILIZATION ROLL FLAT, MEDICAL GRADE NOT LESS THAN 60 GSM, PUNCTURE RESISTANT PLASTIC, TRANSPARENT FILM, PROCESS INDICATOR TYPE 1 PRINTED AT DISTANCE EVERY 15 CM, SIZE: 520 MM X 100 M. | 24 | 3000033195
63 | 4228190412900 | POUCH STERILIZATION ROLL FLAT, STEAM AND LOW TEMPERATURE, MEDICAL GRADE, PUNCTURE RESISTANT PLASTIC, TRANSPARENT FILM, PROCESS INDICATOR TYPE 1 PRINTED AT DISTANCE EVERY 15 CM, SIZE: 160 MM X 70 M | 2080 | 3000033195
64 | 4228190413300 | POUCH STERILIZATION ROLL FLAT, STEAM AND LOW TEMPERATURE, MEDICAL GRADE, PUNCTURE RESISTANT PLASTIC, TRANSPARENT FILM, PROCESS INDICATOR TYPE 1 PRINTED AT DISTANCE EVERY 15 CM, SIZE: 380 MM X 70 M | 1330 | 3000033195
65 | 4228190413700 | POUCH STERILIZATION ROLL FLAT, STEAM AND LOW TEMPERATURE, MEDICAL GRADE, PUNCTURE RESISTANT PLASTIC, TRANSPARENT FILM, PROCESS INDICATOR TYPE 1 PRINTED AT DISTANCE EVERY 15 CM, SIZE: 520 MM X 70 M | 1187 | 3000033195
66 | 4228190900300 | INK LABEL GUN COMPATIBLE WITH 3 LINES RECORD SYSTEM | 63 | 3000033195
67 | 4228191700000 | PROTECTORS/GUARD DUAL TIP, CLEAR, VENTED, PLASTIC, ALL ASSORTED SIZES LATEX FREE AUTOCLAVABLE TRANSPARENT | 4300 | 3000033195
68 | 4228200001000 | "TRANSPORTATION BOX, FOR DELIVERING DIRTY INSTRUMENT, PROPYLENE PLASTIC MATERIAL, FREE LID LOCKABLE ATTACHED TO BOTH SIDES AND WELL SECURED, COLOR RED, WASHABLE UP TO 95 DEGREE, DURABLE, EXTERNAL SIZE 40 X 30 X 22 CM" | 13 | 3000033195
69 | 4228200001100 | CLEANER, AUTOCLAVE, NON FOAMING, NON CORROSIVE RESTORES ORIGINAL FINISH | 296 | 3000033195
70 | 4228200001300 | ADAPTR PLUG GASTRO COLO DUODE DISPO AIR | 395 | 3000033195
71 | 4228200100400 | TIP, ELECTROLASE, BLUNT, ACCORDING TO ELECTROCAUTERY HYFRECATOR 2000 MODEL OR EQUIVALENT, DISPOSABLE, STERILE | 1274 | 3000033195
72 | 4228200100500 | TIP, ELECTROLASE, SHARP, ACCORDING TO ELECTROCAUTERY HYFRECATOR 2000 MODEL OR EQUIVALENT, DISPOSABLE, STERILE | 1559 | 3000033195
73 | 4228200400000 | COVER, SHEATH, FOR ENDOSCOPIC, 30 DEGREE, 5MM,ROUND LOCKING SYSTEM, FOR SCOPE PIXELS PROTECTION, ANTI FOG AND ANTI BLURB, DISPOSABLE, STERILE | 240 | 3000033195
74 | 4229160202500 | PIN CUTTER, FOR ALL SIZES OF PINS | 10 | 3000033195
75 | 4229160700500 | SPINAL CURETTE ANGLED SMALL LONG AND SHORT HANDLE EQUALLY DISTRIBUTED BURS NON SLIPPERY SPINAL | 3 | 3000033195
76 | 4229160701400 | "SPINAL CURETTE STRAIGHT, LARGE, LONG AND SHORT HANDLE EQUALLY DISTRIBUTED, BURS NON SLIPPERY, SPINAL" | 1 | 3000033195
77 | 4229161207100 | PITUITARY RONGEUR ANGLED BACKWARD LENGTH 250 MM SIZE 3 MM OR EQUIVALENT SMOOTH AND TOOTHED (EQUALLY DISTRIBUTED) SPINAL | 2 | 3000033195
78 | 4229161207500 | PITUITARY RONGEUR ANGLED BACKWARD LENGTH 300 MM SIZE 5 MM OR EQUIVALENT SPINAL | 3 | 3000033195
79 | 4229161207600 | PITUITARY RONGEUR ANGLED FORWARD LENGTH 180 MM SIZE 2 MM OR EQUIVALENT SMOOTH AND TOOTHED (EQUALLY DISTRIBUTED) SPINAL | 4 | 3000033195
80 | 4229161207700 | PITUITARY RONGEUR ANGLED FORWARD LENGTH 180 MM SIZE 3 MM OR EQUIVALENT SMOOTH AND TOOTHED (EQUALLY DISTRIBUTED) SPINAL | 1 | 3000033195
81 | 4229161207800 | PITUITARY RONGEUR ANGLED FORWARD LENGTH 180 MM SIZE 5 MM OR EQUIVALENT SMOOTH AND TOOTHED (EQUALLY DISTRIBUTED) SPINAL | 1 | 3000033195
82 | 4229161209600 | PITUITARY RONGEUR ANGLED FORWARD LENGTH 180 MM SIZE 1.5 MM OR EQUIVALENT SMOOTH AND TOOTHED (EQUALLY DISTRIBUTED) SPINAL | 2 | 3000033195
83 | 4229161210300 | PITUITARY RONGEUR ANGLED BACKWARD LENGTH 180 MM SIZE 1.5 MM OR EQUIVALENT SMOOTH AND TOOTHED (EQUALLY DISTRIBUTED) SPINAL | 9 | 3000033195
84 | 4229161210700 | LAMINECTOMY RONGEUR SINGLE ACTION STRAIGHT LARGE SPINAL | 4 | 3000033195
85 | 4229161301000 | BLADE, STRAIGHT TRACHEAL WITH SUCTION IRRIGATION, COMPATIBLE WITH END USER EQUIPMENT | 10 | 3000033195
86 | 4229161302500 | "BLADE SCALPEL, CARBON / STAINLESS STEEL, SIZE: 20 G DISPOSABLE, STERILE" | 170 | 3000033195
87 | 4229161304100 | "SHAVING HEAD SINGLE-USE, FOR HAIR CLIPPER, DOES NOT CAUSE SKIN WOUND OR SCRATCHES, THE HAIR CLIPPER WITH THE FOLLOWING SPECIFICATIONS: REUSABLE, CORDLESS, USE RECHARGEABLE BATTERY, COULD BE WASHED WITH SOAP, WATER, AND ALCOHOL CLEANSING OR OTHER DISINFECTANTS, EASY-TO-USE, REMOVAL AND INSTALLATION OF SHAVING HEADS, WIRELESS, (1 HAIR CLIPPER MACHINE FREE OF CHARGE WITH EACH 500 SHAVING HEAD)" | 83 | 3000033195
88 | 4229161306200 | BLADE, DEBRIDER 12 NASAL CURVED BLADE 4MM ROTATABLE, OR EQUIVALENT | 302 | 3000033195
89 | 4229161306500 | BLADE, DEBRIDER 12 NASAL CURVED BLADE 3.5MM ROTATABLE, OR EQUIVALENT | 1050 | 3000033195
90 | 4229161307000 | BLADE, DEBRIDER 40° NASAL BLADE, 3.5 MM, OR EQUIVALENT | 168 | 3000033195
91 | 4229161307100 | BLADE, DEBRIDER 40° NASAL BLADE, 3.5MM ROTATABLE, OR EQUIVALENT | 324 | 3000033195
92 | 4229161307200 | BLADE, INFERIOR TURBINATE NASAL BLADE 2MM, OR EQUIVALENT | 10 | 3000033195
93 | 4229161307300 | BLADE, INFERIOR TURBINATE NASAL BLADE 2MM ROTATABLE, OR EQUIVALENT | 80 | 3000033195
94 | 4229161307400 | BLADE, INFERIOR TURBINATE NASAL BLADE 2.9MM ROTATABLE, OR EQUIVALENT | 60 | 3000033195
95 | 4229161307500 | BLADE, INFERIOR TURBINATE NASAL BLADE 2.9MM, OR EQUIVALENT | 205 | 3000033195
96 | 4229161307700 | BLADE, SERRATED NASAL BLADE 2.9 MM, OR EQUIVALENT | 46 | 3000033195
97 | 4229161307800 | BLADE, SERRATED NASAL BLADE 4MM, ROTATABLE, OR EQUIVALENT | 310 | 3000033195
98 | 4229161307900 | BLADE, SERRATED NASAL BLADE 3.5 MM, ROTATABLE, OR EQUIVALENT | 414 | 3000033195
99 | 4229161308000 | BLADE, SERRATED NASAL BLADE 2.9 MM ROTATABLE, OR EQUIVALENT | 93 | 3000033195
100 | 4229161308300 | BLADE, DEBRIDER 60° CURVED BLADE 3.5MM NASAL, OR EQUIVALENT | 40 | 3000033195
101 | 4229161308400 | BLADE, DEBRIDER 60° NASAL CURVED BLADE 3.5 ROTATABLE, OR EQUIVALENT | 6 | 3000033195
102 | 4229161308500 | BLADE, DEBRIDER 60° NASAL CURVED BLADE 4 MM ROTATABLE, OR EQUIVALENT | 435 | 3000033195
103 | 4229161308800 | BLADE, DEBRIDER 90 CURVED BLADE 2.9MM NASAL, OR EQUIVALENT | 20 | 3000033195
104 | 4229161309100 | BLADE, TRICUT ANGLED ROTATABLE DOUBLE CURVED TIP WITH SUCTION IRRIGATION, ASSORTED DIAMETERS AND LENGTHS, COMPATIBLE WITH END USER EQUIPMENT | 10 | 3000033195
105 | 4229161309200 | BLADE, TRICUT ANGLED ROTATABLE STRAIGHT TIP WITH CURVE AT HAND PIECE WITH SUCTION IRRIGATION, ASSORTED DIAMETERS AND LENGTHS, COMPATIBLE WITH END USER EQUIPMENT | 988 | 3000033195
106 | 4229161312000 | CURVED DIAMOND BUR3.5MM HIGHSPED SUCTION | 30 | 3000033195
107 | 4229161312200 | ROUND DIAMOND BUR SIZE 2MM STANDARD LEN | 22 | 3000033195
108 | 4229161313000 | BUR, CURVED DIAMOND NASAL BUR 5 MM HIGH SPEED, OR EQUIVALENT | 10 | 3000033195
109 | 4229161314000 | BUR, AGGRESSIVE ROUTER BUR HIGH SPEED 4.5MM NASAL, OR EQUIVALENT | 841 | 3000033195
110 | 4229161422000 | BELLUCCI SCISSORS, STRAIGHT, WORKING LENGTH 12.5 CM | 11 | 3000033195
111 | 4229161600400 | POLYPECTOMY SOFT AND ROTATABLE OVAL SNARE , ASSORTED SNARE SIZES AND ASSORTED WORKING CHANNEL DIAMETER AND WORKING LENGTH | 100 | 3000033195
112 | 4229161602400 | POLYPECTOMY SOFT AND ROTATABLE ROUND SNARE , ASSORTED SNARE SIZES AND ASSORTED WORKING CHANNEL DIAMETER AND WORKING LENGTH | 205 | 3000033195
113 | 4229161902000 | SURGICAL OSTEOTOME, OBWEGESER NASAL SEPTUM 18.5CM, 6MM TIP, GRADE 410-420 SERIES STAINLESS STEEL (HIGH CARBON CONTENT AND A CERTAIN PERCENTAGE OF CHROMIUM) , HEAT TREATED FOR GREATER RIGIDITY | 2 | 3000033195
114 | 4229161902100 |  | 2 | 3000033195
115 | 4229162700000 | BUR, ANTERIOR SKULL BASE CUTTING BUR 4MM ANGLE 15°, OR EQUIVALENT | 40 | 3000033195
116 | 4229162700100 | BUR, ANTERIOR SKULL BASE DIAMOND BUR 5MM ANGLE 15°, OR EQUIVALENT | 10 | 3000033195
117 | 4229162700200 | BUR, ANTERIOR SKULL BASE DIAMOND BUR 5MM ANGLE 70°, OR EQUIVALENT | 10 | 3000033195
118 | 4229162700300 | BUR, ANTERIOR SKULL BASE DIAMOND BUR 3.2 5MM ANGLE 40°, OR EQUIVALENT | 10 | 3000033195
119 | 4229162700400 | BUR, ANTERIOR SKULL BASE DIAMOND BUR 3.2 MM ANGLE 15°, OR EQUIVALENT | 10 | 3000033195
120 | 4229162701300 | BUR, HI SPEED BUR TAPERED CHOANAL ATRESIA SPEED UP TO 30, 000 RPM, OR EQUIVALENT | 75 | 3000033195
121 | 4229162701400 | BUR, HI SPEED SINUS BUR CUTTING 70° 3MM 13CM SPEED UP TO 30, 000 RPM, OR EQUIVALENT | 25 | 3000033195
122 | 4229162711400 | BUR, OTOLOGY CUTTING MULTI FLUTE LONG, SIZE 1MM OR EQUIVALENT | 8 | 3000033195
123 | 4229162711500 | BUR, OTOLOGY CUTTING MULTI FLUTE LONG, SIZE 2MM OR EQUIVALENT | 43 | 3000033195
124 | 4229162711700 | BUR, OTOLOGY CUTTING MULTI FLUTE LONG, SIZE 3MM OR EQUIVALENT | 94 | 3000033195
125 | 4229162712000 | BUR, OTOLOGY CUTTING MULTI FLUTE, SIZE 4MM OR EQUIVALENT | 49 | 3000033195
126 | 4229162712300 | BUR, OTOLOGY CUTTING MULTI FLUTE LONG, SIZE 0.5MM OR EQUIVALENT | 2 | 3000033195
127 | 4229162712900 | ROUND DIAMOND BUR SIZE 4MM STANDARD LE | 50 | 3000033195
128 | 4229162720100 | BUR, CHOANAL ATRESIA BUR 4MM HIGH SPEED, OR EQUIVALENT | 30 | 3000033195
129 | 4229162720600 | BLADE, CHOANAL ATRESIA NASAL BLADE 2.9 MM, OR EQUIVALENT | 11 | 3000033195
130 | 4229162720700 | BLADE, CHOANAL ATRESIA NASAL BLADE 4MM ROTATABLE, OR EQUIVALENT | 50 | 3000033195
131 | 4229162725900 | ROUND DIAMOND BUR SIZE 0.5MM STANDARD | 6 | 3000033195
132 | 4229162730800 | BUR, OTOLOGY SKEETER OR EQUIVALENT, 0.8MM YELLOW | 10 | 3000033195
133 | 4229162732800 | "BUR, STRAIGHT ROUND CUTTING HIGH SPEED 3.2MM NASAL" | 35 | 3000033195
134 | 4229162733400 | ROUND BUR. HIGH SPEED 4.5MM NASAL IS R | 11 | 3000033195
135 | 4229163200500 | "SCALPEL HANDLE NO.3, STAINLESS STEEL, 12CM APPROXIMATE" | 10 | 3000033195
136 | 4229171000000 | "HOOK, AMNIOTIC HOOK, PLASTIC, STRAIGHT OR CURVED, DISPOSABLE, STERILE" | 645 | 3000033195
137 | 4229180212900 | MICROFORCEPS, ILM ENDGRIPPING, 23G, DISPOSABLE, STERILE | 7 | 3000033195
138 | 4229180218700 | "CLIP, SCALP, HEMOSTATIC, SECURE ATRAUMATIC PLACEMENT, NON BULKY, LOW PROFILE, HYPO-ALLERGENIC, DISPOSABLE, STERILE, APPLIER MUST BE PROVIDED FREE OF CHARGE WITH 3000 CLIPS" | 200 | 3000033195
139 | 4229180220300 | MICROFORCEPS JAWS 23 GAUGE | 2 | 3000033195
140 | 4229180253300 | ALLIGATOR GRASPING FORCEPS, ,ASSORTED SIZES OF WORKING CHANNEL AND WORKING LENGTH, SINGLE USE | 10 | 3000033195
141 | 4229180253400 | RAT TOOTH GRASPING FORCEPS, ,ASSORTED SIZES OF WORKING CHANNEL AND WORKING LENGTH, SINGLE USE | 10 | 3000033195
142 | 4229180500300 | "LIGATURE, UMBILICAL, NEONATE, COTTON, FOR TYING THE UMBILICAL STUMP DURING UMBILICAL CATHETER INSERTION" | 4500 | 3000033195
143 | 4229210200100 | "EXTRACTOR, MUCOUS, WITH NON RETURN VALVE AND FILTER, 20-30 ML, CATHETER SIZE 12 FRENCH, DISPOSABLE, STERILE" | 4346 | 3000033195
144 | 4229210200200 | "EXTRACTOR, MUCOUS, WITH NON RETURN VALVE AND FILTER, 20-30 ML, CATHETER SIZE 14 FRENCH, DISPOSABLE, STERILE" | 800 | 3000033195
145 | 4229210200300 | "SET, BROKEN SCREW MINI FRAGMENT UNIVERSAL INSTRUMENTATION" | 6 | 3000033195
146 | 4229210201000 | COMPLETE SPINE UNIVERSAL SCREW REMOVAL INSTRUMENT SET DESIGNED TO REMOVE SOLID AND CANNULATED SCREW S REMOVE STRIPPED AND BROKEN SCREW S (ALL S IZES TYPE S SHORT AND LONG FOR POSTERIOR AND ANTERIOR CERVICAL AND THORACOLUMBAR SYSTEMS) SPINAL | 1 | 3000033195
147 | 4229230100100 | "BENDER, PLATE PRESS (MECHANICAL), ORTHOPEDIC" | 5 | 3000033195
148 | 4229230300100 | "PLIERS (WIDE AND NARROW TIP POWER GRIP), AS REQUESTED BY END USER" | 6 | 3000033195
149 | 4229230300300 | PLIER BROAD END SPINAL | 1 | 3000033195
150 | 4229250200700 | HANDLE, HAND CONTROLLED, PENCIL GRIP, MULTI FUNCTIONAL ELECTROSURGERY SYSTEM, DISPOSABLE, STERILE | 18 | 3000033195
151 | 4229250300000 | "SET, BONE IMPACTORS SMALL, MEDIUM AND LARGE" | 4 | 3000033195
152 | 4229250300100 | COMPLETE SET OF ALL SIZE S OF GRAFT IMPACTORS IN SUITABLE BOX AND TRAY WITH SUPPORT TO THE SET SPINAL | 1 | 3000033195
153 | 4229270100000 | "SYSTEM, DISSECTOR, COMBINATION OF A DISSECTOR AND AN ACCESS DEVICE (STRUCTURAL BALLOON TROCAR) INTEGRATED INTO A SINGLE, MODULAR DEVICE FOR TEP LAPAROSCOPIC INGUINAL HERNIA REPAIR, ELASTIC AND ROUND DISSECTION BALLOON, INTEGRATED FLIP TOP REDUCER, 5 MM INSTRUMENTS, SEALED ACCESS FOR 5, 10, AND 12 MM INSTRUMENTS, ADJUSTABLE FOAM LOCKING COLLAR, VACUUM AND MARKED INFLATION PORT SITES, LUBRICANT INCLUDED FOR EASY BALLOON AND PORT INSERTION, DISPOSABLE, STERILE" | 12 | 3000033195
154 | 4229290001200 | "SUTURE, POLYGLACTIN 910, ANTIBACTERIAL (COATED TRICLOSAN), MULTIFILAMENT, ABSORBABLE, SIZE 0, 40 MM ( +/- 1 MM ), 1/2 CIRCLE, TAPER POINT NEEDLE, 70-75 CM, VIOLET, STERILE" | 100 | 3000033195
155 | 4229290004800 | "SUTURE, POLYPROPYLENE, MONOFILAMENT, NON-ABSORBABLE, SIZE 5/0, 15-16 MM, 3/8 CIRCLE, REVERSE CUTTING NEEDLE, 45-50 CM, BLUE, STERILE" | 22 | 3000033195
156 | 4229290004900 | "SUTURE, POLYPROPYLENE, MONOFILAMENT, NON-ABSORBABLE, SIZE 6/0, 11-12 MM, 3/8 CIRCLE, REVERSE CUTTING NEEDLE, 45-50 CM, BLUE, STERILE" | 36 | 3000033195
157 | 4229290005600 | "SUTURE, POLIGLECAPRONE 25, UNIDIRECTIONAL, DUAL ANGLE CUT, LOOP LOCK, MONOFILAMENT, ABSORBABLE, SIZE 2/0, 25-26 MM, 1/2 CIRCLE, TAPER POINT NEEDLE, 45-50 CM, VIOLET, STERILE" | 23 | 3000033195
158 | 4229290005900 | SUTURE, POLIGLECAPRONE 25, MONOFILAMENT, ABSORBABLE, SIZE 0, 36 MM ( +/-1 MM ), 1/2 CIRCLE, ROUND BODY NEEDLE, 70-75 CM, VIOLET, STERILE | 325 | 3000033195
159 | 4229290300000 | "BOOT, RUBBER SHOT, FOR SUTURE, DESIGNED TO FACILITATE THE GRASPING AND TAGGING OF SUTURE, FIRMLY HOLDS THE FINEST SUTURE, WITHOUT DAMAGE, DOES NOT SLIP, RADIOPAQUE, PACKAGE IN CONVENIENT FOAM CARTRIDGE, WITH PEEL OFF ADHESIVE BACKING, ONE CARTRIDGE PER PACKAGE, STERILE" | 3150 | 3000033195
160 | 4229290300300 | "COUNTER, FOR NEEDLE, MAGNETIC, TO SECURE NEEDLES PLACEMENT, RETENTION AND COUNT AFTER USE IN SURGERY, DOUBLE BLACK MAGNETIC WITH BLADE REMOVAL SYSTEM AND BOX LOCKS, COUNT/CAPACITY (60 /60), DISPOSABLE, STERILE" | 1064 | 3000033195
161 | 4229290404200 | NEEDLE, FOR REUSABLE SUTURE PASSER AND RETRIEVER, ASSORTED SIZES | 20 | 3000033195
162 | 4229290405300 | "SUTURE, POLYGLACTIN 910, ANTIBACTERIAL (COATED TRICLOSAN), MULTIFILAMENT, ABSORBABLE, SIZE 2, 45 MM ( +/- 1 MM ), 1/2 CIRCLE, ROUND BODY BLUNT NEEDLE, 90-95 CM, VIOLET, STERILE" | 12 | 3000033195
163 | 4229290407700 | "SUTURE, POLYGLACTIN 910, MULTIFILAMENT, ABSORBABLE, SIZE 0, 65 MM ( +/- 2 MM ), 3/8 CIRCLE, ROUND BODY NEEDLE, 70-75 CM, VIOLET, STERILE" | 269 | 3000033195
164 | 4229290408200 | "SUTURE, POLYGLACTIN 910, MULTIFILAMENT, ABSORBABLE, SIZE 1, 65 MM ( +/- 2 MM ), 1/2 CIRCLE, ROUND BODY BLUNT HEAVY NEEDLE, 70-75 CM, VIOLET, STERILE" | 311 | 3000033195
165 | 4229290408700 | "SUTURE, POLYGLACTIN 910, MULTIFILAMENT, ABSORBABLE, SIZE 2, 75 MM ( +/- 2 MM ), 1/2 CIRCLE, ROUND BODY HEAVY NEEDLE, 70-75 CM, VIOLET, STERILE" | 48 | 3000033195
166 | 4229290413200 | "SUTURE, POLIGLECAPRONE 25, MONOFILAMENT, ABSORBABLE, SIZE 2/0, 25-26 MM, 3/8 CIRCLE, REVERSE CUTTING NEEDLE, 70-75 CM, UNDYED, STERILE" | 20 | 3000033195
167 | 4229290417200 | "SUTURE, POLYPROPYLENE, MONOFILAMENT, NON-ABSORBABLE, SIZE 3/0, 25-26 MM, 1/2 CIRCLE, ROUND BODY NEEDLE, 70-75 CM, BLUE, STERILE" | 41 | 3000033195
168 | 4229290419900 | "SUTURE, POLYAMIDE, MONOFILAMENT, NON-ABSORBABLE, SIZE 1, 90 MM ( +/- 2 MM ), 3/8 CIRCLE, CUTTING NEEDLE, 100 CM, BLUE, STERILE" | 34 | 3000033195
169 | 4229290423400 | SUTURE, POLYGLYTONE, MONOFILAMENT, ABSORBABLE, SIZE 2/0, 26 MM, 3/8 CIRCLE, REVERSE CUTTING NEEDLE, 70-75 CM, UNDYED, STERILE | 168 | 3000033195
170 | 4229290424700 | "SUTURE, KNOTLESS, SPIRAL, UNIDIRECTIONAL, WITH FLEXIBLE LOOP, POLIGLECAPRONE 25, ANTIBACTERIAL (COATED TRICLOSAN), MONOFILAMENT, ABSORBABLE, SIZE 3/0, 19-20 MM, 3/8 CIRCLE, REVERSE CUTTING NEEDLE, 60-65 CM, UNDYED, STERILE" | 3 | 3000033195
171 | 4229290426000 | "SUTURE, POLYPROPYLENE, MONOFILAMENT, NON-ABSORBABLE, NO MEMORY THREAD, SIZE 4/0, 18-19 MM, 1/2 CIRCLE, TAPER CUT DOUBLE ARM NEEDLE, 90-95 CM, BLUE, STERILE" | 4 | 3000033195
172 | 4229290427200 | SUTURE, POLYPROPYLENE, MONOFILAMENT, NON-ABSORBABLE, NO MEMORY THREAD, SIZE 6/0, 10 MM, 3/8 CIRCLE, ROUND BODY DOUBLE ARM NEEDLE, 70-75 CM, BLUE, STERILE | 24 | 3000033195
173 | 4229290427800 | SUTURE, POLYPROPYLENE, MONOFILAMENT, NON-ABSORBABLE, NO MEMORY THREAD, SIZE 6/0, 8 MM, 3/8 CIRCLE, TAPER CUT DOUBLE ARM NEEDLE, 70-75 CM, BLUE, STERILE | 222 | 3000033195
174 | 4229310706300 | "RADIOLUCENT RING RETRACTOR FOR ANTERIOR APPROACH TO THE SPINE WITH COMPLETE ACCESSORIES INCLUDING RETRACTOR BLADES OF DIFFERENT SIZE S WITH ILLUMINATION AND ITS PUSHER, RATCHET ADAPTORS, STABILITY PINS WITH DRIVER, WRENCH AND FRAME OF DIFFERENT SIZES, SPINAL" | 1 | 3000033195
175 | 4229310706500 | "SET, HOHMANN RETRACTORS (SHARP AND BLUNT, NARROW, STANDARD WIDE AND CURVED) ONE PAIR EACH ASSORTED SIZES AS REQUESTED BY END USER" | 1 | 3000033195
176 | 4229310707900 | "RETRACTOR, RING, FLEXIBLE, FOR PROTECTING THE WOUND MARGIN, FROM CONTACT CONTAMINATION, 9-14 CM, DISPOSABLE, STERILE" | 30 | 3000033195
177 | 4229310709100 | "ROUX CHEEK RETRACTOR, STAINLESS STEEL, SET OF 3 DIFFERENT SIZE" | 6 | 3000033195
178 | 4229310709300 | "TAYLOR FLAB RETRACTOR, STAINLESS STEEL, DOUBLE ENDED, 30X75MM APPROXIMATE" | 6 | 3000033195
179 | 4229310710100 | "DESMARRES EYELID RETRACTORS, ASSORTED SIZES" | 1 | 3000033195
180 | 4229310710500 | "SIGMOID NOTCH EXTRAORAL RETRACTORS, STAINLESS STEEL, CONCAVE BLADE, FULLY BENT TIP, 9 CM APPROXIMATE" | 1 | 3000033195
181 | 4229310710900 | "RETRACTOR, VAGINAL, SELF-RETAINING, DOUBLE RING, RETRACTOR SYSTEM, 32 CM X 18 CM (+/- 2 CM), TO BE SUPPLIED WITH 8-10 BLUNT STAY HOOKS 5MM, DISPOSABLE, STERILE" | 126 | 3000033195
182 | 4229330100900 | DISTRACTOR TITANIUM MINI PLATE INTRAORAL DEVICE FOR VERTICAL ALVEOLAR RIDGE DISTRACTION MINI PLATE AND SCREWS (5, 7, 9MM) , LENGTH OF DISTRACTOR (10-15MM) | 1 | 3000033195
183 | 4229330101300 | DISTRACTOR MIDFACE LEFORT THREE AND MONOBLOC RIGHT DEVICE | 1 | 3000033195
184 | 4229330101500 | "DISTRACTOR TITANIUM MICRO PLATE INTRAORAL DEVICE FOR VERTICAL ALVEOLAR RIDGE DISTRACTION MICRO PLATES AND SCREWS (5, 7, 9MM) , LENGTH O F DISTRACTOR (10-15MM)" | 3 | 3000033195
185 | 4229330103300 | ADULT FEMORAL DISTRACTOR COMPLETE SET WITH 20 PINS ASSORTED SIZES WITH GRAPHIC TRAY AND BOX, ORTHOPEDIC | 1 | 3000033195
186 | 4229330104100 | DISTRACTOR MANDIBULAR TRANSVERSE MIDLINE | 3 | 3000033195
187 | 4229330104500 | "DISTRACTOR TITANIUM MINI PLATE INTRAORAL DEVICE FOR VERTICAL ALVEOLAR RIDGE DISTRACTION MINI PLATE AND SCREWS (5, 7, 9MM) , LENGTH OF DISTRACTOR (15-20MM)" | 6 | 3000033195
188 | 4229330104600 | DISTRACTOR MIDFACE EXTRAORAL DEVICE | 5 | 3000033195
189 | 4229330104800 | DISTRACTOR MANDIBULAR TRANSVERSE MIDLINE KIT (PATIENT SCREWDRIVER, SCREWDRIVER, DRILL BIT, PLATE HOLDER AND POSITIONER, MODELLING PLIER) | 6 | 3000033195
190 | 4229340605600 | "HEART POSITIONERS, IMPROVED CLAMP DESIGN PROVIDES INCREASED STABILITY OF THE POSITIONER ON THE RETRACTOR, CLAMP CAN BE APPLIED TO THE RETRACTOR, DISPOSABLE, STERILE" | 28 | 3000033195
191 | 4229340700000 | "SPECULUM, CUSCO VAGINAL, INDIVIDUALLY PACKED, SIZE: LARGE, DISPOSABLE" | 9798 | 3000033195
192 | 4229340700600 | "SPECULUM, CUSCO VAGINAL, INDIVIDUALLY PACKED, SIZE: SMALL, DISPOSABLE" | 6840 | 3000033195
193 | 4229340702300 | "SPECULUM, CUSCO VAGINAL, INDIVIDUALLY PACKED, SIZE: MEDIUM, WITH BUILT IN LIGHT SOURCE, DISPOSABLE" | 794 | 3000033195
194 | 4229340702400 | HYDROPHILIC COATING, URETERIC BALLOON DILATOR, 7 FR, TAPERED TIP WITH GUIDE WIRE 0.038 INCH, RADIO-OPAQUE MARKERS AT BOTH END OF THE BALLOON, BURST PRESSURE 20ATM, INFLATED BALLOON DIAMETER 6 - 7 MM AND LENGTH 6 CM WITH INFLATION DEVICE, DISPOSABLE, STERILE | 3 | 3000033195
195 | 4229340702500 | HYDROPHILIC COATING, URETERIC BALLOON DILATOR, 5 FR, TAPERED TIP WITH GUIDE WIRE 0.038 INCH, RADIO-OPAQUE, MARKERS AT BOTH END OF THE BALLOON, BURST PRESSURE 20 ATM, INFLATED BALLOON DIAMETER 4 - 5 MM AND LENGTH 4 CM WITH INFLATION DEVICE, DISPOSABLE, STERILE | 21 | 3000033195
196 | 4229341000000 | DEVICE, EXTERNAL REMOTE FOR INTRAMEDULLARY EXPANDABLE NAIL FIXATION | 1 | 3000033195
197 | 4229350400300 | "CANNULA, BISHOP HARMON 1.1 X 25MM (19G X1 IN), DISPOSABLE, STERILE" | 120 | 3000033195
198 | 4229350400500 | CANNULA, IRRIGATION, LINDSTROM, 0.5 X 22 MM (25G X 7/8IN), DISPOSABLE | 57 | 3000033195
199 | 4229350400900 | LACRIMAL CANNULA, 26 GAUGE, CURVED, DISPOSABLE, STERILE | 395 | 3000033195
200 | 4229350401200 | CANNULA NUCLEUS HYDRODISSECTOR 0.40 | 210 | 3000033195
201 | 4229350401400 | CANNULA, OPHTHALMIC, FLAT TIP, SUB-TENON ANESTHESIA, CURVED, 1.10 X 25 MM (19G X 1IN), DISPOSABLE, STERILE | 20 | 3000033195
202 | 4229350402600 | "HANDPIECE, COAXIAL I/A, FITS 2.2MM INCISION, STRAIGHT TIP, COMPATIBLE WITH ALL PHACO MACHINES, DISPOSABLE, STERILE" | 325 | 3000033195
203 | 4229350402700 | SIMCOE CANNULA IRRIGATION AND ASPIRATION, ASSORTED SIZES, REGULAR/REVERSE AS PER HOSPITAL REQUEST, DISPOSABLE, STERILE | 500 | 3000033195
204 | 4229350600300 | "SYRINGE, BULB, NEONATE, MANUAL ASPIRATOR, SOFT RUBBER, AND NARROW TIP SYRINGE, LATEX FREE, INDIVIDUALLY PACKED, DISPOSABLE, STERILE" | 1680 | 3000033195
205 | 4229351400900 | LAPOROSCOPIC LINEAR STAPLER 30/3.5-4 | 4 | 3000033195
206 | 4229351504600 | MICROSUCTION OTOLOGY LENGTH 7CM REUSABLE | 134 | 3000033195
207 | 4229352001800 | SUCTION TIPS, ULTRA MALLEABLE, DISPOSABLE, STERILE, ASSORTED SIZES | 10 | 3000033195
208 | 4229360300600 | NEURO SHUNTS VALVE, VENTRICULAR, PROGRAMMABLE, BURR HOLE TYPE, ASSORTED SIZES AND PRESSURES AS PER HOSPITAL REQUEST, DISPOSABLE, STERILE. | 20 | 3000033195
209 | 4229380300400 | "STRIPPER, OPEN TENDON FOR HAMSTRING HARVEST, ASSORTED LENGTHS" | 4 | 3000033195
210 | 4229400200000 | LAPAROSCOPIC CURVED SPATULA, FITS 5 MM C | 36 | 3000033195
211 | 4229420200000 | "SINGLE UNIT HINGED LARGE MONO AXIAL EXTERNAL FIXATOR OR EQUIVALENT, ASSORTED SIZES" | 5 | 3000033195
212 | 4229420200100 | "SINGLE UNIT HINGED MEDIUM MONO AXIAL EXTERNAL FIXATOR OR EQUIVALENT, ASSORTED SIZES" | 5 | 3000033195
213 | 4229420200200 | "SINGLE UNIT HINGED SMALL MONO AXIAL EXTERNAL FIXATOR OR EQUIVALENT, ASSORTED SIZES" | 5 | 3000033195
214 | 4229420204800 | VICE PLATE (SUITABLE FOR FIXATION OF STEINMANN PIN OR SCHANZ SCREW ) ASSORTED SIZE S AS REQUESTED BY END USER ORTHOPEDIC | 3 | 3000033195
215 | 4229420508500 | "WIRE, CERCLAGE ASSORTED DIAMETERS AND LENGTHS" | 18 | 3000033195
216 | 4229420509000 | "SET, COMPLETE INSTRUMENTATION FOR KIRSCHNER AND CERCLAGE WIRE FIXATION, WITH ALL ATTACHMENTS AND NECESSARY CASES" | 5 | 3000033195
217 | 4229420518300 | INSTRUMENTATION SET COMPLETE AND NECESSARY STERILIZATION CASE (TRAY, BOX AND LID) FOR TITANIUM ANTERIOR CERVICAL CORPECTOMY EXPANDABLE CAGES, SPINAL | 1 | 3000033195
218 | 4229420518400 | SET, COMPLETE INSTRUMENTATION BASIC STAINLESS STEEL SMALL FRAGMENT FIXATION | 7 | 3000033195
219 | 4229420519300 | SET, COMPLETE INSTRUMENTATION BASIC LARGE FRAGMENT STAINLESS STEEL PLATE AND SCREW, WITH NECESSARY CASES | 5 | 3000033195
220 | 4229420520400 | COMPLETE INSTRUMENTATION SET FOR CANNULATED MINIMALLY INVASIVE THORACOLUMBAR FIXATION, COMPATIBLE WITH NAVIGATION SYSTEM | 1 | 3000033195
221 | 4229420607400 | MICROFORCEPS, SERRATED JAW, 25G, 0.5MM, DISPOSABLE, STERILE | 5 | 3000033195
222 | 4229420625800 | MONOFOCAL INTRAOCULAR LENS, POSTERIOR CHAMBER, ACRYLIC, SINGLE-PIECE, PRELOADED, HYDROPHOBIC, UV AND BLUE FILTRATION, POWER RANGE AS PER HOSPITAL REQUEST | 60 | 3000033195
223 | 4229420635800 | PACK, PHACO, PREMIUM VACUUM WITH MICS NEEDLE, COMPATIBLE WITH STELLARIS ELITE MACHINE, DISPOSABLE, STERILE | 48 | 3000033195
224 | 4229420636100 | PACK, VITRECTOMY, ANTERIOR, COMPATIBLE WITH, STELLARIS MACHINE, DISPOSABLE, STERILE | 18 | 3000033195
225 | 4229420637700 | PHAKIC, INTRAOCULAR LENS, POSTERIOR CHAMBER, COLLAMER, CORRECTION OF HYPEROPIA AND ASTIGMATISM, FOR REFRACTIVE SURGERY, DIOPTER RANGE, AS PER HOSPITAL REQUEST | 5 | 3000033195
226 | 4229420637900 | PHAKIC, INTRAOCULAR LENS, POSTERIOR CHAMBER, COLLAMER, CORRECTION OF HYPEROPIA, FOR REFRACTIVE SURGERY, DIOPTER RANGE, AS PER HOSPITAL REQUEST | 30 | 3000033195
227 | 4229420638000 | PHAKIC, INTRAOCULAR LENS, POSTERIOR CHAMBER, COLLAMER, CORRECTION OF MYOPIA, FOR REFRACTIVE SURGERY, DIOPTER RANGE, AS PER HOSPITAL REQUEST | 20 | 3000033195
228 | 4229420638900 | PUNCTAL PLUG, PRELOADED, ASSORTED WIDTH, AS PER HOSPITAL REQUEST, STERILE | 100 | 3000033195
229 | 4229420651900 | STENT, NASOLACRIMAL, SILICONE, FOR INTUBATION, ASSORTED SIZES, AS PER HOSPITAL REQUEST, STERILE | 24 | 3000033195
230 | 4229420654100 | BIPOLAR FORCEPS, MCPHERSON STRAIGHT, TWO PIN CONNECTOR, NON-STICK TIPS, INSULATED, FLAT HANDLE, TOTAL LENGTH RANGE 80 TO 120 MM, AS PER HOSPITAL REQUEST, REUSABLE | 14 | 3000033195
231 | 4229420703700 | BACK FLUSH HANDLE WITH SOFT SILICONE TIPPED, 23 GAUGE, STERILE, DISPOSABLE | 195 | 3000033195
232 | 4229421900500 | "SET, COMPLETE INSTRUMENTATION FOR KNEE OSTEOTOMY WITH NECESSARY CASE AND IMPLANT TRAY" | 4 | 3000033195
233 | 4229421900600 | "SET, COMPLETE INSTRUMENTATION FOR MINI EXTERNAL FIXATOR, WITH NECESSARY CASES AND IMPLANT TRAY" | 2 | 3000033195
234 | 4229421901700 | "SET, COMPLETE HAND INSTRUMENTS FOR BONY AND SOFT TISSUE SURGERY WITH PADDED DIVIDED TRAY AND CASE AND BOX" | 4 | 3000033195
235 | 4229421902200 | "SET, FOR PLATE HAND BENDERS AND TWISTERS (SMALL, MEDIUM, LARGE)" | 1 | 3000033195
236 | 4229421903500 | "SET, COMPLETE INSTRUMENTATION FOR ANATOMIC PROXIMAL FEMUR STAINLESS STEEL PLATING" | 1 | 3000033195
237 | 4229421904900 | "SET, COMPLETE OPEN SHOULDER RETRACTORS, WITH ALL NECESSARY ATTACHMENTS AND CASES" | 1 | 3000033195
238 | 4229421905100 | TARGETING DEVICE FOR FEMORAL NAIL DISTAL LOCKING SCREW | 5 | 3000033195
239 | 4229421905200 | "SCREW, FOR PEDIATRIC LOCKED VARIABLE ANGLE HIP SCREW, ASSORTED SIZES" | 240 | 3000033195
240 | 4229421905300 | TARGETTING DEVICE FOR RETROGRADE INTRAMEDULLARY NAILING | 5 | 3000033195
241 | 4229421905800 | INSTRUMENTATION SET COMPLETE AND NECESSARY STERILIZATION CASE (TRAY BOX LID) FOR PEDICLE SUBTRACTION OSTEOTOMY SPINAL | 1 | 3000033195
242 | 4229421906000 | "SET, COMPLETE INSTRUMENTATION FOR SMALL EXTERNAL FIXATOR WITH NECESSARY CASES AND IMPLANT TRAY" | 3 | 3000033195
243 | 4229421906100 | "SET, COMPLETE INSTRUMENTATION FOR MEDIUM EXTERNAL FIXATOR WITH IMPLANT TRAY" | 2 | 3000033195
244 | 4229421906600 | "SET, COMPLETE INSTRUMENTATION FOR ANATOMIC PROXIMAL HUMERUS STAINLESS STEEL PLATING WITH NECESSARY CASE AND IMPLANT TRAY" | 6 | 3000033195
245 | 4229421912400 | "INNER HEAD, METAL FOR HIP HEMIARTHROPLASTY FEMORAL ASSORTED SIZES AND DIFFERENT TAPER AS REQUESTED BY END USER" | 97 | 3000033195
246 | 4229421912600 | "STEM, UNCEMENTED FEMORAL FOR BIPOLAR HIP ASSORTED SIZES AND ASSORTED OFFSETS AS REQUIRED BY END USER, ORTHOPEDIC" | 13 | 3000033195
247 | 4229421913200 | "STEM, FEMORAL UNCEMENTED TOTAL HIP ARTHROPLASTY, ASSORTED SIZES AND ASSORTED OFFSETS" | 56 | 3000033195
248 | 4229421913300 | "STEM, FEMORAL CEMENTED PRIMARY TOTAL HIP ARTHROPLASTY, ASSORTED SIZES AND ASSORTED OFFSETS" | 12 | 3000033195
249 | 4229421913500 | "HEAD, CERAMIC UNCEMENTED TOTAL HIP ARTHROPLASTY, ASSORTED SIZES AND DIAMETERS AS REQUESTED BY END USER" | 4 | 3000033195
250 | 4229421913900 | "SET, COMPLETE INSTRUMENTATION FOR UNCEMENTED TOTAL HIP ARTHROPLASTY, INCLUDING (ACETABULAR, FEMORAL, AND SCREW FIXATION), WITH NECESSARY CASE AND IMPLANT TRAY" | 2 | 3000033195
251 | 4229421914900 | "FEMUR COMPONENT, CEMENTED PRIMARY TOTAL KNEE ARTHROPLASTY LEFT OR RIGHT CRUCIATE RETAINING OR POSTERIOR STABILIZER ASSORTED TYPES AND SIZES AS REQUESTED BY END USER" | 45 | 3000033195
252 | 4229421915000 | "TIBIAL BASE COMPONENT, CEMENTED PRIMARY TOTAL KNEE ARTHROPLASTY RIGHT OR LEFT OR UNIVERSAL ASSORTED TYPES AND SIZES AS REQUESTED BY END USER" | 55 | 3000033195
253 | 4229421915100 | "INSERT, HIGHLY CROSSED POLYETHYLENE CEMENTED PRIMARY TOTAL KNEE ARTHROPLASTY PRIMARY INSERT RIGHT OR LEFT CRUCIATE RETAINING OR POSTERIOR STABILIZER ASSORTED TYPES AND SIZES AS REQUESTED BY END USER" | 79 | 3000033195
254 | 4229421919700 | "SET, COMPLETE INSTRUMENTATION FOR SINGLE UNIT HINGED MONO AXIAL EXTERNAL FIXATOR, WITH NECESSARY CASES" | 1 | 3000033195
255 | 4229421920700 | "ROD, CARBON FIBER FOR SMALL EXTERNAL FIXATOR ASSORTED LENGTHS AND SIZES" | 230 | 3000033195
256 | 4229421921200 | "ROD, STAINLESS STEEL FOR EXTERNAL FIXATOR, ASSORTED SIZES" | 5 | 3000033195
257 | 4229421927800 | "NAIL, FLEXIBLE INTRAMEDULLARY TITANIUM, ASSORTED SIZES AND LENGTHS" | 674 | 3000033195
258 | 4229421928300 | "SCREW, LAG FOR INTRAMEDULLARY CEPHALOMEDULLARY FEMUR ASSORTED LENGTHS" | 125 | 3000033195
259 | 4229421928400 | "SET, COMPLETE INSTRUMENTATION FEMORAL CEPHALOMEDULLARY NAIL AND SCREW FIXATION, WITH NECESSARY CASE" | 6 | 3000033195
260 | 4229421930000 | "SCREW, SELF-TAPPING ANTEGRADE TROCHANTERIC FEMORAL NAIL DISTAL AND PROXIMAL LOCKING ASSORTED SIZES AND LENGTHS" | 267 | 3000033195
261 | 4229421931500 | "NAIL, INTRAMEDULLARY HUMERUS ASSORTED DIAMETERS AND LENGTHS" | 37 | 3000033195
262 | 4229421931800 | "DEVICE, TARGETING DISTAL TIBIAL INTRAMEDULLARY NAIL SCREW" | 2 | 3000033195
263 | 4229421931900 | "SET, COMPLETE INSTRUMENTATION TIBIA INTRAMEDULLARY NAIL AND SCREW FIXATION" | 4 | 3000033195
264 | 4229421932000 | "NAIL, INTRAMEDULLARY TIBIAL FIXATION ASSORTED DIAMETER AND LENGTHS" | 431 | 3000033195
265 | 4229421932100 | "SCREW, SELF-TAPPING TIBIAL NAIL DISTAL AND PROXIMAL INTERLOCKING ASSORTED SIZES AND LENGTHS" | 34 | 3000033195
266 | 4229421933300 | PLATE LATERAL PROXIMA LCP 3.5 ORTHO | 2 | 3000033195
267 | 4229421933900 | "PLATE, LOCKING COMPRESSION FOR CALCANEAL, 3.5MM OR EQUIVALENT, ASSORTED SIZES" | 58 | 3000033195
268 | 4229421939700 | "BONE ALLOGRAFT, BLOCK ASSORTED SIZES FROM 2 TO 5CM OR EQUIVALENT AS REQUESTED BY END USER" | 50 | 3000033195
269 | 4229421939800 | "BONE, CYLINDRICAL SHAPE ALLOGRAFT FOR ARTHROSCOPIC PROCEDURES, ASSORTED SIZES AS REQUESTED BY END USER" | 20 | 3000033195
270 | 4229421942400 | "CASE, FOR SHOULDER ANCHOR INSTRUMENTS (DRILL BIT, DRILL GUIDE, AND TAP), WITH NECESSARY MAT AND CASE COVER" | 15 | 3000033195
271 | 4229421957200 | "SCREW, HYDROXYAPATITE COATED SCHANZ PIN FOR MEDIUM EXTERNAL FIXATION, ASSORTED LENGTHS" | 2 | 3000033195
272 | 4229421959600 | "CABLE SCREW ASSORTED SHAPE AND SIZES AS REQUESTED BY END USER, ORTHOPEDIC" | 25 | 3000033195
273 | 4229421971800 | "SCREW, SELF-TAPPING DISTAL AND PROXIMAL INTRAMEDULLARY TITANIUM MAGNETIC EXPANDABLE FEMORAL NAILING, ASSORTED DIAMETERS AND LENGTHS" | 4 | 3000033195
274 | 4229421979200 | "BONE GRAFT, ANTIBIOTICS BEADS, ORTHOPEDIC" | 50 | 3000033195
275 | 4229421991000 | "BUTTON, WITH ADJUSTABLE LOOP GRAFT FIXATION ASSORTED SIZES AS REQUESTED BY END USER" | 164 | 3000033195
276 | 4229440000000 | "LAA EXCLUSION SYSTEM WITH PRELOADED CLIP, STERILE" | 2 | 3000033195
277 | 4229440000200 | ENDOVASCULAR AVF SET, INCLUDES: TWO DISPOSABLE 4F CATHETERS, VENOUS CATHETER WITH RADIO-FREQUENCY ELECTRODE, ARTERIAL CATHETER WITH CERAMIC BACKSTOP, EACH CATHETER IS MAGNETIZED FOR AIDED ALIGNMENT, MEDICAL DRIVE SYSTEM (INCLUDING THE GENERATOR, ARM BOARD, AND FIXATION STRAPS) TO EVERY ORDERING CENTER, STERILE | 6 | 3000033195
278 | 4229440300000 | "LEADLESS TRANSCATHETER PACEMAKER DEVICE, FOR CARDIAC ELECTROPHYSIOLOGY, MRI COMPATIBLE" | 38 | 3000033195
279 | 4229440300400 | TRANSCATHETER AORTIC VALVE IMPLANT, ASSORTED SIZES AS PER CUSTOMER REQUEST | 53 | 3000033195
280 | 4229450001800 | SET FRONTALIS, SUSPENSION, DISPOSABLE, STERILE | 3 | 3000033195
281 | 4229450002600 | CORNEAL CROSS-LINK TREATMENT, ALL TYPES, COMPATIBLE WITH AVEDRO MACHINE OR EQUIVALENT, AS PER HOSPITAL REQUEST, DISPOSABLE, STERILE | 61 | 3000033195
282 | 4229450300000 | CAPSULAR TENSION RING, PRELOADED, 11-13 MM, STERILE | 10 | 3000033195
283 | 4229450800500 | NEEDLE, PERIBULBAR ANESTHESIA, 0.4 X 22 MM, 25G, DISPOSABLE, STERILE | 1100 | 3000033195
284 | 4229450802400 | CANNULA BACK FLUSH 23G 0.66 MM | 5 | 3000033195
285 | 4229450802600 | CANNULA, DUAL BORE, STAINLESS STEEL TIP, 23G, WITH LUER-LOCK CONNECTOR, DISPOSABLE, STERILE | 46 | 3000033195
286 | 4229450900100 | FORCEPS CAPSULORHEXIS CURVED CYSTOTOME TIP 11-12 MM LONG BEND FLAT HANDLE OVERALL LENGTH 100 MM DISPOSABLE | 75 | 3000033195
287 | 4229451000000 | "SPONGE, SPEAR, FOR MICRO EYE, FITTED WITH PLASTIC HANDLE FOR ABSORPTION OF EYE SECRETION, ABOUT 10 MM LENGTH, STERILE" | 6510 | 3000033195
288 | 4229451000700 | SPONGE, SYNTHETIC WITH X-RAY DETECTABLE, VERY SOFT AND HIGHLY ABSORBENT (NOT LESS THAN 5 TIMES ITS WEIGHT) OR NEUROSURGERY, DISPOSABLE, STERILE, SIZE: 1/4 X 1.5 INCH | 2000 | 3000033195
289 | 4229451101700 | #15 GENERAL BLADE DISPOSABLE MINI BLADES | 30 | 3000033195
290 | 4229451102600 | KNIFE, OPHTHALMIC CONTROLLED DEPTH CUTTING, 15 DEGREE, 3MM/5MM ASSORTED AS PER HOSPITAL REQUEST, DISPOSABLE, STERILE | 300 | 3000033195
291 | 4229451104600 | BLADE, OPHTHALMIC CONTROLLED DEPTH CUTTING, 15 DEGREE, 3-5MM AS PER HOSPITAL REQUEST, DISPOSABLE, STERILE | 2128 | 3000033195
292 | 4229451105400 | BLADE, TREPHINE, PUNCH FOR DONOR CORNEAL, NON-VACUUM, DIFFERENT SIZE FROM 6MM TO 9MM, AS PER HOSPITAL REQUEST, DISPOSABLE, STERILE | 10 | 3000033195
293 | 4229451200900 | EYE SHIELD PLASTIC PEDIATRIC SIZE CLEAR WITH HOLES STERILE INDIVIDUALLY PACKED | 180 | 3000033195
294 | 4229451201800 | SYMBLEPHARON RING (PMMA), KNOWN AS OPEN FORNIX CONFORMERS, SIZE 20 TO 25 MM, AS PER HOSPITAL REQUEST, STERILE | 5 | 3000033195
295 | 4229451202100 | OCULAR SHIELD PROTECTOR, WITH SUCTION CUP, TO PROTECT THE EYE DURING LACRIMAL OR LID SURGERY, STERILE | 100 | 3000033195
296 | 4229451302000 | INFUSION CANNULA, 6MM, DISPOSABLE, STERILE | 10 | 3000033195
297 | 4229452102300 | IMPLANT, SCLERAL BUCKLING, VITREO RETINAL, OVAL SILICONE SPONGE, TYPE 506, 5 X 3 X 100MM, STERILE | 20 | 3000033195
298 | 4229454500500 | KNIFE, CRESCENT, STRAIGHT 2.5 MM, STERILE, DISPOSABLE | 300 | 3000033195
299 | 4229454500800 | KNIFE, SLIT 2.4 MM, 45 DEGREE, SHARP, DISPOSABLE, STERILE | 1000 | 3000033195
300 | 4229454501000 | KNIFE, MVR, 20G (1.2MM) STRAIGHT, DISPOSABLE, STERILE | 6 | 3000033195
301 | 4229470701100 | "CARDIOPLEGIA NEEDLE FOR NEONATES/ PEDIATRIC WITH METAL TIP, ASSORTED SIZES ACCORDING TO HOSPITAL REQUEST, DISPOSABLE, STERILE" | 20 | 3000033195
302 | 4229470701300 | PERFUSION SET, FOR ADULTS, COATED, DISPOSABLE, STERILE, WITH OXYGENATOR, TUBING SET CUSTOM DESIGN, WITH ARTERIAL FILTER, HEMOFILTER AND MUF (DESIGN MUST BE APPLICABLE IN EVERY CENTER). - BLOOD CARDIOPLEGIA DELIVERY SET, DELIVERY RATE 4:1, INTEGRATED COOLING /HEATING COIL, WITH TEMP. PROP, PRESSURE DOME, WITH CARDIOPLEGIA DELIVER SET 4-1, PRIMING VOLUME LESS THAN 50 M (ENOUGH HOLDERS AND TEMP. PROPS MUST BE PROVIDED FREE OF CHARGE) | 4 | 3000033195
303 | 4229471300600 | "OXYGENATOR, FOR NEONATES, COATED OXYGENATOR WITH INTEGRATED ARTERIAL FILTER, HOLLOW FIBER, HIGH PERFORMANCE, SMALL PRIMING VOLUME NOT EXCEEDING 45 ML, RECOMMENDED BLOOD FLOW 0 - 1.5 LITER / MIN, MAX, DISPOSABLE, STERILE" | 29 | 3000033195
304 | 4229471300700 | "OXYGENATOR, FOR EXTRACORPOREAL MEMBRANE OXYGENATION (ECMO), ADULT, DISPOSABLE, STERILE" | 10 | 3000033195
305 | 4229471302500 | "OXYGENATOR, FOR SMALL ADULTS, COATED OXYGENATOR WITH INTEGRATED ARTERIAL FILTER, HOLLOW FIBER, HIGH PERFORMANCE, RECOMMENDED BLOOD FLOW 0 - 5 LITER / MIN, MAX. RESERVOIR VOLUME 4 LITER, DISPOSABLE, STERILE" | 1 | 3000033195
306 | 4229473400100 |  | 22 | 3000033195
307 | 4229474100000 | "INTRAVASCULAR CORONARY ULTRASOUND CATHETER, ASSORTED SIZES AS PER HOSPITAL REQUEST" | 375 | 3000033195
308 | 4229474100400 | "CANNULA, VENOUS, ADULT, SINGLE STAGE, STRAIGHT WIRED REINFORCED, ASSORTED SIZES AS PER HOSPITAL REQUEST, DISPOSABLE, STERILE" | 160 | 3000033195
309 | 4229474100800 | "CANNULA, VENOUS, THREE STAGE, COATED, WIRE REINFORCED, ASSORTED WITH/WITHOUT CONNECTOR AND ASSORTED SIZES AS PER HOSPITAL REQUEST, DISPOSABLE, STERILE" | 6 | 3000033195
310 | 4229474101000 | "CANNULA, VENOUS, TWO STAGE, COATED, WIRE REINFORCED, ASSORTED WITH/WITHOUT CONNECTOR AND ASSORTED SIZES ACCORDING TO HOSPITAL REQUEST, DISPOSABLE, STERILE" | 30 | 3000033195
311 | 4229474101200 | "CANNULA, VENOUS, FEMORAL, SET SINGLE STAGE CONTAINS : WIRE REINFORCED CANNULA ASSORTED SIZES ACCORDING TO HOSPITAL REQUEST WITH INSERTION KIT, DISPOSABLE, STERILE" | 241 | 3000033195
312 | 4229474101300 | "CANNULA, VENOUS, FEMORAL, SINGLE STAGE, WIRE REINFORCED, ASSORTED SIZES ACCORDING TO HOSPITAL REQUEST, DISPOSABLE, STERILE" | 10 | 3000033195
313 | 4229474101400 | "CANNULA, VENOUS, FEMORAL, SET DUAL STAGE CONTAINS : WIRE REINFORCED CANNULA, WITH INSERTION KIT, ASSORTED SIZES AS PER HOSPITAL REQUEST, DISPOSABLE, STERILE" | 20 | 3000033195
314 | 4229474101500 | "CANNULA, VENOUS, FEMORAL, DUAL STAGE, WIRE REINFORCED, ASSORTED SIZES ACCORDING TO HOSPITAL REQUEST, DISPOSABLE, STERILE" | 130 | 3000033195
315 | 4229480500100 | SLEEVE RING, FOR CAMERA, LAPAROSCOPIC, FRAME DESIGN, ALLOWS SIMPLE QUICK APPLICATION, ADHESIVE TAB TO ENSURE SECURE CAMERA, HEAD PROTECTION, DISPOSABLE, STERILE | 7284 | 3000033195
316 | 4229480500500 | "SLING, ARM, VERSATILE MATERIAL, SOFT FOAM WITH FASTENERS COLLAR AND CUFF, 5-7 CM X 6 M, 2 ROLL, " | 1652 | 3000033195
317 | 4229490000000 | SYSTEM, FOR LAPAROSCOPIC MESH FIXATION, ABSORBABLE, 5 MM, 25-30 TACKS, DISPOSABLE, STERILE | 606 | 3000033195
318 | 4229490003400 | TRANSORAL INCISIONLESS FUNDOPLICATION COMPLETE SET, DELIVERY DEVICE WITH FASTENER AND ACCESSORIES | 32 | 3000033195
319 | 4229490007200 | HOT BIOPSY FORCEPS, ASSORTED SIZES OF WORKING CHANNEL AND ASSORTED SIZES OF WORKING LENGTH, SINGLE USE | 100 | 3000033195
320 | 4229490008200 | BIOPSY FORCEPS WITH SPIKE ,ASSORTED SIZES OF WORKING CHANNEL AND WORKING LENGTH | 5000 | 3000033195
321 | 4229490010600 | "BIOPSY FORCEPS FOR DIRECT VISUALIZATION SYSTEM OF CHOLANGIOSCOPE, COMPATIBLE WITH EACH HOSPITAL CHOLANGIOSCOPE" | 50 | 3000033195
322 | 4229490011100 | SINGLE USE COMBINED ALLIGATOR AND RAT TOOTH GRASPING DEVICE , ASSORTED SIZES OF WORKING CHANNEL AND WORKING LENGTH | 7 | 3000033195
323 | 4229490012500 | "INJECTION NEEDLE WITH STAINLESS STEEL METALLIC SHEATH FOR ENDOSCOPY, ASSORTED SIZES OF DIAMETER AND ASSORTED SIZES OF WORKING LENGTH" | 400 | 3000033195
324 | 4229490603400 | "INSTRUMENT, SEALER/DIVIDER, FOR OPEN SURGERY, PERMANENTLY FUSES TISSUE, BUNDLES, AND VESSELS, UP TO 7 MM IN DIAMETER, 13 MM ROTATION SHAFT, LENGTH 18-20 CM, CURVE JAW, FOOT AND HAND SWITCH, ACTIVATION OF SEALING ENERGY, STERILE" | 13 | 3000033195
325 | 4229490800200 | "INSTRUMENT, DISSECTOR, FOR LAPAROSCOPIC, CURVED, WITH MONOPOLAR CAUTERY, 5 MM, 30-37 CM, DISPOSABLE, STERILE" | 2 | 3000033195
326 | 4229490800300 | INSTRUMENT, DISSECTOR, FOR LAPAROSCOPIC, BLUNT, (PEANUT) FOR SAFE AND ATRAUMATIC MANIPULATION AND DISSECTION OF TISSUES, SOFT ABSORBENT, NON LINTING TIP, 5MM,40-45 CM, DISPOSABLE, STERILE | 20 | 3000033195
327 | 4229490801800 | "INSTRUMENT, TIP, ENDO CLINCH, GRASPER, DOUBLE ACTION, 5 MM, LARGER SERRATION, DISPOSABLE, STERILE" | 100 | 3000033195
328 | 4229490801900 | "INSTRUMENT, TIP, LONG FENESTRATED GRASPER, ATRAUMATIC, DOUBLE ACTION, 5 MM, DISPOSABLE, STERILE" | 10 | 3000033195
329 | 4229490804900 | "INSTRUMENT, CLINCH, FOR LAPAROSCOPIC, 5 MM X 30-37 CM LENGTH, DISPOSABLE, STERILE" | 661 | 3000033195
330 | 4229490806800 | "INSTRUMENT, FOR LAPAROSCOPIC, 5 MM, WITH PEEK INSULATED TO BE USED WITH GRASPER, BABCOCK, SCISSOR OR DISSECTOR, WITH MONOPOLAR, 32-35 CM LONG, NON-RATCHET, LIMITED USE" | 59 | 3000033195
331 | 4229490807700 | "INSTRUMENT, TIP, GRASPER, ATRAUMATIC, LATEX FREE PADDED, FENESTRATED JAW, DOUBLE ACTION, 5 MM, DISPOSABLE, STERILE" | 70 | 3000033195
332 | 4229490807800 | "INSTRUMENT, TIP, GRASPER, ATRAUMATIC, UNFENESTRATED, DOUBLE ACTION, 5 MM, DISPOSABLE, STERILE" | 20 | 3000033195
333 | 4229490808500 | INSTRUMENT, OPEN SURGERY, PERMANENTLY SEALING, BLUNT DISSECTION, BLUNT GRASPING AND DIVIDING TISSUE BUNDLES AND VESSELS, INTEGRATED CUTTING BY KNIFE AND SEALING, HAND OR FOOTSWITCHING ACTIVATION OF SEALING ENERGY, CURVE JAW ARTERY FORCEPS SHAPE INSTRUMENT LENGTH 16 -20 CM, DISPOSABLE, STERILE | 12 | 3000033195
334 | 4229490808800 | "INSTRUMENT, TORSIONAL ULTRASONIC, FOR LAPAROSCOPIC, ADVANCED, THAT VIBRATES TRANSFERRING ENERGY FOR A FAST HEMOSTATIC CUTTING FOR TISSUE BUNDLES AND ARTERIES, 35-37 CM LONG, SPRING HANDLE, DISPOSABLE, STERILE" | 110 | 3000033195
335 | 4229490809000 | "INSTRUMENT, FOR LAPAROSCOPIC, 4 X 5 MM, TIPS BOX OF SCISSOR, GRASPER, DISSECTOR AND BOWEL CLAMP, DISPOSABLE, STERILE" | 1990 | 3000033195
336 | 4229491306600 | BILIARY EXTRACTION BALLOON, INJECTION PORT ABOVE BALLOON, TRIPLE LUMEN, MULTIPLE BALLOON SIZES, ASSORTED SIZES, SHORT WIRE SYSTEM (RAPID EXCHANGE) | 100 | 3000033195
337 | 4229491900200 | "GUIDEWIRE, TEFLON (PTFE) COATED, STRAIGHT FLEXIBLE TIP, STAINLESS STEEL STIFF, 0.038 X 130-150 CM LENGTH, DISPOSABLE, STERILE" | 150 | 3000033195
338 | 4229491901800 | GUIDE WIRE, FOR INTERFERENCE SCREW FIXATION, ASSORTED SIZES | 150 | 3000033195
339 | 4229492100600 | COIL PUSHER, ASSORTED SIZES AS PER HOSPITAL REQUEST, DISPOSABLE, STERILE | 200 | 3000033195
340 | 4229492600200 |  | 48 | 3000033195
341 | 4229493100100 | "CATHETER, URETERAL, TO PREVENT STONE MIGRATION WITH OUTER SIZE: 2.8 CH LENGTH UP TO 150-160 CM, NET DIAMETER UP TO 1 CM, DISPOSABLE, STERILE" | 8 | 3000033195
342 | 4229493400600 | LOADING UNITS, SINGLE - STITCH, ABSORBABLE, GLYCOLIDE/LACTIDE, COPOLYMER, SIZE: 2/0, WITH ONE NEEDLE, DISPOSABLE, STERILE | 23 | 3000033195
343 | 4229493400700 | LOADING UNITS, SINGLE - STITCH, NON - ABSORBABLE, POLYESTER SUTURES, SIZE: 0, WITH ONE NEEDLE, DISPOSABLE, STERILE | 9 | 3000033195
344 | 4229494104400 | BILIARY SINGLE PIGTAIL NASOBILIARY DRAINAGE SET (INCLUDES: NASAL CONVERSION TUBE, CONNECTING TUBE AND INJECTION CONNECTOR), RADIOPAQUE, ACCEPT GUIDE WIRE, ASSORTED SIZES AND ASSORTED WORKING LENGTH | 45 | 3000033195
345 | 4229494104800 | BILIARY GUIDEWIRE WITH HYDROPHILIC TIP, ASSORTED TYPES OF TIP (STRAIGHT AND ANGULATED) , ASSORTED TYPES OF STIFFNESS (REGULAR/ STIFF) 0.021 INCH , SHORT WIRE (260 CM LENGTH) | 100 | 3000033195
346 | 4229494105200 | BILIARY GUIDEWIRE WITH HYDROPHILIC AND RADIOPAQUE TIP WITH SPRING COIL DESIGN TIP, ASSORTED TYPES OF TIP (STRAIGHT AND ANGULATED), ASSORTED TYPES OF STIFFNESS (REGULAR/ STIFF), ASSORTED SIZES (0.035 INCH, 0.025 INCH) LONG WIRE (GREATER THAN 400 CM LENGTH) | 15 | 3000033195
347 | 4229495000300 | "DRILL, RETROGRADE LIGAMENT TUNNELING KNEE ASSORTED SIZES REQUESTED BY END USER" | 71 | 3000033195
348 | 4229495400200 | "OPERATIVE HYSTEROSCOPE SET : 1- LOOP BIPOLAR ELECTRODE FOR RESECTION ; 2- BALL TIP BIPOLAR ELECTRODE FOR ABLATION ; THE COMPANY SHOULD BE PROVIDE THE FOLLOWING ITEMS FOR FREE: BIPOLAR MACHINE, FOOTSWITCH CONNECTOR, LIGHT CABLE, HYSTEROSCOPE 4MM (30 DEGREE) WORKING ELEMENTS AND ROTATABLE SHEATH FOR ORDER 100 ELECTRODE FOR EACH" | 38 | 3000033195
349 | 4229495400700 | "POUCH, FOR LAPAROSCOPIC, FOR SPECIMEN, RETRIEVAL, POLYURETHANE TRANSPARENT POUCH, WITH ROUND METAL FLEXIBLE SUPPORT TO HELP SPECIMEN EXTRACTION, NON REFLEX SHAFT, ERGONOMIC DOUBLE RING HANDLE, SHAFT SIZE 10 MM DIAMETER, BAG VOLUME 200-500 ML, SHAFT CAN BE REMOVED SEPARATELY FROM THE POUCH, DISPOSABLE, STERILE" | 24 | 3000033195
350 | 4229495400800 | "POUCH, FOR LAPAROSCOPIC, FOR SPECIMEN, RETRIEVAL, POLYURETHANE TRANSPARENT POUCH, WITH ROUND METAL FLEXIBLE SUPPORT TO HELP SPECIMEN EXTRACTION, NON REFLEX SHAFT, ERGONOMIC DOUBLE RING HANDLE, SHAFT SIZE 12-15 MM DIAMETER, BAG VOLUME 1200-1600 ML, SHAFT CAN BE REMOVED SEPARATELY FROM THE POUCH, DISPOSABLE, STERILE" | 136 | 3000033195
351 | 4229495401000 | "FILM, DRY IMAGING, LASER, TO BE USED WITH DRYPIX 7000 AND DRYPIX 4000 LASER PRINTER, OR EQUIVALENT (DI - HL) LUE BASE : SIZE 20 X 25 CM (8 INCH X 10 INCH) 50 FILM/PACK" | 33600 | 3000033195
352 | 4229495401100 | "FILM, DRY IMAGING, LASER, TO BE USED WITH DRYPIX 7000 AND DRYPIX 4000 LASER PRINTER, OR EQUIVALENT (DI - HL) LUE BASE : SIZE 26 X 36 CM (10 INCH X 14 INCH) 50 FILM/PACK" | 18000 | 3000033195
353 | 4229495801200 | ELECTRODE, L- SHAPED, 5 MM X 34 CM, SHAFT HOLLOW TIP, TO USE WITH MULTIFUNCTIONAL PISTOL OR PENCIL GRIP, ELECTROSURGERY SYSTEM, DISPOSABLE, STERILE | 84 | 3000033195
354 | 4229495802900 | ELECTRODE, SPATULA, 5 MM X 29 CM, SHAFT HOLLOW TIP, TO USE WITH MULTIFUNCTIONAL PISTOL OR PENCIL GRIP, ELECTROSURGERY SYSTEM, DISPOSABLE, STERILE | 174 | 3000033195
355 | 4229496600000 | CATHETER CHOLANGIOGRAM DUAL LUMEN 3-5FR | 35 | 3000033195
356 | 4229496700100 | "INSTRUMENT, ELECTROSURGICAL, FOR LAPAROSCOPIC, SEALER / DIVIDER AND GRASPER, PERMANENTLY FUSES TISSUE BUNDLES AND VESSELS, WITH INTEGRATED KNIFE, 5 MM ROTATION SHAFT, CURVED JAW, LENGTH 35-37CM, DISPOSABLE, STERILE" | 473 | 3000033195
357 | 4229497802300 | "TROCAR, BLADELESS, OPTICAL, 15 X 100 MM, WITH OBTURATOR AND STABILITY SLEEVE, TRANSPARENT, DISPOSABLE, STERILE" | 1500 | 3000033195
358 | 4229497808600 | BILIARY ERCP CANNULA , ASSORTED TYPES (STRAIGHT AND BEND), ASSORTED TIP SHAPE, ASSORTED SIZES, ASSORTED NUMBER OF LUMENS (DOUBLE OR TRIPLE LUMEN), ASSORTED COMPATIBILITY WITH LONG GUIDEWIRES SIZES (00.035 INCH AND 00.025 INCH) | 26 | 3000033195
359 | 4229497810100 | "TROCAR, BLADELESS, ADVANCED FIXATION CANNULA, WITH 5 CC BALLOON AND SYRINGE IN THE VISCERA AND RETENTION RING ON THE SKIN, 5 X 150 MM, DISPOSABLE, STERILE" | 7 | 3000033195
360 | 4229501300100 | COVER, SHEATH, FOR ENDOSCOPIC, 30 DEGREE, 10 MM, ROUND LOCKING SYSTEM, FOR SCOPE PIXELS PROTECTION, ANTI FOG AND ANTI BLURB, DISPOSABLE, STERILE | 2900 | 3000033195
361 | 4229510402300 | SINGLE USE ELECTROSURGICAL CYSTOTOME (CYTOENTEROSTOMY) WITHOUT NEEDLE, ASSORTED SIZES AND DIAMETER | 40 | 3000033195
362 | 4229510701100 | BIN TOOLS, FOR STORAGE, WHICH CAN BE STACKED ON SHELVES OR HUNG ON RACKS, INDUSTRIAL GRADE POLYMER SIZE 33.97 X 64.77 X 12.7 CM | 3130 | 3000033195
363 | 4229512300500 | "DEVICE, SUCTION/ IRRIGATION, SIZE: 5MM, 33-38 CM, DISPOSABLE, STERILE" | 1172 | 3000033195
364 | 4229512300600 | "SYSTEM, COMPLETE VACUUM DELIVERY, WITH PALM PUMP FEATURES, VAC - OMNICUP WITH TRACTION FORCE INDICATOR, DISPOSABLE" | 950 | 3000033195
365 | 4229514301200 | BLADE, ELECTROSURGERY COATED BLADE, EXTENDED, ELECTRODE, INSULATED, TOTAL LENGTH: 15 -18 CM, ACTIVE LENGTH: 5-6 MM | 120 | 3000033195
366 | 4229514301300 | "CORD, ELECTROSURGERY FOOTSWITCHING BIPOLAR CORD, COMPATIBLE WITH ALL ELECTROSURGICAL GENERATORS, MOLDED PLUG, 3-4.5 M, DISPOSABLE, STERILE" | 50 | 3000033195
367 | 4229514301400 | "ELECTRODE, RETURN, ELECTROSURGERY, FOR PATIENT, FOR PEDIATRIC, WEIGHING BETWEEN (0.35 KG AND 22 KG), SOFT WITH VISCOELASTIC POLYMERFOR THE BEN EFITS OF A PRESSURE REDUCTION PAD, LARGE ELECTRODE SIZE AND DESIGN ENSURES OPTIMUM SAFETY AND PREVENT PLATE SITE BURN, REUSABLE SIGNIFICANTLY REDUCES COST PER PROCEDURE, EASY SET-UP, NO SHAVING OR SEARCHING FOR AN ADEQUATE PATIENT PAD SITE, NO ADHESIVE-RELATED SKIN IRRITATIONS, LIGHT WEIGHT" | 116 | 3000033195
368 | 4229514302400 | "TUBING, ELECTROSURGERY LAPAROSCOPIC TUBING, CONNECTS DIRECTLY TO SMOKE EVACUATOR, IN-LINE VALVE, ENABLES CONTROLLED SMOKE EVACUATION" | 28 | 3000033195
369 | 4229514303500 | "ELECTROSURGERY DIATHERMY PENCILLATE, DETACHABLE, 10 FT CABLE, DISPOSABLE, STERILE (UNIVERSAL PLUG TO FIT ALL TYPES OF ELECTROSURGERY MACHINES MUST BE PROVIDED FOC WHENEVER NECESSARY)" | 4125 | 3000033195
370 | 4229514307200 | "ENDOSCOPIC VESSEL HARVESTING DEVICE, DISPOSABLE, STERILE" | 5 | 3000033195
371 | 4229514310000 | "FILTER, ELECTROSURGERY CHARCOAL OR CARBON, TO REMOVE VERY SMALL PARTICLE, IN SMOKE EVACUATION, NON-STERILE" | 197 | 3000033195
372 | 4229514312600 | "ELECTROSURGERY BIPOLAR FORCEPS HIGHLY POLISHED TIPS, LIGHT CLOSING FORCE, WELL BALANCED AND NYLON COATING RESIST ABRASION, 1.5 MM TIP X 7 IN. (17.8 CM) , STERILE (UNIVERSAL PLUG TO FIT ALL TYPES OF ELECTROSURGERY MACHINES MUST BE PROVIDED FOC WHENEVER NECESSARY)" | 25 | 3000033195
373 | 4229514318900 | " ELECTRODE, FETAL SCALP, LATEX AND DEHP FREE, SINGLE HELIX, TO BE COMPLIANT WITH ALL MAJOR FETAL MONITORS, TO BE PROVIDED WITH ELECTRODE ATTACHMENT FOR EACH PIECE, AND APPROPRIATE CABLES, ONE CABLE FOR EVERY 50 PIECE " | 50 | 3000033195
374 | 4229514319700 | "PENCIL, FOR ELECTROSURGERY, WITH ADVANCED CUTTING EFFECT BLADE, CAN BE SAFELY USED FROM SKIN TO SKIN INCISION, COAGULATION AND DISSECTION WITH UNIQUE GEOMETRY BLADE GLIDES THROUGH TOUGH TISSUE WITH EASE AND PRECISION, CUTS SKIN LIKE A SCALPEL WITHOUT HAVING A RAZORS EDGE AND CAN BE USED IN THE WHOLE PROCEDURE, PTFE NON - STICK COATING MINIMIZES ESCHAR BUILDUP, HOLSTERILE, DISPOSABLE, STERILE" | 550 | 3000033195
375 | 4229514319800 | "PLATE, ELECTROSURGERY, PATIENT RETURN ELECTRODE PLATE, WITH UNIVERSAL PLUG AND CORD, COMPATIBLE WITH ALL ELECTROSURGICAL GENERATORS, COMPLETE SET, FOR PEDIATRICS, DISPOSABLE, STERILE" | 1628 | 3000033195
376 | 4229514320000 | TISSUE SEALER BIPOLAR LAPRO CURVED 5MM | 34 | 3000033195
377 | 4229514320200 | "PLATE, ELECTROSURGERY, PATIENT RETURN ELECTRODE PLATE, WITH UNIVERSAL PLUG AND CORD, COMPATIBLE WITH ALL ELECTROSURGICAL GENERATORS, COMPLETE SET, FOR ADULT, DISPOSABLE, STERILE" | 965 | 3000033195
378 | 4229514320300 | "PLATE, ELECTROSURGERY, PATIENT RETURN ELECTRODE PLATE, WITH UNIVERSAL PLUG AND CORD, COMPATIBLE WITH ALL ELECTROSURGICAL GENERATORS, COMPLETE SET, FOR NEONATES, DISPOSABLE, STERILE" | 45 | 3000033195
379 | 4229514800600 | "PATIENT/INSTRUMENT TRACKER USED FOR ELECTROMAGNETIC NAVIGATION SYSTEM INCLUDING ADHESIVE PAD, AS PER END USER REQUESTE." | 75 | 3000033195
380 | 4229514800700 | PEDIATRIC NAVIGATED BLADE 3 MMX 13 CM | 25 | 3000033195
381 | 4229516002500 | PACK, PHACO COMPATIBLE WITH OERTLI MACHINE WITH TIP, AS PER HOSPITAL REQUEST, DISPOSABLE, STERILE | 50 | 3000033195
382 | 4229517115300 | RADIOFREQUENCY ABLATION CATHETER, FOR VARICOSE VEIN TREATMENT, COMPATIBLE WITH 5 - 7 FR INTRODUCER SHEATH, ASSORTED CATHETER AND HEATING LENGTHS AS PER HOSPITAL REQUEST | 100 | 3000033195
383 | 4229520900000 | "DRILL BIT, 2.1MM TO 2.5MM ASSORTED LENGTHS" | 12 | 3000033195
384 | 4229520902500 | "DRILL BIT, 1.6MM TO 2MM ASSORTED LENGTHS" | 5 | 3000033195
385 | 4229520908500 | CANNULATED DRILL BIT, ASSORTED SIZES AND LENGTHS FROM 2MM TO 3MM | 67 | 3000033195
386 | 4229520908700 | CANNULATED DRILL BIT, ASSORTED SIZES AND LENGTHS FROM 3.2MM TO 4MM | 47 | 3000033195
387 | 4229520908800 | CANNULATED DRILL BIT, ASSORTED SIZES AND LENGTHS FROM 4.2MM TO 5MM | 92 | 3000033195
388 | 4229530100200 | "BLOWER/MISTER, DISPOSABLE, STERILE" | 35 | 3000033195
389 | 4229530200600 | AORTIC ARCH CANNULA, STRAIGHT TIP, RIGID, SIZE (16 F- 24 F) ACCORDING CENTER REQUEST, SUTURE FLANGE /BUMP AND VENTED LUER LOCK CONNECTOR FIT (3/8) INCH, DISPOSABLE, STERILE | 20 | 3000033195
390 | 4229531000400 | CATHETER PERITONEAL DIALYSIS 13-17CMLONG | 134 | 3000033195
391 | 4229540011100 | "LAPAROSCOPIC LIVER RESECTOR, TRANSDUCER TORSIONAL ULTRASONIC, LIMITED USE FOR 50 SURGERIES, 5MM X 35CM, REUSABLE, RELATED TO SECTOR MACHINE" | 77 | 3000033195
392 | 4229540200100 | MARKING PEN WITH RULER | 387 | 3000033195
393 | 4229540601800 | "SPONGE, SYNTHETIC, WITH X-RAY DETECTABLE, VERY SOFT AND HIGHLY ABSORBENT (NOT LESS THAN 5 TIMES ITS WEIGHT) OR NEUROSURGERY, SIZE: 1 X 1/2 INCH, DISPOSABLE, STERILE" | 2400 | 3000033195
394 | 4229540602800 | "SPONGE, SYNTHETIC WITH X - RAY DETECTABLE, VERY SOFT AND HIGHLY ABSORBENT (NOT LESS THAN 5 TIMES ITS WEIGHT) OR NEUROSURGERY, SIZE: 3/4 X 3/4 IN CH, DISPOSABLE, STERILE" | 2224 | 3000033195
395 | 4229540604200 | GAUZE BALLS, X-RAY DETECTABLE, MADE FROM 2PLY OF NOT LESS THAN 20 THREAD/CM, GAUZE, ROLLED WITH CUT EDGES ARE SECURED IN, UNFOLDED DIMENSION IS 5 X 5 CM, 5 PCS/PIN/PACKET, DOUBLE WRAPPED, STERILE | 450 | 3000033195
396 | 4229540604900 | "SPONGE, SYNTHETIC WITH X-RAY DETECTABLE, VERY SOFT AND HIGHLY ABSORBENT (NOT LESS THAN 5 TIMES ITS WEIGHT) OR NEUROSURGERY, SIZE: 1 X 1 INCH, D ISPOSABLE, STERILE" | 3000 | 3000033195
397 | 4229540605000 | "SPONGE, SYNTHETIC WITH X - RAY DETECTABLE, VERY SOFT AND HIGHLY ABSORBENT (NOT LESS THAN 5 TIMES ITS WEIGHT) OR NEUROSURGERY, SIZE: 2 X 1/2 INCH, DISPOSABLE, STERILE" | 1860 | 3000033195
398 | 4229540605300 | "DRESSING, PAD, COMBINED, ABSORBENT, SIZE 10 X 10 CM (+/ - 2 CM), DISPOSABLE, NON-STERILE" | 90 | 3000033195
399 | 4229540605800 | "DRESSING, PAD, COMBINED, ABSORBENT, SIZE 20 X 20 CM (+/ - 2 CM), DISPOSABLE, NON-STERILE" | 400 | 3000033195
400 | 4229540605900 | "SPONGE, SYNTHETIC WITH X - RAY DETECTABLE, VERY SOFT AND HIGHLY ABSORBENT (NOT LESS THAN 5 TIMES ITS WEIGHT) OR NEUROSURGERY, SIZE: 1/2 X 1/2 IN CH, DISPOSABLE, STERILE" | 4400 | 3000033195
401 | 4229540606400 | "SPONGE, SYNTHETIC WITH X - RAY DETECTABLE, VERY SOFT AND HIGHLY ABSORBENT (NOT LESS THAN 5 TIMES ITS WEIGHT) OR NEUROSURGERY, SIZE: 3 X 1/2 INCH, DISPOSABLE, STERILE" | 3800 | 3000033195
402 | 4229540606500 | "SPONGE SYNTHETIC WITH X - RAY DETECTABLE VERY SOFT AND HIGHLY ABSORBENT (NOT LESS THAN 5 TIMES ITS WEIGHT) OR NEUROSURGERY, SIZE: 3 X 1/4 INCH DISPOSABLE STERILE" | 1000 | 3000033195
403 | 4229540606700 | "SPONGE, SYNTHETIC WITH X - RAY DETECTABLE, VERY SOFT AND HIGHLY ABSORBENT (NOT LESS THAN 5 TIMES ITS WEIGHT) OR NEUROSURGERY, SIZE: 1 X 3 INCH, DISPOSABLE, STERILE" | 3800 | 3000033195
404 | 4229540606800 | "SPONGE, SYNTHETIC WITH X - RAY DETECTABLE, VERY SOFT AND HIGHLY ABSORBENT (NOT LESS THAN 5 TIMES ITS WEIGHT) OR NEUROSURGERY, SIZE: 3 X 3 INCH, D ISPOSABLE, STERILE" | 400 | 3000033195
405 | 4229541410600 | "PACK, CATHETERIZATION, 1 WATER PROOF DRAPE 115 X 190 CM CENTRALLY SPLITTED, 1 KIDNEY TRAY, 2 GAUZE PIECES 8 X 8 CM, 1 PAIR OF VINYL GLOVES XL, 1 PLASTIC TRAY WITH 6 COTTON SWABS, 2 CHLOROHEXIDINE SWAB STICK, 1 PLASTIC TWEEZERS, 1 SACHET WITH 5 ML WATER SOLUBLE STERILE LUBRICANT GEL, 1 PREFILLED STERILE NEEDLESS SYRINGE 5 ML NORMAL SALINE, 1 SURGICAL GOWN XL SIZE, 1 SURGICAL GOWN L SIZE, ABSORBENT TOWEL 2 X" | 2840 | 3000033195
406 | 4229541410800 | "KIT, FOR HYSTEROSALPINGOGRAPHY: 7 FRENCH WITH STYLET, INCLUDES: FENESTRATED DRAPE, DISPOSABLE SPECULUM, DISPOSABLE CERVICAL DILATOR,SWAB STICK S, WIDE SWAB, STERILE WRAP, 2 OR3 3 INCH X 3 INCH GAUZES, INNER TRAY FOR IODINE SOLUTION, IODINE OINTMENT, 2 PACKS OF IODINE SOLUTION, 36 INCH EXTENSION TUBE, 20 CC SYRINGE WITH 18 GAUGE NEEDLE, LUBRICATING JELLY, STERILE" | 150 | 3000033195
407 | 4229541414900 | "KIT, FOR HYSTEROSALPINGOGRAPHY: 5 FRENCH WITH STYLET, INCLUDES: FENESTRATED DRAPE, DISPOSABLE SPECULUM, DISPOSABLE CERVICAL DILATOR, SWAB STICKS, WIDE SWAB, STERILE WRAP, 2 OR3 3 INCH X 3 INCH GAUZES, INNER TRAY FOR IODINE SOLUTION, ODINE OINTMENT, 2 PACKS OF IODINE SOLUTION, 36 INCH EXTENSION TUBE, 20 CC SYRINGE WITH 18 GAUGE NEEDLE, LUBRICATING JELLY, STERILE" | 70 | 3000033195
408 | 4229542001100 | "DRAIN, T-TUBE LATEX/RUBBER, 20 FR, LENGTH 30 - 50 CM, DISPOSABLE, STERILE" | 240 | 3000033195
409 | 4229542101400 | ANTISEPTIC, CHLORHEXIDINE GLUCONATE SCRUB SOLUTION 4%, SURGICAL HAND SOAP, 1000ML, BOTTLE, WITH ONE FREE OF CHARGE DISPENSER WITH EVERY 10, BOTTLE, NOTE: MSDS SHOULD BE PROVIDED IN SOFT COPY | 625 | 3000033195
410 | 4229542104200 | "ANTISEPTIC, CHLORHEXIDINE GLUCONATE SCRUB SOLUTION 4%, SURGICAL HAND SOAP, 1000ML BAG, WITH ONE FREE OF CHARGE DISPENSER WITH EVERY 10 BAG, NOTE: MSDS SHOULD BE PROVIDED IN SOFT COPY" | 21865 | 3000033195
411 | 4229542200100 | "WIPES, CHLORHEXIDINE WIPES, PATIENT'S SKINCARE, CONTAIN 2 % CHLORHEXIDINE, MOISTURIZING SOLUTION, WATERLESS, ALCOHOL, LATEX AND PERFUME FREE, SIZE: NOT LESS THAN 20 X 20 CM (+\ - 2 CM), NOT LESS THAN 10 WIPES PER POUCH, DISPOSABLE, MSDS SHOULD BE PROVIDED IN SOFT COPY, (WOUND AND OSTOMY CARE)" | 1173600 | 3000033195
412 | 4229542704400 | BRUSH CLEANING NYLON BRISTLE SURGICAL INSTRUMENT 24X10MM TWISTED WIRE MORE THAN 300MM LENGTH | 85 | 3000033195
413 | 4229542801700 | "SUCTION, HANDLE, YANKAUER, PLAIN, PEDIATRIC ( MINI ), VENTED, CLEAR, DISPOSABLE, STERILE" | 31750 | 3000033195
414 | 4229545306500 | "DRAIN, T-TUBE LATEX/RUBBER, 14 FR, LENGTH 30 - 50 CM, DISPOSABLE, STERILE" | 34 | 3000033195
415 | 4229550200000 | IMPLANT, AHMED GLAUCOMA DRAINAGE, VALVE, FLEXIBLE PLATE, ADULT, STERILE | 50 | 3000033195
416 | 4229550202600 | "BONE ALLOGRAFT ILIAC CREST WEDGE FREEZE DRIED 15MM, OR EQUIVALENT" | 26 | 3000033195
417 | 4229550505400 | IMPLANT HYDROXYAPATITE, FOR ENUCLEATION OR EVISCERATION PROCEDURES, ASSORTED SIZES AS PER HOSPITAL REQUEST, STERILE | 5 | 3000033195
418 | 4229551304400 | "MESH, LIGHTWEIGHT, MACROPOROUS, PARTIALLY ABSORBED FLAT SHEET, FOR OPEN HERNIA REPAIR SURGERY, SIZE 6 X 11 CM ( +/- 1 CM ), DISPOSABLE, STERILE" | 3 | 3000033195
419 | 4229551307700 | "MESH, FULLY RESORBABLE SCAFFOLD FOR SOFT TISSUE RECONSTRUCTION WITH ABSORBABLE ANTI - ADHESION BARRIER SEPRA TECHNOLOGY, 15 X 20 CM ( +/- 2 CM ), STERILE" | 13 | 3000033195
420 | 4229551307900 | "MESH, FULLY RESORBABLE SCAFFOLD FOR SOFT TISSUE RECONSTRUCTION WITH ABSORBABLE ANTI - ADHESION BARRIER SEPRA TECHNOLOGY, 20 X 25 CM ( +/- 2 CM ), STERILE" | 9 | 3000033195
421 | 4229551308700 | "MESH, BIFACE, DOUBLE SIDED, HERNIA PROSTHESIS, SIZE: 20 X 30 CM (+/- 2 CM), THE VISCERAL SIDE IS MADE OF NON ADHERENT MATERIAL THAT DOES NOT STICK TO THE VISCERA. THE PARIETAL SIDE IS MADE OF SYNTHETIC ADHESIVE MATERIAL THAT ACCEPTS HOMOGENEITY WITH THE ABDOMINAL WALL TISSUES AND CONTRIBUTE TO REINFORCEMENT OF THE DEFECT AND CONSIST OF MULTIPLE HOLES THAT ALLOW FLUID DRAINAGE AND HELP BODY TO OVERCOME INFECTION, STERILE" | 26 | 3000033195
422 | 4229552438000 | PHAKIC, INTRAOCULAR LENS, POSTERIOR CHAMBER, COLLAMER, CORRECTION OF MYOPIA AND ASTIGMATISM, FOR REFRACTIVE SURGERY, DIOPTER RANGE, AS PER HOSPITAL REQUEST | 10 | 3000033195
423 | 4229552500500 | BONE FORMING BIOLOGIC SPINE IMPLANT WITH BIODEGRADABLE MESH FOR POSTEROLATERAL SPINE FUSION 1 CM - 20 CM SPINAL | 2 | 3000033195
424 | 4229552500700 | BONE FORMING BIOLOGIC SPINE IMPLANT WITH BIODEGRADABLE MESH FOR POSTEROLATERAL SPINE FUSION 1 CM - 5 CM SPINAL | 5 | 3000033195
425 | 4229552501600 | "MEMBRANE FIXATION TACK, STAINLESS STEEL, 3 MM LENGTH" | 4 | 3000033195
426 | 4229552501700 | "MEMBRANE FIXATION TACK, STAINLESS STEEL, 4 MM LENGTH" | 4 | 3000033195
427 | 4229552501800 | "MEMBRANE FIXATION TACK, STAINLESS STEEL, 5 MM LENGTH" | 4 | 3000033195
428 | 4229552508900 | DEHYDRATED AMNIOTIC MEMBRANE ALLOGRAFT LENGTH AND WIDTH NOT LESS THAN 3.5 CM, STERILE | 5 | 3000033195
429 | 4229553001300 | TUBE, VENTILATION SHAH, WITHOUT WIRE, ASSORTED SIZES | 1300 | 3000033195
430 | 4229553405400 | COIL MAGNET FOR 22 CHANNEL ELECTRODE COCHLEAR IMPLANT ON EAR SPEECH PROCESSOR (STRENGTH AND TYPE AS REQUESTED BY END USER) | 20 | 3000033195
431 | 4229553410500 | IMPLANTABLE BONE CONDUCTION HEARING SYSTEM FOR CONDUCTIVE OR MIXED HEARING LOSS | 19 | 3000033195
432 | 4229553435600 | COCHLEAR IMPLANT SYSTEM:FOR PEDIATRICS AND ADULTS, LATEST TECHNOLOGY ON AND/OR OFF EAR WEARING OPTIONS AND COLORS AT END USER REQUEST, WITH ACCESSORIES AND PARTS NEEDED FOR AT LEAST SIX MONTHS FOR PATIENTS. WIRELESS CONNECTIVITY PROVIDED WITH 2 ULTRA POWER WIRELESS BEHIND-THE-EAR HEARING AIDS: AT LEAST 8 CHANNELS, PEDIATRIC AND ADULT PLATFORMS, IP68 OR HIGHER, FREQUENCY RANGE OF 0.1-5.1 KHZ OR HIGHER, BATTERY SIZE 675. ONE FREE COCHLEAR IMPLANT SYSTEM FOR EVERY 10 PURCHASED SYSTEMS | 86 | 3000033195
433 | 4229554501600 | "BONE ALLOGRAFT, INJECTABLE DEMINERALIZED BONE MATRIX PUTTY 3CC EQUIVALENT, ORTHOPEDIC" | 40 | 3000033195
434 | 4229554501700 | "BONE ALLOGRAFT, INJECTABLE DEMINERALIZED BONE MATRIX PUTTY 5CC, OR EQUIVALENT, ORTHOPEDIC" | 20 | 3000033195
435 | 4229554502400 | "BONE ALLOGRAFT, DEMINERALIZED BONE MATRIX PUTTY 3CC EQUIVALENT, ORTHOPEDIC" | 35 | 3000033195
436 | 4229554503800 | "BONE ALLOGRAFT CANCELLOUS CHIPS FREEZE DRIED 30 CC, OR EQUIVALENT" | 20 | 3000033195
437 | 4229554503900 | "BONE ALLOGRAFT CANCELLOUS CHIPS FREEZE DRIED 5 CC, OR EQUIVALENT" | 50 | 3000033195
438 | 4229554504100 | "BONE ALLOGRAFT, CANCELLOUS CRUSHED CHIPS FREEZE DRIED 15 CC, 0.1 MM TO 4 MM OR EQUIVALENT" | 60 | 3000033195
439 | 4229554504200 | "BONE ALLOGRAFT, CANCELLOUS CRUSHED CHIPS FREEZE DRIED 30 CC, 0.1 MM TO 4 MM OR EQUIVALENT" | 20 | 3000033195
440 | 4229554505400 | MEDULLARY CEMENT PLUG ORTHOPEDIC | 20 | 3000033195
441 | 4229560100100 | NEURO CATHETER PASSER, PEDIATRIC SIZES, ASSORTED AS PER HOSPITAL REQUEST, DISPOSABLE, STERILE. | 350 | 3000033195
442 | 4229560100200 | NEURO CATHETER PASSER, ADULT SIZES, ASSORTED AS PER HOSPITAL REQUEST, DISPOSABLE, STERILE | 360 | 3000033195
443 | 4229560100300 | NEURO INTRAVENTRICULAR CATHETER, ANTIBIOTIC-IMPREGNATED, ASSORTED SIZES AND ANGLES AS PER HOSPITAL REQUEST, DISPOSABLE, STERILE. | 10 | 3000033195
444 | 4229560103700 | NEURO VENTRICULAR CATHETER, ANTIBIOTIC-IMPREGNATED, FOR EXTERNALLY DRAINING CEREBROSPINAL FLUID, ASSORTED SIZES AND ANGLES AS PER HOSPITAL REQUEST, DISPOSABLE, STERILE. | 20 | 3000033195
445 | 4229560104600 | CONNECTOR, NON METAL, Y SHAPED, FOR PROXIMAL AND DISTAL SHUNT CATHETER, DISPOSABLE, STERILE | 14 | 3000033195
446 | 4229560104800 | CONNECTOR, NON METAL STRAIGHT, FOR PROXIMAL AND DISTAL SHUNT CATHETER, DISPOSABLE, STERILE | 129 | 3000033195
447 | 4229560106000 | NEURO SHUNTS VALVE, BURR HOLE TYPE, ASSORTED PRESSURES AND SIZES AS PER HOSPITAL REQUEST, DISPOSABLE, STERILE. | 14 | 3000033195
448 | 4229560109400 | SHUNT VP CSF SMALL LOW PRESSURE | 5 | 3000033195
449 | 4229560110200 | TUBE, EXTERNAL DRAINAGE, CEREBROSPINAL FLUID (CSF) LUMBOPERITONEAL SHUNT, DISPOSABLE, STERILE | 8 | 3000033195
450 | 4229560113800 | NEURO PERITONEAL CATHETER, FOR CEREBRAL SPINAL FLUID, ASSORTED SIZES AS PER HOSPITAL REQUEST, DISPOSABLE, STERILE. | 142 | 3000033195
451 | 4229560201700 | EXTERNAL DRAINAGE SYSTEM, NEURO, WITH VENTRICULAR CATHETER, FOR DRAINING CEREBROSPINAL FLUID, DISPOSABLE, STERILE. | 16 | 3000033195
452 | 4229560300700 | LUMBAR PUNCTURE TRAY ADULT DISP STERIL | 148 | 3000033195
453 | 4229580903700 | "RADIOFREQUENCY ABLATION CATHETER, FOR CARDIAC ELECTROPHYSIOLOGY, IRRIGATED TIP, WITH CONTACT FORCE, ASSORTED SIZES AS PER HOSPITAL REQUEST" | 249 | 3000033195
454 | 4229590502100 | FULLY COVERED SELF EXPANDING PYLORIC/DUODENAL METALLIC STENT, ASSORTED SIZES AND DIAMETERS | 7 | 3000033195
455 | 4229590608500 | STENT, ESOPHAGEAL, COVERED, SELF-EXPANDABLE, LOW PROFILE, ASSORTED SIZES, STENT DIAMETER AND LENGTH AS PER HOSPITAL REQUEST | 20 | 3000033195
456 | 4229590702100 | STENT, CAROTID, MONORAIL, SINGLE LAYER, SELF EXPANDABLE, 0.014 INCH COMPATIBLE, ASSORTED SIZES AS PER HOSPITAL REQUEST, DISPOSABLE, STERILE. | 10 | 3000033195
457 | 4229591002100 | BILIARY PLASTIC STENT WITH ASSORTED TYPES (FLAP NUMBER AND SHAPE), (WITHOUT DELIVERY SYSTEM AND PUSHER), ASSORTED SIZES | 250 | 3000033195
458 | 4229591107500 | STENT, PERIPHERAL, SELF-EXPANDABLE, ASSORTED SIZES, STENT DIAMETER AND LENGTH AS PER HOSPITAL REQUEST | 78 | 3000033195
459 | 4229591115900 | STENT, PERIPHERAL, BALLOON-EXPANDABLE, ASSORTED SIZES, STENT DIAMETER AND LENGTH AS PER HOSPITAL REQUEST | 35 | 3000033195
460 | 4229591116100 | STENT, PERIPHERAL, COVERED, BALLOON-EXPANDABLE, ASSORTED SIZES, STENT DIAMETER AND LENGTH AS PER HOSPITAL REQUEST | 93 | 3000033195
461 | 4229600104900 | SHUNT CEREBROSPINAL REGULAR LOW PRESS | 16 | 3000033195
462 | 4229600600300 | PATCH, CARDIOVASCULAR, EPTFE, THICKNESS 0.6 MM, SIZE 2.5 X 15 CM (+/- 0.5 CM), STERILE | 5 | 3000033195
463 | 4229600601800 | "VASCULAR GRAFT, EARLY ACCESS, 6 MM X 40-50 CM, STERILE" | 2 | 3000033195
464 | 4229600606200 | VASCULAR GRAFT 4 5MM 0.64MM SEROLIMUS | 63 | 3000033195
465 | 4229600606500 | VASCULAR GRAFT 6MM SEROLIMUS | 2 | 3000033195
466 | 4229600606600 | VASCULAR GRAFT 6MM 40CM 5CM | 22 | 3000033195
467 | 4229600606700 | VASCULAR GRAFT STRAIGHT 6MM 40CM | 23 | 3000033195
468 | 4229600618500 | VASCULAR GRAFT TAPERED 4 5MM | 17 | 3000033195
469 | 4229600645100 | "GRAFT, EARLY ACCESS EPTFE, TAPERED, HEPARIN-BONDED, SIZE 4-7 MM X 45-50 CM, STERILE" | 10 | 3000033195
470 | 4229600645200 | "GRAFT, TAPERED, HEPARIN-BONDED, SIZE 4-7 MM X 45-50 CM, STERILE" | 60 | 3000033195
471 | 4229600645900 | "GRAFT, VASCULAR, HEPARIN-BONDED, EPTFE, THIN WALLED REMOVABLE RINGS 8 MM X 80 CM, STERILE" | 42 | 3000033195
472 | 4229600646000 | "GRAFT, VASCULAR, EPTFE, HEPARIN-BONDED, THIN WALLED REMOVABLE RINGS 6MM X 80 CM, STERILE" | 30 | 3000033195
473 | 4229610000700 | DURAL PATCH, FOR NEURO SURGERY DURAL REPAIR, ONLAY, DERIVED FROM BOVINE, SIZE: 1 X 1 INCH (+/- 0.5 INCH), STERILE | 10 | 3000033195
474 | 4229610001000 | DURAL PATCH, FOR NEURO SURGERY DURAL REPAIR, SUTURABLE, DERIVED FROM BOVINE, SIZE: 3 X 3 INCH (+/- 0.7 INCH), STERILE | 20 | 3000033195
475 | 4229610001700 | DURAL PATCH, FOR NEURO SURGERY DURAL REPAIR, SUTURABLE, DERIVED FROM BOVINE, SIZE: 1 X 3 INCH (+/- 0.5 INCH), STERILE | 100 | 3000033195
476 | 4229610002500 | DURAL SUBSTITUTE, FOR NEURO SURGERY DURAL REPAIR, SYNTHETIC, SUTURABLE, SIZE: 3 X 3 INCH (+/- 0.7 INCH), STERILE, STERILE. | 100 | 3000033195
477 | 4229610003300 | NEURO INTRAVENTRICULAR CATHETER, STANDARD, ASSORTED SIZES AND ANGLES AS PER HOSPITAL REQUEST, DISPOSABLE, STERILE. | 87 | 3000033195
478 | 4229610006100 | CRANIAL PLATES, MADE OF TITANIUM, ULTRA LOW PROFILE, MESH, 10 X 10 CM (+/- 2 CM) | 5 | 3000033195
479 | 4229610007400 | HEMOSTASIS, HEMOSTATIC MATRIX PLUS, FLEX TIP, BOVINE-DERIVED GELATIN MATRIX AND HUMAN THROMBIN, 10 ML, STERILE | 18 | 3000033195
480 | 4229610007600 | NAVIGATED BIOPSY NEEDLE, DISPOSABLE | 20 | 3000033195
481 | 4229610009800 |  | 2 | 3000033195
482 | 4229610024400 | FULLY COVERED SELF EXPANDING COLONIC METALLIC STENT, ASSORTED SIZES AND DIAMETERS | 5 | 3000033195
483 | 4229610026300 | UNCOVERED SELF EXPANDING ESOPHAGEAL METALLIC STENT, ASSORTED SIZES AND DIAMETERS | 7 | 3000033195
484 | 4229610026500 | UNCOVERED SELF EXPANDING PYLORIC/DUODENAL METALLIC STENT, ASSORTED SIZES AND DIAMETERS | 10 | 3000033195
485 | 4229610030400 | CRANIAL PLATES, MADE OF TITANIUM, STANDARD, MESH, 15 X 15 CM (+/- 2 CM) | 5 | 3000033195
486 | 4229610030900 | CRANIAL PLATES, MADE OF TITANIUM, STANDARD, X-SHAPE PLATES, ASSORTED SIZES | 10 | 3000033195
487 | 4229610031100 | CRANIAL PLATES, MADE OF TITANIUM, ULTRA LOW PROFILE, BURR HOLE COVER, ASSORTED SIZES | 20 | 3000033195
488 | 4229610031300 | CRANIAL PLATES, MADE OF TITANIUM, ULTRA LOW PROFILE, MESH, 15 X 15 CM (+/- 2 CM) | 5 | 3000033195
489 | 4229610031400 | CRANIAL PLATES, MADE OF TITANIUM, ULTRA LOW PROFILE, MESH, 5 X 5 CM (+/- 1.5 CM) | 5 | 3000033195
490 | 4229610031600 | CRANIAL PLATES, MADE OF TITANIUM, ULTRA LOW PROFILE, SHUNT-BURR HOLE COVER TYPE, ASSORTED SIZES | 25 | 3000033195
491 | 4229610031700 | CRANIAL PLATES, MADE OF TITANIUM, ULTRA LOW PROFILE, STRAIGHT, 10 -12 HOLES, ASSORTED SIZES | 20 | 3000033195
492 | 4229610031800 | CRANIAL PLATES, MADE OF TITANIUM, ULTRA LOW PROFILE, STRAIGHT, 16-20 HOLES, ASSORTED SIZES | 20 | 3000033195
493 | 4229610031900 | CRANIAL PLATES, MADE OF TITANIUM, ULTRA LOW PROFILE, STRAIGHT, 2 HOLES, ASSORTED SIZES | 50 | 3000033195
494 | 4229610032000 | CRANIAL PLATES, MADE OF TITANIUM, ULTRA LOW PROFILE, STRAIGHT, 4 HOLES, ASSORTED SIZES | 50 | 3000033195
495 | 4229610032100 | CRANIAL PLATES, MADE OF TITANIUM, ULTRA LOW PROFILE, STRAIGHT, 6 -8 HOLES, ASSORTED SIZES | 50 | 3000033195
496 | 4229610033300 | SCREWS, FOR ULTRA LOW PROFILE CRANIAL PLATES, SELF DRILLING, MADE OF TITANIUM, ASSORTED SIZES | 300 | 3000033195
497 | 4229610303600 | DURAL PATCH, FOR NEURO SURGERY DURAL REPAIR, ONLAY, DERIVED FROM BOVINE, SIZE: 2 X 2 INCH (+/- 0.5 INCH), STERILE | 85 | 3000033195
498 | 4229610303700 | DURAL PATCH, FOR NEURO SURGERY DURAL REPAIR, ONLAY, DERIVED FROM BOVINE, SIZE: 3 X 3 INCH (+/- 0.7 INCH), STERILE | 67 | 3000033195
499 | 4229630801200 | "SUBMUCOSAL LIFTING AGENT, FOR GI ENDOSCOPY, STERILE" | 118 | 3000033195
500 | 4229631700600 | "BIOPSY VALVE FOR GASTROSCOPE, COLONOSCOPE, DUODENOSCOPE, AND ENTEROSCOPE, SINGLE USE" | 200 | 3000033195
501 | 4229631701700 | RETRIEVAL SNARE FOR DIRECT VISUALIZATION SYSTEM OF CHOLANGIOSCOPE WORKING CHANNEL 1.2MM 286 CM LENGTH | 7 | 3000033195
502 | 4229633900200 | "TROCAR, THORACOSCOPIC, WITH SHREDDED SLEEVES AND BLUNT OBTURATOR, SIZE: 11 - 12 MM, DISPOSABLE, STERILE" | 35 | 3000033195
503 | 4229633902400 |  | 7 | 3000033195
504 | 4229633903600 | TISSUE ADHESIVE AGENT (GLUE) FOR GASTRIC | 20 | 3000033195
505 | 4229633903900 | REMOVABLE AND SELF EXPANDABLE ESOPHAGEAL VARICEAL BLEEDING STENT, ASSORTED SIZES AND DIAMETERS | 5 | 3000033195
506 | 4229633904800 | MECHANICAL LITHOTRIPSY SYSTEM, INCLUDES EXTRACTION BASKET WITH ASSORTED NUMBER OF WIRES EXTRACTION BASKET, ASSORTED SIZES, CONNECTED TO LITHOTRIPSY HANDLE, COMPLETE SET, SINGLE USE | 28 | 3000033195
507 | 4229633904900 | "HANDLE, MECHANICAL LITHOTRIPTER FOR CRUSHING STONES INSIDE THE SCOPE, REUSABLE" | 2 | 3000033195
508 | 4229640200200 | "WATER JET SYSTEM FOR ARTHROPLASTY, OR EQUIVALENT" | 50 | 3000033195
509 | 4229640200400 | "FLUID SEAL ADAPTER ASSORTED SIZES, ORTHOPEDIC" | 60 | 3000033195
510 | 4229640200500 | "FLUID SEAL WITH OUTFLOW VALVE ADAPTER, ASSORTED SIZES" | 128 | 3000033195
511 | 4229660300900 | SET, COMPLETE INSTRUMENTATION FOR STAINLESS STEEL DISTAL FEMUR PLATING WITH NECESSARY CASE AND IMPLANT TRAY | 2 | 3000033195
512 | 4229660301000 | SET, BROKEN SCREW LARGE FRAGMENT UNIVERSAL INSTRUMENTATION | 7 | 3000033195
513 | 4229660301100 | SET, BROKEN SCREW SMALL FRAGMENT UNIVERSAL INSTRUMENTATION | 6 | 3000033195
514 | 4229660301700 | SET, COMPLETE INSTRUMENTATION FOR STAINLESS STEEL LATERAL DISTAL FIBULA, WITH NECESSARY CASE AND IMPLANT TRAY | 1 | 3000033195
515 | 4229660301800 | SET, COMPLETE INSTRUMENTATION FOR TITANIUM DISTAL FEMUR PLATING WITH NECESSARY CASE AND IMPLANT TRAY | 4 | 3000033195
516 | 4229660302500 | SET, COMPLETE INSTRUMENTATION FOR STAINLESS STEEL DISTAL HUMERAL PLATING WITH NECESSARY CASE AND IMPLANT TRAY | 7 | 3000033195
517 | 4229660303000 | SET, INSTRUMENTATION FOR PEDIATRIC BLADE PLATE OSTEOTOMY | 5 | 3000033195
518 | 4229660304800 | SET, COMPLETE INSTRUMENTATION FOR VARIABLE ANGLE STAINLESS STEEL DISTAL FEMUR PLATING WITH NECESSARY CASE AND IMPLANT TRAY | 4 | 3000033195
519 | 4229660305300 | SET, COMPLETE INSTRUMENTATION FOR STAINLESS STEEL 2.4 MM TO 3 MM HEADLESS CANNULATED SCREW, WITH NECESSARY CASE AND RELATED DRILL BITS AND TAPS | 5 | 3000033195
520 | 4229660305500 | SCREW, COMPRESSION (SET SCREW) FOR CEPHALOMEDULLARY INTRAMEDULLARY NAILING | 20 | 3000033195
521 | 4229660306200 | SET, COMPLETE INSTRUMENTATION FOR 3.5MM ANATOMIC PROXIMAL TIBIA STAINLESS STEEL PLATING WITH NECESSARY CASE AND IMPLANT TRAY | 1 | 3000033195
522 | 4229660307000 | SET, COMPLETE INSTRUMENTATION FOR 3.5MM VARIABLE ANGLE ANATOMIC PROXIMAL TIBIA PLATING WITH NECESSARY CASE AND IMPLANT TRAY | 3 | 3000033195
523 | 4229660308600 | SET, COMPLETE INSTRUMENTATION FOR LARGE EXTERNAL FIXATOR, WITH NECESSARY CASES | 3 | 3000033195
524 | 4229660309700 | SET, COMPLETE INSTRUMENTATION FOR TITANIUM SUPERIOR CLAVICLE WITH LATERAL EXTENSION PLATING, WITH NECESSARY CASE AND IMPLANT TRAY | 2 | 3000033195
525 | 4229660310400 | SET, COMPLETE INSTRUMENTATION STAINLESS STEEL SCREW CANNULATED FULL THREADED 3.5MM TO 6MM, WITH NECESSARY CASE AND RELATED DRILL BITS AND TAPS | 4 | 3000033195
526 | 4229660310900 | SET, COMPLETE INSTRUMENTATION STAINLESS STEEL SCREW CANNULATED PARTIAL THREADED 3.5MM TO 6MM, WITH NECESSARY CASE AND RELATED DRILL BITS AND TAPS | 1 | 3000033195
527 | 4229660311300 | SET, COMPLETE INSTRUMENTATION TITANIUM SCREW CANNULATED FULL THREADED 3.5MM TO 6MM, WITH NECESSARY CASE AND RELATED DRILL BITS AND TAPS | 1 | 3000033195
528 | 4229670300100 | CEMENT SYRINGE GUN (REUSABLE) WITH STERILIZATION TRAY ORTHOPEDIC | 4 | 3000033195
529 | 4229670400600 | "CEMENT SINGLE SYRINGE, FOR NEGATIVE VACUUM CONNECTION AND LONG AND SHORT NOZZLE WITH PRESSURIZING PIECE, ORTHOPEDIC" | 180 | 3000033195
530 | 4229670500000 | BONE CEMENT WITH ANTIBIOTICS HIGH VISCOSITY, ORTHOPEDIC | 1009 | 3000033195
531 | 4229670500100 | BONE CEMENT WITH ANTIBIOTICS LOW VISCOSITY, ORTHOPEDIC | 127 | 3000033195
532 | 4229680140000 | "FORCEPS, CLAMP, KOCHER/STRAIGHT, STAINLESS STEEL, LENGTH 24 CM, 1X2, REUSABLE" | 2 | 3000033195
533 | 4229680315600 | ENDO DIATHERMY HANDLE WITH STRAIGHT POINTED TIP, 23 GAUGE, REUSABLE | 5 | 3000033195
534 | 4229680509300 | "RETRACTOR, SELF RETAINING,WEITLANER/ SHARP/2X3 TEETH, STAINLESS STEEL, SIZE 11.0 - 12.0 CM REUSABLE" | 2 | 3000033195
535 | 4229680801000 | BIPOLAR CORD, UNIVERSAL TO FITS ALL ELECTROSURGICAL MACHINES, ASSORTED CONNECTIONS TYPE, REUSABLE | 50 | 3000033195
536 | 4231150011400 | "DRESSING, FLEXIBLE AND STRETCHABLE FOAM, FIVE LAYERS, OVAL SHAPE, ABSORBENT, LOCK IN EXUDATE UNDER COMPRESSION, WEAR TIME NOT LESS THAN 24 HOURS, WITH SOFT SILICON FOAM, ADHESIVE BORDER, PERMEABLE, SIZE 15 X 20 CM (+\-2), DISPOSABLE, STERILE, (WOUND AND OSTOMY CARE" | 555 | 3000033195
537 | 4231150400100 | "DRESSING, BURN PAD, 45 X 75 CM, MADE OF COTTON TISSUE, ENCLOSED INTO NOT LESS THAN 20 THREAD/CM, GAUZE, LOCK-STITCHED ALL EDGES, BUNDLED AND PROVIDED WITH SAFETY PINS, 1PC/PACK, DISPOSABLE, STERILE, (WOUND AND OSTOMY CARE)" | 1325 | 3000033195
538 | 4231150502000 | "DRESSING, NOT LESS THAN FOUR LAYERS, ABSORBENT, WITH SOFT SILICON FOAM, ADHESIVE BORDER, PERMEABLE, SIZE 10 X 10 CM (+\-2), DISPOSABLE, STERILE, ( WOUND AND OSTOMY CARE )" | 1125 | 3000033195
539 | 4231150502100 | "DRESSING, NOT LESS THAN FOUR LAYERS, ABSORBENT, WITH SOFT SILICON FOAM, ADHESIVE BORDER, PERMEABLE, SIZE 5 X 12.5 CM (+\-0.5 CM), DISPOSABLE, STERILE, (WOUND AND OSTOMY CARE)" | 210 | 3000033195
540 | 4231150502200 | "DRESSING, HYDROCOLLOID, THIN, 20 X 20 CM, DISPOSABLE, STERILE, (WOUND AND OSTOMY CARE)" | 372 | 3000033195
541 | 4231150502500 | "DRESSING, TRANSPARENT, ADHESIVE, FILM, SIZE 15 X 20 CM, PACKING, INDIVIDUALLY WRAPPED, DISPOSABLE, STERILE, (WOUND AND OSTOMY CARE)" | 43700 | 3000033195
542 | 4231150502800 | "DRESSING, GAUZE, IMPREGNATED IN PLAIN PARAFFIN, , NON-ADHERENT, SIZE 10 X 10 CM (+/- 1 CM), INDIVIDUALLY PACKED, DISPOSABLE, STERILE, (WOUND AND OSTOMY CARE)" | 98428 | 3000033195
543 | 4231150503200 | "TAPE, SELF ADHESIVE, ZINC OXIDE, EASILY CUT, WITHOUT SCISSOR, SIZE: 10 CM X 9 M APPROXIMATELY" | 2520 | 3000033195
544 | 4231150503800 | "DRESSING, ADHESIVE, BAND-AID, WATERPROOF, SIZE: 2.5 X 7.2 CM (+/- 0.5), PACKING: 100 PIECES/PACK" | 100000 | 3000033195
545 | 4231150504000 | "DRESSING, PIV TRANSPARENT, ANCHORING MEDICAL IV DRESSING, FOR FIXING THE PERIPHERAL LINE FOR PEDIATRIC, SIZE 5 X 6 CM (+/- 0.5 CM), LATEX FREE, BREATHAB LE, WATERPROOF, WITH 2 PARTS (TRANSPARENT AND CLOTH LIKE), 2 SECURING STERILE STRIPS, FUNNY LOGO, DISPOSABLE, STERILE" | 4900 | 3000033195
546 | 4231150504400 | "DRESSING, SUPER ABSORBENT, POLYURETHANE, FLUID RETENTION, NON-ADHESIVE, INDIVIDUALLY PACKED, SIZE 10 X 10 CM (+\-2), DISPOSABLE, STERILE, ( WOUND AND OSTOMY CARE )" | 4200 | 3000033195
547 | 4231150504600 | "DRESSING, TRANSPARENT WITH LABEL, ADHESIVE WATER-PROOF, SEMI -PERMEABLE, CLEAR, THIN FILM, DESIGNED FOR I.V. CATHETER SITE, AND TO SECUREMENT OR COVER INTRAVASCULAR DEVICES, INDIVIDUALLY PACKED, SIZE 4.5 X 4.5 CM (+/- 0.5 CM), DISPOSABLE, STERILE" | 9400 | 3000033195
548 | 4231150504800 | "DRESSING, SEMI-PERMEABLE TRANSPARENT FILM, WITH FRAME, MOISTURE VAPOR, ADHESIVE, SIZE 10 X 12 CM (+/- 1CM), DISPOSABLE, STERILE, (WOUND AND OSTOMY CARE)" | 539950 | 3000033195
549 | 4231150504900 | "DRESSING, SEMI-PERMEABLE TRANSPARENT FILM, WITH FRAME, MOISTURE VAPOR, ADHESIVE, SIZE 6 X 7 CM (+/- 1CM), DISPOSABLE, STERILE, (WOUND AND OSTOMY CARE)" | 33700 | 3000033195
550 | 4231150505200 | "BANDAGE, COHESIVE, ELASTIC CONFORMING BANDAGE, WITH DOUBLE ADHESIVE EFFECT, LATEX FREE, PERMEABLE TO AIR, CONSIST OF VISCOSE, COTTON, POLYAMIDE, ROLL OF 8 CM X 4 M" | 4164 | 3000033195
551 | 4231150506600 | "ABDOMINAL BINDER (ABDOMINAL BELT), SUPPORT WITH VELCRO FASTENER, BREATHABLE, 100 - 120 CM (+/- 5CM)" | 2000 | 3000033195
552 | 4231150523400 | "BANDAGE, CREPE COTTON, WITH CLIPS, INDIVIDUALLY WRAPPED, PACKED IN A RIGID OUTER CARTON OF SUITABLE SIZE AND NOT IN CLOTH SIZE : 5 X 450 CM" | 21960 | 3000033195
553 | 4231150523500 | "BANDAGE, CREPE COTTON, WITH CLIPS, INDIVIDUALLY WRAPPED, PACKED IN A RIGID OUTER CARTON OF SUITABLE SIZE AND NOT IN CLOTH SIZE : 10 X 450 CM" | 225882 | 3000033195
554 | 4231150523700 | "BANDAGE, CREPE COTTON, WITH CLIPS, INDIVIDUALLY WRAPPED, PACKED IN A RIGID OUTER CARTON OF SUITABLE SIZE AND NOT IN CLOTH SIZE : 7.5 X 450 CM" | 145081 | 3000033195
555 | 4231150523800 | "BANDAGE, ELASTIC ADHESIVE, HYPOALLERGENIC, WITH INTERLEAF PLASTIC LAYER, INDIVIDUALLY WRAPPED, PACKED IN A RIGID OUTER SUITABLE SIZE AND NOT IN A CLOTH SIZE: 7.5 X 450 CM" | 192 | 3000033195
556 | 4231150524000 | "BANDAGE, ELASTIC NET TUBULAR, (FOR ADULT), SIZE: ABOUT 4-4.5 CM X 20-25 METERS ROLL LENGTH, PACKING: INDIVIDUALLY WRAPPED (ONE ROLL/PKT), PACKED IN A RIGID OUTER CARTON OF SUITABLE SIZE AND NOT IN CLOTH." | 439 | 3000033195
557 | 4231150524200 | "BANDAGE, GAUZE OF ABSORBENT COTTON, NOT LESS THAN 15 THREADS/CM2, STITCHED EDGES, SIZE: 5 X 400-450 CM, PACKING: INDIVIDUALLY WRAPPED, PACKED IN A RIGID OUTER CARTON OF SUITABLE SIZE AND NOT IN CLOTH" | 18423 | 3000033195
558 | 4231150524300 | "BANDAGE, GAUZE OF ABSORBENT COTTON, NOT LESS THAN 15 THREADS/CM2, STITCHED EDGES, SIZE: 7.5 X 400-450 CM, PACKING: INDIVIDUALLY WRAPPED, PACKED IN A RIGID OUTER CARTON OF SUITABLE SIZE AND NOT IN CLOTH" | 7800 | 3000033195
559 | 4231150524400 | "BANDAGE, GAUZE OF ABSORBENT COTTON, NOT LESS THAN 15 THREADS/CM2, STITCHED EDGES, SIZE: 10 X 400-450 CM, PACKING: INDIVIDUALLY WRAPPED, PACKED IN A RIGID OUTER CARTON OF SUITABLE SIZE AND NOT IN CLOTH" | 35280 | 3000033195
560 | 4231150524600 | "BANDAGE, ORTHOPEDIC, HIGH STRENGTH NON-WOVEN FABRIC OF PURIFIED COTTON, SIZE: 15 X 250-300 CM" | 74797 | 3000033195
561 | 4231150524700 | "BANDAGE, ORTHOPEDIC, HIGH STRENGTH NON-WOVEN FABRIC OF PURIFIED COTTON, SIZE: 20 X 250-300 CM" | 4800 | 3000033195
562 | 4231150525100 | "BANDAGE, TUBULAR (FOR CHILD LIMB), SIZE: ABOUT 2 TO 2.5 CM WIDTH X 20-25 METERS LENGTH, PACKING: INDIVIDUALLY WRAPPED (ONE ROLL/PKT), PACKED IN A RIGID OUTER CARTON OF SUITABLE SIZE AND NOT IN CLOTH" | 24 | 3000033195
563 | 4231150525500 | "DRESSING KIT CONSISTS : GAUZE SWABS 10 X 10 CM (10 PCS), WASTE BAG PLASTIC, WITH WIRE TO CLOSE THE BAG, DIVIDING TRAY, WATERPROOF STERILE SHEET NON POROUS 30 X 50 CM, METALLIC FORCEPS, PLASTIC SCALP HOLDER" | 38415 | 3000033195
564 | 4231150525800 | "BANDAGE, GAUZE OF ABSORBENT COTTON, NOT LESS THAN 15 THREADS/CM2, STITCHED EDGES, SIZE: 15 X 400-450 CM, PACKING: INDIVIDUALLY WRAPPED, PACKED IN A RIGID OUTER CARTON OF SUITABLE SIZE AND NOT IN CLOTH" | 17200 | 3000033195
565 | 4231150526100 | "TAPE, ADHESIVE, HYPOALLERGENIC, POROUS, TRANSLUCENT, SIZE: 7.5 CM X 9 M APPROXIMATELY" | 28820 | 3000033195
566 | 4231150526200 | "TAPE, ADHESIVE, HYPOALLERGENIC, POROUS, TRANSLUCENT, SIZE: 1.25 CM X 9 M APPROXIMATELY" | 1450 | 3000033195
567 | 4231150526300 | "TAPE, ADHESIVE, HYPOALLERGENIC, POROUS, TRANSLUCENT, SIZE: 2.5 CM X 9 M APPROXIMATELY" | 51480 | 3000033195
568 | 4231150526400 | "TAPE, ADHESIVE, HYPOALLERGENIC, POROUS, TRANSLUCENT, SIZE: 5 CM X 9 M APPROXIMATELY" | 19080 | 3000033195
569 | 4231150526500 | "TAPE, SELF ADHESIVE, SILK, EASILY CUT, WITHOUT SCISSOR, SIZE: 2.5 CM X 9 M APPROXIMATELY" | 1080 | 3000033195
570 | 4231150526600 | "TAPE, SELF ADHESIVE, ZINC OXIDE, EASILY CUT, WITHOUT SCISSOR, SIZE: 1.25 CM X 9 M APPROXIMATELY" | 2376 | 3000033195
571 | 4231150526700 | "TAPE, SELF ADHESIVE, ZINC OXIDE, EASILY CUT, WITHOUT SCISSOR, SIZE: 2.5 CM X 9 M APPROXIMATELY" | 50700 | 3000033195
572 | 4231150526800 | "TAPE, SELF ADHESIVE, ZINC OXIDE, EASILY CUT, WITHOUT SCISSOR, SIZE: 5 CM X 9 M APPROXIMATELY" | 79850 | 3000033195
573 | 4231150526900 | "TAPE, SELF ADHESIVE, ZINC OXIDE, EASILY CUT, WITHOUT SCISSOR, SIZE: 7.5 CM X 9 M APPROXIMATELY" | 8058 | 3000033195
574 | 4231151000000 | "DRESSING, NOT LESS THAN FOUR LAYERS, ABSORBENT, WITH SOFT SILICON FOAM, WITH SILVER, ADHESIVE BORDER, PERMEABLE, SIZE 10 X 10 CM (+\-2), DISPOSABLE, STERILE, ( WOUND AND OSTOMY CARE )" | 221 | 3000033195
575 | 4231151012700 | "DRESSING, ANTI-MICROBIAL SPONGE, 4 MM CENTER HOLE, ABSORBENT, IMPREGNATED WITH CHLORHEXIDINE GLUCONATE (CHG), ABLE TO COVER THE SITE OF INSERTION 360 DEGREE, WITH TRANSPARENT FILM, DISPOSABLE, STERILE, MSDS SHOULD BE PROVIDED IN SOFT COPY, ( WOUND AND OSTOMY CARE)" | 190 | 3000033195
576 | 4231151200100 | "GAUZE, SWAB, (100% COTTON), 12 PLY, WHITE, FOLDED EDGES, NOT LESS THAN 15 THREADS/CM2, BLEACHED, DOUBLE WRAPPED, SIZE: 10 X 10 CM, PACKING 5 PIECES/PACK, DISPOSABLE, STERILE" | 250000 | 3000033195
577 | 4231151203000 | "GAUZE, SWAB, (100% COTTON), 16 PLY, X-RAY DETECTABLE, WHITE, FOLDED EDGES, NOT LESS THAN 15 THREADS/CM2, BLEACHED, SIZE: 10 X 10 CM, 5 PIECES/PACK, DISPOSABLE, NON-STERILE" | 1647165 | 3000033195
578 | 4231151203300 | "SPONGE, LAPAROTOMY, (100% COTTON), 12 PLY, X-RAY DETECTABLE, WHITE, FOLDED EDGES, NOT LESS THAN 15 THREADS/CM2, BLEACHED, WITH TAIL AND STITCHES TO ALL SIDES, DOUBLE WRAPPED, SIZE: 45 X 45 CM, PACKING: 5 PIECES/PACK, DISPOSABLE, STERILE" | 178785 | 3000033195
579 | 4231151203700 | "GAUZE, SWAB, (100% COTTON), 16 PLY, X-RAY DETECTABLE, WHITE, FOLDED EDGES, NOT LESS THAN 15 THREADS/CM2, BLEACHED, SIZE: 10 X 20 CM, DISPOSABLE, NON-STERILE" | 288000 | 3000033195
580 | 4231151204200 | "GAUZE, SWAB, (100% COTTON), 16 PLY, X-RAY DETECTABLE, GREEN, FOLDED EDGES, NOT LESS THAN 15 THREADS/CM2, SIZE: 10 X 10 CM, DISPOSABLE, NON-STERILE" | 10000 | 3000033195
581 | 4231151206700 | "GAUZE, SWAB, (100% COTTON), 12 PLY, WHITE, FOLDED EDGES, NOT LESS THAN 15 THREADS/CM 2, BLEACHED, SIZE: 5 X 5 CM, DISPOSABLE, NON - STERILE" | 16000 | 3000033195
582 | 4231151302000 | "DRESSING, NON ADHERENT CONTACT LAYER, COATED WITH MANUKA HONEY, SIZE 10 X 10 CM (+\-2 CM), DISPOSABLE, STERILE, (WOUND AND OSTOMY CARE)" | 430 | 3000033195
583 | 4231151304200 | "DRESSING, ACTIVE LEPTOSPERMUM, MANUKA HONEY (99%) TUBE SIZE NOT LESS THAN 20GM, DISPOSABLE, STERILE, (WOUND AND OSTOMY CARE)" | 36 | 3000033195
584 | 4231151401300 | "DRESSING, ABSORBENT WITH SILVER PAD, FLEXIBLE ADHESIVE HYDROCOLLOID BORDER, 10 X 15 CM (+/- 2CM), DISPOSABLE, STERILE, (WOUND AND OSTOMY CARE)" | 934 | 3000033195
585 | 4231151402800 | "DRESSING, ANTIMICROBACTERIAL, WITH NATURAL FATTY ACID, WORKS BY PHYSICAL ATTRACTION WITH ABSORBENT PAD, SIZE 10 X 10 CM (+\-2), DISPOSABLE, STERILE, ( WOUND AND OSTOMY CARE )" | 80 | 3000033195
586 | 4231151403200 | "DRESSING, CADEXOMER IODINE, COMPOSED OF 0.9% IODINE + POLYETHYLENE GLYCOL + STARCH 5GM, 5 CM X 5 CM (+/- 1 CM), DISPOSABLE, STERILE, (WOUND AND OSTOMY CARE)" | 229 | 3000033195
587 | 4231151403400 | "DRESSING, FLEXIBLE GAUZE, SATURATED WITH ZINC OXIDE AND CALAMINE, SIZE AT LEAST 10 X 900 CM, DISPOSABLE, STERILE, (WOUND AND OSTOMY CARE)" | 372 | 3000033195
588 | 4231151403600 | "DRESSING, HYPERTONIC, CLEANSING WOUND, ABSORBS EXUDATES FOR INFECTED AND NON INFECTED WOUNDS, SIZE 10 X 10 CM (+/- 2 CM), DISPOSABLE, STERILE, (WOUND AND OSTOMY CARE)" | 28 | 3000033195
589 | 4231151403700 | "DRESSING, HYPERTONIC, CLEANSING WOUND, ABSORBS EXUDATES FOR INFECTED AND NON INFECTED WOUNDS, SIZE 2 X 100 (+/- 2 CM), DISPOSABLE, STERILE, (WOUND AND OSTOMY CARE)" | 2120 | 3000033195
590 | 4231151404300 | "DRESSING, NYLON CLOTH, PURE METALLIC SILVER, AND 0.9% SILVER OXIDE, TO BE USED FOR 7 DAYS, SIZE 10 X 10 CM (+\-2 CM), DISPOSABLE, STERILE, (WOUND AND OSTOMY CARE)" | 83 | 3000033195
591 | 4231151502300 | "DRESSING, HYDROCOLLOID, THIN, 5 X 5 CM, DISPOSABLE, STERILE, (WOUND AND OSTOMY CARE)" | 980 | 3000033195
592 | 4231151521400 | "DRESSING, NON ADHERENT CONTACT LAYER, SOFT SILICONE, SIZE 8 X 10 CM (+/- 2 CM), STERILE, (WOUND AND OSTOMY CARE)" | 750 | 3000033195
593 | 4231151700100 | "SPRAY, DRESSING SPRAY, NON MEDICATED SURGICAL FOR PROTECTION AGAINST SKIN BURN AND WOUND, 200-300 ML, (WOUND AND OSTOMY CARE)" | 5107 | 3000033195
594 | 4231151700500 | "SPRAY, PROTECTIVE SKIN BARRIER, FILM, NON-ALCOHOL, NO STING, 25 - 50 ML, (WOUND AND OSTOMY)" | 624 | 3000033195
595 | 4231151800300 |  | 155225 | 3000033195
596 | 4231151800500 | "PAD, EYE OVAL, NON ADHESIVE, SIZE: 5.5 X 7.5 CM (+/- 0.5 CM), PACKING: INDIVIDUALLY WRAPPED, DISPOSABLE, STERILE" | 53900 | 3000033195
597 | 4231152701400 | "DRESSING, POSTOPERATIVE, TRANSPARENT WATERPROOF BORDER, WITH ABSORBENT PAD, MOISTURE VAPOR TRANSMISSION, HYPOALLERGENIC, SIZE 10 CM X 12 CM (+/- 2CM), DISPOSABLE, STERILE, (WOUND AND OSTOMY CARE)" | 2800 | 3000033195
598 | 4231152701500 | "DRESSING, POSTOPERATIVE, TRANSPARENT WATERPROOF BORDER, WITH ABSORBENT PAD, MOISTURE VAPOR TRANSMISSION, HYPOALLERGENIC, SIZE 10 CM X 30 CM (+/- 2CM), DISPOSABLE, STERILE, (WOUND AND OSTOMY CARE)" | 9458 | 3000033195
599 | 4231152701800 | "DRESSING, ODOR CONTROL ACTIVATED CHARCOAL, WITH SILVER, COVERED WITH SLEEVE, SIZE 10 X 10 CM (+/-2 CM), STERILE, (WOUND AND OSTOMY CARE)" | 600 | 3000033195
600 | 4231153700500 | "SCISSORS, LISTER BANDAGE (SMALL, MEDIUM AND LARGE)" | 17 | 3000033195
601 | 4231154001200 | "DRESSING, ALGINATE WITH SILVER AND CARBOXY METHYL CELLULOSE, COVERED WITH NON ADHERENT LAYER, SIZE 2 OR 2.5 X NOT LESS THAN 30 CM, STERILE, (WOUND AND OSTOMY CARE)" | 3900 | 3000033195
602 | 4231154001400 | "DRESSING, ALGINATE WITH SILVER AND CARBOXY METHYL CELLULOSE, COVERED WITH NON ADHERENT LAYER, SIZE 10 X 10 CM, STERILE, (WOUND AND OSTOMY CARE)" | 5080 | 3000033195
603 | 4231154001500 | "DRESSING, ALGINATE WITH SILVER AND CARBOXY METHYL CELLULOSE, COVERED WITH NON ADHERENT LAYER, SIZE 10 X 20 CM, STERILE, (WOUND AND OSTOMY CARE)" | 28160 | 3000033195
604 | 4231154005300 | "DRESSING, ALGINATE WITH SILVER AND CARBOXY METHYL CELLULOSE, COVERED WITH NON ADHERENT LAYER, SIZE 5 X 5 CM, STERILE, (WOUND AND OSTOMY CARE)" | 21780 | 3000033195
605 | 4231154504200 | "DRESSING, SUPER ABSORBENT, POLYURETHANE, FLUID RETENTION, NON-ADHESIVE, INDIVIDUALLY PACKED, SIZE 20 X 20 CM (+\-2), DISPOSABLE, STERILE, ( WOUND AND OSTOMY CARE )" | 6 | 3000033195
606 | 4231154504600 | "DRESSING, NON-ABSORBENT PAD, ANTIBACTERIAL, WORK WITH PHYSICAL ATTRACTION, SIZE 7 X 9 CM (+/- 2CM), DISPOSABLE, STERILE, ( WOUND AND OSTOMY CARE )" | 580 | 3000033195
607 | 4231154506000 | "DRESSING, NON ADHERENT CONTACT LAYER, WITH SILICONE, SIZE BIG TOE, DISPOSABLE, STERILE, (WOUND AND OSTOMY CARE)" | 1876 | 3000033195
608 | 4231154610200 | "DRESSING, NON-WOVEN, ADHESIVE, WITH ABSORBENT NON ADHERENT PAD, 10 X 25 CM (+/- 1 CM), (WOUND AND OSTOMY CARE)" | 8102 | 3000033195
609 | 4231154610600 | "DRESSING TRANSPARENT, FOR MEDICAL IV, LATEX FREE, BREATHABLE, WATERPROOF, WITH 2 PARTS (TRANSPARENT AND CLOTH LIKE), HAVING 2 SECURING STRIPS, WITH DOCUMENTATION LABEL, SIZE 7 X 8.5 CM, STERILE" | 14700 | 3000033195
610 | 4231155203800 | FOAM ADHESIVE TAPE, WIDTH 25 MM, LENGTH 10 METERS, THICKNESS 4 MM, APPROXIMATELY | 8 | 3000033195
611 | 4231155203900 | "TAPE TYPE 1 INDICATOR, ADHESIVE SEALING, NON-CELLULOSIC, FOR HYDROGEN PEROXIDE STERILIZATION, LEAD FREE, INK COLOR STABLE, NOT LESS THAN 50 METERS LONG, WIDE SIZE: 1.9 CM" | 809 | 3000033195
612 | 4231160000200 | "HEMOSTATIC, POWDER SPRAY, FOR ENDOSCOPIC, TO TREAT GASTRO INTESTINAL BLEEDING, DIFFERENT SIZES AND DIFFERENT LENGTHS CATHETER" | 55 | 3000033195
613 | 4231160000600 | "HEMOSTASIS, FLOUR, SCATTERED FORM, ABSORBABLE, 100% COLLAGEN, 5 GRAM, DISPOSABLE, STERILE" | 16 | 3000033195
614 | 4231160001500 | "HEMOSTASIS, SOFT PLIABLE SPONGE, ABSORBABLE, MICROFIBRILLAR, 100 % COLLAGEN, 8 CM X 12.5 CM X 1 CM, DISPOSABLE, STERILE" | 23 | 3000033195
615 | 4231160600100 | PACK, INTRANASAL ABSORBABLE FOR SINUS SURGERY | 752 | 3000033195
616 | 4231160601400 | PRE CLEAN SPONGE, SCOPE SHAPED IMPREGNATED IN ENZYMATIC SOLUTION, SURFACTANTS, ANTICORROSIVE, AND ANTIFOAMING AGENT, ALDEHYDES AND CHLORINE COMPONENT FREE, NONTOXIC AND SAFE TO HANDLE, RINSE FREE, BIODEGRADABLE, BACTERICIDAL, SIZE 500 – 600 ML | 3000 | 3000033195
617 | 4231160703500 | "BONE WAX, HEMOSTATIC, 2.5GM/PACK, STERILE" | 84 | 3000033195
618 | 4231170400700 | "WIPES, ADHESIVE REMOVAL, INDIVIDUAL PACKAGING FOR REMOVAL OF STICKY ADHERENTS, IN SAFE MANNER, FROM FRAGILE SKIN, HYPOALLERGENIC, DISPOSABLE, STERILE, (WOUND AND OSTOMY CARE)" | 5460 | 3000033195
619 | 4231190100000 | "DRAIN, SILICONE, ROUND, RADIO-OPAQUE, HUBLESS, 19 FRENCH, WITH COLLECTION BULB RESERVOIR, GRADUATED, SELF EXPANDABLE, SIZE: 300-400 ML, WITHOUT TROCAR, DISPOSABLE, STERILE" | 323 | 3000033195
620 | 4231190100100 | "DRAIN, SILICONE, ROUND, RADIO-OPAQUE, HUBLESS, 15 FRENCH, WITH COLLECTION BULB RESERVOIR, GRADUATED, SELF EXPANDABLE, SIZE: 100-150 ML, WITHOUT TROCAR, DISPOSABLE, STERILE" | 225 | 3000033195
621 | 4231200500400 | "STRIP, REINFORCED SKIN CLOSURE, 1/4 X 3 INCH (6 MM X 75 MM), STERILE" | 180 | 3000033195
622 | 4231200500800 | "STRIP, REINFORCED SKIN CLOSURE, 1/8 X 3 INCH (3 MM X 75 MM), STERILE" | 5750 | 3000033195
623 | 4231200502100 | "ADHESIVE, FOR SKIN, TOPICAL, (OCTYL OR BUTYL) TO BE PROVIDED WITH 0.7 ML APPLICATOR, TO CLOSE WOUNDS UP TO 15 CM, WITH A SINGLE LAYER APPLICATION, DISPOSABLE, STERILE" | 6590 | 3000033195
624 | 4231200602700 | "CLIP, ENDOCLIP, APPLIER, 10 MM, MEDIUM-LARGE CLIPS, DISPOSABLE, STERILE" | 564 | 3000033195
625 | 4231200603700 | "CLIP, APPLIER, MULTIPLE, 33-35 CM, WITH 15-20 LARGE TITANIUM CLIPS, 10-11 MM CLOSED CLIP LENGTH 6-6.5 MM CLIP APERTURE, DISPOSABLE, STERILE" | 86 | 3000033195
626 | 4231200603800 | "CLIP, APPLIER, MULTIPLE, 20-24 CM, WITH 20-30 MEDIUM TITANIUM CLIPS, 6-6.5 MM CLOSED CLIP LENGTH, 4-5 MM CLIP APERTURE, DISPOSABLE, STERILE" | 6 | 3000033195
627 | 4231200603900 | "CLIP, ENDOCLIP, APPLIER, 10 MM, LARGE CLIPS, STERILE" | 3 | 3000033195
628 | 4231200604000 | "CLIP, ENDOCLIP, APPLIER, 5 MM, MEDIUM-LARGE, DISPOSABLE, STERILE" | 434 | 3000033195
629 | 4231200701100 | "CLIP, APPLIER, MULTIPLE, 20-24 CM, WITH 20-30 SMALL TITANIUM CLIPS, 3.7-3.8 MM CLOSED CLIP LENGTH, 2.1-2.3 MM CLIP APERTURE, DISPOSABLE, STERILE" | 36 | 3000033195
630 | 4231200904500 | "LOADING UNIT, RETICULATING, WITH TRI-STAPLER TECHNOLOGY, 60 / 2-2.5-3 MM, INTEGRATED KNIFE, DISPOSABLE, STERILE" | 6 | 3000033195
631 | 4231200908400 | "LOADING UNIT, STAPLER, LINEAR, CUTTER, FOR LAPAROSCOPIC, 60 MM, 4.2-4.3 MM, FOR VERY THICK TISSUE, DISPOSABLE, STERILE" | 10 | 3000033195
632 | 4231200908700 | "LOADING UNIT, RADIAL, WITH TRI-STAPLE TECHNOLOGY, 3-3.5-4, MEDIUM / THICK, INTEGRATED KNIFE, DISPOSABLE, STERILE" | 34 | 3000033195
633 | 4231200913200 | POWERED HANDLE, CLOSING/FIRING/OPENING ALL POWERED CONTROL, BUTTONS CONTROL, BATTERY SYSTEM, INTELLIGENT OVERLOAD PROTECTION TO MISFIRING ON OVERTHICK TISSUE, ACCOMMODATES BOTH LINEAR AND CIRCULAR SHAFT, DISPOSABLE, STERILE | 275 | 3000033195
634 | 4231200913800 | ENDOSCOPIC LINEAR CUTTER DRIVING 250-300 MM SHAFT, FIRING VISUAL SCALE FROM 0-60MM, MANUAL ROTATION HANDLE 55 DEGREES, COMPATIBLE WITH POWERED HANDLE, CLOSING/FIRING/OPENING ALL POWERED CONTROL, INTELLIGENT OVERLOAD PROTECTION, DISPOSABLE, STERILE. | 58 | 3000033195
635 | 4231200918100 | OVER THE SCOPE CLIP (OTSC), ASSORTED SCOPE DIAMETER, ASSORTED CAP DEPTH, ASSORTED TYPE OF TEETH, ASSORTED WORKING LENGTH | 15 | 3000033195
636 | 4231200919100 | "LOADING UNIT, RETICULATING, 30 X 2.4-2.6, VASCULAR, FOR STAPLER, UNIVERSAL ENDO GIA OR EQUIVALENT, ROTICULATOR, STERILE" | 11 | 3000033195
637 | 4231200919400 | "LOADING UNIT, RETICULATING, 45 X 3.4-3.8, FOR STAPLER, UNIVERSAL ENDOGIA, ROTICULATOR, STERILE" | 57 | 3000033195
638 | 4231200919600 | "LOADING UNIT, RETICULATING, 60 X 2.4-2.6, VASCULAR, FOR STAPLER, UNIVERSAL ENDOGIA, ROTICULATOR, STERILE" | 44 | 3000033195
639 | 4231200921300 | "SYSTEM, FOR LAPAROSCOPIC MESH FIXATION, 5 MM X 35-37 CM LENGTH, CONTAINS 15-20 TITANIUM FASTENERS/TACKERS, DISPOSABLE, STERILE" | 624 | 3000033195
640 | 4231200922000 | LOADING UNIT, OPEN SURGERY LINEAR STAPLER, SIZE 70-80 MM, 3.5-3.8 MM : APPLIES TWO DOUBLE ROWS OF TITANIUM STAGGERED STAPLES WITH A KNIFE IN BETWEEN TISSUE GAP CONTROL FOR ALWAYS B SHAPED FORMATION, SAFETY INTERLOCK SYSTEM, DISPOSABLE, STERILE | 4 | 3000033195
641 | 4231200923500 | "STAPLER, LINEAR, CUTTER, ENDO GIA OR EQUIVALENT, ULTRA, UNIVERSAL STANDARD, 45 DEGREES X 15-18 CM SHAFT LENGTH, COMPATIBLE WITH TRISTAPLE RELOADS" | 5 | 3000033195
642 | 4231200925200 | LOADING UNITS, TRIPLE - STITCH, NON - ABSORBABLE, POLYESTER SUTURES, SIZE: 0, WITH THREE SUTURE NEEDLE, DISPOSABLE, STERILE | 24 | 3000033195
643 | 4231200925300 | "LOADING UNIT, RETICULATING, WITH TRI-STAPLER TECHNOLOGY, 60 / 3-3.5-4 MM, MEDIUM/THICK, INTEGRATED KNIFE, DISPOSABLE, STERILE" | 6 | 3000033195
644 | 4231200925800 | STAPLER, OPEN SURGERY, WITH READY STAINLESS STEEL STAPLES AND SUTURE, FOR PURSE STRING, SAFETY INTERNAL SYSTEM, SIZE: 65, DISPOSABLE, STERILE | 3 | 3000033195
645 | 4231201002100 | "STAPLER, SKIN, STAPLES LENGTH 2.9-3.9 MM, WITH 35 STAPLES, WIDE, STAINLESS STEEL STAPLES, STERILE" | 12 | 3000033195
646 | 4231201200000 | "STAPLER, SKIN, CLIPS, REMOVER, DISPOSABLE, STERILE" | 2870 | 3000033195
647 | 4231210405100 | "BAG, OSTOMY, ONE PIECE, TRANSPARENT, SOFT FABRIC LOW FRICTION, OPEN WITH INTEGRATED CLOSING MECHANISM, WITH FILTER, ADULT SIZE 70 (+/- 5MM), (WOUND AND OSTOMY CARE)" | 41640 | 3000033195
648 | 4231210501500 | "PRE CLEAN ENZYMATIC SPRAY, FOR POINT OF USE, READY TO USE, NOT LESS THAN 3 ENZYMES (AMYLASE, PROTEASE, LIPASE), SURFACTANT, CLINGS TO SOIL, MAINTAIN THE MOISTURE DURING TRANSPORT UP TO 48 - 72 HOURS, OIL FILM FREE, DYE-FREE, NEUTRAL PH, CONTAINS CORROSION INHIBITORS, SAFE FOR ALUMINUM, SOFT METALS, GOLD HANDLES, RINSES FREE, LEAK PROOF, SIZE: 600ML # 1000 ML" | 3542 | 3000033195
649 | 4231210502900 | "CREAM, PROTECTIVE SKIN BARRIER, NON-ALCOHOL, NO STING, TUBE, 20-40 GM, (WOUND AND OSTOMY CARE)" | 1271 | 3000033195
650 | 4231210803900 | "BAG, BIOHAZARD, SEALED, TO KEEP THE ITEM MOIST, SINGLE USE, SIZE, FULL DIN" | 3600 | 3000033195
651 | 4231210805000 | POUCH STEAM STERILIZATION PRE-CUT FLAT HEAT SEAL, MEDICAL GRADE PAPER NOT LESS THAN 60 GSM (WHITE) , THICK PLASTIC TRANSPARENT FILM, PUNCTURE RESISTANT INDICATOR TYPE 1 PRINTED AT DISTANCE EVERY 15 CM, SEAL EDGE 9 MM, SIZE: L 406 MM X W 200 MM | 465000 | 3000033195
652 | 4231210810100 | "DRAINAGE, SET, FOR WOUND, PLASTIC, RADIO-OPAQUE, 200-300 ML CAPACITY WITH MULTICHANNEL SOFT CATHETER AND TROCAR, NEGATIVE PRESSURE, MINIMUM LENGTH 50CM, SIZE: FG10, DISPOSABLE, STERILE" | 280 | 3000033195
653 | 4231210810300 | "DRAINAGE, SET, FOR WOUND, PLASTIC, RADIO-OPAQUE, 400-500 ML CAPACITY WITH MULTICHANNEL SOFT CATHETER AND TROCAR, NEGATIVE PRESSURE, MINIMUM LENGTH 50CM, SIZE: FG16, DISPOSABLE, STERILE" | 1105 | 3000033195
654 | 4231210810400 | "DRAINAGE, SET, FOR WOUND, PLASTIC, RADIO-OPAQUE, 400-500 ML CAPACITY WITH MULTICHANNEL SOFT CATHETER AND TROCAR, NEGATIVE PRESSURE, MINIMUM LENGTH 50CM, SIZE: FG18, DISPOSABLE, STERILE" | 40 | 3000033195
655 | 4231210810500 | "DRAINAGE, SET, FOR WOUND, PLASTIC, RADIO-OPAQUE, 400-500 ML CAPACITY WITH MULTICHANNEL SOFT CATHETER AND TROCAR, NEGATIVE PRESSURE, MINIMUM LENGTH 50CM, SIZE: FG15, DISPOSABLE, STERILE" | 251 | 3000033195
656 | 4231220041100 | "ENDOSCOPIC SUTURING SYSTEM, OVER THE SCOPE, COMPATIBLE WITH DOUBLE CHANNEL SCOPE, DISPOSABLE" | 45 | 3000033195
657 | 4231220100700 | "SUTURE, SILK, MULTIFILAMENT, NON-ABSORBABLE, SIZE 7/0, 8 MM, 3/8 CIRCLE, REVERSE CUTTING DOUBLE ARM NEEDLE, 45-50 CM, BLACK, STERILE" | 8 | 3000033195
658 | 4231220102000 | "SUTURE, SILK, MULTIFILAMENT, NON-ABSORBABLE, SIZE 4/0, 15-16 MM, 3/8 CIRCLE, ROUND BODY NEEDLE, 70-75 CM, BLACK, STERILE" | 139 | 3000033195
659 | 4231220102100 | "SUTURE, SILK, MULTIFILAMENT, NON-ABSORBABLE, SIZE 4/0, 15-16 MM, 3/8 CIRCLE, CUTTING NEEDLE, 70-75 CM, BLACK, STERILE" | 6 | 3000033195
660 | 4231220102400 | "SUTURE, SILK, MULTIFILAMENT, NON-ABSORBABLE, SIZE 3/0, 15-16 MM, 1/2 CIRCLE, ROUND BODY NEEDLE, 70-75 CM, BLACK, STERILE" | 308 | 3000033195
661 | 4231220102500 | SUTURE, SILK, MULTIFILAMENT, NON-ABSORBABLE, SIZE 3/0, 30 MM ( +/- 1 MM ), 1/2 CIRCLE, ROUND BODY NEEDLE, 70-75 CM, BLACK, STERILE | 195 | 3000033195
662 | 4231220102700 | "SUTURE, SILK, MULTIFILAMENT, NON-ABSORBABLE, SIZE 2/0, 25-26 MM, 1/2 CIRCLE, TAPER POINT NEEDLE, 70-75 CM, BLACK, STERILE" | 113 | 3000033195
663 | 4231220103400 | "SUTURE, SILK, MULTIFILAMENT, NON-ABSORBABLE, SIZE 0, 90 MM ( +/- 2 MM ), 3/8 CIRCLE, CUTTING NEEDLE, 100 CM, BLACK, STERILE" | 15 | 3000033195
664 | 4231220103500 | SUTURE, SILK, MULTIFILAMENT, NON-ABSORBABLE, SIZE 1, 35 MM ( +/- 1 MM ), 1/2 CIRCLE, ROUND BODY NEEDLE, 70-75 CM, BLACK, STERILE | 849 | 3000033195
665 | 4231220103900 | "SUTURE, SILK, MULTIFILAMENT, NON-ABSORBABLE, SIZE 2/0, NEEDLE FREE, 150 CM ( +/- 20 CM ), BLACK, STERILE" | 50 | 3000033195
666 | 4231220104500 | SUTURE, POLYPROPYLENE, MONOFILAMENT, NON-ABSORBABLE, SIZE 3/0, 30 MM ( +/- 1 MM ), 1/2 CIRCLE, ROUND BODY NEEDLE, 60-65 CM, BLUE, STERILE | 183 | 3000033195
667 | 4231220105400 | "SUTURE, POLYAMIDE, MONOFILAMENT, NON-ABSORBABLE, LOOP, SIZE 1, 48 MM ( +/- 1 MM ), 1/2 CIRCLE, ROUND BODY NEEDLE, 150 CM ( +/- 20 CM ), BLACK, STERILE" | 32 | 3000033195
668 | 4231220105600 | "SUTURE, POLYGLACTIN 910, MULTIFILAMENT, ABSORBABLE, SIZE 2/0, NEEDLE FREE, 10 X 45-50 CM, VIOLET, STERILE" | 2 | 3000033195
669 | 4231220107400 | "SUTURE, POLYGLACTIN 910, MULTIFILAMENT, ABSORBABLE, SIZE 8/0, 8 MM, 1/2 CIRCLE, REVERSE CUTTING DOUBLE ARM NEEDLE, 45-50 CM, VIOLET, STERILE" | 1 | 3000033195
670 | 4231220108900 | "SUTURE, POLYGLACTIN 910, MULTIFILAMENT, ABSORBABLE, SIZE 5/0, 13-14 MM, 3/8 CIRCLE, ROUND BODY NEEDLE, 45-50 CM, VIOLET, STERILE" | 507 | 3000033195
671 | 4231220109600 | "SUTURE, POLYGLACTIN 910, MULTIFILAMENT, ABSORBABLE, SIZE 0, 25-26 MM, 5/8 CIRCLE, ROUND BODY HEAVY NEEDLE, 70-75 CM, VIOLET, STERILE" | 306 | 3000033195
672 | 4231220109800 | "SUTURE, POLYGLACTIN 910, MULTIFILAMENT, ABSORBABLE, SIZE 5/0, 11-12 MM, 3/8 CIRCLE, REVERSE CUTTING NEEDLE, 70-75 CM, UNDYED, STERILE" | 173 | 3000033195
673 | 4231220109900 | "MESH, POLYPROPYLENE FIBER, FOR TISSUE DEFECTS AND HERNIA REPAIR, STRAIGHT AND DOES NOT REFLECT LIGHT, SIZE 6 X 11 CM (+/-1 CM), DISPOSABLE, STERILE" | 3 | 3000033195
674 | 4231220112200 | "SUTURE, POLYGLACTIN 910, MULTIFILAMENT, RAPID ABSORPTION, SIZE 5/0, 13-14 MM, 3/8 CIRCLE, REVERSE CUTTING NEEDLE, 45-50 CM, UNDYED, STERILE" | 126 | 3000033195
675 | 4231220113300 | "SUTURE, POLIGLECAPRONE 25, ANTIBACTERIAL (COATED TRICLOSAN), MONOFILAMENT, ABSORBABLE, SIZE 4/0, 17-18 MM, 1/2 CIRCLE, ROUND BODY NEEDLE, 70-75 CM, VIOLET, STERILE" | 2 | 3000033195
676 | 4231220114600 | "SUTURE, POLYAMIDE, MONOFILAMENT, NON-ABSORBABLE, SIZE 4/0, 19-20 MM, 3/8 CIRCLE, REVERSE CUTTING NEEDLE, 45-50 CM, BLUE, STERILE" | 221 | 3000033195
677 | 4231220114700 | "SUTURE, POLYAMIDE, MONOFILAMENT, NON-ABSORBABLE, SIZE 3/0, 25-26 MM, 3/8 CIRCLE, REVERSE CUTTING NEEDLE, 45-50 CM, BLUE, STERILE" | 350 | 3000033195
678 | 4231220115600 | SUTURE, POLYAMIDE, MONOFILAMENT, NON-ABSORBABLE, SIZE 1, 40 MM ( +/- 1 MM ), 1/2 CIRCLE, ROUND BODY NEEDLE, 100 CM, BLACK, STERILE | 4 | 3000033195
679 | 4231220116200 | "SUTURE, POLYPROPYLENE, MONOFILAMENT, NON-ABSORBABLE, SIZE 5/0, 13-14 MM, 3/8 CIRCLE, TUNGSTEN-RHENIUM ALLOY, TAPER POINT DOUBLE ARM NEEDLE, 70-75 CM, BLUE, STERILE" | 3 | 3000033195
680 | 4231220116800 | "SUTURE, POLYPROPYLENE, MONOFILAMENT, NON-ABSORBABLE, SIZE 3/0, 15-16 MM, 3/8 CIRCLE, CUTTING NEEDLE, 70-75 CM, BLUE, STERILE" | 138 | 3000033195
681 | 4231220116900 | "SUTURE, POLYPROPYLENE, MONOFILAMENT, NON-ABSORBABLE, SIZE 3/0, 25-26 MM, 3/8 CIRCLE, REVERSE CUTTING NEEDLE, 45-50 CM, BLUE, STERILE" | 512 | 3000033195
682 | 4231220117000 | "SUTURE, POLYPROPYLENE, MONOFILAMENT, NON-ABSORBABLE, SIZE 2/0, 25-26 MM, 1/2 CIRCLE, TAPER CUT NEEDLE, 90-95 CM, BLUE, STERILE" | 271 | 3000033195
683 | 4231220117400 | SUTURE, POLYPROPYLENE, MONOFILAMENT, NON-ABSORBABLE, SIZE 1, 40 MM ( +/- 1 MM ), 1/2 CIRCLE, TAPER POINT HEAVY NEEDLE, 100 CM, BLUE, STERILE | 121 | 3000033195
684 | 4231220119300 | "SUTURE, POLYPROPYLENE, MONOFILAMENT, NON-ABSORBABLE, SIZE 2, 75 MM ( +/- 1 MM ), 3/8 CIRCLE, REVERSE CUTTING NEEDLE, 45-50 CM, BLUE, STERILE" | 20 | 3000033195
685 | 4231220136700 | SUTURE, POLYPROPYLENE, BLUE MONOFILAMENT | 339 | 3000033195
686 | 4231220136900 | SUTURE, POLYPROPYLENE, BLUE MONOFILAMENT | 264 | 3000033195
687 | 4231220137200 | SUTURE SILK BLACK BRAIDED 6/0 | 12 | 3000033195
688 | 4231220165600 | "SUTURE, STERNAL WIRES, STAINLESS STEEL, MONOFILAMENT, NON-ABSORBABLE, SIZE 3, 48 MM ( +/- 1 MM ), 1/2 CIRCLE, TAPER CUT NEEDLE, 4-5 X 45-50 CM, STERILE" | 36 | 3000033195
689 | 4231220166600 | "SUTURE, POLYGLYCONATE, UNIDIRECTIONAL, DUAL ANGLE CUT, LOOP LOCK, MONOFILAMENT, ABSORBABLE, SIZE 3/0, 25-26 MM, 1/2 CIRCLE, TAPER POINT NEEDLE, 15 CM, GREEN, STERILE" | 46 | 3000033195
690 | 4231220186000 | SUTURE, POLYGLYCONATE OR POLYGLECAPRONE, UNIDIRECTIONAL, LOOP LOCK, MONOFILAMENT, ABSORBABLE, SIZE 0, 37 MM, 1/2 CIRCLE, TAPER POINT, 60-65 CM, GREEN, STERILE | 131 | 3000033195
691 | 4231220217500 | SUTURE, KNOTLESS, SPIRAL, BIDIRECTIONAL, POLIGLECAPRONE 25, MONOFILAMENT, ABSORBABLE, SIZE 3/0, 19 MM, 3/8 CIRCLE, REVERSE CUTTING DOUBLE ARM NEEDLE, 14 X 14 CM ( +/- 2 CM ), UNDYED, STERILE | 295 | 3000033195
692 | 4231220217600 | SUTURE, KNOTLESS, SPIRAL, BIDIRECTIONAL, POLIGLECAPRONE 25, MONOFILAMENT, ABSORBABLE, SIZE 2/0, 26 MM, 1/2 CIRCLE, REVERSE CUTTING DOUBLE ARM NEEDLE, 14 X 14 CM ( +/- 2 CM ), UNDYED, STERILE | 278 | 3000033195
693 | 4231220217800 | SUTURE, POLYGLYCONATE OR POLYGLECAPRONE, UNIDIRECTIONAL, LOOP LOCK, MONOFILAMENT, ABSORBABLE, SIZE 0, 37 MM, 1/2 CIRCLE, TAPER POINT, 23-25 CM, GREEN, STERILE | 26 | 3000033195
694 | 4231220304900 | "SUTURE, POLYGLACTIN 910, ANTIBACTERIAL (COATED TRICLOSAN), MULTIFILAMENT, ABSORBABLE, SIZE 5/0, 17-18 MM, 1/2 CIRCLE, ROUND BODY NEEDLE, 70-75 CM, VIOLET, STERILE" | 21 | 3000033195
695 | 4231220309400 | "SUTURE, KNOTLESS, SYMMETRIC, UNIDIRECTIONAL, WITH FIXATION TAP, POLYDIOXANONE, ANTIBACTERIAL (COATED TRICLOSAN), MONOFILAMENT, ABSORBABLE, SIZE 1, 40 MM ( +/- 1 MM ), 1/2 CIRCLE, TAPER POINT NEEDLE, 45-50 CM, VIOLET, STERILE" | 3 | 3000033195
696 | 4231220313100 | "SUTURE, POLYPROPYLENE, MONOFILAMENT, NON-ABSORBABLE, SIZE 6/0, 13-14 MM, 1/2 CIRCLE, TUNGSTEN-RHENIUM ALLOY, TAPER POINT DOUBLE ARM NEEDLE, 70-75 CM, BLUE, STERILE" | 63 | 3000033195
697 | 4231220317100 | "SUTURE, POLYGLYCONATE OR POLYGLECAPRONE, UNIDIRECTIONAL, LOOP LOCK, MONOFILAMENT, ABSORBABLE, SIZE 2/0, 23-24 MM, 3/8 CIRCLE, REVERSE CUTTING NEEDLE, 30 CM, UNDYED, STERILE" | 248 | 3000033195
698 | 4231220317900 | "SUTURE, KNOTLESS, SPIRAL, UNIDIRECTIONAL, WITH FLEXIBLE LOOP, POLIGLECAPRONE 25, ANTIBACTERIAL (COATED TRICLOSAN), MONOFILAMENT, ABSORBABLE, SIZE 3/0, 23-24 MM, 3/8 CIRCLE, REVERSE CUTTING NEEDLE, 45-50 CM, UNDYED, STERILE" | 3 | 3000033195
699 | 4231220600700 | "SUTURE, POLYGLACTIN 910, MULTIFILAMENT, ABSORBABLE, SIZE 5/0, 8 MM, 1/4 CIRCLE, SPATULATED DOUBLE ARM NEEDLE, 45-50 CM, VIOLET, STERILE" | 72 | 3000033195
700 | 4231220701400 | SET, SUTURE, REMOVAL, CONSISTS OF: 1 PLASTIC FORCEP, 1 STITCH SCISSORS, 3 SWAB GAUZE 5 X 5 CM, DISPOSABLE, STERILE | 14592 | 3000033195
701 | 4231221101400 | SUTURE, KNOTLESS, SPIRAL, UNIDIRECTIONAL, WITH FLEXIBLE LOOP, POLIGLECAPRONE 25, ANTIBACTERIAL, MONOFILAMENT, ABSORBABLE, SIZE 2/0, 26 MM, 1/2 CIRCLE, ROUND 30 CM ( +/- 2 CM ), UNDYED, STERILE | 9 | 3000033195
702 | 4231221101500 | SUTURE, KNOTLESS, SPIRAL, BIDIRECTIONAL, POLIGLECAPRONE 25, MONOFILAMENT, ABSORBABLE, SIZE 0, 36 MM ( +/- 1 MM ), 1/2 CIRCLE, ROUND BODY DOUBLE ARM NEEDLE, 14 X 14 CM ( +/- 2 CM ), STERILE | 39 | 3000033195
703 | 4231230600100 | "DRESSING, POLYESTER FIBRE COMPOSITE, FOR SOFT MECHANICAL DEBRIDEMENT, SIZE 10 X 10 CM OR EQUIVALENT IN THE SIZE (+\-2), DISPOSABLE, STERILE, (WOUND AND OSTOMY CARE)" | 591 | 3000033195
704 | 4231240202800 | SPLINT, INTRANASAL WITHOUT AIRWAY, CAN BE SUTURED | 4390 | 3000033195
705 | 4231240300100 | "DRESSING, NYLON CLOTH, PURE METALLIC SILVER, AND 0.9% SILVER OXIDE, TO BE USED FOR 7 DAYS, SIZE 1 X 12 INCH, DISPOSABLE, STERILE, (WOUND AND OSTOMY CARE)" | 150 | 3000033195
706 | 4231240300200 | "DRESSING, NYLON CLOTH, PURE METALLIC SILVER, AND 0.9% SILVER OXIDE, TO BE USED FOR 7 DAYS, SIZE 6 X 108 INCH (+/- 2 INCH), DISPOSABLE, STERILE, (WOUND AND OSTOMY CARE)" | 37 | 3000033195
707 | 4232150008700 | PLATE, BLADE PEDIATRIC ASSORTED ANGLES AND SIZES | 135 | 3000033195
708 | 4232150009000 | SCREW, CORTICAL FOR EPIPHYSIODESIS, ASSORTED SIZES | 40 | 3000033195
709 | 4232150009100 | PLATE, DUAL LINE FOR EPIPHYSIODESIS, ASSORTED SIZES | 16 | 3000033195
710 | 4232150009900 | PLATE, LCP BASIC SMALL FRAGMENT SEMI TUBULAR 1/3 TITANIUM ASSORTED TYPES AND SIZES | 150 | 3000033195
711 | 4232150010100 | PLATE, LCP STAINLESS STEEL SUPERIOR LEFT OR RIGHT CLAVICLE ASSORTED SIZES, AS REQUESTED BY END USER | 5 | 3000033195
712 | 4232150010400 | SCREW, DISTAL LOCKING FOR PEDIATRIC LOCKED HIP PLATE, ASSORTED SIZES | 240 | 3000033195
713 | 4232150010500 | SCREW, GRAFT FIXATION TITANIUM ASSORTED DIAMETERS AND LENGTHS AS REQUESTED BY END USER | 116 | 3000033195
714 | 4232150010800 | PLATE, LCP BASIC SMALL FRAGMENT SEMI TUBULAR 1/3 STAINLESS STEEL ASSORTED TYPES AND SIZES | 618 | 3000033195
715 | 4232150010900 | PLATE, LOCKING COMPRESSION T-PLATE BASIC LARGE FRAGMENT STAINLESS STEEL ASSORTED TYPES AND SIZES | 57 | 3000033195
716 | 4232150011200 | SCREW, CORTICAL FOR PROXIMAL RADIUS PLATING, ASSORTED SIZES | 130 | 3000033195
717 | 4232150011300 | SCREW, CORTICAL FOR TITANIUM DISTAL FEMUR PLATING ASSORTED SIZES | 100 | 3000033195
718 | 4232150011800 | SCREW, LOCKING HEAD FOR STAINLESS STEEL DISTAL FEMUR PLATING ASSORTED SIZES | 10 | 3000033195
719 | 4232150011900 | SCREW, LOCKING HEAD STAINLESS STEEL 2.7MM FOR DISTAL HUMERAL PLATING | 1089 | 3000033195
720 | 4232150012200 | PLATE, LCP ANATOMIC DISTAL FEMUR LOCKING COMPRESSION LEFT OR RIGHT STAINLESS STEEL, ASSORTED TYPES AND SIZES AS REQUESTED BY END USER | 35 | 3000033195
721 | 4232150012700 | PLATE, LOCKING COMPRESSION BASIC SMALL FRAGMENT STAINLESS STEEL ASSORTED TYPES AND SIZES | 825 | 3000033195
722 | 4232150012800 | PLATE, VARIABLE ANGLE ANATOMIC PROXIMAL OLECRANON LEFT OR RIGHT ASSORTED TYPES AND SIZES AS REQUESTED BY END USER | 26 | 3000033195
723 | 4232150014300 | PLATE, LCP ANATOMIC DISTAL MEDIAL TIBIA LEFT OR RIGHT STAINLESS STEEL ASSORTED TYPES AND SIZES AS REQUESTED BY END USER | 305 | 3000033195
724 | 4232150014700 | PLATE, LCP ANATOMIC DISTAL RADIUS DORSAL VARIABLE ANGLE TITANIUM ASSORTED TYPES AND SIZES REQUESTED BY END USER | 60 | 3000033195
725 | 4232150014800 | PLATE, LCP ANATOMIC PROXIMAL HUMERUS LEFT OR RIGHT STAINLESS STEEL ASSORTED TYPES AND SIZES AS REQUESTED BY END USER | 343 | 3000033195
726 | 4232150014900 | PLATE, LCP ANATOMIC PROXIMAL OLECRANON LEFT OR RIGHT STAINLESS STEEL ASSORTED TYPES AND SIZES AS REQUESTED BY END USER | 164 | 3000033195
727 | 4232150015100 | PLATE, LCP BASIC LARGE FRAGMENT RECONSTRUCTION STAINLESS STEEL ASSORTED TYPES AND SIZES | 199 | 3000033195
728 | 4232150015200 | PLATE, LCP BASIC SMALL FRAGMENT RECONSTRUCTION STAINLESS STEEL ASSORTED TYPES AND SIZES | 353 | 3000033195
729 | 4232150015400 | PLATE, LCP PELVIC RECONSTRUCTION CURVED LOW PROFILE, OR EQUIVALENT, ASSORTED SIZES | 26 | 3000033195
730 | 4232150015500 | PLATE, LCP STAINLESS STEEL LATERAL DISTAL FIBULA, OR EQUIVALENT, RIGHT OR LEFT ASSORTED SIZES | 267 | 3000033195
731 | 4232150015700 | PLATE, LCP STAINLESS STEEL SUPERIOR ANTERIOR LEFT OR RIGHT CLAVICLE ASSORTED SIZES, AS REQUESTED BY END USER | 95 | 3000033195
732 | 4232150015800 | PLATE, LCP STAINLESS STEEL SUPERIOR LEFT OR RIGHT CLAVICLE WITH LATERAL EXTENSION ASSORTED SIZES, AS REQUESTED BY END USER | 4 | 3000033195
733 | 4232150016300 | PLATE, LOCKING COMPRESSION BASIC SMALL FRAGMENT TITANIUM ASSORTED TYPES AND SIZES | 160 | 3000033195
734 | 4232150016400 | PLATE, LOCKING COMPRESSION BROAD BASIC LARGE FRAGMENT STAINLESS STEEL ASSORTED TYPES AND SIZES | 99 | 3000033195
735 | 4232150016600 | PLATE, LOCKING COMPRESSION NARROW BASIC LARGE FRAGMENT STAINLESS STEEL ASSORTED TYPES AND SIZES | 245 | 3000033195
736 | 4232150016900 | PLATE, LOCKING COMPRESSION T-PLATE BASIC SMALL FRAGMENT STAINLESS STEEL ASSORTED TYPES AND SIZES | 383 | 3000033195
737 | 4232150017300 | PLATE, VARIABLE ANGLE ANATOMIC DISTAL HUMERUS LEFT OR RIGHT MEDIAL ASSORTED TYPES AND SIZES AS REQUESTED BY END USER | 44 | 3000033195
738 | 4232150017400 | PLATE, VARIABLE ANGLE ANATOMIC DISTAL MEDIAL TIBIA LEFT OR RIGHT, ASSORTED TYPES AND SIZES AS REQUESTED BY END USER | 221 | 3000033195
739 | 4232150017600 | PLATES, FOR STRUT CONNECTION FOR POLYAXIAL RING FIXATION | 5 | 3000033195
740 | 4232150018000 | SCREW, CORTICAL 2.7MM OR, EQUIVALENT FOR STAINLESS STEEL LATERAL DISTAL FIBULA, ASSORTED SIZES | 1860 | 3000033195
741 | 4232150018100 | SCREW, CORTICAL 2.7MM OR, EQUIVALENT FOR TITANIUM LATERAL DISTAL FIBULA, ASSORTED SIZES | 40 | 3000033195
742 | 4232150018700 | SCREW, CORTICAL 3.5MM OR, EQUIVALENT FOR STAINLESS STEEL LATERAL DISTAL FIBULA, ASSORTED SIZES | 570 | 3000033195
743 | 4232150018800 | SCREW, CORTICAL 3.5MM OR, EQUIVALENT FOR TITANIUM LATERAL DISTAL FIBULA, ASSORTED SIZES | 100 | 3000033195
744 | 4232150019100 | SCREW, CORTICAL FOR PEDIATRIC BLADE PLATE ASSORTED SIZES | 500 | 3000033195
745 | 4232150019200 | SCREW, CORTICAL FOR STAINLESS STEEL DISTAL FEMUR PLATING ASSORTED SIZES | 10 | 3000033195
746 | 4232150019300 | SCREW, CORTICAL FOR VARIABLE ANGLE ANATOMIC DISTAL TIBIA, ASSORTED SIZES | 2071 | 3000033195
747 | 4232150019600 | SCREW, CORTICAL STAINLESS STEEL FOR PROXIMAL HUMERUS PLATING ASSORTED SIZES | 160 | 3000033195
748 | 4232150019900 | SCREW, LOCKED HEAD 2.7MM OR, EQUIVALENT FOR STAINLESS STEEL LATERAL DISTAL FIBULA, ASSORTED SIZES | 440 | 3000033195
749 | 4232150020000 | SCREW, LOCKED HEAD 2.7MM OR, EQUIVALENT FOR TITANIUM LATERAL DISTAL FIBULA, ASSORTED SIZES | 75 | 3000033195
750 | 4232150020400 | SCREW, LOCKED HEAD 3.5MM OR, EQUIVALENT FOR STAINLESS STEEL LATERAL DISTAL FIBULA, ASSORTED SIZES | 1220 | 3000033195
751 | 4232150020500 | SCREW, LOCKED HEAD 3.5MM OR, EQUIVALENT FOR TITANIUM LATERAL DISTAL FIBULA, ASSORTED SIZES | 100 | 3000033195
752 | 4232150020800 | SCREW, LOCKED HEAD FOR PROXIMAL RADIUS PLATING, ASSORTED SIZES | 525 | 3000033195
753 | 4232150022000 | SCREW, VARIABLE ANGLE ANATOMIC LCP DISTAL TIBIA, ASSORTED SIZES | 5620 | 3000033195
754 | 4232150022600 | SCREW, CORTICAL FOR VARIABLE ANGLE STAINLESS STEEL DISTAL FEMUR PLATING ASSORTED SIZES | 180 | 3000033195
755 | 4232150023100 | PLATE, LCP ANATOMIC DISTAL RADIUS VOLAR VARIABLE ANGLE STAINLESS STEEL ASSORTED TYPES AND SIZES REQUESTED BY END USER | 10 | 3000033195
756 | 4232150023200 | PLATE, STAINLESS STEEL 2.7MM, OR EQUIVALENT LOW PROFILE SMALL FRAGMENT FIXATION, ASSORTED SHAPES, TYPES, AND SIZES | 10 | 3000033195
757 | 4232150023400 | PLATE, VARIABLE ANGLE 3.5MM FOR ANATOMIC PROXIMAL LATERAL TIBIA LEFT OR RIGHT PLATING ASSORTED TYPES AND SIZES AS REQUESTED BY END USER | 140 | 3000033195
758 | 4232150023500 | PLATE, VARIABLE ANGLE ANATOMIC DISTAL ANTEROLATERAL TIBIA LEFT OR RIGHT, ASSORTED TYPES AND SIZES AS REQUESTED BY END USER | 191 | 3000033195
759 | 4232150023600 | PLATE, VARIABLE ANGLE ANATOMIC DISTAL FEMUR LOCKING COMPRESSION LEFT OR RIGHT STAINLESS STEEL, ASSORTED TYPES AND SIZES AS REQUESTED BY END USER | 193 | 3000033195
760 | 4232150024000 | SCREW HEADLESS CANNULATED SELF-DRILLING 2.4 TO 3.0MM STAINLESS STEEL ASSORTED TYPES AND LENGTHS REQUESTED BY END USER | 582 | 3000033195
761 | 4232150024400 | SCREW, CANCELLOUS FOR STAINLESS STEEL LARGE FRAGMENT FIXATION, ASSORTED LENGTHS AND SIZES | 360 | 3000033195
762 | 4232150024500 | SCREW, CANCELLOUS FOR STAINLESS STEEL SMALL FRAGMENT FIXATION, ASSORTED LENGTHS AND SIZES | 2369 | 3000033195
763 | 4232150025000 | SCREW, CANNULATED FULL THREADED SELF-DRILLING 3.5MM TO 4MM STAINLESS STEEL ASSORTED TYPES AND LENGTHS AS REQUESTED BY END USER | 1595 | 3000033195
764 | 4232150025200 | SCREW, CANNULATED FULL THREADED SELF-DRILLING 4.5MM TO 6MM STAINLESS STEEL ASSORTED TYPES AND LENGTHS AS REQUESTED BY END USER | 779 | 3000033195
765 | 4232150025700 | SCREW, CANNULATED FULL THREADED SELF-DRILLING 8MM STAINLESS STEEL ASSORTED TYPES AND LENGTHS AS REQUESTED BY END USER | 166 | 3000033195
766 | 4232150025900 | SCREW, CANNULATED PARTIAL THREADED SELF-DRILLING 2.6MM TO 3MM TITANIUM ASSORTED TYPES AND LENGTHS AS REQUESTED BY END USER | 60 | 3000033195
767 | 4232150026000 | SCREW, CANNULATED PARTIAL THREADED SELF-DRILLING 2MM TO 2.5MM TITANIUM ASSORTED TYPES AND LENGTHS AS REQUESTED BY END USER | 190 | 3000033195
768 | 4232150026100 | SCREW, CANNULATED PARTIAL THREADED SELF-DRILLING 3.5MM TO 4MM STAINLESS STEEL ASSORTED TYPES AND LENGTHS AS REQUESTED BY END USER | 1630 | 3000033195
769 | 4232150026300 | SCREW, CANNULATED PARTIAL THREADED SELF-DRILLING 4.5MM TO 6MM STAINLESS STEEL ASSORTED TYPES AND LENGTHS AS REQUESTED BY END USER | 64 | 3000033195
770 | 4232150026400 | SCREW, CANNULATED PARTIAL THREADED SELF-DRILLING 4.5MM TO 6MM TITANIUM ASSORTED TYPES AND LENGTHS AS REQUESTED BY END USER | 120 | 3000033195
771 | 4232150026700 | SCREW, CANNULATED PARTIAL THREADED SELF-DRILLING 8MM STAINLESS STEEL ASSORTED TYPES AND LENGTHS AS REQUESTED BY END USER | 114 | 3000033195
772 | 4232150027800 | SCREW, LOCKING HEAD FOR VARIABLE ANGLE STAINLESS STEEL DISTAL FEMUR PLATING ASSORTED SIZES | 1220 | 3000033195
773 | 4232150028100 | SCREW, CORTICAL FOR STAINLESS STEEL LARGE FRAGMENT FIXATION, ASSORTED LENGTHS AND SIZES | 2450 | 3000033195
774 | 4232150028200 | SCREW, CORTICAL FOR STAINLESS STEEL SMALL FRAGMENT FIXATION, ASSORTED LENGTHS AND SIZES | 5600 | 3000033195
775 | 4232150028300 | SCREW, CORTICAL FOR 3.5MM LCP ANATOMIC PROXIMAL TIBIAL PLATING STAINLESS STEEL, ASSORTED SIZES | 600 | 3000033195
776 | 4232150028400 | SCREW, CORTICAL FOR 3.5MM LCP ANATOMIC PROXIMAL TIBIAL PLATING TITANIUM, ASSORTED SIZES | 800 | 3000033195
777 | 4232150028700 | SCREW, CORTICAL FOR PROXIMAL FEMUR LOCKING COMPRESSION STAINLESS STEEL PLATING ASSORTED SIZES AS REQUESTED BY END USER | 760 | 3000033195
778 | 4232150028800 | SCREW, CORTICAL FOR 3.5MM VARIABLE ANGLE ANATOMIC PROXIMAL TIBIAL PLATING, ASSORTED SIZES | 260 | 3000033195
779 | 4232150028900 | SCREW, DISTAL LOCKED HEAD FOR PROXIMAL FEMUR LOCKING COMPRESSION STAINLESS STEEL PLATING ASSORTED SIZES AS REQUESTED BY END USER | 180 | 3000033195
780 | 4232150030600 | SCREW, CORTICAL FOR TITANIUM LARGE FRAGMENT FIXATION, ASSORTED LENGHTS AND SIZES | 370 | 3000033195
781 | 4232150031000 | SCREW, LOCKING HEAD FOR STAINLESS STEEL LARGE FRAGMENT FIXATION, ASSORTED LENGTHS AND SIZES | 3570 | 3000033195
782 | 4232150031100 | SCREW, LOCKING HEAD FOR STAINLESS STEEL SMALL FRAGMENT FIXATION, ASSORTED LENGTHS AND SIZES | 2890 | 3000033195
783 | 4232150031300 | SCREW, LOCKING HEAD FOR TITANIUM SMALL FRAGMENT FIXATION, ASSORTED LENGTHS AND SIZES | 833 | 3000033195
784 | 4232150031400 | SCREW, CORTICAL 3.5MM OR EQUIVALENT, FOR DISTAL HUMERAL EXTRA ARTICULAR PLATING, ASSORTED SIZES | 1900 | 3000033195
785 | 4232150031800 | SCREW, LOCKED HEAD FOR 3.5MM LCP ANATOMIC PROXIMAL TIBIAL PLATING STAINLESS STEEL, ASSORTED SIZES | 1180 | 3000033195
786 | 4232150031900 | SCREW, LOCKED HEAD FOR 3.5MM LCP ANATOMIC PROXIMAL TIBIAL PLATING TITANIUM, ASSORTED SIZES | 1200 | 3000033195
787 | 4232150032300 | SCREW, CORTICAL FOR DORSAL VARIABLE ANGLE DISTAL RADIUS FIXATION TITANIUM ASSORTED LENGTHS AND SIZES | 120 | 3000033195
788 | 4232150032400 | SCREW, VARIABLE ANGLE LOCKING FOR 3.5MM FOR VARIABLE ANGLE ANATOMIC PROXIMAL TIBIAL PLATING, ASSORTED SIZES | 860 | 3000033195
789 | 4232150032600 | SCREW, LOCKED HEAD VARIABLE ANGLE FOR DORSAL DISTAL RADIUS FIXATION TITANIUM ASSORTED LENGTHS AND SIZES | 120 | 3000033195
790 | 4232150033000 | SCREW, LOCKING HEAD 2.7MM OR EQUIVALENT FOR TITANIUM SUPERIOR CLAVICLE PLATE WITH LATERAL EXTENSION, ASSORTED SIZES | 75 | 3000033195
791 | 4232150033500 | SET, COMPLETE INSTRUMENTATION FOR 4.5MM ANATOMIC PROXIMAL TIBIA STAINLESS STEEL PLATING WITH NECESSARY CASE AND IMPLANT TRAY | 1 | 3000033195
792 | 4232150034700 | WASHER, FOR CANNULATED STAINLESS STEEL SCREW PARTIAL THREADED 5MM, ASSORTED SIZES | 60 | 3000033195
793 | 4232150035300 | WASHER, FOR CANNULATED STAINLESS STEEL SCREW PARTIAL THREADED 3.5MM TO 4MM, ASSORTED SIZES | 1583 | 3000033195
794 | 4232150036100 | ENDCAP, FOR MEDIUM EXTERNAL FIXATOR SCHANZ PIN | 5 | 3000033195
795 | 4232150036200 | ENDCAP, FOR SMALL EXTERNAL FIXATOR SCHANZ PIN | 110 | 3000033195
796 | 4232150043300 | INSTRUMENTATION SET, COMPLETE FOR CABLE SYSTEM, WITH NECESSARY CASE AND TRAY | 2 | 3000033195
797 | 4232150045700 | SCREW, DISTAL LOCKING FOR VARIABLE ANGLE LCP PROXIMAL FEMUR STAINLESS STEEL PLATING ASSORTED SIZES AS REQUESTED BY END USER | 229 | 3000033195
798 | 4232150045800 | SCREW, CORTICAL FOR VARIABLE ANGLE LCP PROXIMAL FEMUR STAINLESS STEEL PLATING ASSORTED SIZES AS REQUESTED BY END USER | 100 | 3000033195
799 | 4232150045900 | PLATE, LCP ANATOMIC VARIABLE ANGLE LCP PROXIMAL FEMUR LEFT OR RIGHT STAINLESS STEEL ASSORTED TYPES AND SIZES AS REQUESTED BY END USER | 17 | 3000033195
800 | 4232150046000 | SCREW, LOCKING FOR VARIABLE ANGLE LCP PROXIMAL FEMUR STAINLESS STEEL PLATING ASSORTED SIZES AS REQUESTED BY END USER | 1147 | 3000033195
801 | 4232150100500 | "SUTURE, STERNAL WIRES, STAINLESS STEEL, MONOFILAMENT, NON-ABSORBABLE, SIZE 1, 25-26 MM ( +/- 1 MM ), 1/2 CIRCLE, REVERSE OR TAPER CUT NEEDLE, 4 X 45-50 CM, STERILE" | 28 | 3000033195
802 | 4232150107900 | WIRE, KIRSCHNER TROCAR TIP ASSORTED LENGTHS, DIAMETER 2 MM TO 3 MM | 2075 | 3000033195
803 | 4232150108000 | WIRE, KIRSCHNER THREADED TIP ASSORTED LENGTHS, DIAMETER 2 MM TO 3 MM | 624 | 3000033195
804 | 4232150402600 | "NAIL, HIND FOOT FUSION TITANIUM ASSORTED SIZES AS REQUESTED BY END USER" | 17 | 3000033195
805 | 4232150403100 | "NAIL, INTRAMEDULLARY CEPHALOMEDULLARY FEMUR LONG ASSORTED DIAMETER, LENGTHS AND ANGLES" | 59 | 3000033195
806 | 4232150403200 | "NAIL, INTRAMEDULLARY CEPHALOMEDULLARY FEMUR SHORT ASSORTED DIAMETER, LENGTHS AND ANGLES" | 15 | 3000033195
807 | 4232150403300 | "NAIL, RETROGRADE INTRAMEDULLARY FEMUR ASSORTED DIAMETERS AND LENGTHS" | 142 | 3000033195
808 | 4232150403400 | "SET, COMPLETE INSTRUMENTATION FOR TITANIUM HIND FOOT FUSION NAIL, WITH NECESSARY CASE AND IMPLANT TRAY" | 1 | 3000033195
809 | 4232150403600 | "NAIL, INTRAMEDULLARY ANTEROGRADE TROCHANTERIC FEMUR ASSORTED DIAMETER AND LENGTHS" | 338 | 3000033195
810 | 4232150403900 | "SET, COMPLETE INSTRUMENTATION FOR FEMUR ANTEGRADE TROCHANTERIC INTRAMEDULLARY NAIL AND SCREW FIXATION" | 3 | 3000033195
811 | 4232150409200 | NAIL, INTRAMEDULLARY MAGNETIC EXPANDABLE FEMORAL ANTEGRADE TITANIUM ASSORTED SIZES REQUESTED BY END USER | 1 | 3000033195
812 | 4232150409700 | NAIL, PEDIATRIC INTRAMEDULLARY INTERLOCKING FEMORAL ASSORTED SIZES | 28 | 3000033195
813 | 4232150500300 | SCREWS SS LOCKING COMPRESSION PLATE 2.7M | 10 | 3000033195
814 | 4232150500400 | "PLATE, LCP ANATOMIC DISTAL HUMERUS LEFT OR RIGHT MEDIAL STAINLESS STEEL ASSORTED TYPES AND SIZES AS REQUESTED BY END USER" | 225 | 3000033195
815 | 4232150527300 | "PLATE, FOR DYNAMIC CONDYLAR SCREW STAINLESS STEEL ASSORTED TYPES AND SIZES" | 100 | 3000033195
816 | 4232150527500 | "PLATE, OF DYNAMIC HIP SCREW STAINLESS STEEL ASSORTED TYPES AND SIZES" | 80 | 3000033195
817 | 4232150528500 | "PLATE, LCP BASIC SMALL FRAGMENT RECONSTRUCTION TITANIUM ASSORTED TYPES AND SIZES" | 282 | 3000033195
818 | 4232150529000 | "PLATE, LCP 3.5MM ANATOMIC PROXIMAL LATERAL TIBIA LEFT OR RIGHT STAINLESS STEEL ASSORTED TYPES AND SIZES AS REQUESTED BY END USER" | 25 | 3000033195
819 | 4232150529500 | "PLATE, LCP ANATOMIC DISTAL ANTEROLATERAL TIBIA LEFT OR RIGHT STAINLESS STEEL ASSORTED TYPES AND SIZES AS REQUESTED BY END USER" | 124 | 3000033195
820 | 4232150529900 | "PLATE, LCP ANATOMIC DISTAL FEMUR LOCKING COMPRESSION LEFT OR RIGHT TITANIUM, ASSORTED TYPES AND SIZES AS REQUESTED BY END USER" | 54 | 3000033195
821 | 4232150530400 | "PLATE, STAINLESS STEEL DISTAL OR PROXIMAL FOR PERI-PROSTHETIC FRACTURE, ASSORTED SIZES" | 20 | 3000033195
822 | 4232150530500 | "PLATE, LCP ANATOMIC PROXIMAL HUMERUS LEFT OR RIGHT TITANIUM ASSORTED TYPES AND SIZES AS REQUESTED BY END USER" | 28 | 3000033195
823 | 4232150532400 | "PLATE, ANATOMIC HOOK CLAVICLE LEFT OR RIGHT STAINLESS STEEL ASSORTED SIZES AS REQUESTED BY END USER" | 45 | 3000033195
824 | 4232150532900 | "PLATE, LATERAL DISTAL FEMUR OSTEOTOMY LEFT OR RIGHT ASSORTED SIZES AS REQUESTED BY END USER" | 46 | 3000033195
825 | 4232150533000 | "PLATE, MEDIAL DISTAL FEMUR OSTEOTOMY LEFT OR RIGHT ASSORTED SIZES AS REQUESTED BY END USER" | 68 | 3000033195
826 | 4232150533300 | "PLATE, HIGH LATERAL TIBIAL OSTEOTOMY LEFT OR RIGHT ASSORTED SIZES AS REQUESTED BY END USER" | 50 | 3000033195
827 | 4232150533400 | "PLATE, HIGH MEDIAL TIBIAL OSTEOTOMY LEFT OR RIGHT ASSORTED SIZES AS REQUESTED BY END USER" | 113 | 3000033195
828 | 4232150534000 | "PLATE, LCP ANATOMIC PROXIMAL FEMUR LOCKING COMPRESSION LEFT OR RIGHT STAINLESS STEEL ASSORTED TYPES AND SIZES AS REQUESTED BY END USER" | 58 | 3000033195
829 | 4232150563300 | "PLATE, LCP ANATOMIC DISTAL HUMERUS LEFT OR RIGHT LATERAL STAINLESS STEEL ASSORTED TYPES, SHAPES AND SIZES AS REQUESTED BY END USER" | 228 | 3000033195
830 | 4232150600400 | "SCREW, SELF-TAPPING RETROGRADE FEMORAL NAIL DISTAL LOCKING ASSORTED SIZES AND LENGTHS" | 65 | 3000033195
831 | 4232150600700 | "SCREW, SELF-TAPPING RETROGRADE FEMORAL NAIL PROXIMAL LOCKING ASSORTED SIZES AND LENGTHS" | 31 | 3000033195
832 | 4232150627500 | "SCREW, CANCELLOUS FOR TITANIUM SMALL FRAGMENT FIXATION, ASSORTED LENGTHS AND SIZES" | 400 | 3000033195
833 | 4232150628200 | "SCREW, CANNULATED PARTIAL THREADED SELF DRILLING 2MM TO 2.5MM STAINLESS STEEL ASSORTED TYPES AND LENGTHS AS REQUESTED BY END USER" | 23 | 3000033195
834 | 4232150629200 | "SCREW, LAG OF DYNAMIC HIP SCREW PLATE STAINLESS STEEL ASSORTED TYPES AND SIZES AS REQUESTED BY END USER" | 100 | 3000033195
835 | 4232150631400 | "SCREW, LOCKING PROXIMAL SCREW FOR PROXIMAL FEMUR LOCKING COMPRESSION STAINLESS STEEL PLATING ASSORTED SIZES AS REQUESTED BY END USER" | 167 | 3000033195
836 | 4232150631800 | "SCREW, SELF-TAPPING INTRAMEDULLARY CEPHALOMEDULLARY FEMORAL NAIL DISTAL LOCKING ASSORTED SIZES AND LENGTHS" | 22 | 3000033195
837 | 4232150632200 | "SCREW, SELF-TAPPING ANTEGRADE PROXIMAL TROCHANTERIC FEMORAL NAIL FIXATION ASSORTED SIZES AND LENGTHS" | 601 | 3000033195
838 | 4232150633300 | "SCREW, LOCKED HEAD FOR KNEE OSTEOTOMY ASSORTED SIZES AS REQUESTED BY END USER" | 674 | 3000033195
839 | 4232150700900 | "EXTENSION, FOR BUTTON WITHOUT LOOP, ASSORTED SIZES" | 70 | 3000033195
840 | 4232150701000 | CABLE SPIKE ASSORTED SHAPE AND SIZES AS REQUESTED BY END USER, ORTHOPEDIC | 90 | 3000033195
841 | 4232150701100 | CABLE TROCHANTERIC GRIP ASSORTED SHAPE AND SIZES AS REQUESTED BY END USER, ORTHOPEDIC | 9 | 3000033195
842 | 4232150701200 | CABLE WITH CLAMP ASSORTED SHAPE AND SIZES AS REQUESTED BY END USER, ORTHOPEDIC | 20 | 3000033195
843 | 4232150702000 | "SET, COMPLETE INSTRUMENTATION FOR INTRAMEDULLARY FLEXIBLE NAIL FIXATION, WITH NECESSARY CASE AND IMPLANT TRAY" | 6 | 3000033195
844 | 4232150702400 | "SET, COMPLETE INSTRUMENTATION FOR STAINLESS STEEL PERI-PROSTHETIC FRACTURE FIXATION SYSTEM, WITH NECESSARY CASES" | 6 | 3000033195
845 | 4232150702600 | "SET, COMPLETE INSTRUMENTATION FOR ANATOMIC DISTAL STAINLESS STEEL ANTEROLATERAL TIBIAL FIXATION, WITH NECESSARY CASES AND IMPLANT TRAY" | 4 | 3000033195
846 | 4232150703600 | "SCREW, LOCKED HEAD STAINLESS STEEL FOR PERI-PROSTHETIC FRACTURE, ASSORTED SIZES AND LENGTHS" | 174 | 3000033195
847 | 4232150732700 | "PLATE, LCP PROXIMAL RADIUS LEFT OR RIGHT FOR RADIAL HEAD RIM SHAFT, OR EQUIVALENT, ASSORTED SIZES" | 23 | 3000033195
848 | 4232150755300 | "PLATE, LCP PROXIMAL RADIUS FOR RADIAL NECK SHAFT, OR EQUIVALENT, ASSORTED SIZES" | 41 | 3000033195
849 | 4232150825200 | "PIN, HYDROXYAPATITE COATED FOR POLYAXIAL CIRCULAR EXTERNAL FIXATION, ASSORTED DIAMETERS AND LENGTHS" | 20 | 3000033195
850 | 4232150833000 | "PLATE, LCP TITANIUM LATERAL DISTAL FIBULA, OR EQUIVALENT, RIGHT OR LEFT ASSORTED SIZES" | 30 | 3000033195
851 | 4232150841000 | "PLATE, LCP DISTAL HUMERAL EXTRA ARTICULAR OR EQUIVALENT, LEFT OR RIGHT, ASSORTED SIZES" | 215 | 3000033195
852 | 4232150900500 | "TENDON WASHER WITH SPIKES FOR ACL RECONSTRUCTION, ORTHOPEDIC" | 85 | 3000033195
853 | 4232150935000 | SCREW HEADLESS CANNULATED SELF DRILLING 2.4 TO 3.0MM TITANIUM ASSORTED TYPES AND LENGTHS REQUESTED BY END USER | 50 | 3000033195
854 | 4232151000000 | "ENDCAP, FOR LARGE EXTERNAL FIXATOR SCHANZ PIN" | 10 | 3000033195
855 | 4232151000200 | PROTECTIVE CAP FOR SMALL FIXATOR 4MM | 1 | 3000033195
856 | 4232151098700 | "WASHER, FOR SMALL STAINLESS STEEL FRAGMENT SCREW, ASSORTED SIZES" | 569 | 3000033195
857 | 4232151211900 | "WIRE, KIRSCHNER TROCAR TIP ASSORTED LENGTHS, DIAMETER 1.1 MM TO 1.8 MM" | 9075 | 3000033195
858 | 4232151300100 | STEINMANN PIN MIDDLE THREADS 6 MM ASSORT | 14 | 3000033195
859 | 4232151301000 | "WIRE, KIRSCHNER TROCAR TIP ASSORTED LENGTHS, DIAMETER 0.6 MM TO 1 MM" | 1670 | 3000033195
860 | 4232151303400 | SCHANZ SCREW 5 MM WITH CAP ASSORTED | 521 | 3000033195
861 | 4232151303500 | "SCREW, SCHANZ FOR SMALL EXTERNAL FIXATOR ASSORTED THREADS AND LENGTHS, SELF-DRILLING" | 502 | 3000033195
862 | 4232151303600 | SCHANZ SCREW SMALL FIXATOR 4M THREADS 3M | 43 | 3000033195
863 | 4232151303800 | "SCREW, HYDROXYAPATITE COATED SCHANZ PIN FOR LARGE EXTERNAL FIXATION, ASSORTED LENGTHS" | 1 | 3000033195
864 | 4232151303900 |  | 40 | 3000033195
865 | 4232151600300 | "ENDCAP, FOR TITANIUM INTRAMEDULLARY FLEXIBLE NAIL, ASSORTED SIZES" | 220 | 3000033195
866 | 4232151600500 | SCREW PROXIMAL TIT PIREFORMIS NAILS | 303 | 3000033195
867 | 4232151601300 | "SCREW, PROXIMAL FOR TITANIUM HIND FOOT FUSION NAIL ASSORTED LENGTHS" | 22 | 3000033195
868 | 4232151601500 | "SCREW, DISTAL FOR TITANIUM HIND FOOT FUSION NAIL ASSORTED LENGTHS" | 24 | 3000033195
869 | 4232151648400 | SCREW, PEDIATRIC INTRAMEDULLARY INTERLOCKING FEMORAL, PROXIMAL LOCKING, ASSORTED SIZES | 100 | 3000033195
870 | 4232151648500 | SCREW, PEDIATRIC INTRAMEDULLARY INTERLOCKING FEMORAL, DISTAL LOCKING, ASSORTED SIZES | 50 | 3000033195
871 | 4232151802000 | WIRE WITH OLIVE ASSORTED SIZE S AS REQUESTED BY END USER ORTHOPEDIC | 10 | 3000033195
872 | 4232160004700 | "PLATE, LCP PELVIS RECONSTRUCTION SYMPHYSIAL PLATE, OR EQUIVALENT, ASSORTED SIZES" | 26 | 3000033195
873 | 4232160519700 | MESH CAGE TITANIUM ANTERIOR THORACES - LUMBAR VERTEBRAL BODY REPLACEMENT 16 MM DIAMETER 70 MM LENGTH OR EQUIVALENT SPINAL | 4 | 3000033195
874 | 4232160520100 | MESH CAGE TITANIUM ANTERIOR THORACES - LUMBAR VERTEBRAL BODY REPLACEMENT 18 MM DIAMETER 150 MM LENGTH OR EQUIVALENT SPINAL | 1 | 3000033195
875 | 4232160589800 | CAGE, STAND ALONE ANTERIOR CERVICAL INTERBODY FUSION, ASSORTED DIAMETER, LORDOTIC IN ASSORTED DEPTH SIZE AS REQUESTED BY END USER, SPINAL | 165 | 3000033195
876 | 4232160608000 | CAGES, POLYETHYLENE (PEEK) ANTERIOR CERVICAL FOR DISC ASSORTED HEIGHT, ASSORTED DEPTH SIZE AS REQUESTED BY END USERS, SPINAL | 200 | 3000033195
877 | 4232160723300 | PLATE, TITANIUM, OCCIPITAL SIZE AND SHAPE ACCORDING TO END USER FOR POSTERIOR OCCIPITOCERVICAL FIXATION WITH LOCKING MECHANISM, SPINAL | 52 | 3000033195
878 | 4232160738000 | ROD 5.5 MM DIAMETER COBALT CHROME 500 MM LONG OR EQUIVALENT SPINAL | 14 | 3000033195
879 | 4232160755700 | PLATE, TITANIUM ANTERIOR CERVICAL ONE LEVEL PLATE LOW PROFILE WITH LOCKING MECHANISM, ASSORTED SIZES AS REQUIRED BY ENDU SERS, SPINAL | 205 | 3000033195
880 | 4232160756500 | SAVING/RESCUE SCREW TITANIUM ANTERIOR CE | 7 | 3000033195
881 | 4232160763300 | "SPINAL CURETTE COBB, DIFFERENT SIZE LONG AND SHORT HANDLE EQUALLY DISTRIBUTED, BURS NON SLIPPERY, SPINAL" | 2 | 3000033195
882 | 4232160765700 | "CAGE FOR CORPECTOMY, TITANIUM, EXPANDABLE ANTERIOR CERVICAL, ADJUSTABLE ENDPLATE, WITH LOCKING MECHANISM, ASSORTED SIZES AS REQUESTED BY END USER, SPINAL" | 25 | 3000033195
883 | 4232160766000 | SCREW PARTIAL TOF SCREW D4MM SPINE | 55 | 3000033195
884 | 4232160802700 | TROCAR, BLADED, DILATING TIP, WITH STABILITY SLEEVE, 5 MM X 100 MM, REDUCED PENETRATION FORCE, WITH FAST BLADE SAFETY SHIELD, DISPOSABLE, STERILE | 5787 | 3000033195
885 | 4232160803400 | "TROCAR, BLADELESS, OPTICAL, 12 X 150 MM, WITH OBTURATOR AND STABILITY SLEEVE, TRANSPARENT, DISPOSABLE, STERILE" | 150 | 3000033195
886 | 4232160923000 | ROD, COBALT CHROME 5.5 MM DIAMETER 500 MM LONG OR EQUIVALENT, COMPATIBLE WITH NAVIGATION SYSTEM, FOR POSTERIOR THORACO-LUMBAR SACRAL FIXATION, SPINAL | 4 | 3000033195
887 | 4232160924600 | ROD FOR CANNULATED MINIMAL INVASIVE THORACOLUMBAR FIXATION, ASSORTED SIZES AND TYPES, COMPATIBLE WITH NAVIGATION SYSTEM | 97 | 3000033195
888 | 4232161055500 | SCREW TIT ANTERIOR CERVICAL 12MM LOCKING | 7 | 3000033195
889 | 4232161064900 | "POLYAXIAL 2/3 RING ASSORTED SIZES, ASSORTED SIZES, AS REQUESTED BY END USER" | 80 | 3000033195
890 | 4232161068100 | "POLYAXIAL HA COATED SELF-DRILLING SCHANZ SCREWS SIZE 4-6 MM DIAM, ASSORTED SIZES AS REQUESTED BY END USER, ORTHOPEDIC" | 432 | 3000033195
891 | 4232161095200 | SCREWS, POLYAXIAL, TITANIUM CANNULATED FOR MULTI LEVEL POSTERIOR PERCUTANEOUS MINIMAL INVASIVE THORACOLUMBAR FIXATION WITH PROPER LOCKING MECHANISM, ASSORTED DIAMETER, ASSORTED LENGTH AS REQUESTED BY END USER, SPINAL | 935 | 3000033195
892 | 4232161095400 | SCREWS, TITANIUM FOR ANTERIOR CERVICAL STAND ALONE INTERBODY FUSION CAGES, ASSORTED TYPES AND SHAPES, ASSORTED DIAMETER, ASSORTED LENGTH, SPINAL | 380 | 3000033195
893 | 4232161095500 | SCREW, SAVING TITANIUM 4 MM DIAM, ASSORTED LENGTH FOR LATERAL MASS, SPINAL | 40 | 3000033195
894 | 4232161095700 | SCREW, TITANIUM PEDICLE POLYAXIAL 5 MM DIAMETER, ASSORTED LENGTH WITH PROPER LOCKING MECHANISM OR EQUIVALENT AS REQUESTED BY THE END USERS, SPINAL | 500 | 3000033195
895 | 4232161095800 | SCREW, TITANIUM PEDICLE POLYAXIAL 6 MM DIAMETER, ASSORTED LENGTH WITH PROPER LOCKING MECHANISM OR EQUIVALENT AS REQUESTED BY THE END USERS, SPINAL | 150 | 3000033195
896 | 4232161095900 | SCREW, TITANIUM PEDICLE POLYAXIAL 7 MM DIAMETER, ASSORTED LENGTH WITH PROPER LOCKING MECHANISM OR EQUIVALENT AS REQUESTED BY THE END USERS, SPINAL | 300 | 3000033195
897 | 4232161096900 | SCREW, LATERAL MASS, TITANIUM, POLYAXIAL, CANCELLOUS, 3.5 MM DIAMETER, ASSORTED LENGTH PARTIALLY THREADED, COMPATIBLE WITH THE ROD, SPINAL | 100 | 3000033195
898 | 4232161097000 | SCREW, TITANIUM PEDICLE POLYAXIAL 4.5 MM DIAMETER, ASSORTED LENGTH WITH PROPER LOCKING MECHANISM OR EQUIVALENT AS REQUESTED BY THE END USERS, SPINAL | 100 | 3000033195
899 | 4232161098700 | SCREW FOR DYNAMIC PLATE, TITANIUM ANTERIOR CERVICAL ASSORTED LENGTH AS REQUESTED BY END USER, SPINAL | 100 | 3000033195
900 | 4232161099400 | SCREW, TITANIUM ANTERIOR CERVICAL ASSORTED LONG WITH LOCKING MECHANISM OR EQUIVALENT, SPINAL | 1500 | 3000033195
901 | 4232161099500 | SCREW, TITANIUM FOR ANTERIOR CERVICAL PLATE FOR DISC FUSION ASSORTED DIAMETER, ASSORTED TYPE, ASSORTED LENGTH AS REQUESTED BY END USER, SPINAL | 205 | 3000033195
902 | 4232161100100 | PLATE, TITANIUM ANTERIOR CERVICAL TWO LEVELS LOW PROFILE WITH LOCKING MECHANISM, ASSORTED SIZE S AS REQUIRED BY END USERS, SPINAL | 120 | 3000033195
903 | 4232161105800 | PLATE, TITANIUM ANTERIOR CERVICAL THREE LEVELS LOW PROFILE WITH LOCKING MECHANISM, ASSORTED SIZE S AS REQUIRED BY END USERS, SPINAL | 54 | 3000033195
904 | 4232161114800 | POLYAXIAL CEMENT AUGMENTED TITANIUM PEDICLE SCREW, ASSORTED SIZES, ASSORTED LENGTH WITH PROPER LOCKING MECHANISM, SPINAL | 47 | 3000033195
905 | 4232161602800 | LATERAL OFFSET WITH LOCKING MECHANISM TITANIUM ACCOMMODATE THE ROD SPINAL | 5 | 3000033195
906 | 4232161605500 | DOMINO (CONNECTING BLOCK), TITANIUM AND NECESSARY SCREWS BETWEEN RODS ASSORTED SIZES AS REQUESTED BY THE END USERS, SPINAL | 10 | 3000033195
907 | 4232162201800 | INSTRUMENTATION SET COMPLETE AND NECESSARY STERILIZATION CASE (TRAY, BOX, LID) FOR STAND ALONE ANTERIOR CERVICAL INTERBODY FUSION CAGES, SPINA L | 1 | 3000033195
908 | 4232162204700 | BONE MORPHOGENIC PROTEIN KIT MEDIUM SPINAL | 2 | 3000033195
909 | 4232162206900 | COMPLETE INSTRUMENTATION SET FOR CANNULATED MINIMALLY INVASIVE THORACOLUMBAR FIXATION FOR CEMENT AUGMENTED | 1 | 3000033195
910 | 4232162208200 | INSTRUMENTATION AND IMPLANT SET COMPLETE AND NECESSARY STERILIZATION TRAY FOR LOW PROFILE ANTERIOR CERVICAL PLATE AND SCREW FIXATION, SPINAL | 1 | 3000033195
911 | 4232170000000 | SCREW, ACETABULAR FOR UNCEMENTED TOTAL HIP ARTHROPLASTY, ASSORTED SIZES | 17 | 3000033195
912 | 4232170000500 | SCREW, CUP FOR TOTAL HIP UNCEMENTED REVISION, ASSORTED SIZES | 104 | 3000033195
913 | 4232170001100 | SCREW, LOCKED HEAD FOR DYNAMIC HIP SCREW PLATE STAINLESS STEEL ASSORTED SIZES AS REQUESTED BY END USER | 150 | 3000033195
914 | 4232170001200 | SCREW, LOCKED HEAD FOR LOW PROFILE PELVIC RECONSTRUCTION PLATING, ASSORTED SIZES | 550 | 3000033195
915 | 4232170002000 | PLATE, FOR PEDIATRIC LOCKED VARIABLE ANGLE HIP SCREW, ASSORTED SIZES | 130 | 3000033195
916 | 4232170100100 | "CUP, MULTI-HOLE ADVANCED COATING HIGH POROSITY, OR EQUIVALENT ASSORTED SIZES WITH CORRESPONDING HIGHLY CROSSLINKED LINER, ORTHOPEDIC" | 52 | 3000033195
917 | 4232170101500 | CUP, MULTI-HOLE FOR MODULAR TOTAL HIP UNCEMENTED REVISION ASSORTED SIZES AND DIAMETERS WITH CERAMIC LINER | 20 | 3000033195
918 | 4232170101600 | CUP, THREE-HOLE FOR TOTAL HIP UNCEMENTED REVISION ASSORTED SIZES AND DIAMETERS WITH CERAMIC LINER | 25 | 3000033195
919 | 4232170101900 | CUP, UNCEMENTED TOTAL HIP ARTHROPLASTY ASSORTED SIZES AND DIAMETERS | 4 | 3000033195
920 | 4232170310500 | LINER, CEMENTED HIGHLY CROSSED LINKED POLYETHYLENE FOR REVISION CEMENTED TOTAL HIP, ASSORTED SIZES | 16 | 3000033195
921 | 4232170409400 | HEAD, METAL FOR TOTAL HIP UNCEMENTED REVISION ARTHROPLASTY ASSORTED SIZES AND DIAMETERS | 52 | 3000033195
922 | 4232170700000 | "OUTER HEAD, BIPOLAR WITH RELATED HIGHLY CROSS LINKED POLYETHYLENE INSERTS HIP HEMI ARTHROPLASTY ASSORTED SIZES AS REQUESTED BY END USER" | 65 | 3000033195
923 | 4232170841300 | STEM, MICRO FEMORAL FOR PRIMARY TOTAL HIP ARTHROPLASTY, ASSORTED SIZES | 4 | 3000033195
924 | 4232180000700 | CORRESPONDING DISTAL LOCKING SCREW FOR STAINLESS STEEL DISTAL FEMUR LOCKING PLATE, ASSORTED LENGTHS | 10 | 3000033195
925 | 4232180001000 | CORRESPONDING DISTAL LOCKING SCREW FOR VARIABLE ANGLE STAINLESS STEEL DISTAL FEMUR LOCKING PLATE, ASSORTED LENGTHS | 170 | 3000033195
926 | 4232180200300 | "STEM, FEMORAL STRAIGHT OR OFFSET FOR REVISION TOTAL KNEE ARTHROPLASTY ASSORTED SIZES AND LENGTHS AS REQUIRED BY END USER, ORTHOPEDIC" | 31 | 3000033195
927 | 4232180504600 | PLATE, LCP 4.5MM ANATOMIC PROXIMAL MEDIAL TIBIA LEFT OR RIGHT STAINLESS STEEL ASSORTED TYPES AND SIZES AS REQUESTED BY END USER | 25 | 3000033195
928 | 4232180504700 | PLATE, LCP 3.5MM ANATOMIC PROXIMAL MEDIAL TIBIA LEFT OR RIGHT TITANIUM ASSORTED TYPES AND SIZES AS REQUESTED BY END USER | 136 | 3000033195
929 | 4232180504800 | PLATE, LCP 3.5MM ANATOMIC PROXIMAL LATERAL TIBIA LEFT OR RIGHT TITANIUM ASSORTED TYPES AND SIZES AS REQUESTED BY END USER | 100 | 3000033195
930 | 4232180504900 | PLATE, LCP 3.5MM ANATOMIC PROXIMAL MEDIAL TIBIA LEFT OR RIGHT STAINLESS STEEL ASSORTED TYPES AND SIZES AS REQUESTED BY END USER | 103 | 3000033195
931 | 4232180505000 | PLATE, LCP 4.5MM ANATOMIC PROXIMAL LATERAL TIBIA LEFT OR RIGHT STAINLESS STEEL ASSORTED TYPES AND SIZES AS REQUESTED BY END USER | 81 | 3000033195
932 | 4232180609500 | "INSERT, TIBIAL POSTERIOR STABILIZER FOR REVISION TOTAL KNEE ARTHROPLASTY ASSORTED SIZES AND THICKNESS AS REQUIRED BY END USER, ORTHOPEDIC" | 20 | 3000033195
933 | 4232180907500 | "TIBIAL METAL AUGMENTATION HALF BLOCK FOR REVISION TOTAL KNEE ARTHROPLASTY ASSORTED SIZES WITH ATTACHING SCREWS, ORTHOPEDIC" | 2 | 3000033195
934 | 4232181004200 | CORRESPONDING PROXIMAL LOCKING SCREW, FOR 3.5 VARIABLE ANGLE PROXIMAL TIBIAL PLATE, ASSORTED LENGTHS | 200 | 3000033195
935 | 4232181004400 | CORRESPONDING PROXIMAL STAINLESS STEEL LOCKING SCREW, FOR 4.5 PROXIMAL TIBIAL PLATE, ASSORTED LENGTHS | 600 | 3000033195
936 | 4232181004600 | SCREW, SELF-TAPPING DISTAL AND PROXIMAL INTRAMEDULLARY TITANIUM MAGNETIC EXPANDABLE TIBIAL NAILING, ASSORTED DIAMETERS AND LENGTHS | 150 | 3000033195
937 | 4232190301300 | "COMPONENT, ANATOMIC SHOULDER ARTHROPLASTY HUMERUS HEAD ASSORTED TYPES AND SIZES AS REQUESTED BY END USER" | 5 | 3000033195
938 | 4232190400500 | COMPONENT ANATOMIC SHOULDER ARTHROPLASTY HUMERUS STEM CEMENTED WITH RELATED CONNECTION ASSORTED TYPES AND SIZES AS REQUESTED BY END USER | 5 | 3000033195
939 | 4232190400600 | COMPONENT ANATOMIC SHOULDER ARTHROPLASTY HUMERUS STEM CEMENTLESS WITH RELATED CONNECTION ASSORTED TYPES AND SIZES AS REQUESTED BY END USER | 5 | 3000033195
940 | 4232190600700 | "COMPONENT, ANATOMIC SHOULDER ARTHROPLASTY GLENOID PEGGED OR KEELED ASSORTED SIZES AS REQUESTED BY END USER" | 5 | 3000033195
941 | 4232191207900 | PLATE, VARIABLE ANGLED LCP CLAVICLE PLATES 2.7 LATERAL ASSORTED SIZES, SHAPES, AND TYPES, AS REQUESTED BY END USER | 97 | 3000033195
942 | 4232191208000 | SCREW, CORTICAL 2.7 MM VARIABLE ANGLED CLAVICLE PLATING ASSORTED SIZES | 640 | 3000033195
943 | 4232191208100 | PLATE, VARIABLE ANGLED LCP CLAVICLE PLATES 2.7 SHAFT ASSORTED SIZES, SHAPES, AND TYPES, AS REQUESTED BY END USER | 136 | 3000033195
944 | 4232191208200 | PLATE, VARIABLE ANGLED LCP CLAVICLE PLATES 2.7 MEDIAL ASSORTED SIZES, SHAPES, AND TYPES, AS REQUESTED BY END USER | 10 | 3000033195
945 | 4232191208300 | PLATE, VARIABLE ANGLED LCP CLAVICLE HOOK PLATES 2.7 ASSORTED SIZES, SHAPES, AND TYPES, AS REQUESTED BY END USER | 35 | 3000033195
946 | 4232191208400 | PLATE, VARIABLE ANGLED LCP CLAVICLE HOOK PLATES 2.7 BUTTON STAINLESS STEEL ASSORTED SIZES, SHAPES, AND TYPES, AS REQUESTED BY END USER | 58 | 3000033195
947 | 4232220002500 | DRILL GUIDE WITH OBTURATOR FOR ANCHOR SUTURE SHOULDER REPAIR ASSORTED TYPES AND SIZES AS REQUESTED BY END USER | 21 | 3000033195
948 | 4232220002700 | CASE, FOR HIP ANCHOR INSTRUMENTS (DRILL BIT, DRILL GUIDE, AND TAP), WITH NECESSARY MAT AND CASE COVER | 2 | 3000033195
949 | 4232220300300 | "ANCHOR, ALL SUTURE SHOULDER REPAIR ASSORTED TYPES AND SIZES AS REQUESTED BY END USER" | 88 | 3000033195
950 | 4232220301700 | ANCHOR SUTURE KNOTLESS ABSORBABLE HIP REPAIR ASSORTED TYPES AND SIZES AS REQUESTED BY END USER | 30 | 3000033195
951 | 4232220301800 | ANCHOR SUTURE KNOTLESS NON ABSORBABLE HIP REPAIR ASSORTED TYPES AND SIZES AS REQUESTED BY END USER | 50 | 3000033195
952 | 4232220302300 | ANCHOR SUTURE KNOTLESS NON ABSORBABLE PEEK SHOULDER REPAIR ASSORTED TYPES AND SIZES REQUESTED BY END USER | 20 | 3000033195
953 | 4232220302500 | "SUTURE, ULTRA HIGH MOLECULAR WEIGHT POLYETHYLENE ARTHROSCOPY ASSORTED TYPES AND SIZES AS REQUESTED BY END USER" | 84 | 3000033195
954 | 4232220303900 | "ANCHOR, SUTURE KNOTLESS SELF-PUNCHING ABSORBABLE SHOULDER ROTATOR CUFF ASSORTED TYPES AND SIZES REQUESTED BY END USER" | 38 | 3000033195
955 | 4232220309600 | ANCHOR, ALL SUTURE HIP REPAIR ASSORTED TYPES AND SIZES AS REQUESTED BY END USER | 68 | 3000033195
956 | 4232220310800 | ANCHOR SUTURE KNOTLESS ABSORBABLE SHOULDER REPAIR ASSORTED TYPES AND SIZES REQUESTED BY END USER | 60 | 3000033195
957 | 4232220701400 | "SUTURE PASSER, FOR SHOULDER ARTHROSCOPIC REPAIR WITH HOLLOW NEEDLE, DISPOSABLE, ASSORTED ANGLES" | 25 | 3000033195
958 | 4232220701500 | "KIT, DISPOSABLE POSITIONING LATERAL SHOULDER SUSPENSION ARTHROSCOPY OR EQUIVALENT" | 10 | 3000033195
959 | 4232220701600 | MENISCAL REPAIR, DEVICE FIXATION ALL INSIDE OR EQUIVALENT | 60 | 3000033195
960 | 4232220702200 | MENISCAL REPAIR ALL INSIDE KNOT PUSHER SUTURE CUTTER OR EQUIVALENT | 140 | 3000033195
961 | 4232220703600 | WIRE GUIDE WITH EYELET FOR TUNNEL PREPARATION OR EQUIVALENT | 116 | 3000033195
962 | 4232220704700 | "PROBE COBLATION ARTHROSCOPY, ASSORTED SIZES AND TYPES" | 50 | 3000033195
963 | 4232250000000 | SOCKET, THREADED FOR POLYAXIAL EXTERNAL FIXATOR ASSORTED LENGTHS, AS REQUESTED BY END USER | 538 | 3000033195
964 | 4232250000100 | CAP, FOR POLYAXIAL RING EXTERNAL FIXATION PINS, ASSORTED SIZES | 80 | 3000033195
965 | 4232250100700 | "ROD, CARBON FIBER FOR MINI EXTERNAL FIXATOR ASSORTED TYPES AND LENGTHS" | 136 | 3000033195
966 | 4232250106200 | ROD, CARBON FIBER FOR LARGE EXTERNAL FIXATOR ASSORTED LENGTHS | 451 | 3000033195
967 | 4232250106300 | ROD, CARBON FIBER FOR MEDIUM EXTERNAL FIXATOR ASSORTED LENGTHS | 181 | 3000033195
968 | 4232250106400 | "CLAMP, ROD TO PIN FOR LARGE EXTERNAL FIXATOR " | 305 | 3000033195
969 | 4232250201600 | SET, COMPLETE INSTRUMENTATION FOR DYNAMIC POLYAXIAL RING EXTERNAL FIXATOR WITH COMPLETE IMPLANT SET INCLUDING GRAPHIC CASE AND BOXFOR STERILIZATION, ORTHOPEDIC | 2 | 3000033195
970 | 4232250201700 | DYNAMIC POLYAXIAL RING EXTERNAL FIXATOR | 1 | 3000033195
971 | 4232250201900 | "SET, COMPLETE INSTRUMENTATION FOR DYNAMIC POLYAXIAL RING EXTERNAL FIXATOR STRUT CHANGE WITH GRAPHIC CASE AND CARRYING BOX, ORTHOPEDIC" | 16 | 3000033195
972 | 4232250202700 | "POLYAXIAL FOOT RINGS SMALL, MEDIUM AND LARGE, ASSORTED SIZES AS REQUESTED BY END USER, ORTHOPEDIC" | 19 | 3000033195
973 | 4232250202800 | "POLYAXIAL FULL RING ASSORTED SIZES, AS REQUESTED BY END USER" | 31 | 3000033195
974 | 4232250203100 | "POLYAXIAL TELESCOPIC STRUTS ASSORTED SIZES, AS REQUESTED BY END USER" | 30 | 3000033195
975 | 4232250300100 | CLAMP OPEN | 29 | 3000033195
976 | 4232250300300 | "CLAMP, ROD TO ROD FOR SMALL EXTERNAL FIXATOR, ASSORTED SIZES AND TYPES" | 170 | 3000033195
977 | 4232250300400 | CLAMP OPEN OVAL | 55 | 3000033195
978 | 4232250300600 | CLAMP ADJUSTABLE | 50 | 3000033195
979 | 4232250300800 | "CLAMP, ROD TO ROD FOR LARGE EXTERNAL FIXATOR, ASSORTED SIZES AND TYPES" | 165 | 3000033195
980 | 4232250300900 | "CLAMP, ROD TO PIN FOR SMALL EXTERNAL FIXATOR" | 139 | 3000033195
981 | 4232250301200 | "CLAMP, ROD TO PIN FOR MINI EXTERNAL FIXATOR ASSORTED SIZES" | 55 | 3000033195
982 | 4232250301800 | CLAMP, ROD TO PIN FOR MEDIUM EXTERNAL FIXATOR | 155 | 3000033195
983 | 4232250301900 | CLAMP, ROD TO ROD FOR MINI EXTERNAL FIXATOR ASSORTED SIZES AND TYPES | 60 | 3000033195
984 | 4232250302000 | CLAMP, ROD TO ROD FOR MEDIUM EXTERNAL FIXATOR, ASSORTED SIZES AND TYPES | 115 | 3000033195
985 | 4232250302100 | CLAMP, COLLINEAR (OR EQUIVALENT) FOR REDUCTION, ASSORTED SIZES | 5 | 3000033195
986 | 4232250515200 | "SCREW, SCHANZ FOR LARGE EXTERNAL FIXATOR ASSORTED THREADS AND LENGTHS" | 706 | 3000033195
987 | 4232250515300 | "SCREW, SCHANZ FOR MEDIUM EXTERNAL FIXATOR ASSORTED THREADS AND LENGTHS" | 6 | 3000033195
988 | 4232250515500 | K-WIRES, THREADED FOR MINI EXTERNAL FIXATOR ASSORTED DIAMETERS | 60 | 3000033195
989 | 4232250515600 | SCHANZ, PIN FOR SINGLE UNIT HINGED MONO AXIAL EXTERNAL FIXATOR, ASSORTED SIZES | 25 | 3000033195
990 | 4232250600400 | WIRE BOLTS FOR RING FIXATOR SYSTEM ASSORTED SHAPES AND SIZE S AS REQUESTED BY END USER ORTHOPEDIC | 50 | 3000033195
991 | 4232250800000 | HINGE JOINT FIXATOR, FOR ELBOW MEDIUM EXTERNAL FIXATOR | 3 | 3000033195
992 | 4232251200200 | IDENTIFIER CLIPS FOR POLYAXIAL RING EXTERNAL FIXATION, ASSORTED NUMBERS OR COLORS | 39 | 3000033195
993 | 4320180800000 | COMPACT DISC READ ONLY MEMORY 700MB | 10515 | 3000033195
994 | 4320182500000 | DVD-R 4.5GB | 5050 | 3000033195
995 | 4410240800600 | LABEL, STRONG, ADHESIVE, KEEPS LABEL WITH STAND STEAM STERILIZATION, THE LABEL PROVIDES 3 LINES OF INFORMATION WITH UP TO 10 CHARACTERS PER LINE, 1000 - 1200 LABELS PER ROLL, PROVIDE GUN APPLICATOR FOR EACH 450000 LABEL. | 243439 | 3000033195
996 | 4410310500000 | INK BLACK CARTRIDGE, TO BE USED WITH CODONICS VIRTUA CD/DVD MEDICAL DISC PUBLISHER, PACKING 4 PIECES/ PACK | 130 | 3000033195
997 | 4410310500100 | INK COLOR CARTRIDGE, TO BE USED WITH CODONICS VIRTUA CD/DVD MEDICAL DISC PUBLISHER, PACKING 4 PIECES/ PACK | 410 | 3000033195
998 | 4412190500000 | "PRINTER, FOOT PRINTER, PROVIDES POSITIVE INFANT IDENTIFICATION WITHOUT MESS, SIMPLY PRESS NEWBORNS FOOT TO THIN SHEET OF MYLAR FILM (ONE SIDE COATED WITH NON-TOXIC BLACK OR BLUE INK) AND LARGE ENOUGH FOR MOTHERS FINGER PRINT, DISPOSABLE" | 3845 | 3000033195
999 | 4618160702500 | SHOES, ANTI-SLIPPERY, WATERPROOF, PUNCTURE RESISTANT, ANTISTATIC, COVERING THE FEET AND TOES WITH REINFORCEMENT HEEL, LATERAL VENTILATION PORTS, COMFORTABLE, ERGONOMIC DESIGN TO RELIEVE TENSION IN FEET AND LOWER BACK, LIGHT WEIGHT (NOT MORE THAN 80G PER PIECE) , EASY TO CLEAN AND DISINFECT, SIZE 35/36 BLUE | 54 | 3000033195
1000 | 4618160702600 | SHOES, ANTI-SLIPPERY, WATERPROOF, PUNCTURE RESISTANT, ANTISTATIC, COVERING THE FEET AND TOES WITH REINFORCEMENT HEEL, LATERAL VENTILATION PORTS, COMFORTABLE, ERGONOMIC DESIGN TO RELIEVE TENSION IN FEET AND LOWER BACK, LIGHT WEIGHT (NOT MORE THAN 80G PER PIECE) , EASY TO CLEAN AND DISINFECT, SIZE 37/38 BLUE | 86 | 3000033195
1001 | 4618160702700 | SHOES, ANTI-SLIPPERY, WATERPROOF, PUNCTURE RESISTANT, ANTISTATIC, COVERING THE FEET AND TOES WITH REINFORCEMENT HEEL, LATERAL VENTILATION PORTS, COMFORTABLE, ERGONOMIC DESIGN TO RELIEVE TENSION IN FEET AND LOWER BACK, LIGHT WEIGHT (NOT MORE THAN 80G PER PIECE) , EASY TO CLEAN AND DISINFECT, SIZE 39/40 BLUE | 65 | 3000033195
1002 | 4618160702800 | SHOES, ANTI-SLIPPERY, WATERPROOF, PUNCTURE RESISTANT, ANTISTATIC, COVERING THE FEET AND TOES WITH REINFORCEMENT HEEL, LATERAL VENTILATION PORTS, COMFORTABLE, ERGONOMIC DESIGN TO RELIEVE TENSION IN FEET AND LOWER BACK, LIGHT WEIGHT (NOT MORE THAN 80G PER PIECE) , EASY TO CLEAN AND DISINFECT, SIZE 41/42 BLUE | 110 | 3000033195
1003 | 4618160702900 | SHOES, ANTI-SLIPPERY, WATERPROOF, PUNCTURE RESISTANT, ANTISTATIC, COVERING THE FEET AND TOES WITH REINFORCEMENT HEEL, LATERAL VENTILATION PORTS, COMFORTABLE, ERGONOMIC DESIGN TO RELIEVE TENSION IN FEET AND LOWER BACK, LIGHT WEIGHT (NOT MORE THAN 80G PER PIECE) , EASY TO CLEAN AND DISINFECT, SIZE 45/46 BLUE | 63 | 3000033195
1004 | 4618160900100 | "RIGID INSOLES, FULL LENGTH, FLEXIBLE AT THE TOE SIDE, PAIR, SIZE (39-41)" | 50 | 3000033195
1005 | 4618160900400 | "RIGID INSOLES, FULL LENGTH, FLEXIBLE AT THE TOE SIDE, PAIR, SIZE (44-46)" | 50 | 3000033195
1006 | 4618160900500 | "RIGID INSOLES, FULL LENGTH, FLEXIBLE AT THE TOE SIDE, PAIR, SIZE (41-44)" | 50 | 3000033195
1007 | 4618160900700 | "SEMI RIGID INSOLES, FULL LENGTH, FLEXIBLE AT THE TOE SIDE, PAIR, SIZE (35-37)" | 50 | 3000033195
1008 | 4618160900800 | "SEMI RIGID INSOLES, FULL LENGTH, FLEXIBLE AT THE TOE SIDE, PAIR, SIZE (41-44)" | 50 | 3000033195
1009 | 4618170200000 | FACE SHIELD, PROTECT FACE, NOSE, MOUTH AND EYES, SHOULD COVER FOREHEAD, EXTEND BELOW CHIN AND WRAP AROUND THE SIDE AND FACE. | 102527 | 3000033195
1010 | 4618170200100 | "MASK, SURGICAL, WRAP AROUND, SPLASH GUARD, VISOR, FOG FREE, WITH TIES, DISPOSABLE" | 42000 | 3000033195
1011 | 4618170200300 | FACE SHIELD PROTECTION FROM LIQUID NITRO | 3 | 3000033195
1012 | 4618180800000 | "GOGGLES, ULTRAVIOLET, FOR COMPLETE EYE PROTECTION, DURING ACTUAL UVA OR UVB TREATMENTS" | 50 | 3000033195
1013 | 4618200100900 | "NEW ORLEANS NEEDLE HOLDER, STAINLESS STEEL , LENGTH 18CM" | 6 | 3000033195
1014 | 4618200901100 | SOLUTION, FOR N95 FIT TEST, RESPIRATOR MASK TESTING BITTER | 144 | 3000033195
1015 | 4618220400200 | WRIST BRACE, LEFT, SMALL | 30 | 3000033195
1016 | 4618220400300 | SPLINT WRIST BRACE W/ ALUMINUM LT XL | 39 | 3000033195
1017 | 4618220700000 | "ANKLE BRACE, WITH FIGURE OF 8 STRAP, MADE OF FABRIC, ADJUSTMENT BY LACES, SPRAIN OF LIGAMENTS CHRONIC LIGAMENT LAXITY, SIZE: LARGE" | 200 | 3000033195
1018 | 4618220700200 | "ANKLE BRACE, WITH FIGURE OF 8 STRAP, MADE OF FABRIC, ADJUSTMENT BY LACES, SPRAIN OF LIGAMENTS CHRONIC LIGAMENT LAXITY, SIZE: MEDIUM" | 100 | 3000033195
1019 | 4618221104500 | "LUMBOSACRAL CORSET, FOUR RIGID STAYS, PROVIDES LOWER BACK SUPPORT TO HELP REDUCE OR AVOID PAIN, VELCRO CLOSURE, SIZE: MEDIUM" | 2928 | 3000033195
1020 | 4713150200000 | "CLOTH/ DRY WIPES, CLEANING FOR PATIENT, LINT FREE, SIZE: LARGE, 30 X 36 CM (+/- 5CM), 50 / PACKET, DISPOSABLE" | 1012 | 3000033195
1021 | 4713150201300 | CLOTH, 12 X 12 FLAT, NON LINTING, NON-ST | 12000 | 3000033195
1022 | 4713150201700 | "WIPES, FOR BATHING, WATERLESS NON PERFUMED : WIPES FOR BATHING OF PATIENTS, NOT LESS THAN 8 WIPES PER POUCH AND EACH WIPES NOT LESS THAN 30 X 20 CM (+/- 5 CM), FABRIC RESISTANT TO TEARING AND LINTING, NOT LESS THAN 100GMS, LATEX, LANOLIN, EDTA, METHYLLISOTHIAZOLINON / METHYLCHLOROISOTHIAZOLINONE, ETHANOL AND PROPANOL TYPE ALCOHOL AND DETERGENT FREE, DERMATOLOGICALLY APPROVED AND BALANCED TO SKIN PH AND PROVEN TO MOISTURIZE SKIN NON ALLERGIC, NOTE: MSDS SHOULD BE PROVIDED IN SOFT COPY" | 4790 | 3000033195
1023 | 4713180000100 | ANTISEPTIC SURGICAL HAND RUB 1% CHLORHEXIDINE IN 61 - 70% ETHYL ALCOHOL 500ML FOR WALL MOUNTED HANDS FREE DISPENSER HAZARDOUS MATERIAL NOTE: MSDS SHOULD BE PROVIDED IN SOFT COPY | 1004 | 3000033195
1024 | 4713180000700 | "ALCOHOLIC, ANTISEPTIC SKIN SPRAY SOLUTION, 70% IPA, NOT MORE THAN 250ML, NOTE: MSDS SHOULD BE PROVIDED IN SOFT COPY" | 13512 | 3000033195
1025 | 4810181900900 | ALCOHOL GEL, ETHANOL 70-80%, GLYCERIN 1%, VIT E 0.2% NON-FRAGRANCE, 1000 ML BOTTLE, WITH ONE FREE OF CHARGE WALL MOUNTED AUTOMATIC DISPENSER WITH EVERY 10 BOTTLE AS PER ATTACHED SPECIFICATIONS, NOTE: MSDS SHOULD BE PROVIDED IN SOFT COPY | 5148 | 3000033195
1026 | 5110270701400 | "SWAB, IMPREGNATED IN 70% ISOPROPYL ALCOHOL, SIZE: NOT LESS THAN 4 X 4 CM, DISPOSABLE, STERILE" | 6738900 | 3000033195
1027 | 5110270702200 | "CLEANER, FOR DENTAL SUCTION SYSTEMS, CONCENTRATION LIQUID FOR THE CLEANING AND CARE OF DENTAL ASPIRATION SYSTEM, 1. WEEKLY USE FORMULA, PLEASANT FRESH SMELL PREVENTS FOAM FORMATION PH (UNDILUTED) APPROXIMATELY. 12.0, EFFECTIVE AGAINST BACTERIA, FUNGI ACTION TIME: 60 MINUTES; PACKAGE: ABOUT 5 LITERS. PLEASANT FRESH SMELL; PREVENTS FOAM FORMATION, HI104IGH PH NOT LESS THAN 9 (UNDILUTED) APPROXIMATELY. 1.0 EFFECTIVE AGAINST BACTERIA, FUNGI ACTION TIME: 60 MINUTES; 5% DILUTION (1 LITER CONCENTRATE =20 LITERS READY TO USE SOLUTION) PACKAGE: ABOUT 5 LITER, TO BE DELIVERED WITH ALL CERTIFICATES ACCORDING TO TECHNICAL CONDITIONS, FREE OF CHARGE DISPENSER, MEASUREMENT TOOL, EN STANDARD, NOTE: MSDS SHOULD BE PROVIDED IN SOFT COPY" | 460 | 3000033195
1028 | 5110270702300 | "ACTIVE LONG LASTING DISINFECTANT EFFECT AGAINST BACTERIA AND FUNGI. EFFECTIVE AGAINST ALGAE AND LIME DEPOSITS AND PREVENT LIMESCALE FORMATION WHEN WARMING WATER OR AFTER WATER COOL DOWN, NON-FOAMING. FRESH MINT FLAVOR, BIO DEGRADABLE ACCORDING TO CLASSIFICATION BY THE OECD (ORGANIZATION FOR ECONOMIC COOPERATION AND DEVELOPMENT, GERMANY) CPH (UNDILUTED) APPROX. 6.0 1% (1 LITER CONCENTRATE = 100 LITERS READY TO USE SOLUTION) PACKAGE: 1 LITER BOTTLE X 4 DENTAL-WATER-LINE DECONTAMINATION FOR DENTAL TREATMENT CENTERS . TO BE DELIVERED WITH ALL CERTIFICATES ACCORDING TO TECHNICAL CONDITION, NOTE: MSDS SHOULD BE PROVIDED IN SOFT COPY" | 3600 | 3000033195
1029 | 5110270703200 | SOLUTION, CHLORHEXIDINE, 100 ML SACHET OF AN AQUEOUS SOLUTION, OF CHLORHEXIDINE GLUCONATE BP 0.05%, FOR EXTERNAL USE, STERILE, NOTE: MSDS SHOULD BE PROVIDED IN SOFT COPY | 52032 | 3000033195
1030 | 5110270703400 | "SINGLE SWAB, STICKS, POVIDONE-IODINE, SATURATED, WITH 10% POVIDONE-IODINE, (POVIDONE-IODINE SOLUTION USP), 10 CM LONG, INDIVIDUALLY PACKED, DISPOSABLE, STERILE, NOTE: MSDS SHOULD BE PROVIDED IN SOFT COPY" | 600 | 3000033195
1031 | 5110271000200 | "DISINFECTANT, WIPE, WITH 70% ISOPROPYL ALCOHOL, APPROXIMATELY FROM 20X 20CM (+/-3CM), NON-LINTING, PACKING: 100 WIPES, NOTE: MSDS SHOULD BE PROVIDED IN SOFT COPY" | 5450 | 3000033195
1032 | 5124129902200 | "GEL, WATER BASED, VAGINAL EXAMINATION, HYPOALLERGENIC, SINGLE PACKED, IN 5 GM EACH, STERILE" | 21500 | 3000033195
1033 | 5147150500100 | SURFACE DISINFECTANT CLEANER FOR FLOOR WATER-BASED DISINFECTANT CLEANER WITH QUATERNARY AMMONIUM 5TH GENERATION COMPOUNDS AS ACTIVE INGREDIENTS CONTAINS SURFACE ACTIVE AGENTS FOR ITS CLEANING PROPERTIES. CONCENTRATED ALDEHYDE-FREE AND PHENOL-FREE FORMULATION -EFFECTIVE AGAINST BACTERIA FUNGI AND VIRUSES (INCLUDING HIV/HBV). EASILY BIODEGRADABLE -SAFE TO USE-ACTION TIME OF 5 - 60 MINUTES. PACKAGE 5 LITER X 4 + 1 LITER DOSAGE BOTTLE X 2 NOTE: MSDS SHOULD BE PROVIDED IN SOFT COPY | 50 | 3000033195
1034 | 5310230500000 | DIAPER, PRE-MATURE INFANT, FROM 1.3 KG TO 2 KG, HIGHLY ABSORBENT, ASSURES DRY SURFACE, RE-ADJUSTABLE, ADHESIVE TAPE, ANTI-LEAK BARRIER, PACKING: WRAPPED IN A PLASTIC PACK | 15502 | 3000033195
1035 | 5310230500100 | "DIAPER, FROM APPROXIMATELY 10 TO 18 KG, HIGHLY ABSORBENT, ASSURES DRY SURFACE, RE-ADJUSTABLE, ADHESIVE TAPE, PACKING: WRAPPED IN A PLASTIC PACK" | 3680 | 3000033195
1036 | 5310230500200 | "DIAPER, FROM APPROXIMATELY 18 TO 25 KG, HIGHLY ABSORBENT, ASSURES DRY SURFACE, RE-ADJUSTABLE, ADHESIVE TAPE, PACKING: WRAPPED IN A PLASTI C PACK" | 14356 | 3000033195
1037 | 5310230600100 | "DIAPER, WRAP AROUND, WAIST SIZE: APPROXIMATELY 56 INCH X 64 INCH, ADULT, EXTRA LARGE, HIGHLY ABSORBENT, ASSURES DRY SURFACE, READJUSTABLE ADHESIVE TAPE, PACKING, WRAPPED IN A PLASTIC PACK" | 171712 | 3000033195
1038 | 5313150500300 | "PACIFIERS, PREEMIE, PREMATURE BABY'S SIZE, SMALL, 100% SILICONE - WILL NOT CRACK, BREAK OR PEEL, SOFT AND FLEXIBLE, NO HARD INNER GUARD, CURVED SHAPE FITS BABY'S FACE, NATURAL SHAPE, TEXTURED NIPPLE BABIES, EASY-TO-HOLD LOOP SHAPED HANDLE WITH NUBS" | 4950 | 3000033195
1039 | 5313161600000 | "DRESSING, HIGHLY VISCOUS HYDROGEL, ALGINATE, TUBE, SIZE AT LEAST 15GM, DISPOSABLE, STERILE, (WOUND AND OSTOMY CARE)" | 1800 | 3000033195
1040 | 5313162800000 | "SHAMPOO, BABY, HYPOALLERGENIC, PH-NEUTRAL, ALCOHOL FREE, 50 ML, INDIVIDUALLY PACKED" | 960 | 3000033195
1041 | 5313164000000 | SET, UNIVERSAL NAIL REMOVAL INSTRUMENTATION (CAN REMOVE ALL TYPES OF OLD AND NEW NAILS), WITH ALL NECESSARY ATTACHMENTS INCLUDING NECESSARY CASE | 1 | 3000033195