## RFQ
SN | Item Code | Long Description | UOM | Quantity | SRM #
1 | 4015172300000 | VALVE ANTI REFLUX FOR SALEM SUMP STOMACH TUBE STERILE | EA | 300 | 3000036698
2 | 4016160200000 | HYDROGEN PEROXIDE 7%, READY TO USE CARTRIDGE, FOR AIR DECONTAMINATION, SIZE 500-1000 ML, COMPATIBLE WITH FUMIGATION MACHINE, NOTE: MSDS SHOULD BE PROVIDED IN SOFT COPY | EA | 108 | 3000036698
3 | 4016160200100 | HYDROGEN PEROXIDE 6%, DISINFECTANT, READY TO USE BOTTEL 900-1000 ML, COMPATIBLE WITH FUMIGATION MACHINE, NOTE: MSDS SHOULD BE PROVIDED IN SOFT COPY | BT | 50 | 3000036698
4 | 4110180400600 | DISTAL ATTACHMENT CAP (TRANSPARENT), BOUGIE, ASSORTED LENGTH, ASSORTED DIAMETER, SINGLE USE | EA | 9 | 3000036698
5 | 4110180401600 | CONNECTOR AUXILIARY WATER CONNECTOR TO CONNECT AUXILIARY WATER PORT OF THE SCOPE TO IRRIGATION TUBE SINGLE USE | EA | 80 | 3000036698
6 | 4110180402400 | ALCOHOL SOLUTION, ISOPROPYL ALCOHOL 70%, FLUSHING TO PROMOTE SCOPE CHANNELS DRYING, 5 LITERS | EA | 20 | 3000036698
7 | 4110350601200 | BOTTLE, MEDICINE, AMBER, GRADUATED, EMPTY, WITH CHILD RESISTANT, PLASTIC SCREW CAP, 250 ML | EA | 3600 | 3000036698
8 | 4110350601300 | BOTTLE, MEDICINE, AMBER, GRADUATED, EMPTY, WITH CHILD RESISTANT, PLASTIC SCREW CAP, 500 ML | EA | 3000 | 3000036698
9 | 4110410300000 | HEEL WARMER CONFORMS TO INFANT'S HEEL COMPLETELY COVERS HEEL STICK AREA DUAL ADHESIVE STRAPS KEEPS WARMER IN PLACE TEMPERATURE 40 C(+/- 2) FOR 3-5 MINUTES LATEX-FREE AND NON-TOXIC INGREDIENTS MAKE IT SAFE TO USE | EA | 96000 | 3000036698
10 | 4110410400000 | "TOURNIQUET LATEX-FREE MATERIAL READY TO USE PACKAGE EASY DRAWING DISPOSABLE NON-STERILE" | EA | 33000 | 3000036698
11 | 4110410400300 | TOURNIQUET, NON - PNEUMATIC, RUBBER, WITH VELCRO CLOSURE, MEDIUM, OR (30 CM X 2.5) | EA | 50 | 3000036698
12 | 4110410400700 | TOURNIQUET, EMERGENCY/MILITARY TYPE, FOR RAPID CONTROL OF SEVERE AND ARTERIAL BLEEDING, ONE-HANDED APPLICATION, COMPOSITE BUCKLES RESISTANT TO IMPACT AND COLD WEATHER, LATEX-FREE, SINGLE USE, REGULAR SIZE. | EA | 10 | 3000036698
13 | 4110410500000 | EXTRACTOR, MUCUS, PEDIA, USED TO COLLECT SPECIMEN, FROM NASOPHARYNGEAL, FOR CULTURE OR OTHER TESTS, DISPOSABLE | EA | 300 | 3000036698
14 | 4110410500600 | "BAG SPECIMEN TRANSPARENT LAB BIOHAZARD ZIP LOCK DOCUMENT POUCH 15 CM X 22.5 CM ( +/- 1 CM )" | EA | 44000 | 3000036698
15 | 4110410504400 | BAG, PLASTIC, ZIP LOCK, TRANSPARENT, 12.5-15.5 X 22.5-23.5 CM, DISPOSABLE | EA | 120000 | 3000036698
16 | 4110410505000 | "EXTRACTOR FOR MUCUS SPECIMEN TRAP PLASTIC TO COLLECT SPECIMENS USING ANY SUCTION PUMP OR DEVICE SIZE 80 CC WITH GRADUATIONS CLEARLY MARKED WITH REMOVABLE ADAPTER TO PREVENT CONTAMINATION FROM NON - STERILE SUCTION TUBE SCREW CAP THE PLASTIC CONTAINER CONNECTED WITH 5 INCH LONG HEAVY WALL TUBING ( NOT SUCTION CATHETER) PROVIDED WITH A TRANSPORT CAP INDIVIDUALLY PACKED DISPOSABLE STERILE" | EA | 400 | 3000036698
17 | 4110411601700 | SWAB, FOR CULTURE, TRANSPORT, AMIES, PLAIN, BLUE CAP | EA | 5500 | 3000036698
18 | 4110411804000 | CONTAINER SPECIMEN PLASTIC TRANSPARENT WITH SCREW CAP 60 ML STERILE | EA | 200 | 3000036698
19 | 4110413800300 | STRAP RESTRAINT FOR LIMBS CUFF DIMENSIONS: 13 INCHES LENGTH X 3 INCHES WIDTH CUFF THICKNESS: 3/8 INCH STRAP LENGTH: 53 INCHES MATERIAL: FOAM WRIST CLOSURE: D-RING WRIST SIZES: 4 TO 12 INCHES IN CIRCUMFERENCE | EA | 1200 | 3000036698
20 | 4110420100000 | DISINFECTANT TABLET 0.5G CHLORINE NADCC NOT LESS THAN 100 TABLET THE INSTRUCTION SHOULD BE LABELLED NOTE: MSDS SHOULD BE PROVIDED IN SOFT COPY | EA | 132000 | 3000036698
21 | 4110510400300 | SYRINGE 10 ML LUER LOCK TIP AND FIXED GRADUATION WITHOUT NEEDLE COMPATIBLE WITH HOSPITAL MACHINE PUMP DISPOSABLE STERILE | EA | 37200 | 3000036698
22 | 4110510400400 | SYRINGE 20-30 ML LUER LOCK TIP AND FIXED GRADUATION WITHOUT NEEDLE COMPATIBLE WITH HOSPITAL MACHINE PUMP DISPOSABLE STERILE | EA | 166200 | 3000036698
23 | 4110510400500 | SYRINGE 3 ML LUER LOCK TIP AND FIXED GRADUATION WITHOUT NEEDLE COMPATIBLE WITH HOSPITAL MACHINE PUMP DISPOSABLE STERILE | EA | 53500 | 3000036698
24 | 4110510400600 | SYRINGE 5 ML LUER LOCK TIP AND FIXED GRADUATION WITHOUT NEEDLE COMPATIBLE WITH HOSPITAL MACHINE PUMP DISPOSABLE STERILE | EA | 3000 | 3000036698
25 | 4110510400700 | SYRINGE 50-60 ML LUER LOCK TIP AND FIXED GRADUATION WITHOUT NEEDLE COMPATIBLE WITH HOSPITAL MACHINE PUMP DISPOSABLE STERILE | EA | 49020 | 3000036698
26 | 4110631335700 | TEST BURKHOLDERIA CEPACIA COMPLEX DETECTION PCR | KIT | 8 | 3000036698
27 | 4110631336100 | TEST CLOSTRIDIUM TETANI BACTERIAL DETECTION RT-PCR | KIT | 10 | 3000036698
28 | 4111171500200 | TELESCOPE FORWARD-OBLIQUE 30 DEGREE ENLARGED VIEW DIAMETER= 5MM LENGTH= 29CM AUTOCLAVABLE FIBEROPTIC LIGHT TRANSMISSION INCORPORATED REUSABLE | EA | 40 | 3000036698
29 | 4111193100700 | FLOW SENSOR WITH HOUSING NEONATAL SIZE STRAIGHT DESIGN DISPOSABLE COMPATIBLE WITH ACUTRONIC MODEL FABIAN OR EQUIVALENT | SET | 400 | 3000036698
30 | 4111211000000 | PRESSURE TRANSDUCER HOLDER FOR INVASIVE MONITORING CAN BE USED WITH IV STAND (CAN FIT NOT LESS THAN 4 LINES) FITTING WITH TRANSDUCER | EA | 110 | 3000036698
31 | 4111220600400 | ELECTRODES, CUP, FOR EEG, DISPOSABLE, ASSORTED LENGTH | EA | 10 | 3000036698
32 | 4111220600800 | EVACUATOR ELECTROSURGERY SMOKE EVACUATION ATTACHMENT ACCEPTS MOST ENERGY BASED DEVICES HAND SWITCHING PENCILS | EA | 50 | 3000036698
33 | 4111601092200 | TEST IRON PHOTOMETRIC CHEMISTRY COMPATIBLE WITH INDIKO PLUS | TET | 3 | 3000036698
34 | 4111601503700 | REAGENT FLOW CYTOMETRY CD15 FITC CD117 PE CD45 PERCP CY5.5 790030407 (TEST) | EA | 200 | 3000036698
35 | 4111610501400 | ALCOHOL ISOPROPYL 99.9%, 2.5 UP TO 5 LITER DRUM, HAZARDOUS MATERIAL, SAFETY DATA SHEET IS REQUIRED ON DELIVERY OF PRODUCT IN SOFT COPY, NOTE: MSDS SHOULD BE PROVIDED IN SOFT COPY... | EA | 36 | 3000036698
36 | 4111620002300 | EXTENSION GASTROSTOMY BOLUS FEEDING EXTENSION SET WITH CATH TIP SECURE-LOC STRAIGHT CONNECTOR AND CLAMP 12 INCH DISPOSABLE STERILE | EA | 200 | 3000036698
37 | 4111620004700 | SUTURE POLYDIOXANONE ANTIBACTERIAL (COATED TRICLOSAN) MONOFILAMENT ABSORBABLE SIZE 2/0 21-22 MM 1/2 CIRCLE ROUND BODY NEEDLE 70-75 CM VIOLET STERILE | DZ | 3 | 3000036698
38 | 4111620004800 | SUTURE POLYBUTESTER UNIDIRECTIONAL DUAL ANGLE CUT LOOP LOCK MONOFILAMENT NON-ABSORBABLE SIZE 0 27-28 MM 1/2 CIRCLE TAPER POINT NEEDLE 45-50 CM BLUE STERILE | DZ | 2 | 3000036698
39 | 4111620019700 | TEST ALBUMIN (ALB) CHEMISTRY SYSTEM COMPATIBLE WITH INDIKO PLUS | TET | 1260 | 3000036698
40 | 4111620019900 | TEST GAMMA GLUTAMYL TRANSFERASE (GGT) CHEMISTRY SYSTEM COMPATIBLE WITH INDIKO | TET | 500 | 3000036698
41 | 4111620020200 | TEST HIGH DENSITY LIPOPROTEIN (HDL) CHEMISTRY SYSTEM COMPATIBLE WITH INDIKO PLUS | TET | 3 | 3000036698
42 | 4112170900200 | TUBE PLASTIC MICRO CAPILLARY FOR BLOOD GAS WITH HEPARINIZED 50-70 IU/ML 0.1 ML WITH CAP FOR BOTH END. | EA | 32500 | 3000036698
43 | 4112181302100 | "VENOUS CDI CUVETTE ASSORTED SIZES ACCORDING TO HOSPITAL REQUEST COMPATIBLE WITH HOSPITAL MACHINE DISPOSABLE STERILE" | EA | 60 | 3000036698
44 | 4112181800900 | BOTTLE, PLASTIC, WHITE, NON-TRANSPARENT, 150 ML WITH SCREW COVER, DISPOSABLE | EA | 5000 | 3000036698
45 | 4112181802600 | BOTTLE MEDICINE GLASS AMBER OVAL W/ SCREW CAP 50 ML | EA | 4000 | 3000036698
46 | 4112181900500 | BOTTLE, GLASS, WITH DROPPER AMBER 10ML, STERILE | EA | 200 | 3000036698
47 | 4112310100200 | TUBE EXTENSION FOR PERITONEAL DIALYSIS CATHETER LUER-LOCK 25 CM COMPATIBLE WITH FRESENIUS MACHINE | PC | 10 | 3000036698
48 | 4112310300200 | CASSETTE AUTOMATED PERITONEAL DIALYSIS 6 PRONGS STERILE | EA | 10656 | 3000036698
49 | 4114191000200 | TEST ALANINE TRANSAMINASE (ALT) CHEMISTRY SYSTEM COMPATIBLE WITH INDIKO PLUS | TET | 3300 | 3000036698
50 | 4114191400200 | TEST ALKALINE PHOSPHATASE (ALP) CHEMISTRY SYSTEM COMPATIBLE WITH INDIKO PLUS | TET | 880 | 3000036698
51 | 4120210225700 | TEST TOTAL BILIRUBIN CHEMISTRY SYSTEM COMPATIBLE WITH INDIKO PLUS | TET | 1000 | 3000036698
52 | 4120210225900 | TEST LOW DENSITY LIPOPROTEIN (LDL) CHEMISTRY SYSTEM COMPATIBLE WITH INDIKO PLUS | TET | 1440 | 3000036698
53 | 4120210226200 | TEST ASPARTATE AMINOTRANSFERASE (AST) CHEMISTRY SYSTEM COMPATIBLE WITH INDIKO PLUS | TET | 3300 | 3000036698
54 | 4120210226500 | TEST TRIGLYCERIDE CHEMISTRY SYSTEM COMPATIBLE WITH INDIKO PLUS | TET | 2 | 3000036698
55 | 4213150200000 | HAIR CAP, FOR PATIENT, ADJUSTABLE, FITS ALL SIZES, WHITE, DISPOSABLE | EA | 70000 | 3000036698
56 | 4213150200100 | TOWEL, NON-WOVEN, LARGE, SIZE: ABOUT 30 X 30 CM (+/-10CM), DISPOSABLE, NON-STERILE | EA | 122400 | 3000036698
57 | 4213151200000 | BABY HAT (WHITE IN COLOR) ONE SIZE FITS MOST 5.0 OZ. 100 % COMBED RING SPUN COTTON 1 X 1 BABY RIB BEANIE STYLE CONSTRUCTION WITHFOLDED EDGE SUPER SOFT MATERIAL FOR SENSITIVE SKIN | EA | 4320 | 3000036698
58 | 4213151200100 | BONNET INFANT HEADCOVER TO KEEP THE PREMATURE AND NEWBORN WARM | EA | 18100 | 3000036698
59 | 4213151400500 | "DIAPER WRAP AROUND WAIST SIZE: APPROXIMATELY 20 X 31 INCH ADULT SMALL HIGHLY ABSORBENT ASSURES DRY SURFACE READJUSTABLE ADHESIVE TAPE PACKING WRAPPED IN A PLASTIC PACK" | EA | 72300 | 3000036698
60 | 4213160100300 | APRON, PLASTIC, SIZE: 70 X 120 CM (+/- 5 CM), DISPOSABLE | EA | 4000 | 3000036698
61 | 4213160400000 | HAIR CAP FOR NURSE BOUFFANT HEAD NON-WOVEN ADJUSTABLE 18-20 GSM FITS ALL SIZES BLUE OR GREEN DISPOSABLE | EA | 164000 | 3000036698
62 | 4213160600000 | MASK FOR SURGEON, ADJUSTABLE WITH NOSE HAND TINTED TO PREVENT GLARE, BLOWN GLASS FIBER, BACTERIAL FILTER, COTTON BASE TIES, MULTIPLE PLEATS, DISPOSABLE PACKING: 100 PCS / PKT. | EA | 30000 | 3000036698
63 | 4213160701600 | JACKET, WARM-UP, KNIT CUFF COLLAR, MULTI LAYER, LATEX FREE, BLUE/ GREEN, X-LARGE, DISPOSABLE | EA | 1800 | 3000036698
64 | 4213160801000 | SCRUB SUIT (SHIRT AND PANTS) FOR FEMALE, SIZES XXL, SHORT SLEEVES ROUND SHAPE COLLAR WITH BACK NECK SNAP BUTTONS, TIES AROUND THE WASTE, RESISTANCE TO MICROBIAL PENETRATION DRY, RESISTANCE TO TENSILE AND BURST WET AND DRY, SHOULD BE FLAME RESISTANCE, BLUE/GREEN COLOR, NOT SEE THROUGH MATERIALS, SINGLE PACK, SINGLE USE,CLEAN (NON-STERILE) | EA | 1500 | 3000036698
65 | 4213161100000 | HAIR CAP FOR SURGEON WITH TIES FITS ALL SIZE BLUE OR GREEN DISPOSABLE | EA | 12000 | 3000036698
66 | 4213161100200 | HAIR CAP FOR SURGEON HOOD TYPE WITH TIES FITS ALL SIZES BLUE OR GREEN DISPOSABLE | EA | 10000 | 3000036698
67 | 4213161200100 | GOWN FOR ISOLATION IMPERMEABLE, NON-STERILE, NONWOVEN, RESISTANT TO TEARING, CUFFED, YELLOW WITH LONG SLEEVES, FOR STAFF DISPOSABLE, SIZE: LARGE | EA | 460800 | 3000036698
68 | 4213161200400 | GOWN, CHEMOTHERAPY, SERVE AS BARRIER AGAINST WATER AND CHEMICAL PROOF AND PERFORATED OPEN BACK DESIGN, SIZE LARGE, NON STERILE | EA | 3660 | 3000036698
69 | 4213161200600 | "GOWN CHEMOTHERAPY SERVE AS BARRIER AGAINST WATER AND CHEMICAL PROOF AND PERFORATED OPEN BACK DESIGN SIZE SMALL NON STERILE" | EA | 1980 | 3000036698
70 | 4213170100500 | DRAPE SHEET LAPAROSCOPY FABRIC REINFORCEMENT 104 X 75 X 120 INCH ( +/- 2 INCH) DISPOSABLE STERILE | EA | 6000 | 3000036698
71 | 4213170100700 | DRAPE, WITH STICKY CENTRAL HOLE 10 X 10 CM ( +/- 2 CM ), SIZES 50 X 60 CM ( +/- 5 CM) , STICKY ON THE UPPER EDGE, DISPOSABLE, STERILE, INDIVIDUAL PACKAGING | EA | 300 | 3000036698
72 | 4213170101200 | PACK ULTRA MAJOR SURGICAL CONTENTS: 1 SURGICAL GOWN REINFORCED SIZE L WITH 2 HAND TOWEL, BACK TABLE COVER REINFORCED 140 X 190 CM, 1 SURGICAL GOWN REINFORCED XL WITH 2 HAND TOWEL, 1 MAYO STAND COVER REINFORCED 79X145 CM , 4 UTILITY DRAPES WITH ADHESIVE TAPE 75X50 CM , 1 UTILITY BAG , 1 WHOLE BODY DRAPE T SHAPED 255 X 285 X180 CM FENESTRATED WITH CONTROL FABRIC REINFORCEMENT 30 X 30CM WITH TUBE HOLDER , 1 LOWER DRAPE REINFORCED 125 X 170CM WITH ADHESIVE TAPE , 2 LEGGING 110 X 75 CM 2 ADHESIVE TAPE 10 X 50 CM , 1 NEEDLE COUNTER, STERILE. | EA | 1340 | 3000036698
73 | 4213170101600 | PACK DELIVERY KIT2 ,CONTENTS : CREPE PAPER 60X60 CM, 1 SURGICAL GOWN REINFORCED L WITH 2 HAND TOWEL,1 BACK TABLE COVER REINFORCED 140X190 CM, 1 SURGICAL GOWN REINFORCED XL WITH2 HAND TOWEL, 1 MAYO STAND COVER REINFORCED 79X145 CM , 2 LEGGING 110X75 CM , 1 UTILITY BAG ,1 UNDER BUTTOCK DRAPE 85 X105 CM REINFORCED WITH POUCH WITH SUCTION PORT, 1 IMPERVIOUS U SHAPED DRAPE 150 X 175 CM ,1 PERINEAL DRAPE 100 X100 CM WITH TRIANGULAR FENESTRATION 25X25X25 CM , 1 NEEDLE COUNTER MAG/FOAM , 2 UMBILICAL CORD CLAMPS, 1 BABY BLANKET 80 X75 CM , 2 ADHESIVE TAPE 10 X 50 CM , 1 PLACENTA BASIN, AND 1 NASAL SUCTION BULB SYRINGE, STERILE. | EA | 300 | 3000036698
74 | 4213170101900 | PACK SURGICAL EYE ( OPHTHALMOLOGY ), CONTENTS :1 CREPE PAPER 60 X 60 CM, 1 SURGICAL GOWN REINFORCED L SIZE WITH 2 ABSORBENT HAND TOWEL, 1 BACK TABLE COVER REINFORCED 140X190 CM , 1 MAYO STAND COVER REINFORCED 75X145 CM,1 FULL BODY OPHTHALMIC DRAPE 180 X290 WITH 5 X 4 CM EYE FENESTRATION,10 WEEKSEL (K- SPONGE), 1 UTILITY BAG , MEDICATION LABELS: 1 DEXAMETHAZONE (WHITE) 1 GENTAMYCINE (WHITE) 1 MICHOL (WHITE) 1 AVASTINE INJECTION (WHITE), 1 NEEDLE COUNTER 10-COUNT MAG/FOAM, 1 SURGICAL GOWN REINFORCED XL SIZE WITH 2 ABSORBENT HAND TOWEL, STERILE. | EA | 399 | 3000036698
75 | 4213170105400 | TRAY SPECIAL PROCEDUREANGIO SETOR PACK INCLUDING: (1) 18GA NEEDLE; (1) ABSORBENT PAD; (1) NEEDLE COUNTER; (1) NEEDLE BLUE 25GA X 1.5; (1) NEEDLE GREEN 21GA X 1.5; (1) NEEDLE BLACK 22GA X 1.5; (2) BOWL 250CC; (1) BOWL 500CC; (1) FLOW SWITCH; (1) BACK TABLE COVER; (2) ABSORBENT TOWEL; (1) BACK TABLE COVER FOLDED; (1) FEMORAL ANGIOGRAPHY DRAPE; (1) FLUORO COVER SIZE X-LARGE; (4) HUCK TOWELS; (1) FLUORO COVER SIZE LARGE; (1) ABSORBENT UTILITY DRAPE; (4) OR CLOTH TOWEL BLUE; (1) SCREEN COVER; (40) GAUZE SWABS 4 INCH X4 INCH 16 PLY NXRD; (5) SYRINGE 20ML L/L; (5) GLASS SYRINGE 10ML YELLOW COLORED; (1) GLASS SYRINGE 10ML RED COLORED; (5) GLASS SYRINGE 3ML BLUE COLORED; (1) INTRODUCER NEEDLE 18G X 7CM; (1) NEEDLE COUNTER FOAM MAGNETIC 20 COUNT RED; (1) MEDICATION LABEL SHEET; (1) BLUNT FILL NEEDLE WITH FILTER; (4) TOWEL CLAMPS; (1) SCALPEL BLADE #11; (1) MOSQUITO FORCEPS 5 INCH STRAIGHT; (1) MOSQUITO FORCEPS 5 INCH CURVED; (10 OPERATING SCISSOR BI/SH 5 IN | EA | 350 | 3000036698
76 | 4213170106200 | DRAPE SURGICAL INCISE ADHESIVE SIZE: 15 X 26 CM (+/- 2 CM) DISPOSABLE STERILE | EA | 800 | 3000036698
77 | 4213170113500 | DRAPE SHEET SURGICAL WITH ADHESIVE TAPE 135 X 200 CM ( +/- 10 CM ) DISPOSABLE STERILE | EA | 800 | 3000036698
78 | 4213170114600 | DRAPE SURGICAL U-SHEET SPLIT REINFORCEMENT TUBE HOLDERS WITH ADHESIVE 195 X 300 (+/- 10 CM ) STERILE | EA | 1000 | 3000036698
79 | 4213170201000 | SURGICAL GOWN, DOUBLE WRAPPED, BLUE/GREEN COLOR, ZONED-IMPERVIOUS REINFORCED FROM CHEST TO DOWN ABDOMINAL AND ARMS TILL ELBOW, EXCELLENT MICROBIAL BARRIER, ANTISTATIC, BREATHABLE FABRIC, FLUID REPELLENT, LIGHT WEIGHT MATERIAL, RESISTANT TO TEARING, COMFORTABLE, LONG SLEEVES WITH CLOSING OF 7 CM ELASTIC STOCKINET CUFF, DISPOSABLE, STERILE, SMALL SIZE WITH TWO ABSORBENT TOWEL | EA | 36000 | 3000036698
80 | 4213170202000 | GOWN, CHEMOTHERAPY, SERVE AS BARRIER AGAINST WATER AND CHEMICAL PROOF AND PERFORATED OPEN BACK DESIGN, SIZE XL, NON STERILE | EA | 3990 | 3000036698
81 | 4213170203700 | SURGICAL GOWN, DOUBLE WRAPPED, BLUE/GREEN COLOR, EXCELLENT MICROBIAL BARRIER, ANTISTATIC, BREATHABLE FABRIC, FLUID REPELLENT, LIGHT WEIGHT MATERIAL , RESISTANT TO TEARING, COMFORTABLE, LONG SLEEVES WITH CLOSING OF 7 CM ELASTIC STOCKINET CUFF, DISPOSABLE, STERILE, X-LARGE SIZE WITH TWO ABSORBENT TOWEL | EA | 204 | 3000036698
82 | 4213170204000 | SURGICAL GOWN, DOUBLE WRAPPED, BLUE/GREEN COLOR, ZONED-IMPERVIOUS REINFORCED FROM CHEST TO DOWN ABDOMINAL AND ARMS TILL ELBOW, EXCELLENT MICROBIAL BARRIER, ANTISTATIC, BREATHABLE FABRIC, FLUID REPELLENT, LIGHT WEIGHT MATERIAL, RESISTANT TO TEARING, COMFORTABLE, LONG SLEEVES WITH CLOSING OF 7 CM ELASTIC STOCKINET CUFF, DISPOSABLE, STERILE, XX- LARGE SIZE WITH TWO ABSORBENT TOWEL | EA | 1020 | 3000036698
83 | 4213170204100 | SURGICAL GOWN, DOUBLE WRAPPED, BLUE/GREEN COLOR, ZONED-IMPERVIOUS REINFORCED FROM CHEST TO DOWN ABDOMINAL AND ARMS TILL ELBOW, EXCELLENT MICROBIAL BARRIER, ANTISTATIC, BREATHABLE FABRIC, FLUID REPELLENT, LIGHT WEIGHT MATERIAL , RESISTANT TO TEARING, COMFORTABLE, LONG SLEEVES WITH CLOSING OF 7 CM ELASTIC STOCKINET CUFF, DISPOSABLE, STERILE, X- LARGE SIZE WITH TWO ABSORBENT TOWEL | EA | 37440 | 3000036698
84 | 4213171600000 | "COVER OVER SHOE NON - WOVEN FITS ALL SIZE S BREATHABLE FABRIC TEAR/SLIP RESISTANT DISPOSABLE" | EA | 10000 | 3000036698
85 | 4213210100200 | UNDERPAD, INCONTINENCE, ABSORBENT, CELLULOSE, WATERPROOF, STRONG AND CLEAR IMPOSING, ASSURE DRY SURFACE, SIZE: 60 X 80 CM ( +/- 2 CM ), PACKING: WRAPPED IN A PLASTIC PACK | EA | 387750 | 3000036698
86 | 4213210100700 | "UNDERPAD INCONTINENCE ABSORBENT CELLULOSE WATERPROOF STRONG AND CLEAR IMPOSING ASSURE DRY SURFACE SIZE: 40 X 60 CM ( +/- 2 CM ) PACKING: WRAPPED IN A PLASTIC PACK" | EA | 32000 | 3000036698
87 | 4213210100800 | "UNDERPAD INCONTINENCE ABSORBENT CELLULOSE WATERPROOF STRONG AND CLEAR IMPOSING ASSURE DRY SURFACE SIZE: 50 X 75 CM ( +/- 2 CM ) PACKING: WRAPPED IN A PLASTIC PACK" | EA | 100050 | 3000036698
88 | 4213210200000 | SHEET, FOR OPERATING AND STRETCHER TABLE, ABSORBENT WITH ELASTIC BAND FITTED, SHEET SIZE 110 X 230 CM (+ / - 10 CM), INCLUDE KNEE, BODY AND ARM BOARD STRAPS, HEADREST COVER, SINGLE USE | EA | 11000 | 3000036698
89 | 4213220300100 | GLOVES EXAMINATION LATEX NON - POWDERED DISPOSABLE NON-STERILE SIZE: SMALL (6 - 6.5) PACKING: 100 PIECES/PACKET | EA | 2500000 | 3000036698
90 | 4213220300200 | GLOVES EXAMINATION LATEX NON - POWDERED DISPOSABLE NON-STERILE SIZE: LARGE (8 - 8.5) PACKING: 100 PIECES/PACKET | EA | 220500 | 3000036698
91 | 4213220304100 | "GLOVES MEDICAL ETHYLENE COPOLYMER NON - POWDERED SIZE: LARGE 100 PIECES / PACKET" | PKT | 50 | 3000036698
92 | 4213220304300 | "GLOVES MEDICAL ETHYLENE COPOLYMER NON - POWDERED SIZE: SMALL 100 PIECES / PACKET" | PKT | 50 | 3000036698
93 | 4213220305800 | "GLOVES EXAMINATION LATEX NON - POWDER THICK (13 MIL THICKNESS) LONG CUFFS (MORE THAN 290 MM FROM THE INDEX FINGER) SIZE: LARGE DISPOSABLE NON - STERILE (PACKET)" | PKT | 1500 | 3000036698
94 | 4213220306000 | GLOVES EXAMINATION LATEX NON - POWDERED SIZE: MEDIUM (7 - 7.5) PACKING: 100 PIECES / PACKET DISPOSABLE NON - STERILE (PACKET) | PKT | 100 | 3000036698
95 | 4213220306200 | "GLOVES EXAMINATION LATEX NON - POWDERED THICK (13 MIL THICKNESS) LONG CUFFS (MORE THAN 290 MM FROM THE INDEX FINGER) SIZE: SMALL DISPOSABLE NON - STERILE (PACKET)" | PKT | 37000 | 3000036698
96 | 4213220306400 | "GLOVES EXAMINATION NITRILE NON-POWDERED LONG SLEEVE WITH MINIMUM LENGTH 300-350 MM SIZE: MEDIUM (PACKET)" | PKT | 11000 | 3000036698
97 | 4213220306500 | "GLOVES EXAMINATION NITRILE NON-POWDERED LONG SLEEVE WITH MINIMUM LENGTH 300-350 MM SIZE: SMALL (PACKET)" | PKT | 33000 | 3000036698
98 | 4213220504300 | GLOVES, SURGICAL, LATEX, NON-POWDERED, PEEL PACK, SIZE: 7, INDIVIDUALLY WRAPPED IN INNER PACK, DISPOSABLE, STERILE ; ONE (1) EACH = ONE (1) PAIR | EA | 1500 | 3000036698
99 | 4213220508500 | GLOVES, SURGICAL, LATEX, NON-POWDERED, PEEL PACK, SIZE: 7.5, INDIVIDUALLY WRAPPED IN INNER PACK, DISPOSABLE, STERILE ; ONE (1) EACH = ONE (1) PAIR | EA | 1500 | 3000036698
100 | 4213220509100 | GLOVES SILICONE HEAT RESISTANT UP TO 134 DEGREE WATER RESISTANCE REUSABLE | EA | 30 | 3000036698
101 | 4213220509200 | GLOVES, SURGICAL, NON LATEX, NON-POWDERED, PEEL PACK, SIZE: 8.5, INDIVIDUALLY WRAPPED IN INNER PACK, DISPOSABLE, STERILE ; ONE (1) EACH = ONE (1) PAIR | EA | 1000 | 3000036698
102 | 4213220509300 | GLOVES, SURGICAL, LATEX, THICK WALL, NON-POWDERED, BROWN COLOR, FOR ORTHOPEDIC PROCEDURE, HYPOALLERGENIC, PEEL PACK, SIZE: 7, PACKING: INDIVIDUALLY WRAPPED IN INNER PACK, DISPOSABLE, STERILE ; ONE (1) EACH = ONE (1) PAIR | EA | 1000 | 3000036698
103 | 4213220509400 | GLOVES, SURGICAL, LATEX, THICK WALL, NON-POWDERED, BROWN COLOR, FOR ORTHOPEDIC PROCEDURE, HYPOALLERGENIC, PEEL PACK, SIZE: 7.5, PACKING: INDIVIDUALLY WRAPPED IN INNER PACK, DISPOSABLE, STERILE ; ONE (1) EACH = ONE (1) PAIR | EA | 5000 | 3000036698
104 | 4213220509700 | GLOVES SURGICAL NON LATEX NON-POWDERED PEEL PACK PAIR SIZE: 6 INDIVIDUALLY WRAPPED IN INNER PACK DISPOSABLE STERILE ; ONE (1) EACH = ONE (1) PAIR | EA | 34000 | 3000036698
105 | 4213220509800 | GLOVES, SURGICAL, NON LATEX, NON-POWDERED, PEEL PACK, SIZE: 6.5, INDIVIDUALLY WRAPPED IN INNER PACK, DISPOSABLE, STERILE ; ONE (1) EACH = ONE (1) PAIR | EA | 6000 | 3000036698
106 | 4213220509900 | GLOVES, SURGICAL, NON LATEX, NON-POWDERED, PEEL PACK, SIZE: 7, INDIVIDUALLY WRAPPED IN INNER PACK, DISPOSABLE, STERILE ; ONE (1) EACH = ONE (1) PAIR | EA | 21400 | 3000036698
107 | 4213220510000 | GLOVES, SURGICAL, NON LATEX, NON-POWDERED, PEEL PACK, SIZE: 7.5, INDIVIDUALLY WRAPPED IN INNER PACK, DISPOSABLE, STERILE ; ONE (1) EACH = ONE (1) PAIR | EA | 182000 | 3000036698
108 | 4213220510100 | GLOVES SURGICAL NON LATEX NON-POWDERED PEEL PACK PAIR SIZE: 8 INDIVIDUALLY WRAPPED IN INNER PACK DISPOSABLE STERILE ; ONE (1) EACH = ONE (1) PAIR | EA | 1000 | 3000036698
109 | 4213220510400 | GLOVES, SURGICAL, LATEX, NON-POWDERED, PEEL PACK, SIZE: 8, INDIVIDUALLY WRAPPED IN INNER PACK, DISPOSABLE, STERILE ; ONE (1) EACH = ONE (1) PAIR | EA | 2300 | 3000036698
110 | 4213220512100 | DOUBLE GLOVES, SURGICAL, LATEX FREE, POWDER FREE, HYPOALLERGENIC, SIZE 5.5 (PAIR IS EQUIVALENT TO PAIR OF 2), DISPOSABLE, STERILE. | PAA | 100 | 3000036698
111 | 4213220512200 | DOUBLE GLOVES, SURGICAL, LATEX FREE, POWDER FREE, HYPOALLERGENIC, SIZE 6 (PAIR IS EQUIVALENT TO PAIR OF 2), DISPOSABLE, STERILE. | PAA | 300 | 3000036698
112 | 4213220512300 | DOUBLE GLOVES, SURGICAL, LATEX FREE, POWDER FREE, HYPOALLERGENIC, SIZE 6.5 (PAIR IS EQUIVALENT TO PAIR OF 2), DISPOSABLE, STERILE. | PAA | 250 | 3000036698
113 | 4213220512700 | DOUBLE GLOVES, SURGICAL, LATEX FREE, POWDER FREE, HYPOALLERGENIC, SIZE 8.5 (PAIR IS EQUIVALENT TO PAIR OF 2), DISPOSABLE, STERILE. | PAA | 6250 | 3000036698
114 | 4213220513100 | GLOVES SURGICAL, MOISTURIZER, LATEX, NON - POWDERED, SIZE: 6.0 INDIVIDUALLY WRAPPED IN INNER PACK DISPOSABLE, STERILE | PAA | 20000 | 3000036698
115 | 4213220513200 | GLOVES SURGICAL, MOISTURIZER, LATEX, NON - POWDERED, SIZE: 6.5 INDIVIDUALLY WRAPPED IN INNER PACK DISPOSABLE, STERILE | PAA | 40000 | 3000036698
116 | 4213220513300 | GLOVES SURGICAL, MOISTURIZER, LATEX, NON - POWDERED, SIZE: 7.0 INDIVIDUALLY WRAPPED IN INNER PACK DISPOSABLE, STERILE | PAA | 32000 | 3000036698
117 | 4213220513400 | GLOVES SURGICAL, MOISTURIZER, LATEX, NON - POWDERED, SIZE: 7.5 INDIVIDUALLY WRAPPED IN INNER PACK DISPOSABLE, STERILE | PAA | 24000 | 3000036698
118 | 4213220513500 | GLOVES SURGICAL, MOISTURIZER, LATEX, NON - POWDERED, SIZE: 8.0 INDIVIDUALLY WRAPPED IN INNER PACK DISPOSABLE, STERILE | PAA | 30000 | 3000036698
119 | 4213220513600 | GLOVES SURGICAL, MOISTURIZER, LATEX, NON - POWDERED, SIZE: 8.5 INDIVIDUALLY WRAPPED IN INNER PACK DISPOSABLE, STERILE | PAA | 4000 | 3000036698
120 | 4213220600100 | POWDER TRANSFORMING POWDER DRESSING 0.5-1 G STERILE (WOUND AND OSTOMY) | PC | 1750 | 3000036698
121 | 4214000063900 | SEAL TAMPER PROOF PLASTIC SURGICAL CONTAINERS BLUE UNIVERSAL SINGLE USE. | EA | 71000 | 3000036698
122 | 4214000065100 | SET SHEATH URETERAL ACCESS 12/14 FRENCH 35 CM (+/- 2CM) | EA | 300 | 3000036698
123 | 4214000065200 | SET SHEATH URETERAL ACCESS 12/14 FRENCH 45 CM (+/- 2CM) | EA | 500 | 3000036698
124 | 4214150000900 | COTTON ABSORBENT DENTAL ROLL SIZE: 3 (38-40 MM LONG X 12 MM DIAMETER) | EA | 54000 | 3000036698
125 | 4214150001000 | APPLICATOR COTTON TIP 3 INCH 2 PIECES / PACK IN PEEL BACK WRAPPER STERILE | EA | 31500 | 3000036698
126 | 4214150102400 | COTTON MEDICAL ABSORBENT WITH ENTER LEAF NET WEIGHT OF ROLL WITHOUT INTERLEAF 500GM PACKING: INDIVIDUALLY IN PLASTIC BAG RIGID OUTER PACKI NG CONTAINERS OF SUITABLE SIZE | EA | 3000 | 3000036698
127 | 4214150201500 | APPLICATOR WOODEN 6 INCH WITH COTTON TIP NOT LESS THAN 100 PIECES / PACKET NON-STERILE | PKT | 3070 | 3000036698
128 | 4214150300600 | "WIPES DRESSING DRY WIPES NON - WOVEN SINGLE - USE DRY WIPES NON - STERILE EACH WIPE MADE OF PROPYLENE 85% AND VISCOSE 15% MATERIAL THAT ARE THERMALLY BONDED EACH WIPE 30 X 35 CM (+\ - 2 CM ) MSDS SHOULD BE PROVIDED IN SOFT COPY (WOUND AND OSTOMY CARE)" | EA | 1656000 | 3000036698
129 | 4214150402500 | APPLICATOR CHLORHEXIDINE CLEAR GLUCONATE WITH CHLORHEXIDINE GLUCONATE 2 % WITH AND 70 % V/V ISOPROPYL ALCOHOL LATEX FREE DEHP FREE SIZE: 26 ML FOR PATIENTS PRE-OPERATIVE SKIN PREPARATION INDIVIDUALLY PACKED DISPOSABLE STERILE | EA | 3840 | 3000036698
130 | 4214150402800 | APPLICATOR CHLORHEXIDINE CLEAR GLUCONATE WITH CHLORHEXIDINE GLUCONATE 2 % WITH AND 70 % V/V ISOPROPYL ALCOHOL LATEX FREE DEHP FREE SIZE: 3 ML FOR PATIENTS PRE-OPERATIVE SKIN PREPARATION INDIVIDUALLY PACKED DISPOSABLE STERILE | EA | 192 | 3000036698
131 | 4214150404500 | APPLICATOR CHLORHEXIDINE TINTED GLUCONATE WITH CHLORHEXIDINE GLUCONATE 2 % WITH AND 70 % V/V ISOPROPYL ALCOHOL LATEX FREE DEHP FREE SIZE: 10.5 ML FOR PATIENTS PRE-OPERATIVE SKIN PREPARATION INDIVIDUALLY PACKED DISPOSABLE STERILE | EA | 10000 | 3000036698
132 | 4214150500100 | APPLICATOR WOODEN 3 INCH WITH COTTON TIP NOT LESS THAN 100 PIECES / PACKET NON-STERILE | EA | 20000 | 3000036698
133 | 4214160101500 | "DIAPER FROM APPROXIMATELY 25 TO 32 KG HIGHLY ABSORBENT ASSURES DRY SURFACE RE-ADJUSTABLE ADHESIVE TAPE PACKING: WRAPPED IN A PLASTIC PACK" | EA | 43140 | 3000036698
134 | 4214160101900 | PACIFIER INFANT ORAL PLASTIC WITH SILICONE TEAT LARGE | EA | 4050 | 3000036698
135 | 4214160102000 | TOOTHBRUSH SOFT BRISTLES FOR ADULT | EA | 39000 | 3000036698
136 | 4214160102200 | TOOTHPASTE WHITE REGULAR 10 ML TUBE | EA | 17000 | 3000036698
137 | 4214160102500 | KIT ENEMA CONTAINS: 50-60 INCH TUBING WITH PRELUBRICATED TIP ADJUSTABLE CLAMP BAG 1500-2000 ML UNDERPAD CASTILE SOAP PACKET | EA | 180 | 3000036698
138 | 4214160103100 | CRANIAL ACCESS KIT, FOR NEURO EXTERNAL DRAINAGE SYSTEM, DISPOSABLE, STERILE | EA | 25 | 3000036698
139 | 4214160103500 | BABY BATH HYPOALLERGENIC PH-NEUTRAL PARABENS ALCOHOL FREE 400 - 500 ML BOTTLE | EA | 1850 | 3000036698
140 | 4214160104000 | "LOTION BABY HAND AND BODY 150-200 ML BOTTLES FREE FROM FRAGRANCE AND ALCOHOL DISPOSABLE" | EA | 1904 | 3000036698
141 | 4214160105100 | KIT PATIENT CARE (COMB LOTION POWDER NAIL CUTTER) | EA | 7000 | 3000036698
142 | 4214160105900 | DIAPER, UNDERWEAR STYLE, WITH STRETCHABLE WAIST BAND, HIGH ABSORPTION, SOFT BREATHABLE, LATEX FREE, FOR ADULT, SIZE LARGE | EA | 5600 | 3000036698
143 | 4214160106300 | DIAPER, WRAP AROUND, WAIST SIZE: 32 INCH X 40 INCH (+/-3 INCH), ADULT, MEDIUM, HIGHLY ABSORBENT ASSURES DRY SURFACE, READJUSTABLE ADHESIVE TAPE, ANTI LEAK BARRIER, PACKING, WRAPPED IN A PLASTIC PACK | EA | 15000 | 3000036698
144 | 4214160500400 | GALLIPOTS 250-300 ML POLYETHYLENE PLASTIC CONTAINER NON STERILE | EA | 1500 | 3000036698
145 | 4214160600700 | BASIN PLASTIC 6 - 10 LITER NON-STERILE | EA | 1800 | 3000036698
146 | 4214160700000 | URINAL MALE HARD TRANSPARENT PLASTIC 1000 ML CAPACITY GRADUATED WITH HANGING FACILITY AND FLAT BOTTOM DISPOSABLE | EA | 4260 | 3000036698
147 | 4214161100200 | BAG PATIENT SET-UP PRINTED TRANSPARENT WITH DRAWSTRING SIZE: 12 INCH X 15 INCH (+/- 2 INCH) | EA | 12000 | 3000036698
148 | 4214161100300 | "BAG PLASTIC BIG MOUTH PILL CRUSHER DISPOSABLE" | EA | 40000 | 3000036698
149 | 4214170502400 | PATIENT TRANSFER, FLAT SLIDE SHEET WITH HANDLES, TURNING, AND REPOSITIONING IN BED, SIZE 100 X 200 CM (+/- 20 CM), WEIGHT CAPACITY 150 KG, SINGLE PATIENT USE | EA | 1250 | 3000036698
150 | 4214170502500 | GEL POSITIONER CLOSED HEAD RING ADULT | EA | 54 | 3000036698
151 | 4214170507200 | POSITIONER, FLUIDIZED, PRESSURE REDISTRIBUTION, COMPATIBLE WITH MRI, SIZE 65 X 95 CM (+/- 5 CM), (WOUND AND OSTOMY CARE) | EA | 100 | 3000036698
152 | 4214170507300 | POSITIONER, FLUIDIZED, PRESSURE REDISTRIBUTION, COMPATIBLE WITH MRI, SIZE 45 X 80 CM (+/- 5 CM), (WOUND AND OSTOMY CARE) | EA | 60 | 3000036698
153 | 4214180200200 | SELF-ADHESIVE ELECTRODES USED FOR TENS AND ELECTROTHERAPY WITH PRE-ATTACHED LEAD SQUARE-SHAPE SIZE: 40 X 90 MM PACK OF 4 EACH | EA | 200 | 3000036698
154 | 4214180200300 | SELF - ADHESIVE ELECTRODES USED FOR TENS AND ELECTROTHERAPY WITH PRE - ATTACHED LEAD SQUARE - SHAPE SIZE: 50 X 50 MM PACK OF 4 EACH | EA | 200 | 3000036698
155 | 4214210000300 | PACK COLD INSTANT ICE COMPRESS 15 X 28 CM (+/- 2 CM) | EA | 504 | 3000036698
156 | 4214210000400 | PACK COLD/HOT GEL REUSABLE SIZE 15 X 25 CM (+/- 3 CM) | EA | 64 | 3000036698
157 | 4214210000600 | PACK INSTANT WARM MEDIUM DISPOSABLE | EA | 1080 | 3000036698
158 | 4214210000800 | MOIST HEAT PACK REUSABLE LATEX FREE SIZE: 10 INCHES X 18 INCHES STANDARD | EA | 5 | 3000036698
159 | 4214210500400 | TRANSDUCER KIT, INTRACRANIAL PRESSURE, BOTH SUBDURAL AND INTRA PARENCHYMAL PRESSURE MONITORING, DISPOSABLE, STERILE | EA | 100 | 3000036698
160 | 4214210603900 | BLANKET ALUMINUM COATED 140 CM X 220 CM (+/- 20 CM) FOR ADULT | EA | 1350 | 3000036698
161 | 4214230103700 | LABEL, ZEBRA, CRYO/PVC, 5 CM X 2.5 CM | EA | 1500 | 3000036698
162 | 4214230200100 | PAPER CHART ECG FOR SCHILLER SIZE APPROX. 80 MM X 70 MM | EA | 200 | 3000036698
163 | 4214230301300 | BAND WRIST FOR NEWLY BORN BABIES IDENTIFICATION BLUE WITH LABEL CONTAINS THE FOLLOWING INFORMATION (PATIENT NAME/FILE NO/AGE / SEX) | EA | 115000 | 3000036698
164 | 4214230301500 | BAND WRIST FOR NEWLY BORN BABIES IDENTIFICATION PINK WITH LABEL CONTAINS THE FOLLOWING INFORMATION (PATIENT NAME/FILE NO/AGE/ SEX) | EA | 80000 | 3000036698
165 | 4214230302300 | BAND WRIST FOR PATIENT IDENTIFICATION RED FOR BLOOD TYPING | EA | 10000 | 3000036698
166 | 4214230302900 | BAND WRIST FOR ADULT IDENTIFICATION WHITE WITH LABEL CONTAINS THE FOLLOWING INFORMATION (PATIENT NAME/FILE NO./ AGE / SEX.) | EA | 320000 | 3000036698
167 | 4214230303900 | BAND WRIST DIRECT THERMAL WITH ADHESIVE CLOSURE PEDIATRIC WHITE COMPATIBLE WITH THE HOSPITAL MACHINE | EA | 60000 | 3000036698
168 | 4214230304800 | WRISTBAND MULTI LAMINATED HEAVY DUTY FOR PSYCHIATRIC PATIENT ID | EA | 6000 | 3000036698
169 | 4214230504200 | MARKER FINE TIP PERMANENT INK MUST BE WITH STAND STEAM AND PLASMA STERILIZATION BLACK NON STERILE. | EA | 540 | 3000036698
170 | 4214240100000 | BAG FOR VOMITING SUPER ABSORBENT PAD ABILITY TO CONVERT LIQUID INTO SOLID GEL POLYETHYLENE BAG WITH SECURE CLOSURE SHOULD PROVIDE BEDSIDE WALL HOLDER CAPACITY NOT LESS THAN 500 ML DISPOSABLE | EA | 22680 | 3000036698
171 | 4214250201000 | NEEDLE SPINAL PENCIL POINT WITH INTRODUCER DISPOSABLE STERILE SIZE G25 X 6 THE SPINAL NEEDLE MUST BE LONGER THAN THE INTRODUCER | EA | 100 | 3000036698
172 | 4214250202400 | NEEDLE EPIDURAL TUOHY SZ 18G X 150MM | EA | 25 | 3000036698
173 | 4214250203100 | SPINAL NEEDLE QUINCKE TYPE POINT DISPOSABLE STERILE 22G X 3.5 INCH | EA | 3000 | 3000036698
174 | 4214250203300 | SPINAL NEEDLE QUINCKE TYPE POINT DISPOSABLE STERILE 23G X 3.5 INCH | EA | 1200 | 3000036698
175 | 4214250203400 | SPINAL NEEDLE SPROTTE TIP 24G X 90MM STAINLESS STEEL NEEDLE ATRAUMATIC TIP COLOR CODED WITH SIZE INDICATION ON NEEDLE HUB OVAL SHAPE FOR THE HOLE BURR-FREE ROUNDED ATRAUMATIC EDGES WITH INTRODUCER 30MM WITH FUNNEL SHAPED HUB | EA | 75 | 3000036698
176 | 4214250206100 | SPINAL NEEDLE QUINCKE TYPE POINT, DISPOSABLE, STERILE, 20G X 3.5 INCH | EA | 2200 | 3000036698
177 | 4214250207100 | SPINAL NEEDLE QUINCKE TYPE POINT DISPOSABLE STERILE 22G X 5 INCH | EA | 25 | 3000036698
178 | 4214250402700 | NEEDLE BIOPSY CHIBA OR ANY EQUIVALENT 18 G 15 CM | EA | 1350 | 3000036698
179 | 4214250405900 | NEEDLE BIOPSY FOR BONE MARROW WITH EXTRACTION CANNULA HARVEST 11G X 100 MM ( +/- 10 MM ) STERILE | EA | 420 | 3000036698
180 | 4214250408800 | NEEDLE, BIOPSY SYSTEM, BONE MARROW, 11 X 150 MM (+/ - 5 MM), DISPOSABLE, STERILE | EA | 420 | 3000036698
181 | 4214251202100 | FISTULA NEEDLE SINGLE G17 SHARP PYROGEN FREE ONE INCH LONG ULTRATHIN WALL LONG TUBE SILICONIZED WITH NEEDLE PROTECTOR AND BACK EYE WITH NON-ALLERGIC WINGS IN WHICH THE NEEDLE CAN ROTATE FREELY CLEAR KINK RESISTANT TUBE FITTED WITH FEMALE LUER LOCK AND RATCHET CLAMP FLEXIBLE WINGS AND PLASTIC PART NON LEAKING TRANSPARENT PLASTIC PART DISPOSABLE STERILE | PC | 300 | 3000036698
182 | 4214252100600 | NEEDLE, BUTTERFLY, SIZE 21G X 3/4 INCH, WITH TUBE 10-14 INCH, RETRACTABLE NEEDLE, DISPOSABLE, STERILE | EA | 2700 | 3000036698
183 | 4214252102300 | COUNTER FOR NEEDLE MAGNETIC TO SECURE NEEDLES PLACEMENT RETENTION AND COUNT AFTER USE IN SURGERY DOUBLE BLACK MAGNETIC WITH BLADE REMOVAL SYSTEM AND BOX LOCKS COUNT/CAPACITY (20 /20) DISPOSABLE STERILE | EA | 2160 | 3000036698
184 | 4214252103400 | NEEDLE, BUTTERFLY, SIZE 19G X 3/4 INCH, WITH TUBE 10-14 INCH, RETRACTABLE NEEDLE, DISPOSABLE, STERILE | EA | 1200 | 3000036698
185 | 4214252300100 | SYRINGE 10 ML LUER LOCK TIP FIXED GRADUATION WITH NEEDLE G 21 X 1.5 IN DISPOSABLE STERILE | EA | 1533800 | 3000036698
186 | 4214252300200 | SYRINGE 20 ML LUER LOCK TIP FIXED GRADUATION WITH NEEDLE G 21 X 1.5 IN DISPOSABLE STERILE | EA | 354600 | 3000036698
187 | 4214252300300 | SYRINGE 3 ML LUER LOCK TIP AND FIXED GRADUATION WITH NEEDLE G 23 X 1.25 INCH DISPOSABLE STERILE | EA | 1280400 | 3000036698
188 | 4214252300400 | "SYRINGE 50-60 ML CATHETER TIP AND FIXED GRADUATION DISPOSABLE STERILE" | EA | 34000 | 3000036698
189 | 4214252300500 | "SYRINGE 50 ML SIDE LUER SLIP AND FIXED GRADUATION WITHOUT NEEDLE DISPOSABLE STERILE" | EA | 7600 | 3000036698
190 | 4214252301100 | SYRINGE FOR INSULIN 1 ML FIXED GRADUATION 1:100 UNITS WITH NEEDLE SIZE: G 30 X 12.7 MM DISPOSABLE STERILE | EA | 51500 | 3000036698
191 | 4214252303800 | NEEDLE, SAFETY, LUER LOCK, SIZE: G27 X 0.5 INCH, PACKING: INDIVIDUALLY WRAPPED, DISPOSABLE, STERILE | EA | 7200 | 3000036698
192 | 4214252305300 | NEEDLE HYPODERMIC SIZE: G26 X 0.5 INCH PACKING: INDIVIDUALLY WRAPPED DISPOSABLE STERILE | PC | 4000 | 3000036698
193 | 4214252305900 | NEEDLE HYPODERMIC SIZE: G20 X 1.5 INCH PACKING: INDIVIDUALLY WRAPPED DISPOSABLE STERILE | EA | 4000 | 3000036698
194 | 4214252306000 | NEEDLE HYPODERMIC SIZE: G18 X 1.5 INCH PACKING: INDIVIDUALLY WRAPPED DISPOSABLE STERILE | EA | 5000 | 3000036698
195 | 4214252307700 | NEEDLE HYPODERMIC NEEDLE ELECTRODE FOR EMG GUIDED MEDICATIONS INJECTION IT SHOULD BE COMPATIBLE WITH LUER LOCK SYRINGES ASSORTED SIZES | EA | 500 | 3000036698
196 | 4214252309800 | "SYRINGE 20 ML LUER LOCK TIP AND FIXED GRADUATION WITHOUT NEEDLE DISPOSABLE STERILE" | EA | 26684 | 3000036698
197 | 4214252309900 | "SYRINGE TUBERCULIN 1 ML 25 G X 5/8 SLIP TIP DISPOSABLE STERILE" | EA | 4800 | 3000036698
198 | 4214252311600 | "SYRINGE FOR TUBERCULIN 1 ML 3 PIECES LOCK END AND FIXED GRADUATION 1 : 100 UNITS WITH NEEDLE SIZE: G 26 X 5/8 INCH DISPOSABLE STERILE" | EA | 337000 | 3000036698
199 | 4214252311800 | NEEDLE HYPODERMIC SIZE: G19 X 1.5 INCH PACKING: INDIVIDUALLY WRAPPED DISPOSABLE STERILE | EA | 2000 | 3000036698
200 | 4214252311900 | NEEDLE, HYPODERMIC, SIZE: G23 X 1 INCH, PACKING: INDIVIDUALLY WRAPPED, DISPOSABLE, STERILE | EA | 400 | 3000036698
201 | 4214252312500 | NEEDLE, HUBER, SAFTEY, 20 G X 1 INCH, 90 DEGREE, WITH WINGS, WITH SHORT TUBING, STERILE | EA | 7900 | 3000036698
202 | 4214252313700 | NEEDLE HYPODERMIC SIZE: G30 X 0.5 INCH PACKING: INDIVIDUALLY WRAPPED DISPOSABLE STERILE | EA | 2000 | 3000036698
203 | 4214252314200 | SYRINGE 10 ML LUER LOCK TIP AND FIXED GRADUATION WITHOUT NEEDLE DISPOSABLE STERILE | EA | 1200 | 3000036698
204 | 4214252314700 | "SYRINGE 5 ML CENTRAL LUER SLIP AND FIXED GRADUATION WITHOUT NEEDLE DISPOSABLE STERILE" | EA | 2400 | 3000036698
205 | 4214252314900 | SYRINGE 1 ML LUER SLIP AND FIXED GRADUATION WITH NEEDLE G 26 X 3/8 INCH DISPOSABLE STERILE | EA | 2400 | 3000036698
206 | 4214253101500 | CONTAINER WASTE DISPOSAL UNIT SHARPS/NEEDLE/SYRINGE WALL MOUNTED 4 LITER RIGID PLASTIC YELLOW TRANSPARENT LEAK PROOF PUNCTURE RESISTANT WITH HERMETICAL SEAL POLYPROPYLENE 2 PART LID AND BASE WITH LOGO "BIOHAZARDOUS WASTE" 9 X 10 X 4 INCH | EA | 600 | 3000036698
207 | 4214253500000 | ANESTHESIA TRAY PRE-FILLED MULTI PURPOSE STER CONTAIN: TRAY BY 3 COMPARTMENTS GALLIPOT BOWL 50-60ML GAUZE 4INCH X4INCH DRAPE FENESTRATED WITH TAPE SYRINGE 3ML SYRINGE 5ML SYRINGE 10ML NEEDLE 18G NEEDLE 25G NEEDLE 22G PLASTER STRIP DISPOSABLE | EA | 800 | 3000036698
208 | 4214253600400 | CATHETER THORACIC DRAINAGE WITH TROCAR AND SENTINEL STRAIGHT TRANSPARENT ROUND SOFT TIP WITH 2 EYELETS OR MORE RADIO-OPAQUE 30-50CM LENGTH WITH PEEL OFF PACKING SIZE: FG 24 DISPOSABLE STERILE | EA | 50 | 3000036698
209 | 4214253601100 | CATHETER THORACIC DRAINAGE WITH TROCAR AND SENTINEL STRAIGHT TRANSPARENT ROUND SOFT TIP WITH 2 EYELETS OR MORE RADIO-OPAQUE 10-25CM LENGTH WITH PEEL OFF PACKING SIZE: FG 12 DISPOSABLE STERILE | EA | 100 | 3000036698
210 | 4214253601600 | CATHETER THORACIC DRAINAGE WITHOUT TROCAR AND SENTINEL STRAIGHT TRANSPARENT ROUND SOFT TIP WITH 2 EYELETS OR MORE RADIO-OPAQUE 30-50CM LENGTH WITH PEEL OFF PACKING SIZE: FG 32 DISPOSABLE STERILE | EA | 75 | 3000036698
211 | 4214253606100 | NEEDLE SCALPEL TIP THIN WALL 16G X 1 INCH DISPOSABLE STERILE | EA | 6000 | 3000036698
212 | 4214253610000 | CATHETER THORACIC DRAINAGE WITHOUT TROCAR AND SENTINEL STRAIGHT TRANSPARENT ROUND SOFT TIP WITH 2 EYELETS OR MORE RADIO-OPAQUE 30-50CM LENGTH WITH PEEL OFF PACKING SIZE: FG 36 DISPOSABLE STERILE | EA | 75 | 3000036698
213 | 4214260400000 | CAP TIP FOR SYRINGE LUER LOCK AND LUER SLIP LATEX FREE STERILE. | EA | 500 | 3000036698
214 | 4214260800300 | SYRINGE INJECTOR 200 ML AND COILED LOW PRESSURE CONNECTOR TUBE AND PRIME TUBE AND QUICK FILL TUBE FRONT LOAD FOR MEDRAD OR EQUIVALENT DISPOSABLE STERILE | EA | 350 | 3000036698
215 | 4214260800900 | SYRINGE AUTO DISABLE 0.05 OR 0.1 ML FIXED DOSE FOR BCG 3 PIECES ATTACHED NEEDLE SIZE: 27 G X 3/8 OR EQUIVALENT STERILE | EA | 6000 | 3000036698
216 | 4214260801800 | SYRINGE 5 ML LUER LOCK TIP AND FIXED GRADUATION WITH NEEDLE G 21 X 1.5 INCH DISPOSABLE STERILE | EA | 2790800 | 3000036698
217 | 4214260801900 | "SYRINGE 20 ML SIDE LUER SLIP AND FIXED GRADUATION WITHOUT NEEDLE DISPOSABLE STERILE" | EA | 15000 | 3000036698
218 | 4214260802100 | SYRINGE, 1 ML, LUER LOCK TIP, AND FIXED GRADUATION, WITHOUT NEEDLE, DISPOSABLE, STERILE | EA | 14400 | 3000036698
219 | 4214260802300 | SYRINGE, HYPODERMIC, 10 ML, WITHOUT NEEDLE, ECCENTRIC SLIP LOCK, DISPOSABLE, STERILE | EA | 6000 | 3000036698
220 | 4214260900500 | "SYRINGE 3 ML LUER LOCK TIP AND FIXED GRADUATION WITH NEEDLE G 22 X 1.5 INCH DISPOSABLE STERILE" | EA | 12000 | 3000036698
221 | 4214260900700 | "SYRINGE 3 ML LUER LOCK TIP AND FIXED GRADUATION WITH NEEDLE G 21 X 1.5 INCH DISPOSABLE STERILE" | EA | 124500 | 3000036698
222 | 4214261000300 | "SYRINGE ORAL MEDICATION 5 ML CLEAN WITH SEPARATE RIBBED TIP CAPS LATEX-FREE DUAL GRADUATIONS IN MILLILITERS ORAL FEEDING LUER TIP AMBER TINT DISPOSABLE" | EA | 10800 | 3000036698
223 | 4214261500800 | SYRINGE FOR INSULIN 1 ML FIXED GRADUATION WITH NEEDLE SIZE: G 30 X 8 MM DISPOSABLE STERILE | EA | 122000 | 3000036698
224 | 4214261900600 | SYRINGE 10 ML PREFILLED WITH 10 ML 0.9 % SALINE TO BE USED WITHIN A STERILE FIELD DISPOSABLE | EA | 5000 | 3000036698
225 | 4214270200300 | CATHETER NELATON PVC TIEMANN 40-50 CM LONG SIZE: CH 18 DISPOSABLE STERILE | EA | 50 | 3000036698
226 | 4214270201000 | "CATHETER NELATON PVC 40-50 CM LONG SIZE: CH 18 DISPOSABLE STERILE" | EA | 50 | 3000036698
227 | 4214270202300 | CATHETER FOLEY 2-WAYS PURE SILICONE 20-40 CM LONG WITH STYLET AND LATERAL EYES BALLOON SIZE: 3-5 ML WITH FUNNEL END VALVE SUITABLE TO BE USED WITH SYRINGE LUER LOCK CYLINDRICAL SIZE: CH 10 DISPOSABLE STERILE | EA | 3150 | 3000036698
228 | 4214270202700 | CATHETER FOLEY 2-WAYS PURE SILICONE 30-50 CM LONG WITH LATERAL EYES COUDE TIP (TIEMANN) BALLOON SIZE: 5-15 ML WITH FUNNEL END VALVE SUITABLE TO BE U SED WITH SYRINGE LUER LUER LOCK CYLINDRICAL SIZE: CH 18 DISPOSABLE STERILE | EA | 500 | 3000036698
229 | 4214270202900 | CATHETER FOLEY 2-WAYS PURE SILICONE 20-40 CM LONG WITH STYLET AND LATERAL EYES BALLOON SIZE: 3-5 ML WITH FUNNEL END VALVE SUITABLE TO BE USED WITH SYRINGE LUER LOCK CYLINDRICAL SIZE: CH 6 DISPOSABLE STERILE | EA | 750 | 3000036698
230 | 4214270207900 | CATHETER FOLEY 2-WAYS LATEX SILICONE COATED 30-50 CM LONG WITH LATERAL EYES BALLOON SIZE: 5-15 ML WITH FUNNEL END VALVE SUITABLE TO BE USED WITH SYRINGE LUER LOCK CYLINDRICAL SIZE: CH 12 DISPOSABLE STERILE | EA | 1000 | 3000036698
231 | 4214270211400 | CATHETER HYDROPHILIC SELF LUBRICATED READY TO USE FREE OF PVC FEMALE CH 10 15-20 CM WITH COATED EYE DISPOSABLE STERILE | EA | 3600 | 3000036698
232 | 4214270217600 | CATHETER FOLEY 2-WAYS PURE SILICONE OPEN TIP OVER GUIDEWIRE 20-40 CM LONG WITH LATERAL EYES BALLOON SIZE: 3-5 ML WITH FUNNEL END VALVE SUITABLE TO BE USED WITH SYRINGE LUER LOCK CYLINDRICAL SIZE: CH 10 DISPOSABLE STERILE | EA | 1000 | 3000036698
233 | 4214270222900 | CATHETER NELATON HYDROPHILIC COATED 30-50 CM LONG SIZE: CH 12 DISPOSABLE STERILE | EA | 1800 | 3000036698
234 | 4214270223700 | GUIDEWIRE TEFLON (PTFE) COATED AMPLATZ ANGLED TIP STAINLESS STEEL WITH FLAT WIRE COIL 0.035 X 130-150 CM LENGTH DISPOSABLE STERILE | EA | 150 | 3000036698
235 | 4214270228800 | CATHETER FOLEY 2-WAYS PURE SILICONE 30-50 CM LONG WITH LATERAL EYES COUDE TIP (TIEMANN) BALLOON SIZE: 5-15 ML WITH FUNNEL END VALVE SUITABLE TO BE USED WITH SYRINGE LUER LUER LOCK CYLINDRICAL SIZE: CH 14 DISPOSABLE STERILE | EA | 450 | 3000036698
236 | 4214270233400 | FOLEY CATHETER TRAY CONSISTENT OF: FOLEY CATHETER 2-WAYS PURE SILICON CH 14 30-50 CM LONG WITH TWO LATERAL EYES BALLOON SIZE: 5-15 ML WITH VALVE SUITABLE TO BE USED WITH SYRINGE LUER LOCK URINE DRAINAGE BAG 2000 ML CAPACITY WITH DOUBLE PLASTIC HANGER AND ABOUT ONE METER LONG TUBE (CLEAR AND FIXED NUMERICAL GRADUATION WITH ANTI-REFLUX VALVE) PACKET POVIDONE-IODINE SWABSTICKS 2 DRY SWABS 10CC SYRINGE (PRE-FILLED WITH STERILE WATER) LATEX-FREE AND POWDER-FREE GLOVES REGULAR SIZE LUBE JELLY SECUREMENT DEVICE UNDERPAD STERILE | KIT | 100 | 3000036698
237 | 4214270234100 | CATHETER FOLEY 3-WAY PURE SILICONE ELASTOMER COATED 30-50 CM LONG ROUND TIP TWO STAGGERED OR LATERAL EYES BALLOON SIZE: 30-50 ML WITH FUNNEL END VALVE SUITABLE TO BE USED WITH SYRINGE LUER LOCK CYLINDRICAL SIZE: CH 18 DISPOSABLE STERILE | EA | 450 | 3000036698
238 | 4214270236400 | CATHETER FOLEY 2-WAYS LATEX SILICONE COATED 30-50 CM LONG WITH LATERAL EYES BALLOON SIZE: 5-15 ML WITH FUNNEL END VALVE SUITABLE TO BE USED WITH SYRINGE LUER LOCK CYLINDRICAL SIZE: CH 16 DISPOSABLE STERILE | PC | 300 | 3000036698
239 | 4214270236900 | "CATHETER FOLEY 3-WAY LATEX 30-50 CM LONG ROUND TIP TWO STAGGERED OR LATERAL EYES BALLOON SIZE: 30-50 ML WITH FUNNEL END VALVE SUITABLE TO BE USED WITH SYRINGE LUER LOCK CYLINDRICAL SIZE: CH 18 DISPOSABLE STERILE" | PC | 1000 | 3000036698
240 | 4214270237000 | CATHETER FOLEY 3-WAY LATEX 30-50 CM LONG ROUND TIP TWO STAGGERED OR LATERAL EYES BALLOON SIZE: 30-50 ML WITH FUNNEL END VALVE SUITABLE TO BE USED WITH SYRINGE LUER LOCK CYLINDRICAL SIZE: CH 20 DISPOSABLE STERILE | PC | 1000 | 3000036698
241 | 4214270237100 | CATHETER FOLEY 3-WAY LATEX 30-50 CM LONG ROUND TIP TWO STAGGERED OR LATERAL EYES BALLOON SIZE: 30-50 ML WITH FUNNEL END VALVE SUITABLE TO BE USED WITH SYRINGE LUER LOCK CYLINDRICAL SIZE: CH 22 DISPOSABLE STERILE | PC | 1000 | 3000036698
242 | 4214270237200 | CATHETER FOLEY 3-WAY LATEX 30-50 CM LONG ROUND TIP TWO STAGGERED OR LATERAL EYES BALLOON SIZE: 30-50 ML WITH FUNNEL END VALVE SUITABLE TO BE USED WITH SYRINGE LUER LOCK CYLINDRICAL SIZE: CH 24 DISPOSABLE STERILE | PC | 1000 | 3000036698
243 | 4214270400000 | "BAG URINE DRAINAGE 2000-2500 ML CAPACITY WITH ABOUT ONE METER LONG TUBE CLEAR AND FIXED NUMERICAL GRADUATION SAMPLE PORT ROLLER DRAINAGE VALVE ANTI-REFLUX VALVE UNIVERSAL DOUBLE HOOK AND ROPE HANGER WITH KINK PREVENTION SLIDE CLAMP SHAPE MUST ALLOW COMPLETE AND EFFICIENT DRAINAGE DISPOSABLE STERILE" | EA | 10505 | 3000036698
244 | 4214270400400 | BAG URINARY COLLECTOR FOR PEDIATRIC 100-200 ML CAPACITY PLASTIC GRADUATED WITH LABEL AND NON RETURN VALVE HYPOALLERGENIC ADHESIVE | EA | 4600 | 3000036698
245 | 4214271201600 | SET, URETERIC, STONE DISLODGER, WITH RETRACTABLE, NITINOL FOUR WIRES BASKET, WITHOUT TIP, SIZE: 1.6 - 1.9 FRENCH, LENGTH 115-125 CM, DISPOSABLE, STERILE | EA | 50 | 3000036698
246 | 4214271301500 | CYSTOSCOPE-URETHROSCOPE SHEATH 22 FR. (OR EQUIVALENT) COLOR CODE: BLUE CONSISTING OF: SHEATH OBTURATOR AND 2 LUER-LOCK CONES REUSABLE | EA | 2 | 3000036698
247 | 4214271501800 | TRAY FOR URINARY CATHETERIZATION CONTAINS : 1 DRAINAGE BAG 1000 ML 1 UNDER PAD PLASTIC BACKED 1 HOSPITAL WRAP 1 PAIR LATEX - FREE GLOVES 1 FENESTRATED DRAPE 1 POVIDONE IODINE PREP SOLUTION 5 ABSORBENT COTTON BALLS 1 PREP CUP 1 FORCEPS 1 LUBRICATING JELLY 10 ML 1 PREFILLED INFLATION SYRINGE 10 CC 1 SPECIMEN CONTAINER AND LABEL DISPOSABLE STERILE | EA | 5295 | 3000036698
248 | 4214271502200 | FOLEY CATHETER TRAY, CONSISTENT OF: FOLEY CATHETER 2-WAYS PURE SILICON 14FR, URINE METER, WITH DOUBLE PLASTIC HANGER AND ABOUT ONE METER LONG TUBE (CLEAR AND FIXED NUMERICAL GRADUATION WITH ANTI-REFLUX VALVE), PACKET POVIDONE-IODINE SWABSTICKS, 2 DRY SWABS, 10CC SYRINGE (PRE-FILLED WITH STERILE WATER), LATEX-FREE AND POWDER-FREE GLOVES REGULAR SIZE, LUBE JELLY, SECUREMENT DEVICE, UNDERPAD, STERILE | KIT | 750 | 3000036698
249 | 4214271502300 | FOLEY CATHETER TRAY, CONSISTENT OF: FOLEY CATHETER 2-WAYS PURE SILICONE 16FR, URINE METER, WITH DOUBLE PLASTIC HANGER AND ABOUT ONE METER LONG TUBE (CLEAR AND FIXED NUMERICAL GRADUATION WITH ANTI-REFLUX VALVE), PACKET POVIDONE-IODINE SWABSTICKS, 2 DRY SWABS, 10CC SYRINGE (PRE-FILLED WITH STERILE WATER), LATEX-FREE AND POWDER-FREE GLOVES REGULAR SIZE, LUBE JELLY, SECUREMENT DEVICE, UNDERPAD, STERILE | KIT | 750 | 3000036698
250 | 4214271502600 | FOLEY CATHETER TRAY, CONSISTENT OF: FOLEY CATHETER 2-WAYS PURE SILICON 8FR, URINE METER, WITH DOUBLE PLASTIC HANGER AND ABOUT ONE METER LONG TUBE (CLEAR AND FIXED NUMERICAL GRADUATION WITH ANTI-REFLUX VALVE), PACKET POVIDONE-IODINE SWABSTICKS, 2 DRY SWABS, 10CC SYRINGE (PRE-FILLED WITH STERILE WATER), LATEX-FREE AND POWDER-FREE GLOVES REGULAR SIZE, LUBE JELLY, SECUREMENT DEVICE, UNDERPAD, STERILE | KIT | 700 | 3000036698
251 | 4214271801300 | IMPLANT PENILE INFLATABLE ANTIBIOTIC-IMPREGNATED ASSORTED SIZES | KIT | 10 | 3000036698
252 | 4214271901000 | COLD KNIFE STRAIGHT COMPATIBLE WITH 1.2MM TELESCOPE RESECTOSCOPE NOT TO BE USED WITH HIGH FREQUENCY MACHINE REUSABLE | EA | 4 | 3000036698
253 | 4214271901100 | COLD KNIFE ROUND COMPATIBLE WITH 1.2 MM TELESCOPE RESECTOSCOPE NOT TO BE USED WITH HIGH FREQUENCY MACHINE REUSABLE | EA | 6 | 3000036698
254 | 4214271901200 | COLD KNIFE SICKLE-SHAPED FOR PEDIATRIC COMPATIBLE WITH 1.2MM TELESCOPE RESECTOSCOPE NOT TO BE USED WITH HIGH FREQUENCY MACHINE REUSABLE | EA | 8 | 3000036698
255 | 4214271901300 | COLD KNIFE HOOK-SHAPED COMPATIBLE WITH 1.2MM TELESCOPE RESECTOSCOPE NOT TO BE USED WITH HIGH FREQUENCY MACHINE REUSABLE | EA | 14 | 3000036698
256 | 4214271901400 | URETHROTOME SHEATH WITH LUER- LOCK STOPCOCK 10 FR CONSISTING OF: URETHROTOME SHEATH OBTURATOR AND 2 LUER-LOCK CONES REUSABLE | EA | 2 | 3000036698
257 | 4214271901500 | COLD KNIFE STRAIGHT-SHAPED FOR PEDIATRIC COMPATIBLE WITH 1.9 - 2.1 MM TELESCOPE RESECTOSCOPE NOT TO BE USED WITH HIGH FREQUENCY MACHINE REUSABLE | EA | 2 | 3000036698
258 | 4214271901600 | COLD KNIFE ROUND-SHAPED FOR PEDIATRIC COMPATIBLE WITH 1.9 - 2.1 MM TELESCOPE RESECTOSCOPE NOT TO BE USED WITH HIGH FREQUENCY MACHINE REUSABLE | EA | 2 | 3000036698
259 | 4214271901800 | COLD KNIFE HOOK-SHAPED FOR PEDIATRIC COMPATIBLE WITH 1.9 - 2.1 MM TELESCOPE RESECTOSCOPE NOT TO BE USED WITH HIGH FREQUENCY MACHINE REUSABLE | EA | 2 | 3000036698
260 | 4214272101600 | GUIDEWIRE TEFLON (PTFE) COATED SENSOR WITH HYDROPHILIC STRAIGHT TIP DUAL FLEX 0.035 INCH X 130-150 CM DISPOSABLE STERILE | PC | 1500 | 3000036698
261 | 4214273304000 | CATHETER URETHRAL ROBINSON SOFT RED RUBBER RADIOPAQUE WITH 2 EYES FUNNEL END SIZE: 14 FRENCH 30-50 CM DISPOSABLE STERILE | EA | 11760 | 3000036698
262 | 4214273305100 | CATHETER URETERAL STRAIGHT OPEN END FOR RETROGRADE PYELOGRAPHY GRADUATED RADIO-OPAQUE 6 FR LENGTH 70-75 CM DISPOSABLE STERILE | EA | 120 | 3000036698
263 | 4214273308500 | SET, STENT, INDWELLING, POLYURETHANE, DOUBLE URETERAL, PIGTAIL STENT, OPEN ENDED, TAPERED TIP, WITH HOLES IN THE BODY, WITHOUT GUIDEWIRE, SIZE: CH 4.7 - 5, 26 CM, DISPOSABLE, STERILE | EA | 600 | 3000036698
264 | 4214280210000 | STOCKING, ANTI-EMBOLISM, (CLOSE TOES) THIGH LENGTH, LARGE | EA | 2076 | 3000036698
265 | 4214280212500 | SUPPORT SCROTAL WITH LEG STRAPS COTTON AND RAYON SMALL | EA | 200 | 3000036698
266 | 4214280212900 | STOCKING READY MADE MEDICAL GRADUATED COMPRESSION SEAMLESS PANTY WITH OPEN TOE POLYAMIDE ELASTANE LATEX FREE SKIN COLOR CLASS 2 (20 - 32 MMHG) ASSORTED SIZES (LYMPHEDEMA) | EA | 20 | 3000036698
267 | 4214280226600 | STOCKING, READY MADE, MEDICAL GRADUATED COMPRESSION, SEAMLESS, BELOW KNEE, WIDE/PLUS, WITH CLOSE TOE, POLYAMIDE, ELASTANE, LATEX FREE, SKIN COLOR, CLASS 1 (18 - 21 MMHG), ASSORTED SIZES (LYMPHEDEMA) | EA | 100 | 3000036698
268 | 4214280227000 | STOCKING, READY MADE, MEDICAL GRADUATED COMPRESSION, SEAMLESS, PANTY, WITH CLOSE TOE, POLYAMIDE, ELASTANE, LATEX FREE, SKIN COLOR, CLASS 1 (18 - 21 MMHG), ASSORTED SIZES (LYMPHEDEMA) | EA | 90 | 3000036698
269 | 4214280228800 | STOCKING READY MADE MEDICAL GRADUATED COMPRESSION SEAMLESS ABOVE KNEE WITH CLOSE TOE POLYAMIDE ELASTANE LATEX FREE SILICONE TOP BAND SKIN COLOR CLASS 2 (20 - 32 MMHG) PAIR ASSORTED SIZES (LYMPHEDEMA) | EA | 195 | 3000036698
270 | 4214280273700 | STOCKING READY MADE MEDICAL GRADUATED COMPRESSION SEAMLESS ABOVE KNEE WITH CLOSE TOE POLYAMIDE ELASTANE LATEX FREE SILICONE TOP BAND SKIN COLOR CLASS 1 (18 - 21 MMHG) PAIR ASSORTED SIZES (LYMPHEDEMA) | EA | 60 | 3000036698
271 | 4214292900100 | TELESCOPES MAX EVENT REUSABLE | EA | 100 | 3000036698
272 | 4214310201400 | TUBE EVACUATOR TUBE STOMACH SALEM SUMP 16 FRENCH 100 - 130 CM LONG STERILE | EA | 650 | 3000036698
273 | 4214310201500 | TUBE EVACUATOR TUBE STOMACH SALEM SUMP 18 FRENCH 100 - 130 CM LONG STERILE | EA | 1200 | 3000036698
274 | 4214310300000 | UTERINE TAMPONADE BALLOON FOR CONTROL OF POST PARTUM HEMORRHAGE 500 ML OR MORE WITH DRAINAGE CATHETER LATEX FREE DISPOSABLE STERILE | EA | 50 | 3000036698
275 | 4214310600000 | PAD, MATERNITY WITH LOOP, HIGHT ABSORBENT | EA | 56400 | 3000036698
276 | 4214311100100 | KIT, CATHETER, FOR PEDIATRIC, CHEMOTHERAPY, PRE - ATTACHED PLASTIC PORT, 6.5 - 6.6 FR, SILICONE TUBE, , STERILE | EA | 10 | 3000036698
277 | 4214311100300 | KIT CATHETERIZATION SUPRAPUBIC 16 FR WITH SCALPEL TROCAR AND SHEATH 2 - WAY STANDARD LENGTH STERILE | EA | 15 | 3000036698
278 | 4214312700700 | PAPER, CTG, COROMETRICS 250 AND 250CX SERIES, SIZE APPROX. 152 MM X 90 MMX150SH | EA | 4000 | 3000036698
279 | 4214312704200 | PAPER, CTG, FOR MEDGAN MACHINE NST FHR 240, SIZE APPROX. 152 MM X 90MM | PAC | 100 | 3000036698
280 | 4214320900300 | NEEDLE, EMG NEEDLE, MONOPOLAR, WITH LEAD WIRE ATTACHED, CONNECTION MUST BE UNIVERSAL TO FIT ALL NEUROPHYSIOLOGY MACHINES, DISPOSABLE, STERILE, ASSORTED SIZES | EA | 100 | 3000036698
281 | 4214330101400 | CATHETER KIT CHEMOTHERAPY VENOUS ACCESS PORT SYSTEM FOR PEDIATRIC 4.5 FR WITH ATTACHED PORT POLYURETHANE MRI COMPATIBLE STERILE | EA | 50 | 3000036698
282 | 4214330600500 | INFUSION PUMP, HARD, ELASTOMERIC CALIBRATED AMBULATORY, FLOW RATE 10ML/ HOURS, VOLUME 240-350ML, DISPOSABLE | EA | 36 | 3000036698
283 | 4214350000200 | PACK EAR PACK BIOABSORBABLE BIODEGRADABLE SOFT | EA | 400 | 3000036698
284 | 4214350001400 | TRACHEOSTOMY TUBE, ADULT, CUFFED, UNFENESTRATED, ID-IC 10MM, OD ( 11.5 - 13.8 MM ), TOTAL LENGTH ( 80 - 84 MM ), WITH REUSABLE INNER CANNULA, STERILE | PC | 70 | 3000036698
285 | 4214350005500 | KIT PERCUTANEOUS TRACHEOSTOMY ADULT CUFFED FENESTRATED ID-IC 7MM | KIT | 100 | 3000036698
286 | 4214353300400 | TUBE SUCTION FOR NASAL SURGERY DISPOSABLE ASSORTED SIZES AND ANGLES STERILE | EA | 1500 | 3000036698
287 | 4214360300000 | "MITTEN MADE OF SOFT FABRIC SECURE ALL FINGER CONTROL AIR-COOLED LATEX-FREE ADULT CONTROL MITT RESTRAINT" | EA | 520 | 3000036698
288 | 4214370500000 | PROTECTOR, EYE, NEONATAL PHOTOTHERAPY, (SMALL), KEEPER STRAP, MADE OF A VERY SOFT FOAM FABRIC, INFANTS LESS THAN 1500 GRAMS, LATEX AND DEHP FREE | EA | 1800 | 3000036698
289 | 4214370500100 | PROTECTOR, FOR EYE, NEONATAL PHOTOTHERAPY, (MEDIUM), KEEPER STRAP, MADE OF A VERY SOFT FOAM FABRIC, INFANTS MORE THAN 1500 GRAMS, LATEX AND DEHP FREE | EA | 6750 | 3000036698
290 | 4214370500400 | "PUMP BREAST MANUAL WASHABLE WITHOUT TUBE BOTTLES FOR MILK STORAGE SHOULD BE PROVIDED AND COMPATIBLE WITH NIPPLES INDIVIDUALLY PACKAGED DISPOSABLE STERILE" | EA | 4750 | 3000036698
291 | 4214390101000 | "BOWEL IRRIGATION SYSTEM FOR FECAL INCONTINENCE AND CONSTIPATION INCLUDING A PUMP CONTROL WATER BAG 2 RECTAL CATHETERS TUBING 2 STRAPS" | EA | 4 | 3000036698
292 | 4214390200100 | ANAL IRRIGATION SYSTEM, ACCESSORY SET, CONSISTING OF 15 SELF-LUBRICATED CATHETERS AND WATER BAG, DESIGNED FOR TRANSANAL BOWEL IRRIGATION TO FACILITATE CONTROLLED COLON EMPTYING, DISPOSABLE, STERIL | EA | 24 | 3000036698
293 | 4214390200300 | FECAL INCONTINENCE SYSTEM, WITH SILICONE CATHETER AND DRAINAGE BAG, MEDICATION AND SAMPLING AND IRRIGATION PORTS, ODOR CONTROL, FOR LIQUID AND SEMI LIQUID STOOL | EA | 15 | 3000036698
294 | 4214390201300 | CATHETER, PICC, SINGLE LUMEN, POLYURETHANE, PERIPHERALLY INSERTED VENOUS ACCESS, FOR PREMATURE BABY AND NEONATE, 1 FR, LENGTH 20-25 CM, W/SPLITTING NEEDLE SET, RADIOPAQUE LINE, 28 GA, PEEL PACK, DISPOSABLE, STERILE | EA | 620 | 3000036698
295 | 4214400102400 | PROCESSOR BEHIND THE EAR EXTERNAL RELATED TO 22 CHANNEL ELECTRODE COCHLEAR IMPLANT COLOR AS REQUESTED BY END USER | EA | 1 | 3000036698
296 | 4214400102500 | PROCESSOR SINGLE UNIT EXTERNAL PROCESSOR RELATED TO 12 CHANNEL ELECTRODE COCHLEAR IMPLANT COLOR AS REQUESTED BY END USER | EA | 2 | 3000036698
297 | 4214400601600 | BATTERY ZINC AIR HEARING AID SIZE 675 | EA | 3360 | 3000036698
298 | 4214420100000 | NEEDLE, ACUPUNCTURE / DRY, 14.5-15 X 0.16-0.22 MM, IN INTRODUCER TUBE, DISPOSABLE, STERILE, INDIVIDUAL PACK | EA | 500 | 3000036698
299 | 4214420100100 | NEEDLE ACUPUNCTURE / DRY 30-35 X 0.20-0.25 MM IN INTRODUCER TUBE DISPOSABLE STERILE INDIVIDUAL PACK | EA | 200 | 3000036698
300 | 4214420100200 | NEEDLE ACUPUNCTURE / DRY 40-45 X 0.25 - 0.30 MM IN INTRODUCER TUBE DISPOSABLE STERILE INDIVIDUAL PACK | EA | 200 | 3000036698
301 | 4214420101000 | NEEDLE ACUPUNCTURE / DRY 100 X 0.35-0.45 MM IN INTRODUCER TUBE DISPOSABLE STERILE INDIVIDUAL PACK | EA | 200 | 3000036698
302 | 4214420101200 | NEEDLE, ACUPUNCTURE / DRY, 50-55 X 0.30 - 0.35 MM, IN INTRODUCER TUBE, DISPOSABLE, STERILE, INDIVIDUAL PACK | EA | 600 | 3000036698
303 | 4214440300100 | SUCTION CATHETER, MADE OF POLYMER MATERIAL, SIZE 14 FR. STERILE, DISPOSABLE | EA | 3000 | 3000036698
304 | 4214440300300 | SUCTION CATHETER, MADE OF POLYMER MATERIAL, SIZE 10 FR. STERILE, DISPOSABLE | EA | 1200 | 3000036698
305 | 4214440600500 | CLOSE SUCTION SYSTEM, 24 HRS, WITH ELBOW CONNECTOR, DISPOSABLE, 10FR, GRADUATED, WITHOUT MDI PORT, LENGTH 35-45CM, STERILE | SET | 40 | 3000036698
306 | 4215150015700 | ENDODONTIC ROTARY RETREATMENT FILE ASSORTED SIZE ONE EACH (EA)=ONE (1) PACK | EA | 197 | 3000036698
307 | 4215150019500 | MICROTIP COTTON AND BRUSH APPLICATORS SUPER FINE SIZE | EA | 2620 | 3000036698
308 | 4215150020500 | INTERDENTAL HANDLE WITH BRUSHES | EA | 3264 | 3000036698
309 | 4215150020800 | MOUTHWASH TABLET EFFERVESCENT | EA | 3000 | 3000036698
310 | 4215150034300 | K-FILE ENDODONTIC STAINLESS STEEL WITH PRE - INSERTED SILICONE STOPS SIZE 45 LENGTH 21 MM ONE EACH (EA)=ONE (1) PACK | EA | 30 | 3000036698
311 | 4215150034400 | K-FILE ENDODONTIC STAINLESS STEEL WITH PRE - INSERTED SILICONE STOPS SIZE 50 LENGTH 21 MM ONE EACH (EA)=ONE (1) PACK | EA | 20 | 3000036698
312 | 4215150034500 | K-FILE ENDODONTIC STAINLESS STEEL WITH PRE - INSERTED SILICONE STOPS SIZE 55 LENGTH 21 MM ONE EACH (EA)=ONE (1) PACK | EA | 20 | 3000036698
313 | 4215150034600 | K-FILE ENDODONTIC STAINLESS STEEL WITH PRE - INSERTED SILICONE STOPS SIZE 60 LENGTH 21 MM ONE EACH (EA)=ONE (1) PACK | EA | 20 | 3000036698
314 | 4215150034700 | K-FILE ENDODONTIC STAINLESS STEEL WITH PRE - INSERTED SILICONE STOPS SIZE 70 LENGTH 21 MM ONE EACH (EA)=ONE (1) PACK | EA | 20 | 3000036698
315 | 4215150051900 | ENDODONTIC BUCHANAN ROOT CANAL PLUGGER SET A TAPERED NICKEL - TITANIUM END AND A STAINLESS STEEL END SIZE 0 | EA | 10 | 3000036698
316 | 4215150052000 | ENDODONTIC BUCHANAN ROOT CANAL PLUGGER SET A TAPERED NICKEL - TITANIUM END AND A STAINLESS STEEL END SIZE 1 | EA | 14 | 3000036698
317 | 4215150052100 | ENDODONTIC BUCHANAN ROOT CANAL PLUGGER SET A TAPERED NICKEL - TITANIUM END AND A STAINLESS STEEL END SIZE 2 | EA | 10 | 3000036698
318 | 4215150055400 | H-FILE ENDODONTIC STAINLESS STEEL WITH PRE - INSERTED SILICONE STOPS ASSORTED SIZE 15 - 40 LENGTH 31 MM ONE EACH (EA)=ONE (1) PACK | EA | 24 | 3000036698
319 | 4215150060700 | LENTULO SPIRAL PASTE FILLER LATCH TYPE PASTE CARRIERS RA COLOR CODED RED LENGTH 25 MM SIZE 25 ONE EACH (EA) = ONE (1) PACK | EA | 260 | 3000036698
320 | 4215150082800 | DENTAL DAM STABILIZING CORD - LATEX SIZE SMALL | EA | 4 | 3000036698
321 | 4215150091100 | BRACKET SELF LIGATING PASSIVE TYPE MAXILLARY (UPPER) LEFT PREMOLAR BRACKET 0.022 IN SLOT | EA | 40 | 3000036698
322 | 4215150091200 | BRACKET SELF LIGATING PASSIVE TYPE MAXILLARY (UPPER) RIGHT PREMOLAR BRACKET 0.022 IN SLOT | EA | 40 | 3000036698
323 | 4215150092100 | BRACKET SELF LIGATING PASSIVE TYPE MANDIBULAR (LOWER) LEFT CANINE BRACKET 0.022 IN SLOT | EA | 40 | 3000036698
324 | 4215150092200 | BRACKET SELF LIGATING PASSIVE TYPE MAXILLARY (UPPER) LEFT CANINE BRACKET 0.022 IN SLOT | EA | 40 | 3000036698
325 | 4215150093200 | BRACKET SELF LIGATING PASSIVE TYPE MAXILLARY (UPPER) LEFT LATERAL INCISOR BRACKET 0.022 IN SLOT | EA | 40 | 3000036698
326 | 4215150305700 | STAINLESS STEEL CROWN ANATOMICAL PRE - CRIMPED PRE - CONTOURED PRIMARY CROWNS FOR FIRST UPPER RIGHT MOLAR SIZE 5 (5/BOX) | EA | 100 | 3000036698
327 | 4215150305800 | STAINLESS STEEL CROWN ANATOMICAL PRE - CRIMPED PRE - CONTOURED PRIMARY CROWNS FOR FIRST UPPER RIGHT MOLAR SIZE 6 (5/BOX) | EA | 100 | 3000036698
328 | 4215150305900 | STAINLESS STEEL CROWN ANATOMICAL PRE - CRIMPED PRE - CONTOURED PRIMARY CROWNS FOR SECOND UPPER RIGHT MOLAR SIZE 2 (5/BOX) | EA | 80 | 3000036698
329 | 4215150306300 | STAINLESS STEEL CROWN ANATOMICAL PRE - CRIMPED PRE - CONTOURED PRIMARY CROWNS FOR SECOND UPPER RIGHT MOLAR SIZE 6 (5/BOX) | EA | 550 | 3000036698
330 | 4215150306400 | STAINLESS STEEL CROWN ANATOMICAL PRE - CRIMPED PRE - CONTOURED PRIMARY CROWNS FOR FIRST UPPER LEFT MOLAR SIZE 2 (5/BOX) | EA | 650 | 3000036698
331 | 4215150306500 | STAINLESS STEEL CROWN ANATOMICAL PRE CRIMPED PRE - CONTOURED PRIMARY CROWNS FOR FIRST UPPER LEFT MOLAR SIZE 3 (5/BOX) | EA | 850 | 3000036698
332 | 4215150306600 | STAINLESS STEEL CROWN ANATOMICAL PRE - CRIMPED PRE - CONTOURED PRIMARY CROWNS FOR FIRST UPPER LEFT MOLAR SIZE 4 (5/BOX) | EA | 750 | 3000036698
333 | 4215150306700 | STAINLESS STEEL CROWN ANATOMICAL PRE - CRIMPED PRE - CONTOURED PRIMARY CROWNS FOR FIRST UPPER LEFT MOLAR SIZE 5 (5/BOX) | EA | 750 | 3000036698
334 | 4215150306900 | STAINLESS STEEL CROWN ANATOMICAL PRE - CRIMPED PRE - CONTOURED PRIMARY CROWNS FOR SECOND UPPER LEFT MOLAR SIZE 2 (5/BOX) | EA | 80 | 3000036698
335 | 4215150308100 | STAINLESS STEEL CROWN ANATOMICAL PRE - CRIMPED PRE - CONTOURED PRIMARY CROWNS FOR SECOND LOWER RIGHT MOLAR SIZE 4 (5/BOX) | EA | 440 | 3000036698
336 | 4215150308900 | STAINLESS STEEL CROWN ANATOMICAL PRE - CRIMPED PRE - CONTOURED PRIMARY CROWNS FOR SECOND LOWER LEFT MOLAR SIZE 2 (5/BOX) | EA | 60 | 3000036698
337 | 4215150309600 | CROWN FORM PEDO REFILL TRANSPARENT PRIMARY LEFT CENTRAL INCISOR UPPER SIZE 2 | EA | 50 | 3000036698
338 | 4215150310000 | CROWN FORM PEDO REFILL TRANSPARENT PRIMARY RIGHT CENTRAL INCISOR UPPER SIZE 1 | EA | 1000 | 3000036698
339 | 4215150310100 | CROWN FORM PEDO REFILL TRANSPARENT PRIMARY RIGHT CENTRAL INCISOR UPPER SIZE 2 | EA | 1000 | 3000036698
340 | 4215150310200 | CROWN FORM PEDO REFILL TRANSPARENT PRIMARY RIGHT CENTRAL INCISOR UPPER SIZE 3 | EA | 1000 | 3000036698
341 | 4215150310300 | CROWN FORM PEDO REFILL TRANSPARENT PRIMARY RIGHT CENTRAL INCISOR UPPER SIZE 4 | EA | 1000 | 3000036698
342 | 4215150310600 | CROWN FORM PEDO REFILL TRANSPARENT PRIMARY LEFT LATERAL INCISOR UPPER SIZE 1 | EA | 1000 | 3000036698
343 | 4215150311100 | CROWN FORM PEDO REFILL TRANSPARENT PRIMARY RIGHT LATERAL INCISOR UPPER SIZE 2 | EA | 50 | 3000036698
344 | 4215150311200 | CROWN FORM PEDO REFILL TRANSPARENT PRIMARY RIGHT LATERAL INCISOR UPPER SIZE 3 | EA | 50 | 3000036698
345 | 4215150311300 | CROWN FORM PEDO REFILL TRANSPARENT PRIMARY RIGHT LATERAL INCISOR UPPER SIZE 4 | EA | 50 | 3000036698
346 | 4215150314100 | STAINLESS STEEL CROWN ANATOMICAL PRE - CRIMPED PRE - CONTOURED PRIMARY CROWNS FOR FIRST UPPER RIGHT MOLAR SIZE 7 (5/BOX) | EA | 100 | 3000036698
347 | 4215150314700 | STAINLESS STEEL CROWN FOR PERMANENT UPPER FIRST LEFT MOLAR SIZE 2 | EA | 100 | 3000036698
348 | 4215150314800 | STAINLESS STEEL CROWN FOR PERMANENT UPPER FIRST LEFT MOLAR SIZE 3 | EA | 250 | 3000036698
349 | 4215150314900 | STAINLESS STEEL CROWN FOR PERMANENT UPPER FIRST LEFT MOLAR SIZE 4 | EA | 100 | 3000036698
350 | 4215150315000 | STAINLESS STEEL CROWN FOR PERMANENT UPPER FIRST LEFT MOLAR SIZE 5 | EA | 100 | 3000036698
351 | 4215150315100 | STAINLESS STEEL CROWN FOR PERMANENT UPPER FIRST LEFT MOLAR SIZE 6 | EA | 100 | 3000036698
352 | 4215150315300 | STAINLESS STEEL CROWN FOR PERMANENT UPPER FIRST RIGHT MOLAR SIZE 2 | EA | 150 | 3000036698
353 | 4215150343500 | SELF CURE BIS-ACRYLIC RESIN TEMPORARY CROWN AND BRIDGE MATERIAL SHADE A3 (AUTOMIX) FOR GUN TYPE WITH TIPS | PC | 90 | 3000036698
354 | 4215150500000 | ETCHING GEL 35 - 37.5% PHOSPHORIC ACID CONCENTRATION IDEAL VISCOSITY SYRINGE TIP DELIVERY THE KIT SHOULD CONTAIN NOT LESS THAN 4 SYRINGES MINIMUM 1.2 ML OF PHOSPHORIC ACID/SYRINGE WITH MICRO TIPS ONE EACH (EA)=ONE (1) PACK | EA | 240 | 3000036698
355 | 4215151000000 | SHIELD PROTECTIVE VISIBLE LIGHT CURE HAND - HELD | EA | 5 | 3000036698
356 | 4215160300000 | CALCIUM HYDROXIDE PASTE IN TWO TUBES BASE 13G AND CATALYST 11G SYSTEM WITH MIXING PAD RADIOPAQUE | EA | 141 | 3000036698
357 | 4215161004100 | SILVER DIAMINE FLUORIDE FILLING 38% | EA | 17 | 3000036698
358 | 4215161047000 | SELF - CUTTING ORTHODONTIC MINISCREW STERILE INDIVIDUAL PACKED MADE OF TITANIUM ALLOY - SIZE 10 MM WITH DIAMETER RANGE FROM 1.4 - 2 MM | EA | 300 | 3000036698
359 | 4215161204100 | OBWEGESER CHANNEL RETRACTOR FOR MANDIBLE 17CM APPROXIMATE STAINLESS STEEL WORKING END: 10MM | PC | 5 | 3000036698
360 | 4215161401000 | BUR DIAMOND FG ISO# 806 - 314 - 175 - 514 - 014 | EA | 300 | 3000036698
361 | 4215161406300 | BUR OTOLOGY DIAMOND EXTENDED 5MM OR EQUIVALENT | EA | 50 | 3000036698
362 | 4215161410400 | BUR CARBIDE FG TAPERED FLAT END #169L ISO 500 - 314 - 171 - 006 - 009 | EA | 200 | 3000036698
363 | 4215161412600 | BUR OTOLOGY DIAMOND EXTENDED 4MM OR EQUIVALENT | EA | 55 | 3000036698
364 | 4215161416500 | SPLINT SYNTHETIC COATED FIBRE GLASS TO OFFER EASY APPLICATION FOR THE SUPPORT AND IMMOBILISATION FRACTURES AND SOFT TISSUE INJURIES 10CM(+/-0.5CM) X 4.5-5M | EA | 20 | 3000036698
365 | 4215161416600 | SPLINT SYNTHETIC COATED FIBRE GLASS TO OFFER EASY APPLICATION FOR THE SUPPORT AND IMMOBILISATION FRACTURES AND SOFT TISSUE INJURIES 12.5CM(+/-0.5CM) X 4.5-5M.. | EA | 35 | 3000036698
366 | 4215161424800 | BUR ENDO TUNGSTEN CARBIDE TAPERED SAFE ENDED NON - CUTTING TIP 21 MM | EA | 100 | 3000036698
367 | 4215161426300 | BUR SURGICAL TUNGSTEN CARBIDE HP TAPERED LONG FISSURE CROSSCUT (US# 700 L) ISO# 500 - 104 - 171 - 007 | EA | 50 | 3000036698
368 | 4215161427100 | BUR SURGICAL (701 L) LONG CROSSCUT TAPERED FISSURE FG ISO# 500 - 104 - 171 - 007 - 021 | EA | 200 | 3000036698
369 | 4215161427300 | BUR TUNGSTEN CARBIDE HP TAPERED ROUND FINE CUTTER SIZE 040 ISO# 500 - 104 - 194 - 142 - 040 | EA | 20 | 3000036698
370 | 4215161427400 | BUR ACRYLIC TUNGSTEN CARBIDE STANDARD BUR PLAIN CUT ISO# 500 - 104 - 194 - 190 - 023 | EA | 430 | 3000036698
371 | 4215161429000 | BUR TUNGSTEN CARBIDE HP COARSE CUTTER ISO# 500 - 104 - 274 - 192 - 060 | EA | 24 | 3000036698
372 | 4215161430000 | BUR TUNGSTEN CARBIDE CUTTER COARSE TAPERED ROUND END FOR TRIMMING/CUTTING CHROME COBALT ISO 500 - 104 - 194 - 134 - 040 | EA | 120 | 3000036698
373 | 4215161430300 | BUR TUNGSTEN CARBIDE RA ROUND SHAPE #1 ISO 500 - 204 - 001 - 001 - 008 | EA | 1010 | 3000036698
374 | 4215161432300 | BUR TUNGSTEN CARBIDE FG ROUND COARSE ISO# 500 - 314 - 001 - 001 - 027 | EA | 300 | 3000036698
375 | 4215161432400 | BUR TUNGSTEN CARBIDE FG ROUND COARSE #6S ISO 500 - 314 - 001 - 003 - 018 | EA | 1000 | 3000036698
376 | 4215161436200 | BUR TUNGSTEN CARBIDE FG PEAR SHAPE #331 ISO 500 - 314 - 232 - 001 - 010 | EA | 450 | 3000036698
377 | 4215161436300 | BUR TUNGSTEN CARBIDE FG PEAR SHAPE #332 ISO 500 - 314 - 232 - 001 - 012 | EA | 480 | 3000036698
378 | 4215161437200 | BUR TUNGSTEN CARBIDE FG FLAME FISSURE #7408 ISO 500 - 314 - 277 - 042 - 023 | EA | 300 | 3000036698
379 | 4215161438200 | BUR CARBIDE FG LONG SHANK ROUND SIZE 3 ISO# 500 - 316 - 001 - 001 - 012 | EA | 1040 | 3000036698
380 | 4215161444100 | BUR DIAMOND FG ROUND FINE #801F ISO 806 - 314 - 001 - 514 - 018 | EA | 1500 | 3000036698
381 | 4215161444200 | BUR DIAMOND FG ROUND MEDIUM COARSE SIZE 0.9 MM #801 ISO 806 - 314 - 001 - 524 - 009 | EA | 200 | 3000036698
382 | 4215161444500 | BUR DIAMOND FG ROUND COARSE #801 ISO 806 - 314 - 001 - 534 - 018 | EA | 600 | 3000036698
383 | 4215161444600 | BUR DIAMOND FG ROUND SUPER COARSE #801 ISO 806 - 314 - 001 - 544 - 023 | EA | 800 | 3000036698
384 | 4215161445100 | BUR DIAMOND FG DOUBLE CONE FINE - MEDIUM #811L ISO 806 - 314 - 039 - 524 - 037 | EA | 800 | 3000036698
385 | 4215161445400 | BUR DIAMOND FG CYLINDER FINE MEDIUM #835 ISO 806 - 314 - 107 - 524 - 010 | EA | 800 | 3000036698
386 | 4215161445600 | BUR DIAMOND FG SHORT STRAIGHT FISSURE FLAT END #837 ISO 806 - 314 - 110 - 524 - 014 | EA | 500 | 3000036698
387 | 4215161445700 | BUR DIAMOND FG LONG CYLINDER SUPER COARSE #837 ISO 806 - 314 - 111 - 544 - 014 | EA | 2000 | 3000036698
388 | 4215161446400 | BUR DIAMOND FG POINTED FINE #956 ISO 806 - 314 - 159 - 514 - 010 | EA | 510 | 3000036698
389 | 4215161446500 | BUR DIAMOND FG TAPERED CUTTING EDGE 6MM POINTED END FINE ISO# 806 - 314 - 164 - 514 - 012 | EA | 480 | 3000036698
390 | 4215161446600 | BUR DIAMOND FG SHORT POINTED FINE - MEDIUM ISO# 806 - 314 - 164 - 524 - 012 | EA | 1330 | 3000036698
391 | 4215161446700 | BUR DIAMOND FG SHORT POINTED COARSE ISO# 806 - 314 - 164 - 534 - 012 | EA | 600 | 3000036698
392 | 4215161446800 | BUR DIAMOND FG POINTED ISO# 806 - 314 - 165 - 524 - 010 | EA | 300 | 3000036698
393 | 4215161447500 | BUR DIAMOND FG TAPERED FLAT END #848 ISO# 806 - 314 - 173 - 524 - 016 | EA | 1000 | 3000036698
394 | 4215161448300 | BUR DIAMOND FG TAPERED ROUND SUPER COARSE ISO# 806 - 314 - 198 - 544 - 016 | EA | 600 | 3000036698
395 | 4215161451000 | BUR DIAMOND FG TAPERED SUPER FINE ISO# 806 - 314 - 546 - 504 - 023 | EA | 160 | 3000036698
396 | 4215161453400 | BUR CARBIDE RA FINE 12 FLUTED FOR REMOVAL OF ADHESIVE RESIDUE | EA | 400 | 3000036698
397 | 4215161455900 | BUR DIAMOND FG TAPERED (NEEDLE) THIN MEDIUM SIZE 1.4 MM ISO# 806 - 314 - 165 - 524 - 014 | EA | 1000 | 3000036698
398 | 4215161458400 | BUR CARBIDE HP TAPERED ROUND END MEDIUM CUTTING SIZE 4 MM ISO# 500 - 104 - 194 - 190 - 040 | EA | 150 | 3000036698
399 | 4215161459100 | BUR DIAMOND FG ISO# 806 - 314 - 175 - 514 - 012 | EA | 800 | 3000036698
400 | 4215161473100 | HEMOSTASIS GELATIN MATRIX KIT CONTAINING 2 SYRINGES (MALE AND FEMALE) 2 APPLICATORS PREPARED BY MIXING GELATIN SYRINGE WITH SALINE 8 ML STERILE | EA | 150 | 3000036698
401 | 4215161475800 | DENTAL EXPLORER, NO. 23 PATTERN, SINGLE-ENDED, STAINLESS STEEL, ONE EACH (EA). | EA | 100 | 3000036698
402 | 4215161600500 | INTERPROXIMAL REDUCTION (IPR) GAUGE | PAC | 7 | 3000036698
403 | 4215161703400 | GATES GLIDDEN DRILLS STAINLESS STEEL RA LENGTH 32MM SIZE ASSORTED 1 -6 6/BOX | EA | 126 | 3000036698
404 | 4215161703500 | GATES GLIDDEN DRILLS STAINLESS STEEL RA LENGTH 32 MM SIZE 4 6/BOX ONE EACH (EA)=ONE (1) PACK | EA | 144 | 3000036698
405 | 4215161805200 | APICAL DENTAL ELEVATOR STAINLESS STEEL STRAIGHT | EA | 10 | 3000036698
406 | 4215161805300 | COUPLAND ELEVATOR STAINLESS STEEL SIZE: 3 | EA | 30 | 3000036698
407 | 4215161808900 | OBWEGESER MANDIBULAR PERIOSTEAL J-STRIPPER STAINLESS STEEL 20CM APPROXIMATE TIP SIZE: 5MM APPROXIMATE | PC | 5 | 3000036698
408 | 4215161809200 | OBWEGESER PERIOSTEAL ELEVATOR STAINLESS STEEL STRAIGHT TIP SIZE: 10MM | PC | 5 | 3000036698
409 | 4215162016300 | NICKEL TITANIUM ROTARY FILE CONVEX TRIANGLE CROSS - SECTION AND SYMMETRIC ROTATION PROGRESSIVELY CHANGING HELICAL ANGLE AND PITCH VARIABLE TIP DIAMETERS MODIFIED GUIDING TIP NO RADIAL LANDS MORE EFFICIENT CUTTING ANGLE SHORT HANDLES. SIZE ASSORTED (SX S1 S 2 F 1 F 2 F 3) LENGTH 21 MM | EA | 1020 | 3000036698
410 | 4215162039400 | H - FILE STAINLESS STEEL PRE - INSERTED SILICONE STOPS LENGTH 25 MM SIZE 10 6/BOX ONE EACH (EA)=ONE (1) PACK | EA | 10 | 3000036698
411 | 4215162041600 | K - FILE STAINLESS STEEL PRE - INSERTED SILICONE STOPS LENGTH 25 MM SIZE 45 6/BOX ONE EACH (EA)=ONE (1) PACK | EA | 100 | 3000036698
412 | 4215162052700 | ROTARY FILE NICKLE TITANIUM U - SHAPE AND RADIAL LAND NON - CUTTING TIP CONSTANT TAPER TAPERING 0.04 LENGTH 25 MM SIZE 25 6/BOX ONE EACH (EA)=ONE (1) PACK | EA | 40 | 3000036698
413 | 4215162054600 | ROTARY FILE NICKLE TITANIUM U - SHAPE AND RADIAL LAND NON - CUTTING TIP CONSTANT TAPER TAPERING 0.04 LENGTH 25 MM SIZE 35 6/BOX ONE EACH (EA)=ONE (1) PACK | EA | 30 | 3000036698
414 | 4215162054700 | ROTARY FILE NICKLE TITANIUM U - SHAPE AND RADIAL LAND NON - CUTTING TIP CONSTANT TAPER TAPERING 0.04 LENGTH 25 MM SIZE 30 6/BOX ONE EACH (EA)=ONE (1) PACK | EA | 30 | 3000036698
415 | 4215162054800 | ROTARY FILE NICKLE TITANIUM U - SHAPE AND RADIAL LAND NON - CUTTING TIP CONSTANT TAPER TAPERING 0.04 LENGTH 25 MM SIZE 20 6/BOX ONE EACH (EA)=ONE (1) PACK | EA | 40 | 3000036698
416 | 4215162054900 | ROTARY FILE NICKLE TITANIUM U - SHAPE AND RADIAL LAND NON - CUTTING TIP CONSTANT TAPER TAPERING 0.04 LENGTH 25 MM SIZE 15 6/BOX ONE EACH (EA)=ONE (1) PACK | EA | 40 | 3000036698
417 | 4215162057500 | K - FILE STAINLESS STEEL PRE - INSERTED SILICONE STOPS LENGTH 25 MM SIZE 35 6/BOX ONE EACH (EA)=ONE (1) PACK | EA | 150 | 3000036698
418 | 4215162057600 | K - FILE STAINLESS STEEL PRE - INSERTED SILICONE STOPS LENGTH 25 MM SIZE 30 6/BOX ONE EACH (EA)=ONE (1) PACK | EA | 200 | 3000036698
419 | 4215162057700 | K - FILE STAINLESS STEEL PRE - INSERTED SILICONE STOPS LENGTH 25 MM SIZE 25 6/BOX ONE EACH (EA)=ONE (1) PACK | EA | 200 | 3000036698
420 | 4215162057900 | K - FILE STAINLESS STEEL PRE - INSERTED SILICONE STOPS LENGTH 25 MM SIZE 15 6/BOX ONE EACH (EA)=ONE (1) PACK | EA | 1000 | 3000036698
421 | 4215162058200 | K - FILE STAINLESS STEEL PRE - INSERTED SILICONE STOPS LENGTH 21 MM SIZE 8 6/BOX ONE EACH (EA)=ONE (1) PACK | EA | 50 | 3000036698
422 | 4215162058800 | K - FILE STAINLESS STEEL PRE - INSERTED SILICONE STOPS LENGTH 21 MM SIZE 15 6/BOX ONE EACH (EA)=ONE (1) PACK | EA | 50 | 3000036698
423 | 4215162062300 | FILE H ENDODONTIC STAINLESS STEEL WITH PRE-INSERTED SILICONE STOPS ASSORTED SIZES 15-40 LENGTH 21MM ONE EACH (EA)=ONE (1) PACK | EA | 70 | 3000036698
424 | 4215162067300 | K - FILE STAINLESS STEEL PRE - INSERTED SILICONE STOPS LENGTH 25 MM SIZE 40 6 /BOX ONE EACH (EA) = ONE (1) PACK | EA | 150 | 3000036698
425 | 4215162300800 | EXTRACTION FORCEPS STAINLESS STEAL FOR UPPER LEFT MOLAR FIGURE #18 | EA | 50 | 3000036698
426 | 4215162302600 | EXTRACTION FORCEPS STAINLESS STEAL FOR DECIDUOUS UPPER ROOTS AND INCISORS FIGURE #30S | EA | 10 | 3000036698
427 | 4215162302800 | EXTRACTION FORCEPS STAINLESS STEAL FOR DECIDUOUS UPPER LEFT MOLARS FIGURE #39L | EA | 30 | 3000036698
428 | 4215162303400 | ADSON SOFT TISSUE NON-TOOTHED FORCEPS 12CM APPROXIMATE STAINLESS STEEL SERRATED | EA | 5 | 3000036698
429 | 4215162303600 | JOINT DISTRACTION FORCEPS FOR TMJ STAINLESS STEEL | EA | 10 | 3000036698
430 | 4215162304800 | EXTRACTION FORCEPS STAINLESS STEAL FOR DECIDUOUS LOWER MOLARS FIGURE #6 | EA | 460 | 3000036698
431 | 4215162700800 | MOUTH MIRROR NON-MAGNIFYING PLANE SURFACE SIMPLE STEM AUTOCLAVABLE STAINLESS STEEL SIZE 3 | EA | 100 | 3000036698
432 | 4215162700900 | MOUTH MIRROR HANDLE SOLID SIMPLE STEM | EA | 300 | 3000036698
433 | 4215162800100 | GLASS SLAB FOR MIXING DENTAL MATERIALS 15 X 8 X 2 (0.5 MM) | EA | 5 | 3000036698
434 | 4215163100900 | 15 UNC PERIODONTAL PROBE STAINLESS STEEL COLOR - CODED | EA | 10 | 3000036698
435 | 4215163200600 | K-FILE ENDODONTIC STAINLESS STEEL WITH PRE - INSERTED SILICONE STOPS SIZE 10 LENGTH 21 MM ONE EACH (EA)=ONE (1) PACK | EA | 50 | 3000036698
436 | 4215163209300 | SET OF DIAMOND BURS FOR CROWN PREPARATION , NOT LESS THAN 6 BURS, FG, ASSORTED DIAMETER, SHAPE AND GRITS | EA | 20 | 3000036698
437 | 4215163210300 | GUTTA PERCHA POINTS VARIABLE TAPER DESIGNED TO MATCH WITH ROTARY SYSTEM SIZE X2 ONE EACH (EA)=ONE (1) PACK | EA | 3600 | 3000036698
438 | 4215163218000 | ENDODONTIC ROTARY RETREATMENT FILES 18 MM PACK OF 6 ONE EACH (EA)=ONE (1) PACK | EA | 7 | 3000036698
439 | 4215163218100 | ENDODONTIC ROTARY RETREATMENT FILES 22 MM PACK OF 6 ONE EACH (EA)=ONE (1) PACK | EA | 7 | 3000036698
440 | 4215163601500 | STANDARD GRACEY CURETTE SIZE 9/10 ROUND STAINLESS STEEL DOUBLE ENDED | EA | 2 | 3000036698
441 | 4215163601800 | STANDARD GRACEY CURETTE SIZE 15/16 ROUND STAINLESS STEEL DOUBLE ENDED | EA | 3 | 3000036698
442 | 4215163900500 | DENTAL PLASTER SPATULA LARGE | EA | 30 | 3000036698
443 | 4215164000500 | COLLEGE TWEEZERS SERRATED PATTERN 15 CM LONG STAINLESS STEEL | EA | 300 | 3000036698
444 | 4215164400600 | MOUTH PROP SILICONE RUBBER SET OF SMALL MEDIUM AND LARGE | EA | 15 | 3000036698
445 | 4215165800300 | DENTAL FLOSS THREADER 10ENVELOPE 100 | EA | 2150 | 3000036698
446 | 4215166001400 | INTRACORONAL PROPHY BRUSH RA LATCH TYPE | EA | 30 | 3000036698
447 | 4215168201300 | BARBED BROACH ENDODONTIC SS COLOR CODED PLASTIC SET ASSORTED SIZE F/M/C ONE EACH (EA)=ONE (1) PACK | EA | 5400 | 3000036698
448 | 4215169301500 | 2% CHLORHEXIDINE CANAL IRRIGATION SOLUTION 480 ML BOTTLE | EA | 5 | 3000036698
449 | 4215169301700 | FORMOCRESOL, (10-60 ML) | EA | 133 | 3000036698
450 | 4215169301800 | ROOT CANAL REPAIR MATERIAL MINERAL TRIOXIDE AGGREGATE (MTA) NORMAL SETTING IN THE PRESENCE OF MOISTURE RESISTANCE TO MARGINAL LEAKAGE AND REDUCTION OF BACTERIAL MIGRATION NORMAL HEALING RESPONSE WITHOUT INFLAMMATION EASY CLINICAL MANIPULATION TOOTH COLORED FORMULA BIOCOMPATIBILITY PACK OF 4 - 6 G ONE EACH (EA)=ONE (1) PACK | EA | 90 | 3000036698
451 | 4215169700800 | MINI LAMBOTTE OSTEOTOME STAINLESS STEEL STRAIGHT 13CM APPROXIMATE WORKING END WIDTH: MEDIUM (6-8CM TIP) | EA | 10 | 3000036698
452 | 4215169700900 | OBWEGESER OSTEOTOME FOR ALVEOLAR PROCESS STAINLESS STEEL 15CM APPROXIMATE 6MM TIP APPROXIMATE | EA | 10 | 3000036698
453 | 4215180200500 | ENDODONTIC BUCHANAN ROOT CANAL PLUGGER SET A TAPERED NICKEL - TITANIUM END AND A STAINLESS STEEL END SIZE 0 1 2 (3 INSTRUMENT/SET) | EA | 21 | 3000036698
454 | 4215180200900 | ROOT CANAL HAND PLUGGER TAPERED STAINLESS STEEL DOUBLE ENDED SIZE 0.7 MM | EA | 100 | 3000036698
455 | 4215180300700 | AMALGAM DOUBLE SPILL NON - GAMMA 2 - ULTRA FINE SPHERICAL - TOTALLY AMALGAMATED PARTICLES - LOW ALLOY MERCURY RATIO - ZINC FREE (0.02% OR LESS) - SILVER CONTENT NOT LESS THAN 50% - COPPER CONTENT 15 - 30% - TIN CONTENT NOT LESS THAN 25 - 32% - REGULAR SETTING TIME 50 CAPSULE/PACK ONE EACH (EA)=ONE (1) PACK | EA | 200 | 3000036698
456 | 4215180400000 | GINGIVAL CORD APPLICATOR/PACKER STAINLESS STEEL SMALL SIZE | EA | 20 | 3000036698
457 | 4215180504500 | COMPOSITE FINISHING AND POLISHING DISC KIT, ASSORTED TWO DISC DIAMETERS, FOUR ALUMINUM OXIDE FINISHING AND POLISHING GRITS (SUPER FINE, FINE, MEDIUM, AND COARSE), COMPLETE WITH THE REQUIRED MOUNTING ACCESSORIES, NOT LESS THAN 100 DISCS PER KIT. ONE EACH (EA) = ONE (1) KIT. | EA | 220 | 3000036698
458 | 4215180603500 | PERFORATED INTERPROXIMAL REDUCTION DIAMOND FINISHING STRIPS DOUBLE SIDED FINE | EA | 50 | 3000036698
459 | 4215180603900 | POLISHING CELLULOID DUAL STRIPS COLOR CODED COARSE/MEDIUM 100 /PKG | EA | 9000 | 3000036698
460 | 4215180604000 | FINISHING STRIPS FOR COMPOSITE CERAMIC AND GLASS IONOMER DENTAL RESTORATIONS COARSE/MEDIUM | EA | 6 | 3000036698
461 | 4215180604100 | FINISHING STRIPS FOR COMPOSITE CERAMIC AND GLASS IONOMER DENTAL RESTORATIONS COARSE/MEDIUM - NARROW | EA | 12000 | 3000036698
462 | 4215181001100 | COMPOSITE POLISHING PASTE | EA | 10 | 3000036698
463 | 4215181300800 | COMPOSITE RESIN FILLING MATERIAL LIGHT CURED HIGHLY ESTHETIC FOR LAYERING TECHNIQUE NANOFILLERS TYPE MINIMUM OF 8 SHADES KIT (ENAMEL DENTIN OPAQUE) | KIT | 4 | 3000036698
464 | 4215181300900 | BONDING 5TH GENERATION LIGHT CURE BONDING MATERIAL REFILL BOTTLE | PC | 600 | 3000036698
465 | 4215181301800 | CALCIUM HYDROXIDE LINER LIGHT CURED CONTAINING UDMA RADIOPAQUE SYRINGE AND DISPENSER TIPS | PC | 7 | 3000036698
466 | 4215190000100 | DENTAL PROPHYLAXIS POLISHING BRUSHES 100 - 150/BOX | EA | 32 | 3000036698
467 | 4215190200700 | TOOTH SENSITIVITY DENTIN DESENSITIZING AGENT PACKAGING: SINGLE DOSES | EA | 30 | 3000036698
468 | 4215190200800 | DENTAL PROPHYLAXIS PASTE MEDIUM FRUIT FLAVORED 200 SINGLE PATIENT DOSE CUPS/BOX WITHOUT FLUORIDE | EA | 10 | 3000036698
469 | 4215190200900 | DENTAL PROPHYLAXIS PASTE FINE FRUIT FLAVORED 200 SINGLE PATIENT DOSE CUPS/BOX MEDIUM GRITS WITHOUT FLUORIDE | EA | 3 | 3000036698
470 | 4215190400000 | PLAQUE DISCLOSING TABLET EACH TABLET WRAPPED SEPARATELY 1000 /BOX | EA | 2 | 3000036698
471 | 4215200003500 | DIGITAL X-RAY SENSOR DISPOSABLE SLEEVES SIZE 2 | PAC | 200000 | 3000036698
472 | 4215210504700 | PERFORATED RIM - LOCK PEDIATRIC IMPRESSION TRAYS UPPER AND LOWER COMPLETE SET OF THREE SIZE S SMALL MEDIUM AND LARGE ONE EACH (EA)=ONE (1) SET | EA | 30 | 3000036698
473 | 4215210800200 | CANNULAS TO MIX IMPRESSION MATERIAL DISPOSABLE | EA | 600 | 3000036698
474 | 4215220010700 | DENTAL LAB WORKING CASE CONTAINER TRAY WITH CLIP FOR INSTRUCTION SHEET. MADE OF SCRATCH RESISTANT PLASTIC 4 DIFFERENT COLORS | EA | 2000 | 3000036698
475 | 4215222000800 | PLASTER OF PARIS REGULAR SET TYPE (1 OR 2) WHITE COLOR WEIGHT +15 KGM | EA | 25 | 3000036698
476 | 4215222001500 | DENTAL DIESTONE TYPE (4 OR 5) WEIGHT + 15 KGM | EA | 64 | 3000036698
477 | 4215223700000 | ROD DENTAL SOLDER UNIVERSAL PREFLUXED LOW MELTING ORTHODONTIC SOLDERING SILVER SOLDER CADMIUM FREE (PKT=EA) | PKT | 50 | 3000036698
478 | 4215240009400 | COMPLETE JAW MODEL UPPER AND LOWER FOR PERMANENT ARTIFICIAL TEETH SOFT GINGIVA | EA | 1 | 3000036698
479 | 4215241202800 | PINK WAX - RIM HARD | EA | 2000 | 3000036698
480 | 4215242401800 | NO-MIX LIGHT CURE BLUE ORTHODONTIC BAND ADHESIVE WITH DISPOSABLE TIPS | EA | 2 | 3000036698
481 | 4215242402100 | DUAL CURE SELF ADHESIVE RESIN LUTING CEMENT CAPSULE MADE FROM CERAMIC OR COMPOSITE FOR CEMENTING ALL TYPE OF CROWNS BRIDGES INLAYS ONLAYS AND POSTS RESTORATIONS (ASSORTED TRANSLUCENT - OPAQUE SHADES) | EA | 5 | 3000036698
482 | 4215242402600 | UNIVERSAL BONDING MATERIAL SYSTEM LIGHT CURED REFILL BOTTLE | EA | 320 | 3000036698
483 | 4215242402700 | ROOT CANAL SEALER ZINC OXIDE EUGENOL BASED RADIOPAQUE ANTIMICROBIAL ACTIVITY LONGER PROCESSING TIME PACKED IN AUTOMIX SYRINGE AND INCLUDE MULTIPLE TIPS | EA | 75 | 3000036698
484 | 4215242402900 | ROOT CANAL SEALER CALCIUM HYDROXIDE BASED | EA | 425 | 3000036698
485 | 4215244400100 | ASTRINGENT RETRACTION PASTE CAPSULE CONTAINS AT LEAST 15% ALUMINUM CHLORIDE TO PLACED DIRECTLY INTO THE SULCUS VIA A HIGHLY INNOVATIVE EASY TO USE HYGIENIC UNIT - DOSE CAPSULE. THE CAPSULE ARE COMPATIBLE WITH MOST COMPOSITE DISPENSERS | EA | 70 | 3000036698
486 | 4215245303200 | NANO-HYBRID LIGHT-CURED COMPOSITE PACKABLE CONSISTENCY REFILL SYRINGE SHADE A1 – SUITABLE FOR BOTH ANTERIOR AND POSTERIOR RESTORATIONS. | EA | 80 | 3000036698
487 | 4215245303300 | NANO-HYBRID LIGHT-CURED COMPOSITE PACKABLE CONSISTENCY REFILL SYRINGE SHADE A2 – SUITABLE FOR BOTH ANTERIOR AND POSTERIOR RESTORATIONS. | EA | 15 | 3000036698
488 | 4215245303400 | NANO-HYBRID LIGHT-CURED COMPOSITE PACKABLE CONSISTENCY REFILL SYRINGE SHADE A3 – SUITABLE FOR BOTH ANTERIOR AND POSTERIOR RESTORATIONS. | EA | 215 | 3000036698
489 | 4215245303700 | NANO-HYBRID LIGHT-CURED COMPOSITE PACKABLE CONSISTENCY REFILL SYRINGE SHADE B1 – SUITABLE FOR BOTH ANTERIOR AND POSTERIOR RESTORATIONS. | EA | 115 | 3000036698
490 | 4215245303800 | NANO-HYBRID LIGHT-CURED COMPOSITE PACKABLE CONSISTENCY REFILL SYRINGE SHADE B2 – SUITABLE FOR BOTH ANTERIOR AND POSTERIOR RESTORATIONS. | EA | 110 | 3000036698
491 | 4215245305100 | GLASS IONOMER LIGHT CURED RESTORATIVE MATERIAL CAPSULE REFILL SHADE A1 MODERATE TO HIGH VISCOSITY ONE EACH (EA) = ONE (1) KIT | EA | 100 | 3000036698
492 | 4215245305300 | GLASS IONOMER LIGHT CURED RESTORATIVE MATERIAL CAPSULE REFILL SHADE A3 MODERATE TO HIGH VISCOSITY ONE EACH (EA) = ONE (1) KIT | EA | 15600 | 3000036698
493 | 4215245305700 | GLASS IONOMER RESTORATIVE MATERIAL SELF-CURE CAPSULE REFILL SHADE A1 ONE EACH (EA) = ONE (1) KIT | EA | 50 | 3000036698
494 | 4215245306500 | LIGHT CURED UNIVERSAL COMPOSITE RESTORATIVE MATERIAL ENAMEL REFILL SHADE A1 | EA | 26 | 3000036698
495 | 4215245306700 | LIGHT CURED UNIVERSAL COMPOSITE RESTORATIVE MATERIAL ENAMEL REFILL SHADE A3 | EA | 6 | 3000036698
496 | 4215245307300 | LIGHT CURED UNIVERSAL COMPOSITE RESTORATIVE MATERIAL DENTIN REFILL SHADE A1 | EA | 10 | 3000036698
497 | 4215245307400 | LIGHT CURED UNIVERSAL COMPOSITE RESTORATIVE MATERIAL DENTIN REFILL SHADE A2 | EA | 10 | 3000036698
498 | 4215245308100 | LIGHT CURED UNIVERSAL COMPOSITE RESTORATIVE MATERIAL BODY REFILL SHADE A2 | EA | 60 | 3000036698
499 | 4215245308200 | LIGHT CURED UNIVERSAL COMPOSITE RESTORATIVE MATERIAL BODY REFILL SHADE A3 | EA | 20 | 3000036698
500 | 4215245310100 | LIGHT CURED FLOWABLE NANO COMPOSITE RESTORATIVE MATERIAL REFILL SHADE A1 | EA | 300 | 3000036698
501 | 4215245310200 | LIGHT CURED FLOWABLE NANO COMPOSITE RESTORATIVE MATERIAL REFILL SHADE A2 | EA | 430 | 3000036698
502 | 4215245310300 | LIGHT CURED FLOWABLE NANO COMPOSITE RESTORATIVE MATERIAL REFILL SHADE A3 | EA | 200 | 3000036698
503 | 4215245310400 | LIGHT CURED FLOWABLE NANO COMPOSITE RESTORATIVE MATERIAL REFILL SHADE A3.5 | EA | 200 | 3000036698
504 | 4215245310600 | LIGHT CURED FLOWABLE NANO COMPOSITE RESTORATIVE MATERIAL REFILL SHADE B1 | EA | 200 | 3000036698
505 | 4215245311300 | GLASS IONOMER LIGHT CURE LINER AND BASE MATERIAL COMPLETE KIT OF POWDER + LIQUID + MIXING PADS + DISPENSER SCOOP MEASURE | EA | 60 | 3000036698
506 | 4215245311900 | ZINC OXIDE-EUGENOL INTERMEDIATE RESTORATIVE MATERIAL POWDER AND LIQUID | EA | 159 | 3000036698
507 | 4215245312400 | TEMPORARY RESIN FILLING MATERIAL LIGHT CURED FOR INLAYS AND ONLAYS RESTORATION | EA | 40 | 3000036698
508 | 4215245316700 | PERCUTANEOUS ENDOSCOPIC GASTROSTOMY (PEG) TUBE, INITIAL PLACEMENT KIT, PULL, ASSORTED SIZES | EA | 20 | 3000036698
509 | 4215245317600 | FINISHING AND POLISHING POINTS FOR COMPOSITE RESTORATIONS, IMPREGNATED POLISHING INSTRUMENTS, SUITABLE FOR FINISHING, AND HIGH-GLOSS POLISHING OF ANTERIOR AND POSTERIOR DIRECT OR INDIRECT COMPOSITE RESTORATIONS | PAC | 10 | 3000036698
510 | 4215245700300 | GLASS IONOMER LUTING CEMENT KIT FAST SET | EA | 300 | 3000036698
511 | 4215246300900 | PATIENT PROTECTIVE WAX FOR BRACKETS TASTELESS PER STICK | EA | 2500 | 3000036698
512 | 4215246436400 | SCANNING SPARY FOR CAD/CAM | BT | 18 | 3000036698
513 | 4215246500100 | DENTAL HANDPIECE LUBRICANT SPRAY FOR MANUAL LUBRICATION: 1- UNIVERSAL SPRAY SUITABLE FOR TURBINE AND CONTRA-ANGLE HANDPIECES; 2- PRESSURIZED AEROSOL, NON-CFC; 3- CAN CAPACITY NOT LESS THAN 200 ML; 4- SUITABLE FOR ROUTINE CLEANING AND LUBRICATION OF DENTAL HANDPIECES. | EA | 70 | 3000036698
514 | 4215246500600 | LUBRICANT WATER SOLUBLE 2 - 5 GM FOIL STERILE | EA | 4000 | 3000036698
515 | 4215246500700 | LUBRICANT, GEL, SOLUBLE, 110-150 GM, TUBE, STERILE | TUB | 38304 | 3000036698
516 | 4215247702300 | GUTTA PERCHA BAR FOR DENTAL ENDODONTIC OBTURA II SYSTEM | EA | 100 | 3000036698
517 | 4215247704900 | GUTTA PERCHA POINTS RADIO - OPAQUE STANDARDIZED SIZE 35/0.02 80 - 120/BOX ONE EACH (EA)=ONE (1) PACK | EA | 4920 | 3000036698
518 | 4215247705700 | GUTTA PERCHA POINTS RADIO - OPAQUE STANDARDIZED SIZE 15/0.04 80 - 120/BOX ONE EACH (EA)=ONE (1) PACK | EA | 9480 | 3000036698
519 | 4215247705800 | GUTTA PERCHA POINTS RADIO - OPAQUE STANDARDIZED SIZE 20/0.04 80 - 120/BOX ONE EACH (EA)=ONE (1) PACK | EA | 3600 | 3000036698
520 | 4215247705900 | GUTTA PERCHA POINTS RADIO - OPAQUE STANDARDIZED SIZE 25/0.04 80 - 120/BOX ONE EACH (EA)=ONE (1) PACK | EA | 1800 | 3000036698
521 | 4215247706500 | GUTTA PERCHA POINTS RADIO - OPAQUE STANDARDIZED SIZE 45 - 90/0.04 80 - 120/BOX ONE EACH (EA)=ONE (1) PACK | EA | 960 | 3000036698
522 | 4215247706700 | GUTTA PERCHA POINTS RADIO - OPAQUE STANDARDIZED SIZE 25/0.06 80 - 120/BOX ONE EACH (EA)=ONE (1) PACK | EA | 1200 | 3000036698
523 | 4215247707500 | GUTTA PERCHA POINTS RADIO - OPAQUE STANDARDIZED SIZE 40/0.04 80 - 120/BOX ONE EACH (EA)=ONE (1) PACK | EA | 1200 | 3000036698
524 | 4215247707700 | GUTTA PERCHA POINTS RADIO - OPAQUE STANDARDIZED SIZE 30/0.04 80 - 120/BOX ONE EACH (EA)=ONE (1) PACK | EA | 3780 | 3000036698
525 | 4215247708400 | GUTTA PERCHA POINTS RADIO - OPAQUE STANDARDIZED SIZE 45/0.04 80 - 120/BOX ONE EACH (EA)=ONE (1) PACK | EA | 1200 | 3000036698
526 | 4215247708500 | GUTTA PERCHA POINTS RADIO - OPAQUE STANDARDIZED SIZE 40/0.02 80 - 120/BOX ONE EACH (EA)=ONE (1) PACK | EA | 2400 | 3000036698
527 | 4215247708600 | GUTTA PERCHA POINTS RADIO - OPAQUE STANDARDIZED SIZE 35/0.06 80 - 120/BOX ONE EACH (EA)=ONE (1) PACK | EA | 1800 | 3000036698
528 | 4215247708700 | GUTTA PERCHA POINTS RADIO - OPAQUE STANDARDIZED SIZE 35/0.04 80 - 120/BOX ONE EACH (EA)=ONE (1) PACK | EA | 2700 | 3000036698
529 | 4215247708800 | GUTTA PERCHA POINTS RADIO - OPAQUE STANDARDIZED SIZE 30/0.06 80 - 120/BOX ONE EACH (EA)=ONE (1) PACK | EA | 1800 | 3000036698
530 | 4215248001100 | BITE REGISTRATION MATERIAL VINYL POLYSILOXANE FAST SETTING BITE REGISTRATION MATERIAL (AUTO MIX) ONE EACH (EA)=ONE (1) PACK | EA | 12 | 3000036698
531 | 4215248001500 | VINYL POLYSILOXANE IMPRESSION MATERIAL PUTTY CONSISTENCY HYDROPHILIC REGULAR SETTING TIME BASE AND CATALYST ONE EACH (EA) = ONE (1) PACK | EA | 2 | 3000036698
532 | 4215248200100 | FINE INVESTMENT FOR CHROME COBALT WITH LIQUID | EA | 30 | 3000036698
533 | 4215248302300 | PAPER POINTS PRE - STERILIZED CELLS SIZE 40 200 POINTS/BOX ONE EACH (EA)=ONE (1) PACK | EA | 12 | 3000036698
534 | 4215248302700 | PAPER POINTS PRE - STERILIZED CELLS SIZE 15 - 40 200 POINTS/BOX ONE EACH (EA)=ONE (1) PACK | EA | 560 | 3000036698
535 | 4215248400500 | ACRYLIC TEETH KIT WHICH CONSISTS OF 315 SETS EACH SET CONTAINS 28 TEETH (6 UPPER 6 LOWER ANTERIOR 8 UPPER AND 8 LOWER POSTERIOR T EETH). EACH KIT IS TO BE SUPPLIED AS FOLLOWS: 105 SETS-SHADE A2 105 SETS-SHADE A3 75 SETS- SHADE B2 15 SETS-SHADE A1 15 SETS-SHA DE C3.EACH SHADE GROUP IS TO BE SUPPLIED IN THREE MOULD (SQUARE OVOID AND TAPER IN EQUAL AMOUNT). EACH MOULD GROUP IS TO BE SUPPLIE D AS FOLLOWS: 60% NORMAL SIZE MOULD 20% SMALL SIZE MOULD 20% LARGE SIZE MOULD SAMPLE OF EACH SHADE MOULD AND SIZE IS TO BE PROVID ED ONE SHADE GUIDE FOR EVERY 3 KITS. QUALITY: MULTI-LAYER (3-4) CROSS LINK HIGH STRENGTH ACRYLIC MATERIAL | EA | 315 | 3000036698
536 | 4215248442500 | SCREWED ARTIFICIAL TOOTH FOR PERMANENT (ASSORTED) COMPATIBLE WITH EACH SECTOR SYSTEM | EA | 200 | 3000036698
537 | 4215250300800 | ENDODONTIC RUBBER DAM SHEET SIZE 6 X 6 INCH LATEX POWDER FREE MEDIUM GAUGE COLORED 30 - 60 SHEET/BOX | EA | 250 | 3000036698
538 | 4215250307200 | ENDODONTIC RUBBER DAM SHEET SIZE 6 X 6 INCH NON LATEX POWDER FREE MEDIUM GAUGE COLORED 30 - 60 SHEET/BOX | EA | 50 | 3000036698
539 | 4215250308200 | ENDODONTIC RUBBER DAM PLASTIC FRAME OSTBY AUTOCLAVABLE ADULT SIZE 5 X 5 INCH | EA | 230 | 3000036698
540 | 4215250800100 | DENTAL SHORT NEEDLE NON METRIC (INCH THREAD) GAUGE 30 (0.30X21MM) STERILE 100/BOX | EA | 1300 | 3000036698
541 | 4215250801200 | DENTAL LONG NEEDLE METRIC GAUGE 30 (0.30 X 35 MM) STERILE 100 | EA | 1500 | 3000036698
542 | 4215250801600 | DENTAL SHORT NEEDLE METRIC GAUGE 27 (0.40 X 25 MM) STERILE 100/BOX | EA | 2400 | 3000036698
543 | 4215250801800 | ENDODONTIC IRRIGATION NEEDLE LUER LOCK AND LUER HUB THIN WALL ONE OR TWO LATERAL VENTS CLOSED FRONT - END ROUNDED TIP FREE OF BURS STERILE PACKAGED IN CONTAINER 30 G (30 - 100/CONTAINER) ONE EACH (EA)=ONE (1) PACK | EA | 4550 | 3000036698
544 | 4215250803300 | DENTAL X-SHORT NEEDLE METRIC GAUGE 30 (0.30 X 12 MM) STERILE 100 /BOX | PC | 10000 | 3000036698
545 | 4215251602100 | BOWL ROUND PLASTIC 1000 ML STERILE | EA | 400 | 3000036698
546 | 4215251900200 | DISPOSABLE SHIELD HANDPIECE COVERS/ AIR -WATER SYRINGE SIZE 2.25 X6.625 INCHES | EA | 20000 | 3000036698
547 | 4215260100600 | ARTICULATING PAPER RED COLOR EXTRA THIN (40 MICRON OR LESS) BOOK OF 100 - 150 LEAVES | EA | 20 | 3000036698
548 | 4215260100800 | ARTICULATING PAPER HORSESHOE SHAPE RED AND BLUE COLOR THIN (80 MICRON OR LESS) BOOK OF 100 - 150 LEAVES | EA | 47 | 3000036698
549 | 4215260200000 | DIGITAL X-RAY SENSOR DISPOSABLE SLEEVES SIZE 1 | EA | 10000 | 3000036698
550 | 4215260200400 | DISPOSABLE PREFORMED PLASTIC SHEET ROLL DESIGNED TO COVER AND ADHERE TO DIFFERENT SURFACES (PLASTIC AND METAL) SHOULD HAVE SPECIAL GLUE THAT DOES NOT ADHERE TO SURFACE AFTER REMOVAL EACH SHEET IS ABOUT 10 X 15 CM EACH ROLL CONTAINS 500 - 2000 SHEET PREVENTS CROSS - CONTAMINATION | EA | 150000 | 3000036698
551 | 4215260401800 | RETRACTION CORD SIZE 0 100% COTTON KNITTED EPINEPHRINE OR OTHER HEMOSTATIC AGENT IMPREGNATED (BOTTLED) | EA | 40 | 3000036698
552 | 4215270003200 | DENTAL SHIM STOCK FOIL TAPE 8 TO 12 MICRON | EA | 10 | 3000036698
553 | 4215270801000 | OPEN COIL SPRING NITINOL LIGHT 7 INCH (0.10 X.030) ONE EACH (EA) = ONE (1) PACK | EA | 300 | 3000036698
554 | 4215270802100 | OPEN COIL NITINOL SPRINGS IN SPOOL 200 G MEDIUM FORCE INNER DIAMETER 0.020 INCH - 0.030 INCH ONE EACH (EA)=ONE (1) PACK | EA | 200 | 3000036698
555 | 4215270901500 | INTRAORAL ELASTICS 3/16 INCH (4.76 MM) HEAVY FORCE (4.5 OZ - 130 G) ONE EACH (EA)=ONE (1) PACK | EA | 5000 | 3000036698
556 | 4215270905100 | INTRAORAL ELASTICS 3/16 INCH (4.76 MM) EXTRA HEAVY FORCE (6 OZ - 170 G) ONE EACH (EA)=ONE (1) PACK | EA | 5250 | 3000036698
557 | 4215270905400 | INTRAORAL ELASTICS 5/16 INCH (7.94 MM) MEDIUM FORCE (3 OZ - 85 G) ONE EACH (EA)=ONE (1) PACK | EA | 3000 | 3000036698
558 | 4215270906700 | ELASTOMERIC MODULES SINGLE PATIENT USE FADE RESISTANT GREY | EA | 2000 | 3000036698
559 | 4215270906800 | ELASTOMERIC MODULES SINGLE PATIENT USE FADE RESISTANT SILVER | EA | 2000 | 3000036698
560 | 4215271000000 | ELASTOMERIC MODULES SINGLE PATIENT USE FADE RESISTANT BLUE | EA | 2000 | 3000036698
561 | 4215271000100 | ELASTOMERIC MODULES SINGLE PATIENT USE FADE RESISTANT CLEAR COLOR | EA | 3000 | 3000036698
562 | 4215271000600 | ELASTOMERIC MODULES SINGLE PATIENT USE FADE RESISTANT RED | EA | 1000 | 3000036698
563 | 4215271000700 | ELASTOMERIC MODULES SINGLE PATIENT USE FADE RESISTANT NEON GREEN | EA | 14000 | 3000036698
564 | 4215271001000 | ELASTOMERIC MODULES SINGLE PATIENT USE FADE RESISTANT TEAL | EA | 1000 | 3000036698
565 | 4215271001100 | ELASTOMERIC MODULES SINGLE PATIENT USE FADE RESISTANT ROSE | EA | 1000 | 3000036698
566 | 4215271001200 | ELASTOMERIC MODULES SINGLE PATIENT USE FADE RESISTANT GREEN | EA | 1000 | 3000036698
567 | 4215271102500 | MEMBRANE TENTING SCREW INTRA ORAL ASSORTED SIZE AND DIMETER | PC | 300 | 3000036698
568 | 4215271304800 | ROSE TORQUING PLIER ONE EACH (EA)=ONE (1) PACK | EA | 108 | 3000036698
569 | 4215271310200 | ORTHODONTIC Z-BEND PLIER, STAINLESS STEEL | PC | 3 | 3000036698
570 | 4215271400400 | RETAINER CASES, DURABLE, LATCHABLE, DIFFERENT COLOR, PLASTIC, SIZE MEDIUM/STANDARD | EA | 10000 | 3000036698
571 | 4215272200200 | BAND SEATER STAINLESS STEEL STERILIZABLE TO MAXIMUM OF 180 DEG CELSIUS WITH HARD METAL TRIANGULAR SERRATED TIP | EA | 10 | 3000036698
572 | 4215290202000 | MATRIX BAND TOFFLEMIRE STAINLESS STEEL SIZE 1 GAUGE. 0015 | EA | 1500 | 3000036698
573 | 4215290202500 | AUTOMATRIX BAND REFILL SIZE NARROW REGULAR 70 PCS OR MORE/PACK ONE EACH (EA)=ONE (1) PACK | EA | 27 | 3000036698
574 | 4215290202700 | AUTOMATRIX BAND REFILL SIZE WIDE REGULAR MORE THAN 70 ONE EACH (EA)=ONE (1) PACK | EA | 1 | 3000036698
575 | 4215290202900 | AUTOMATRIX BAND REFILL SIZE MEDIUM REGULAR 70 PCS OR MORE/PACK ONE EACH (EA)=ONE (1) PACK | EA | 1 | 3000036698
576 | 4215291700400 | HIGH VOLUME SUCTION TIPS PLASTIC S SHAPE WITH RETRACTOR FIT IN 11 MM SUCTION HOLDER | EA | 30000 | 3000036698
577 | 4215293000400 | ENDODONTIC MICRO - SURGICAL INSTRUMENT KIT PROVIDED WITH PREFABRICATED METAL CASSETTE WITH SELF - LOCK (AUTOCLAVABLE) CONTAIN THE FOLLOWING ITEMS 20 KIS DE DOUBLE ENDED HANDLE 1 KIS SE SINGLE ENDED HANDLE 1 KISSCAL SCAPEL HANDLE 1 KISSTAR STAR COLLET HANDLE 2 K WRENCH KIS INSTRUMENTS 2 KB 1 BURNISHER. 052 INCH 1.3 MM BALL 1 KB 2 BURNISHER. 056 INCH 1.4 MM BALL 1 KC 1 COLUMBIA CURETTE LEFT 1 KC 2 COLUMBIA CURETTE RIGHT 1 KC 3 EXT GRACEY CURETTE 13 LEFT 1 KC 4 EXT GRACEY CURETTE 14 RT 1 KC 5 SMALL ENDO E XC LEFT 1 KC 6 SMALL ENDO EXC RIGHT 1 KC 7 LARGE ENDO EXC LEFT 1 KC 8 LARGE ENDO EXC RIGHT 1 KC 9 MOLT 2 CURETTE 1 KC 10 MOLT 4 CURETTE 1 KC 11 MOLT CURETTE OFFSET L 1 KC 12 MOLT CURETTE OFFSET R 1 KC 13 CURRETTE SCALER 2.0 LEFT 1 KC 14 CURR ETTE SCALER 2.0 RIGHT 1 KC 15 SURG CURETTE OFFSET 1.5 L 1 KC 16 SURG CURETTE OFFSET 1.5 R 1 KE 1 PRICHA | EA | 10 | 3000036698
578 | 4215293000900 | TAPERED FIBER POST KIT, ASSORTED POST SIZES, WITH MATCHING PREPARATION DRILLS | EA | 200 | 3000036698
579 | 4215300100100 | ANESTHETIC GEL 20% BENZOCAINE ASSORTED FLAVOR | EA | 72 | 3000036698
580 | 4215300600100 | WOODEN WEDGES SMALL SIZE | EA | 50 | 3000036698
581 | 4215300600500 | KIT WOODEN WEDGES ASSORTED SIZE | EA | 7850 | 3000036698
582 | 4215300600600 | WOODEN WEDGES MEDIUM SIZE | EA | 10050 | 3000036698
583 | 4216150401800 | ADAPTER LUER-LOCK (APD) TO CONNECT ICODEXTRIN (POLYGLUCOSE BAGS) | EA | 4020 | 3000036698
584 | 4216150401900 | SET CAPD LUER LOCK TO CONNECT ICODEXTRIN (POLYGLUCOSE BAGS) | EA | 1460 | 3000036698
585 | 4216150402200 | ORGANIZER FOR EASE OF USE DURING APD AND CAPD (ONLY FOR FRESENIUS OR EQUIVALENT) | EA | 2 | 3000036698
586 | 4216150402300 | ORGANIZER HOLDER FOR EASE OF USE DURING APD AND CAPD (ONLY FOR FRESENIUS OR EQUIVALENT) | EA | 2 | 3000036698
587 | 4216150402400 | ORGANIZER CLIP FOR EASE OF USE DURING APD AND CAPD (ONLY FOR FRESENIUS OR EQUIVALENT) | EA | 400 | 3000036698
588 | 4216150402700 | A NEEDLE FREE CONNECTOR DEVICE WITH ANTIMICROBIAL FOR CENTRAL VENOUS CATHETERS OF CHRONIC HEMODIALYSIS WITH MALE LUER LOCK THAT CAN BE EASILY ATTACHED TO THE VASCULAR ACCESS AND FEMALE LUER LOCK WITH SILICONE SEAL TO CONNECT SAFELY THE DEVICE TO THE BLOOD TUBING STRAIGHT WITH FLUID PATH MORE THAN 350 ML /MIN THE CONNECTOR REMAINS IN PLACE DURING AND AFTER THE HEMODIALYSIS TREATMENT UP TO 7 DAYS ON A SINGLE STERILE PACKAGE | EA | 5000 | 3000036698
589 | 4216150402800 | DISINFECTANT CAP WITH POVIDONE IODINE SOLUTION USED TO LOCK PERITONEAL DIALYSIS CATHETER AFTER PERITONEAL DIALYSIS PROCESS | EA | 24160 | 3000036698
590 | 4216150403400 | CATHETER, PERITONEAL DIALYSIS, PEDIATRIC, SILICONE, DOUBLE CUFF, SWAN NECK, COILED 38 - 39 CM | EA | 60 | 3000036698
591 | 4216150500600 | APD DRAINAGE SET CYCLER NON-PYROGENIC FLUID PATH 15 LITERS DISPOSABLE STERILE | EA | 11580 | 3000036698
592 | 4216150602700 | CATHETER STRAIGHT, FOR PERITONEAL DIALYSIS, 38-39 CM, PEDIATRIC,COILED TIP, 2 CUFFS | EA | 24 | 3000036698
593 | 4216150603000 | CATHETER FOR PERITONEAL DIALYSIS 57-59 CM ADULT COILED 2 CUFFS | EA | 30 | 3000036698
594 | 4216150604500 | CATHETER PERITONEAL DIALYSIS PEDIATRIC SILICONE DOUBLE CUFF SWAN NECK COILED TIP 40-42CM | EA | 5 | 3000036698
595 | 4216150700400 | SOLUTION PERITONEAL DIALYSIS TWIN BAG WITH 2.27 - 2.5% GLUCOSE 2000 ML FOR CAPD PATIENT VALIDATED ASYMMETRIC Y - SET CONNECTOLOGY WITH TITANIUM ADAPTER TECHNOLOGY THE COLOR CODED PULL RINGS ARE A STERILITY BARRIER AND CONTAIN RAISED DOTS ESPECIALLY DESIGNED FOR VISUALLY IMPAIRED PATIENTS THE TWIN BAG CONNECTOR IS RECESSED AND COMPLETELY PROTECTED BY AN EXTERNAL SURFACE THEREFORE MINIMIZING TOUCH CONTAMINATION THE TWIN BAG INJECTION SITE IS EASY TO DISINFECT AND TO MANIPULATE THE PATIENT TRANSFER SET CONTAMINATION AREA IS OUTSIDE THE FLUID PATH. COMPATIBLE WITH THE CURRENT APD SYSTEM HOME CHOICE PRO ALLOWING EASE OF SWITCH FROM CAPD TO APD HOME CHOICE PRO AND VICE VERSA | EA | 150 | 3000036698
596 | 4216150700700 | RENAL DIALYSIS (RD) (PERITONEAL DIALYSIS SET FOR HOME CHOICE MACHINE) CYCLE MACHINE HOME CHOICE CASSETTE LINE 4 PRONGS LUER LOCK MINICAP WITH POVIDONE TITANIUM ADAPTER TRANSFER SET WITH TWIST CLAMP THE DIALYSATE BAG CONTAINS 1.36 - 1.5% DEXTROSE 3000 ML LOW CALCIUM | EA | 510 | 3000036698
597 | 4216150701200 | SOLUTION DEXTROSE FORMULATION LACTATE FOR CAPD 2000 ML 1.36 - 1.5 % WITH CALCIUM 1.75 | EA | 1000 | 3000036698
598 | 4216150701700 | ICODEXTRIN 7.5% 2 LITERS SINGLE BAG FOR APD | EA | 1970 | 3000036698
599 | 4216150703600 | RENAL DIALYSIS (RD) (PERITONEAL DIALYSIS SET FOR HOME CHOICE MACHINE) CYCLE MACHINE HOME CHOICE CASSETTE LINE 4 PRONGS LUER LOCK MINICAP WITH POVIDONE TITANIUM ADAPTER TRANSFER SET WITH TWIST CLAMP THE DIALYSATE BAG CONTAINS 3.86 - 4.25% DEXTROSE 5000 ML LOW CALCIUM | EA | 20 | 3000036698
600 | 4216150703800 | RENAL DIALYSIS (RD) (PERITONEAL DIALYSIS SET FOR HOME CHOICE MACHINE) CYCLE MACHINE HOME CHOICE CASSETTE LINE 4 PRONGS LUER LOCK MINICAP WITH POVIDONE TITANIUM ADAPTER TRANSFER SET WITH TWIST CLAMP THE DIALYSATE BAG CONTAINS 2.27 - 2.5% DEXTROSE 5000 ML LOW CALCIUM | EA | 2700 | 3000036698
601 | 4216150704000 | RENAL DIALYSIS (RD) (PERITONEAL DIALYSIS SET FOR HOME CHOICE MACHINE) CYCLE MACHINE HOME CHOICE CASSETTE LINE 4 PRONGS LUER LOCK MINICAP WITH POVIDONE TITANIUM ADAPTER TRANSFER SET WITH TWIST CLAMP THE DIALYSATE BAG CONTAINS 1.36 - 1.5% DEXTROSE 5000 ML LOW CALCIUM | EA | 3010 | 3000036698
602 | 4216150704600 | RENAL DIALYSIS (RD) (PERITONEAL DIALYSIS SET FOR HOME CHOICE MACHINE) CYCLE MACHINE HOME CHOICE CASSETTE LINE 4 PRONGS LUER LOCK MINICAP WITH POVIDONE TITANIUM ADAPTER TRANSFER SET WITH TWIST CLAMP THE DIALYSATE BAG CONTAINS 2.27 - 1.5% DEXTROSE 3000 ML LOW CALCIUM | EA | 564 | 3000036698
603 | 4216150707300 | SOLUTION PERITONEAL DIALYSIS LACTATE DEXTROSE FORMULATION 5000 ML 1.36- 1.5 % WITH CALCIUM 1.25 | EA | 3832 | 3000036698
604 | 4216150707900 | ICODEXTRIN 7.5% 2 LITERS/BAG FOR CAPD | EA | 190 | 3000036698
605 | 4216150708000 | SOLUTION BICARBONATE WITHOUT LACTATE 1.36-1.5 % PH 7.4 2 LITERS FOR CAPD WITH CALCIUM 1.25 | EA | 400 | 3000036698
606 | 4216150708100 | SOLUTION BICARBONATE WITHOUT LACTATE CAPD 1.36-1.5% CA 1.75 2L | EA | 32 | 3000036698
607 | 4216150708700 | SOLUTION, BICARBONATE WITHOUT LACTATE, 1.36-1.5 %, 5 LITERS, WITH CALCIUM 1.75 | EA | 2000 | 3000036698
608 | 4216150708900 | SOLUTION, BICARBONATE WITHOUT LACTATE, 2.27-2.5 %, 5 LITERS, WITH CALCIUM 1.75 | EA | 2000 | 3000036698
609 | 4216150709100 | SOLUTION, BICARBONATE WITHOUT LACTATE, 3.86-4.25 %, 5 LITERS FOR APD, WITH CALCIUM 1.75 | EA | 16 | 3000036698
610 | 4216150711700 | PERITONEAL DIALYSIS SET FOR SLEEP SAFE MACHINE+ DEXTROSE 1.36 - 1.5 % 5000 ML (RENAL DIALYSIS BICARBONATE BASED SOLUTION 5000 ML WITH DEXTROSE 1.36 - 1.5% FOR SLEEP SAFE CYCLER MACHINE) SHOULD INCLUDE APD SET ORGANIZER ORGANIZER HOLDER ORGANIZER CLIP PER PATIENT TITANIUM OR BIOFINE ADAPTER AND CATHETER EXTENSION PER 450 BAG FOR ADULT AND PER 200 FOR PEDIATRIC ONE SLEEP SAFE SET (LINES CASSETTE) APD. DRAINAGE BAG DISINFECTION CAP FOR ADULT PER 3 BAGS; AND FOR PEDIATRICS PER 2 BAGS NOTE WHEN THE PRICE IS EQUAL BIOFINE IS COVER PLASTIC AS THE CONTENT OF THE BAGS AND TUBES ) | EA | 1800 | 3000036698
611 | 4216150711900 | PERITONEAL DIALYSIS SET FOR SLEEP SAFE MACHINE+ DEXTROSE 2.27 - 2.5 % 5000 ML (RENAL DIALYSIS BICARBONATE BASED SOLUTION 5000 ML WITH DEXTROSE 2.27 - 2.5% FOR SLEEP SAFE CYCLER MACHINE SHOULD INCLUDE APD SET ORGANIZER ORGANIZER HOLDER ORGANIZER CLIP PER PATIENT TITANIUM OR BIOFINE ADAPTER AND CATHETER EXTENSION PER 450 BAG FOR ADULT AND PER 200 FOR PEDIATRIC ONE SLEEP SAFE SET (LINES CASSETTE) APD. DRAINAGE BAG DISINFECTION CAP FOR ADULT PER 3 BAGS AND FOR PEDIATRICS PER 2 BAGS NOTE WHEN THE PRICE IS EQUAL BIOFINE IS PREFERRED OVER PLASTIC AS THE CONTENT OF THE BAGS AND TUBES ) | EA | 600 | 3000036698
612 | 4216150712100 | PERITONEAL DIALYSIS SET FOR SLEEP SAFE MACHINE+ DEXTROSE 4.25 % 5000 ML (RENAL DIALYSIS BICARBONATE BASED SOLUTION 5000 ML WITH DEXTROSE 4.25% FOR SLEEP SAFE CYCLER MACHINE SHOULD INCLUDE APD SET ORGANIZER ORGANIZER HOLDER ORGANIZER CLIP PER PATIENT TITANIUM OR BIOFINE ADAPTER AND CATHETER EXTENSION PER 450 BAG FOR ADULT AND PER 200 FOR PEDIATRIC ONE SLEEP SAFE SET (LINES CASSETTE) APD. DRAINAGE BAG DISINFECTION CAP FOR ADULT PER 3 BAGS AND FOR PEDIATRICS PER 2 BAGS NOTE WHEN THE PRICE IS EQUAL BIOFINE IS PREFERRED OVER PLASTIC AS THE CONTENT OF THE BAGS AND TUBES ) | EA | 50 | 3000036698
613 | 4216150712300 | SOLUTION PERITONEAL DIALYSIS TWIN BAG WITH 1.36 - 1.5% GLUCOSE 2000 ML FOR CAPD PATIENT INTEGRATED DISCONNECT SYSTEM VALIDATED ASYMMETRIC Y - SET CONNECTOLOGY WITH TITANIUM ADAPTER TECHNOLOGY THE COLOR CODED PULL RINGS ARE A STERILITY BARRIER AND CONTAIN RAISED DOTS ESPECIALLY DESIGNED FOR VISUALLY IMPAIRED PATIENTS THE TWIN BAG CONNECTOR IS RECESSED AND COMPLETELY PROTECTED BY AN EXTERNAL SURFACE THEREFORE MINIMIZING TOUCH CONTAMINATION THE TWIN BAG INJECTION SITE IS EASY TO DISINFECT AND TO MANIPULATE THE PATIENT TRANSFER SET CONTAMINATION AREA IS OUTSIDE THE FLUID PATH. COMPATIBLE WITH THE CURRENT APD SYSTEM HOMECHOICE PRO ALLOWING EASE OF SWITCH FROM CAPD TO APD HOMECHOICE PRO AND VICE VERSA | EA | 360 | 3000036698
614 | 4216150712400 | SOLUTION PERITONEAL DIALYSIS TWIN BAG WITH 3.86 - 4.25% GLUCOSE 2000 ML FOR CAPD PATIENT VALIDATED ASYMMETRIC Y - SET CONNECTOLOGY WITH TITANIUM ADAPTER TECHNOLOGY THE COLOR CODED PULL RINGS ARE A STERILITY BARRIER AND CONTAIN RAISED DOTS ESPECIALLY DESIGNED FOR VISUALLY IMPAIRED PATIENTS THE TWIN BAG CONNECTOR IS RECESSED AND COMPLETELY PROTECTED BY AN EXTERNAL SURFACE THEREFORE MINIMIZING TOUCH CONTAMINATION. THE TWIN BAG INJECTION SITE IS EASY TO DISINFECT AND TO MANIPULATE. THE PATIENT TRANSFER SET CONTAMINATION AREA IS OUTSIDE THE FLUID PATH COMPATIBLE WITH THE CURRENT APD SYSTEM HOME CHOICE PRO ALLOWING EASE OF SWITCH FROM CAPD TO APD HOME CHOICE PRO AND VICE VERSA | EA | 60 | 3000036698
615 | 4216150712500 | RENAL DIALYSIS (RD) CONTAINS PERACETIC SOLUTION 3% HYDROGEN PEROXIDE ACETIC ACID ADJUVANTS AND WATER 5 LITERS | EA | 100 | 3000036698
616 | 4216150715700 | PERITONEAL DIALYSIS PEDIATRIC SYSTEM SAFE LOCK SYSTEM (INCLUDING DRAINAGE SET) BALANCING IN 5 ML INCREMENTS | EA | 260 | 3000036698
617 | 4216150718600 | HOME HEMODIALYSIS SESSION INCLUDING DIALYZER OF HIGH FLUX WITH AVAILABILITY OF DIFFERENT SIZE STARTING FROM (0.2M² 0.3M² 0.7M² 1.3M² 1.6M²) THE SIZE WILL BE ON DEMAND AND DIALYSIS BLOOD LINE ADULT OR PEDIATRIC ON DEMAND AS ORDERED FROM SECTOR (SHOULD BE COMPATIBLE WITH HOME DIALYSIS MACHINE AND DIALYSATE SOLUTIONS WITH AVAILABILITY OF DIFFERENT CONCENTRATIONS K 0 MMOL/L 1 MMOL/L 2 MMOL/L 3 MMOL/L 4 MMOL/L WILL BE ON DEMAND WITH DIFFERENT CA CONCENTRATIONS 1.25 MMOL/L 1.5 MMOL/L 1.75 MMOL/L WILL BE ON DEMAND WITH GLUCOSE BASED OR GLUCOSE FREE WILL BE ON DEMAND AND AV FISTULA NEEDLE WITH AVAILABILITY OF DIFFERENT SIZE G15 G16 WILL BE ON DEMAND ON AND OFF DRESSING PACK WARMER BAG WITH LINE ACCESSORY DRAIN LINE EXTENSION THE SESSION NOT LESS THAN 45 OF DIALYSATE SOLUTION ON DEMAND.(( THE COMPANY PROVIDING SESSION AT HOME MUST HAVE REGISTRATION WITH MINISTRY OF COMMERCE )) (1 EACH IS EQUIVALENT TO PK) | EA | 310 | 3000036698
618 | 4216150718700 | MOBILE HEMODIALYSIS SESSION INCLUDING DIALYZER OF HIGH FLUX WITH AVAILABILITY OF DIFFERENT SIZE STARTING FROM (0.2M² 0.3M² 0.7M² 1.3M² 1.6M²) THE SIZE WILL BE ON DEMAND AND DIALYSIS BLOOD LINE ADULT OR PEDIATRIC ON DEMAND AS ORDERED FROM SECTOR (SHOULD BE COMPATIBLE WITH EACH HOSPITAL STANDARD MACHINE AND DIALYSIS SOLUTIONS WITH AVAILABILITY OF DIFFERENT CONCENTRATIONS K 0 MMOL/L 1 MMOL/L 2 MMOL/L 3 MMOL/L 4 MMOL/L WILL BE ON DEMAND WITH DIFFERENT CA CONCENTRATIONS 1.25 MMOL/L 1.5 MMOL/L 1.75 MMOL/L WILL BE ON DEMAND WITH GLUCOSE BASED OR GLUCOSE FREE WILL BE ON DEMAND AND AV FISTULA NEEDLE WITH AVAILABILITY OF DIFFERENT SIZE G15 G16 WILL BE ON DEMAND ON AND OFF DRESSING PACK WARMER BAG WITH LINE ACCESSORY DRAIN LINE EXTENSION THE SESSION NOT LESS THAN 44L OF DIALYSATE SOLUTION ON DEMAND. (1 EACH IS EQUIVALENT TO PK) | EA | 1992 | 3000036698
619 | 4216150719200 | SOLUTION BICARBONATE WITHOUT LACTATE CAPD 2.27-2.5% CA 1.25 2L | EA | 2900 | 3000036698
620 | 4216150719300 | SOLUTION BICARBONATE WITHOUT LACTATE CAPD 3.8-4.25% CA 1.25 2L | EA | 8 | 3000036698
621 | 4216150719700 | SOLUTION BICARBONATE WITHOUT LACTATE 1.36-1.5 % 3 LITERS WITH CALCIUM 1.25 | EA | 152 | 3000036698
622 | 4216160001600 | RETURN OR DRAINAGE CANNULA, FOR ECMO, ADULT, ASSORTED SIZES AND LENGTHS, DISPOSABLE, STERILE | EA | 30 | 3000036698
623 | 4216160100100 | HEMODIALYSIS FISTULA KIT ( PRE AND POST DIALYSIS ) ALL STERILE, THE FIRST SET IS FOR PRE DIALYSIS WHICH CONTENTS : (1) 2% CHLORHEXIDINE SWAB STICK, (3) SYRINGE 10 ML, (2) GAUZE SWAB 10 X 10 CM 12 PLY, (4) TOWEL 40 X 40 CM, (1) PAPER ADHESIVE TAPE 2.5 CM X 2 M, (1) WASTE BAG, (1) PLASTIC FORCEP TWEEZERS, (1 PAIR) SURGICAL GLOVES POWDER FREE IN A SINGLE PACKAGE, (2) NEEDLE G20, (1) STERILE FIELD 50 X 50 CM, (2) GALLIPOT TRAY, THE SECOND SET IS FOR POST DIALYSIS WHICH CONTENTS (1 PAIR) SURGICAL GLOVES POWDER FREE IN A SINGLE PACKAGE, (5) GAUZE SWAB 5X5 CM 8 PLY, (2) SYRINGE 2 ML, (5) GAUZE SWAB 10X10 CM 8 PLY, (1) STERILE FIELD 50 X 50 CM, (1) TOWEL 40 X 40 CM, (1) CONFORMING BANDAGE 8 CM X 4 M | EA | 16002 | 3000036698
624 | 4216160100200 | BLOOD LINE FOR FRESENIUS MACHINE 2008/4008 OR EQUIVALENT DOUBLE NEEDLE CONSISTING OF ARTERIAL LINE PVC MEDICAL GRADE ONE WITH: MALE LUER LOCK TO FIT WITH FISTULA NEEDLE INFUSION CANNULA WITH SPIKE AND PROTECTOR CAP LINE CLAMP INJECTION PORT PRESSURE MONITORING LINE WITH TRANSDUCER PROTECTOR PUMP SEGMENT LENGTH NOT LESS THAN 350 MM HEPARIN LINE POST PUMP ARTERIAL CHAMBER VENOUS LINE PVC MEDICAL GRADE ONE WITH: FEMALE LUER LOCK TO FIT WITH DIALYZER DRIP CHAMBER WITH FILTER LEVEL LINE PRESSURE MONITORING LINE WITH TRANSDUCER PROTECTOR INJECTION PORT LINE CLAMP DRAINAGE BAG MALE LUER LOCK TO FIT WITH FISTULA NEEDLE BYPASS CONNECTOR VENOUS BUBBLE TRAP 30 MM STERILIZATION METHOD: ETO OR STEAM OR GAMMA RADIATION DISPOSABLE STERILE | SET | 15000 | 3000036698
625 | 4216160805200 | HEMODIALYSIS BICARBONATE 3-138-005 OR EQUIVALENT K 3.0 CA 1.0 NONPYROGENIC ACID CONCENTRATE FF-33 | EA | 300 | 3000036698
626 | 4216160805300 | RD HEMODIALYSIS ACID CONCENTRATE K 2.0 MMOL CA 1.75 MMOL MG 0.5 MMOL DEXTROSE 1.0 GM/L 5 LITERS/PLASTIC CONTAINER | EA | 49200 | 3000036698
627 | 4216160805700 | RD HEMODIALYSIS ACID CONCENTRATE FOR BICARBONATE DIALYSIS IN DILUTION (1:44) GIVES THE FOLLOWING CONCENTRATIONS: IN MMOL/1 L NA 100 CA 1.5 MG 0.375 CL 105.75 POTASSIUM 1 MMOL/L ACETATE 2.00 DEXTROSE 1.1 GM/L TOTAL OSMOLARITY = 217.00 MOSM /L IN 5 LITERS | EA | 100 | 3000036698
628 | 4216160805900 | RENAL DIALYSIS (RD) HEMODIALYSIS ACID CONCENTRATE FOR BICARBONATE DIALYSIS IN DILUTION (1:34) GIVES THE FOLLOWING CONCENTRATIONS: IN MMOL/L NA 103 K 2.00 CA 1.5 MG 0.5 ACETATE 2.97 CL 109 DEXTROSE 1.1 GM/L TOTAL OSMOLARITY = 225 MOSM/L IN 5 LITERS CONTAINER | EA | 10000 | 3000036698
629 | 4216161500700 | DIALYZER LOW FLUX HOLLOW FIBER HIGH ULTRAFILTRATION: MEMBRANE MATERIAL: POLYSULFON AND ITS DERIVATIVES WITH MALE LUER LOCK FOR TUBING SURFACE AREA 1.7 - 1.8 M 2 VIT. B 12 CLEARANCE AT Q.B 200 ML/MIN KEEPING BLOOD FLOW CONSTANT AT THIS RATE 50 ML/MIN ULTRAFILTRATION RATE BETWEEN 15 - 20 ML/HR/MMHG NEGATIVE PRESSURE STERILIZED BY STEAM OR BETA GAMMA RADIATION | EA | 6276 | 3000036698
630 | 4216161800300 | BLOOD SET ALL IN ONE FOR FRESENIUS MACHINE 6008 ADULT LOW VOLUME L-R WITH POST-DILUTION PORT INTEGRATED INFUSION PORT SINGLE-DOUBLE-NEEDLE CHAMBER PRE-DILUTION PORT VENOUS CHAMBER AIR-FREE PRESSURE MEASUREMENT (PRE-FILTER) AIR-FREE PRESSURE MEASUREMENT (ARTERIAL) AIR-FREE PRESSURE MEASUREMENT (VENOUS). WITH FILLING MAX VOLUME OF 128 ML (AV) PUMP SEGMENT 71 MM. (1 EACH IS EQUIVALENT TO SET) | EA | 728 | 3000036698
631 | 4216163200300 | PRISMA M 100 SET OR PRISMAFLEX M 100 SET WITHOUT SOLUTIONS | SET | 640 | 3000036698
632 | 4216163301100 | DIALYZER LOW FLUX HOLLOW FIBER HIGH ULTRA FILTRATION MEMBRANE MATERIAL: POLYSULFON AND ITS DERIVATIVES WITH: MALE LUER LOCK FOR TUBING SURFACE AREA BETWEEN 1.3 - 1.4 M 2 VIT. B 12 CLEARANCE AT Q.B. 200 ML/MN KEEPING BLOOD FLOW CONSTANT AT THIS RATE 50 ML/MN ULTRAFILTRATION RATE BETWEEN 10 - 15 ML/HR/MM HG NEGATIVE PRESSURE STERILIZED BY STEAM OR BETA GAMMA RADIATION | EA | 4000 | 3000036698
633 | 4216163301200 | DIALYZER LOW FLUX HOLLOW FIBER HIGH ULTRA FILTRATION MEMBRANE MATERIAL: POLYSULFON AND ITS DERIVATIVES WITH: MALE LUER LOCK FOR TUBING SURFACE AREA BETWEEN 1.5 - 1.6 M 2 VIT. B 12 CLEARANCE AT Q.B. 200 ML/MN KEEPING BLOOD FLOW CONSTANT AT THIS RATE 50 ML/MN ULTRAFILTRATION RATE BETWEEN 15 - 20 ML/HR/MMHG NEGATIVE PRESSURE STERILIZED BY STEAM OR BETA GAMMA RADIATION | EA | 5016 | 3000036698
634 | 4216163301300 | DIALYZER HIGH FLUX HOLLOW FIBER MEMBRANE MATERIAL: POLYSULFON AND ITS DERIVATIVES SURFACE AREA 1.3 - 1.4 M 2 HIGH ULTRA FILTRATION COEFFICIENT 40 ML/HR/ 1 MM HG STERILIZED BY STEAM OR BETA GAMMA RADIATION | EA | 11688 | 3000036698
635 | 4216163301900 | DIALYZER HIGH FLUX HOLLOW FIBER MEMBRANE MATERIAL: POLYSULFON AND ITS DERIVATIVES SURFACE AREA 1.6 - 1.7 M 2 HIGH ULTRA FILTRATION COEFFICIENT 40 - 60 ML/HR/ 1 MM HG STERILIZED BY STEAM OR BETA GAMMA RADIATION | EA | 21000 | 3000036698
636 | 4216163501800 | BICARBONATE CARTRIDGE 900 GM WELL SEALED EASILY FIXED HORIZONTALLY TO THE PORT THROUGH TWO LIP COMPATIBLE WITH FRESENIUS 5008 OR 6008 HEMODIALYSIS MACHINE OR EQUIVALENT | EA | 12000 | 3000036698
637 | 4216165902700 | HEMODIALYSIS CATHETER INTERNAL JUGULAR, SHORT TERM, CURVED SHAFT, 12 FR X 15 CM | EA | 4640 | 3000036698
638 | 4216165904300 | CATHETER, HEMODIALYSIS KIT, STRAIGHT, 8 FR X 11 - 12 CM, SHORT TERM | EA | 20 | 3000036698
639 | 4216166100200 | ADAPTER BIOFINE LOCKING TO CONNECT BETWEEN THE INNER AND OUTER CATHETER REMAIN PERMANENT | EA | 10 | 3000036698
640 | 4216170100200 | HEMOFILTRATION SET FOR PRISMA M100 SET (HOSPITAL) OR EQUIVALENT HIGH VOLUME: EACH SET ALLOWS ANY OR RENAL REPLACEMENT THERAPIES TO BE PERFORMED AT TIME: SCUF: SLOW CONTINUOUS ULTRAFILTRATION CVVH : CONTINUOUS VENOVENOUS HEMOFILTRATION CVVHD: CONTINUOUS VENOVENOUS HEMODIALYSIS CVVHDF: CONTINUOUS VENOVENOUS HEMODIAFILTRATION THIS SET CONSISTS OF: A FILTER MADE OF AN 69 MEMBRANE MEMBRANE SURFACE AREA 0.9 M2 HEMOSOL BE SOLUTION 2 LITERS FOR EVERY SET M 100 TO PROVIDE 6 BAGS OF HEMOSOL BO PRIMING COLLECTION BAG CONNECTED TO THE END OF ACCESS LINE A - 5 LITER EFFLUENT BAG WITH DRAINAGE PORT (SP 354) DIALYSATE INLET LINE EFFLUENT OUTLET LINE ARTERIAL LINE TO FIT PRISMA MACHINE VENOUS LINE TO FIT PRISMA MACHINE | EA | 80 | 3000036698
641 | 4216170102900 | HEMOFILTRATION SET FOR PRISMAFLEX TPE 2000 SET FOR PRISMAFLEX MACHINES OR EQUIVALENT EACH SET ALLOWS THERAPEUTIC PLASMA EXCHANGE TO BE PERFORMED THE SET IS STERILIZED AND CONSIST OF: POLYPROPYLENE HOLLOW FIBER PLASMA FILTER BLOOD ACCESS LINE BLOOD RETURN LINE EFFLUENT OUTLET LINE A REPLACEMENT SOLUTION LINE A PRE BLOOD PUMP LINE AN ANTICOAGULANT LINE | EA | 64 | 3000036698
642 | 4216170103800 | HEMOFILTER FOR BACTERIA AND ENDOTOXIN RETENTION TO BE USED WITH B BRAUN HEMODIALYSIS MACHINES OR EQUIVALENT FOR ONLINE PREPARATION OF DIALYSATE FOR HEMODIAFILTRATION | EA | 36 | 3000036698
643 | 4216180002100 | SOLUTION FOR CRRT CITRATE | EA | 300 | 3000036698
644 | 4217000001100 | FLOW METER SINGLE OUTPUT OXYGEN MEDICAL GAS REGULAR FLOW RANGE FROM 1-15 LPM REMOVABLE NIPPLE COLOR CODED WITH GREEN OR WHITE LABELED WITH OXYGEN OR O2 BRITISH STANDARD | EA | 350 | 3000036698
645 | 4217180101400 | MASK LARYNGEAL SIZE 1.5 AIRWAY LATEX FREE DISPOSABLE STERILE | EA | 100 | 3000036698
646 | 4217210501700 | ELECTRODES ADULT FOR ECG MONITORING NON-INVASIVE PACING DEFIBRILLATION AND SYNCHRONIZED CARDIOVERSION THROUGH ONE SET OF ELECTRODES COMPATIBLE WITH LIFE PACK DEFIBRILLATION OR EQUIVALENT LATEX FREE DISPOSABLE | EA | 10 | 3000036698
647 | 4217210501800 | ELECTRODES PEDIATRIC FOR ECG MONITORING NON-INVASIVE PACING DEFIBRILLATION AND SYNCHRONIZED CARDIOVERSION THROUGH ONE SET OF ELECTRODES COMPATIBLE WITH LIFE PACK DEFIBRILLATION OR EQUIVALENT LATEX FREE DISPOSABLE | EA | 10 | 3000036698
648 | 4218150100000 | DEPRESSOR TONGUE WOODEN WITH SMOOTH EDGES INDIVIDUAL WRAP 15CM (+/- 2CM) DISPOSABLE STERILE | EA | 1522800 | 3000036698
649 | 4218150500000 | SAMPLER ENDOMETRIAL SOFT 3-3.5MM STERILE | EA | 2100 | 3000036698
650 | 4218154100900 | GROUND ELECTRODE, PLATE, FOR EMG AND NCS, ASSORTED SIZES, DISPOSABLE | EA | 2000 | 3000036698
651 | 4218154200300 | EMG NEEDLE, CONCENTRIC, ASSORTED SIZES, DISPOSABLE, STERILE. CABLES MUST BE PROVIDED FREE OF CHARGE. | EA | 375 | 3000036698
652 | 4218154200700 | TUBE ENDOTRACHEAL WITH NERVE STIMULATION ELECTRODES ASSORTED SIZES | EA | 247 | 3000036698
653 | 4218154202400 | ELECTRODES SURFACE 4 DISCS WITH LEADS PRE-GELLED FOR EMG AND NCS AND IOM CONNECTION MUST BE UNIVERSAL TO FIT ALL NEUROPHYSIOLOGY MACHINES DISPOSABLE ASSORTED SIZES | EA | 800 | 3000036698
654 | 4218160503700 | BAG, PRESSURE INFUSER, 500 CC, WITH MANUAL, HAND PUMP, DISPOSABLE | EA | 200 | 3000036698
655 | 4218160508300 | CUFF NIBP TRULINK SINGLE TUBE NYLON CHILD 12 - 19 CM COMPATIBLE WITH MAQUET ANESTHESIA MACHINE OR EQUIVALENT REUSABLE | EA | 50 | 3000036698
656 | 4218160509800 | BLOOD PRESSURE ADULT CUFF SIZE L+ SINGLE TUBE DISPOSABLE | EA | 1140 | 3000036698
657 | 4218160600100 | TRU CUFF SINGLE TUBE BLOOD PRESSURE ADULT/PEDIATRIC COMPATIBLE WITH MAQUET ANESTHESIA MACHINE OR EQUIVALENT REUSABLE | EA | 100 | 3000036698
658 | 4218170800700 | ELECTRODE PEDIATRIC ECG (1 PACK OF 3 ELECTRODE) MRI COMPATIBLE | EA | 1500 | 3000036698
659 | 4218170800900 | "ELECTRODE FOR ECG MONITORING AND STRESS TEST ADULT PLASTIC PRE GELLED SILVER/SILVER CHLORIDE 40-50 MM DIAMETER STRONG ADHESIVE" | EA | 300000 | 3000036698
660 | 4218171500300 | ADHESIVE ELECTRODE PASTE 8-10 OZ CONDUCTIVE | EA | 150 | 3000036698
661 | 4218172300500 | PAPER, ELECTROCARDIOGRAM (ECG/EKG), FOR PHILIPS TC-30 AND TC-50, SIZE APPROX. 210 MM X 300 MM | EA | 600 | 3000036698
662 | 4218172302600 | "PAPER ECG FOR LIFEPAK 11 / 12 SIZE APPROX. 107 MM X 25 M" | EA | 1296 | 3000036698
663 | 4218172302700 | PAPER, RECORDING, FOR NIHON KOHDEN CARDIOFAX M, SIZE APPROX. 210 MM X 140 MM | EA | 1000 | 3000036698
664 | 4218172305700 | "PAPER ECG FOR ZOLL X SERIES DEFIBRILLATOR SIZE APPROX. 90 MM X 90 MM" | EA | 770 | 3000036698
665 | 4218172307100 | PAPER, ECG, FOR PHILIPS HEARTSTART XL DEFIBRILLATOR, SIZE APPROX. 50 MM X 30 M | ROL | 4000 | 3000036698
666 | 4218180304400 | SPO2 MRI SENSOR ADHESIVE NEONATAL DISPOSABLE COMPATIBLE WITH PHILIPS MONITOR OR EQUIVALENT | EA | 80 | 3000036698
667 | 4218190016100 | PUMP INFUSION PATIENT CONTROLLED EPIDURAL ANALGESIA PCEA | EA | 300 | 3000036698
668 | 4218190800500 | SET IRRIGATION CYSTOSCOPY SINGLE SPIKE WIDE BORE TUBING STERILE | EA | 300 | 3000036698
669 | 4218191500000 | TUBING PRESSURE MONITORING TUBING MALE - FEMALE PRESSURE LINE 24 INCH DISPOSABLE STERILE | EA | 500 | 3000036698
670 | 4218191700700 | NEEDLE FILTER BLUNT 5 MICRON 18 G X 1 - 1/2 INCH | EA | 16000 | 3000036698
671 | 4218192300100 | WEARABLE WIRELESS SENSOR TO MEASURE BODY TEMPERATURE AND RESPIRATORY RATE CONNECTED THROUGH BLUETOOTH ABLE TO USE IN HOME CARE AND HOSPITALS | EA | 120 | 3000036698
672 | 4218201300100 | SPECULUM CUSCO VAGINAL INDIVIDUALLY PACKED SIZE: MEDIUM DISPOSABLE | EA | 6360 | 3000036698
673 | 4218220501200 | PROBE TEMPERATURE FOR ESOPHAGEAL OR RECTAL FOR INTRAVASCULAR TEMPERATURE MANAGEMENT MACHINE DISPOSABLE STERILE | EA | 1400 | 3000036698
674 | 4218221400200 | TEMPERATURE PROBE-NEONATE DRAGER INCUBATOR TO MAINTAIN NTE IN THE DRAGER INCUBATOR AND CONTROL BABIES TEMPERATURE THE DRAGER INCUBATOR TEMPERATURE PROBE MUST BE USED OR THE BED WILL FAIL TO DO ITS JOB HAS DECLARATION OF COMPATIBILITY CERTIFICATE WITH DRAGER DEVICES DEHP FREE | EA | 240 | 3000036698
675 | 4218230002800 | ELECTRODES, SUBDERMAL NEEDLE ELECTRODES, TWISTED PAIR, FOR INTRA OPERATIVE MONITORING, MADE OF STAINLESS STEEL, CONNECTION MUST BE U NIVERSAL TO FIT ALL NEUROPHYSIOLOGY MACHINES, DISPOSABLE, ASSORTED SIZE | EA | 12 | 3000036698
676 | 4218230004600 | DRILL GUIDE AND PLACEMENT WRENCH, FOR DEPTH ELECTRODES PLACEMENT, REUSABLE | EA | 2 | 3000036698
677 | 4218230006000 | STIMULATION PROBE, BIPOLAR, FOR NERVES STIMULATION, CONNECTION MUST BE UNIVERSAL TO FIT ALL NEUROPHYSIOLOGY MACHINES, DISPOSABLE, STERILE | EA | 20 | 3000036698
678 | 4218232600700 | CAP FOR EEG MADE OF FABRIC MATERIAL UNIVERSAL CONNECTION TO FIT ALL NEUROPHYSIOLOGY MACHINES REUSABLE ASSORTED SIZES | EA | 10 | 3000036698
679 | 4218232603400 | ELECTRODES, CUP, FOR EEG, GOLD PLATED, 10 MM DISC WITH 2 MM HOLE, REUSABLE, ASSORTED LENGHTS | EA | 192 | 3000036698
680 | 4218240900700 | BATTERY ZINC AIR HEARING AID BATTERIES SIZE 13 | EA | 162000 | 3000036698
681 | 4218242400200 | ADI EAR TIP ADAPTORS FOR INSERT EARPHONES COMPATIBLE WITH END USER EQUIPMENT | EA | 24 | 3000036698
682 | 4218270100000 | ASSESSMENT TOOLS FINGER GONIOMETER STAINLESS STEEL GONIOMETER MEASURES THE RANGE OF MOTION OF FINGER JOINTS 180 DEGREE ASSORTED SIZES | EA | 10 | 3000036698
683 | 4218270200100 | TAPE MEASURING FOR INTRAOPERATIVE USE NOT LESS THAN 150 CM DISPOSABLE STERILE | EA | 3600 | 3000036698
684 | 4218306100000 | IMPLANT, GLAUCOMA STENT, INTRAOCULAR, DESIGNED TO REDUCE EYE PRESSURE, STERILE | EA | 25 | 3000036698
685 | 4218308500300 | PROBES TONOMETER COMPATIBLE WITH ICARE HAND HELD IOP TONOMETER UNIT DISPOSABLE | EA | 23000 | 3000036698
686 | 4218320210100 | SKIN PATCH TEST PANELS FOR AT LEAST 35 ALLERGENS, READY TO USE, FOR DERMATOLOGY, DISPOSABLE | EA | 200 | 3000036698
687 | 4219160700200 | CURTAIN, MEDICAL, MADE OF POLYPROPYLENE WITH ANTIMICROBIAL, WITH PATENTED HOOKS FOR EASY INSTALLATION AND VELCRO STICKER TO SECURE THE CURTAIN, SIZE: HEIGHT 2.5 M X WIDTH 7.5 M, ASSORTED COLORS, DISPOSABLE | EA | 20000 | 3000036698
688 | 4219171400200 | CYLINDER KEY SIZE SMALL MADE OF METAL FOR DURABILITY WITH CHAIN FOR OPENING D/E SIZE OXYGEN CYLINDER | EA | 100 | 3000036698
689 | 4219181000400 | PAD ATTACHMENT FOR COROMETRICS FETAL SCALP ELECTRODE CABLE | EA | 4700 | 3000036698
690 | 4219181300400 | "PAPER RECORDING CONTINUOUS CTG FOR HP M1911A / M1913A SIZE APPROX. 151 MM X 100 MM" | EA | 1100 | 3000036698
691 | 4219181300600 | "PAPER ECG FOR LIFEPAK 6 / 10 / 12 / 20 SIZE APPROX. 50 MM X 30 M" | EA | 540 | 3000036698
692 | 4219181300900 | PAPER, FOR GE DIAGNOSIS SYSTEM HD STRESS TEST, SIZE APPROX. 210 MM X 280 MM | EA | 180 | 3000036698
693 | 4219181301100 | PAPER FOR EXAMINATION COUCH WITH ONE PLASTIC SIDE AND OTHER CELLULOSE SIDE WITH PERFORATION EVERY 60 CM SIZE: 60 - 80 CM X 30 YARDS/ROLL | EA | 42784 | 3000036698
694 | 4219200500000 | DIAPER WRAP AROUND WAIST SIZE: XXX-LARGE HIGHLY ABSORBENT ASSURES DRY SURFACE READJUSTABLE ADHESIVE TAPE PACKING WRAPPED IN A PLASTIC PACK | EA | 30000 | 3000036698
695 | 4219221101100 | PATIENT TRANSFER BOARD EASY TO CLEAN ANTIBACTERIAL MRI-COMPATIBLE HIGH DURABILITY SIZE NOT LESS THAN 170X40CM | EA | 4 | 3000036698
696 | 4219260200200 | CUP FOR MEDICINE DISPENSING CLEAR MEDICAL PLASTIC UNIVERSAL GRADUATION 30 ML | EA | 7250000 | 3000036698
697 | 4219260201100 | "BOTTLE MEDICINE AMBER GRADUATED EMPTY WITH CHILD RESISTANT PLASTIC SCREW CAP 120-130 ML" | EA | 3600 | 3000036698
698 | 4219260201200 | "BOTTLE MEDICINE AMBER GRADUATED EMPTY WITH CHILD RESISTANT PLASTIC SCREW CAP 60-70 ML" | EA | 22250 | 3000036698
699 | 4219260203400 | FLUID DISPENSING SYSTEM LUER LOCK ADJUSTABLE AUTOMATIC SPRING RETURN CONTOURED GRIP WITHOUT EXTENSION SET DUAL CHECK VALVE 10 CC DEHP AND LATEX FREE | EA | 240 | 3000036698
700 | 4219260300000 | VIAL, PLASTIC, WITH PUSH AND TURN TYPE, SAFE FITTED CAPS, WIDE MOUTH, AMBER COLOR, POLYSTYRENE MATERIAL, CAPACITY 110-140 ML | EA | 12960 | 3000036698
701 | 4219261200800 | JAR OINTMENT WHITE WITH SECURED CAP 170 GM / ML | EA | 1000 | 3000036698
702 | 4219261401200 | "BAG PLASTIC BAG WHITE FOR MEDICINE DISPENSING WITH HANGING HOLE. MUST BE PRINTED WITH FIXED GREEN INK 50 MICRONS THICKNESS FOR ONE LAYER. WI TH GUSSET.SIZE: ABOUT 29 X 35CM" | EA | 640000 | 3000036698
703 | 4219280200800 | CONTAINER SAFETY PLASTIC FOR DISPOSAL SHARP DURABLE STABLE EASY HANDLING PUNCTURE AND LEAK PROOF WITH WARNING LABEL YELLOW COLOR FINAL CLOSURE MUST BE IRREVERSIBLE 5-6 LITERS CAPACITY 50 / PACK DISPOSABLE | EA | 1000 | 3000036698
704 | 4220170501200 | CONDOM, ULTRASOUND PROBE, LATEX NON-LUBRICATED, 3.5 CM X 20 CM (+/- 5C M), DISPOSABLE, STERILE | EA | 2008 | 3000036698
705 | 4220170800800 | GEL ULTRASOUND TRANSMISSION 250 GM / TUBE | EA | 4536 | 3000036698
706 | 4220182100100 | PLASTIC SNAP X - RAY FILM HOLDER AUTOCLAVABLE | EA | 400 | 3000036698
707 | 4220340000900 | CANNULA SAFETY IV WITH PUSH BUTTON NEEDLE SHIELDING WITHOUT WINGS MADE OF POLYURETHANE MATERIAL WITH BLOOD CONTROL AND NOTCH NEEDLE 16G X 30MM | EA | 450 | 3000036698
708 | 4220340001300 | CANNULA SAFETY IV WITH PUSH BUTTON NEEDLE SHIELDING WITH FLEXIBLE WINGS MADE OF POLYURETHANE MATERIAL WITH BLOOD CONTROL AND NOTCH NEEDLE 24G X 19MM | EA | 26000 | 3000036698
709 | 4220340001400 | CANNULA SAFETY IV WITH PUSH BUTTON NEEDLE SHIELDING WITHOUT WINGS MADE OF POLYURETHANE MATERIAL WITH BLOOD CONTROL AND NOTCH NEEDLE 14G X 45MM | EA | 400 | 3000036698
710 | 4220340226800 | PROBE, ARGON PLASMA COAGULATION (APC), (SIDE FIRE) WITH INTEGRATED FILTER, ASSORTED SIZES OF DIAMETER AND WORKING LENGTH | EA | 10 | 3000036698
711 | 4220340328700 | STRAP RESTRAINT FOR LIMBS FOAM LINED VELCRO CLOSURE ADJUSTABLE INFANT DISPOSABLE | EA | 1176 | 3000036698
712 | 4220340410700 | "GUIDEWIRE ROSEN PTFE COATED 0.035IN 145 - 180 CM DISPOSABLE STERILE" | EA | 600 | 3000036698
713 | 4220340526500 | CATHETER, PICC, POLYURETHANE, SINGLE LUMEN, 1.2 FR, LENGTH 20-25 CM, NEEDLE SIZE 28 G, WITH MICROFLASH INTRODUCER, RADIOPAQUE LINE, CATHETER GRADUATIONS EVERY CM, INTEGRAL EXTENSION WITH WING PERMITS SECURE CATHETER FIXATION UNIQUE SPLIT CANNULA, AND EYELET GIVES RAPID VISIBILITY OF FLASHBACK, DISPOSABLE, STERILE | EA | 400 | 3000036698
714 | 4220340702300 | INJECTOR SYRINGE ANGIOGRAPHIC 150 ML WITH ASPIRATION TUBE COMPATIBLE WITH MEDRAD MARK V. PROVIS OR EQUIVALENT DISPOSABLE STERILE | PC | 50 | 3000036698
715 | 4220341005200 | "TISSUE VALVE IMPLANT AORTIC BOVINE ASSORTED SIZES AS PER HOSPITAL REQUEST STERILE" | EA | 9 | 3000036698
716 | 4220341005400 | "MECHANICAL VALVE IMPLANT AORTIC SUPRA-ANNULAR ASSORTED SIZES ACCORDING TO HOSPITAL REQUEST STERILE" | EA | 5 | 3000036698
717 | 4220341006400 | CARDIAC CATHETERIZATION PACK (ADULT) ADVANCE STERILE CONTAINS: BACK TABLE COVER 60IN X 75IN (152X190CM) BACK TABLE COVER 30IN X 3 6IN (FOLDED)ABSORBENT TOWEL 17IN X 20IN (43X51 CM) REINFORCED SURGICAL GOWN XL FEMORAL ANGIO DRAPE (RADIAL) W/TWO WINDOWS 99IN X 130IN RUBBER BANDS SCALPEL BLADE # 11 WITH HANDLE BLUE BOWL 1000 CC (SPONGE) BOWL 250 CC (SPONGE) RING BASINS 6000CC ABSORBENT UTILITY DRAPE 30IN X 30IN TUBE HOLDER W/VELCRO 10IN ADHESIVE TEGADERM DRESSING 10X12CMLARGE DRAPE 60INX100IN W/OUT REINF. MOSQUITO FORCEPS 5IN CURVED MOSQUITO FORCEPS 5IN STRAIGHT PITCHER 1200CCKIDNEY BASIN 700CC (REGULAR)OPERATING SCISSORS BL/SH 5IN STRAIGHT TOWEL CLAMPS GAUZE SWABS 4 X 4 12 PLY NXRD SPLASH STOP WASTE COLLECTION BOWL W/SOLIDIFIER HAND TOWEL OR CLOTH BLUE 44X60 CM NC - 20 COUNT FM W/MAG RED (STD)GALIPOT 60 CC GALIPOT 60 CC GALLIPOT 120MLSYRINGE 10ML L/L SYRINGE 10ML L/L SYRINGE 10ML L/L SYRINGE 3ML L/L SYRINGE 10ML L/L NEEDLE 19G X 1.5IN (3.8CM) BEIGE NEEDLE 21G X 1.5IN (3.5 CM/35X) | EA | 340 | 3000036698
718 | 4220341007100 | BIOPSY - CENTESIS PACK CONTAINS: STERILE DISPOSABLE. 1X LIDOCAINE 2% 20ML MD (PLASTIC) 1X BANDAGE 3/4 IN X 3 IN SHEER 1X SYRINGE 10CC L/L 1X SYRINGE 20CC L/L 1X NEEDLE: 25X1 1/2 (SAFETY NEEDLE) 1X WRAP 1X POLY 30X30 1X CHLORAPREP 3ML TINTED/ORANGE 1X RULER 6 IN 1X DRAPE 22X22 W/3.5 IN FENESTRATED AND RIPLINE 1X TRAY 3 COMPARTMENT 1X SHORTSTOP 1X SCALPEL # 11 SAFETY 1X NEEDLE 18X1 1/2 S AFETY 1X TOWEL ABS 1X LIDOCAINE LABEL 0.5X1.75 10X SPONGE GAUZE 4X4 12 PLY | EA | 850 | 3000036698
719 | 4220341007500 | UNI - EXTREMITY VASCULAR PACK STERILE CONTAINS : THE MATERIAL OF THE DRAPE GOWNS AND COVERS MUST BE WATERPROOF ; 1 BACK TABLE COVER REINFORCED 150X 225 CM ; 3 ABSORBENT TOWELS ; 1 SURGICAL GOWN IMPERVIOUS LARGE ; 1 SURGICAL GOWN IMPERVIOUS X-LARGE ; 4 UTILITY DRAPES ; 1 IMPERVIOUS STOCKINET LARGE ; 1 IMPERVIOUS U DRAPE 150 X 175 CM ; 1 HEAVY DUTY U-DRAPE 220 X 275 CM ; 1 TOP BAR DRAPE 250 X 150 CM WITH TUBE HOLDER AND HEAVY ABSORBENT MATERIAL ; 2 DRAPE TAPE STRIPS 10 X 50 CM ; 1 SUTURE BAG ; 1 NEEDLE COUNTER MAGNETIC - FOAM ; 1 CAUTERY PENCIL1 TIP CLEANER ; 1 SHARP TRANSFER TRAY ; 1 MAYO STAND COVER | EA | 60 | 3000036698
720 | 4220341007700 | AV FISTULA PACK STERILE CONTAINS: THE MATERIAL OF THE DRAPE GOWNS AND COVERS MUST BE WATERPROOF.1 BACK TABLE COVER REINFORCED 1 50 X 225 CM. 3 ABSORBENT TOWELS. 1 SURGICAL GOWN IMPERVIOUS LARGE. 1 SURGICAL GOWN IMPERVIOUS X-LARGE.1 ARM BOARD COVER REINFORCED FABRIC WITH PLASTIC.4 UTILITY DRAPE.1 IMPERVIOUS STOCKINET SMALL.1 DRAPE TAPE STRIPS 10 X 50 CM.1 (T) HAND DRAPE HEAVY DUTY FABRIC WITH TUBE HOLDER HIGH ABSORBENT FABRIC REINFORCEMENT AND COMFORTABLE FENESTRATION.1 SUTURE BAG.1 NEEDLE COUNTER MAGNETIC - FOAM.1 CAUTERY PENCIL1 TIP CLEANER.1 SHARP TRANSFER TRAY1 MAYO STAND COVER | EA | 60 | 3000036698
721 | 4220341009200 | "FLOW DIVERTER DEVICE SYSTEM FOR NEUROINTERVENTIONAL PROCEDURES SELF EXPANDABLE WITH MARKERS FOR TREATMENT OF SACCULAR OR FUSIFORM INTRACRANIAL ANEURYSMS DISPOSABLE STERILE SIZE: 4 MM ASSORTED LENGTHS AS PER HOSPITAL REQUEST" | EA | 15 | 3000036698
722 | 4220341009300 | "FLOW DIVERTER DEVICE SYSTEM FOR NEUROINTERVENTIONAL PROCEDURES SELF EXPANDABLE WITH MARKERS FOR TREATMENT OF SACCULAR OR FUSIFORM INTRACRANIAL ANEURYSMS DISPOSABLE STERILE SIZE: 2 - 3.75 MM ASSORTED LENGTHS AS PER HOSPITAL REQUEST" | EA | 10 | 3000036698
723 | 4220341009500 | "EMBOLIC PROTECTION DEVICE / FILTER FOR NEUROINTERVENTIONAL PROCEDURES COMPATIBLE WITH 0.014IN - 0.018IN GUIDEWIRE DISPOSABLE STERILE. ASSORTED FILTER SIZES AND LENGTHS AS PER HOSPITAL REQUEST" | EA | 15 | 3000036698
724 | 4220341015300 | EMBOLIZATION COIL DETACHABLE FIBERED COIL MRI COMPATIBLE MECHANICAL DETACHMENT MECHANISM PRE- LOADED COIL/DELIVERY SYSTEM 0.018IN DELIVERY SYSTEM ASSORTED CONFIGURATIONS-DIAMETER-LENGTH AS PER HOSPITAL REQUEST STERILE DETACHMENT DEVICE MUST BE PROVIDED FREE OF CHARGE WITH EVERY THREE COILS PURCHASED | EA | 30 | 3000036698
725 | 4220341016900 | EMBOLIZATION COIL DETACHABLE FIBERED COIL MRI COMPATIBLE MECHANICAL DETACHMENT MECHANISM PRE- LOADED COIL/DELIVERY SYSTEM 0.035IN DELIVERY SYSTEM ASSORTED CONFIGURATIONS-DIAMETER-LENGTH AS PER HOSPITAL REQUEST STERILE DETACHMENT DEVICE MUST BE PROVIDED FREE OF CHARGE WITH EVERY THREE COILS PURCHASED | EA | 30 | 3000036698
726 | 4220341017600 | "DRAINAGE CATHETER PERCUTANEOUS MULTIPURPOSE DRAINAGE CATHETER SET HYDROPHILIC 16 FR LOCKING PIGTAIL STIFFENING CANNULA STAINLESS STEEL TROCAR STYLET CATHETER LENGTH NOT MORE THAN 35 CM DISPOSABLE STERILE" | EA | 200 | 3000036698
727 | 4220341017700 | "DRAINAGE CATHETER PERCUTANEOUS MULTIPURPOSE DRAINAGE CATHETER SET HYDROPHILIC 14 FR LOCKING PIGTAIL STIFFENING CANNULA STAINLESS STEEL TROCAR STYLET CATHETER LENGTH NOT MORE THAN 35 CM DISPOSABLE STERILE" | EA | 200 | 3000036698
728 | 4220341017800 | "DRAINAGE CATHETER PERCUTANEOUS MULTIPURPOSE DRAINAGE CATHETER SET HYDROPHILIC 12 FR LOCKING PIGTAIL STIFFENING CANNULA STAINLESS STEEL TROCAR STYLET CATHETER LENGTH NOT MORE THAN 35 CM DISPOSABLE STERILE" | EA | 210 | 3000036698
729 | 4220341017900 | "DRAINAGE CATHETER PERCUTANEOUS MULTIPURPOSE DRAINAGE CATHETER SET HYDROPHILIC 10-10.5FR LOCKING PIGTAIL STIFFENING CANNULA STAINLESS STEEL TROCAR STYLET CATHETER LENGTH NOT MORE THAN 35 CM DISPOSABLE STERILE" | EA | 200 | 3000036698
730 | 4220341021400 | "PICC (PERIPHERALLY INSERTED CENTRAL CATHETER) CATHETER SET POWER INJECTABLE EQUIPPED WITH PRELOADED MAGNET TRACKING REAL-TIME CATHETER TIP DIRECTION AND ORIENTATION STERILE DISPOSABLE 4 TO 5FR SINGLE AND DUAL LUMEN THE PICC TIP TRACKING AND CONFIRMATION SYSTEM MUST BE PROVIDED TO EACH ORDERING CENTER TRAINING AND CERTIFICATION BY THE VENDOR MUST BE PROVIDED TO EACH CENTER" | EA | 320 | 3000036698
731 | 4220341022400 | "MICROCATHETER AND GUIDEWIRE (0.018IN) KIT: FIBERED BRAIDED MICROCATHETER TOTAL LENGTH: 115 TO 135 CM DISTAL LENGTH 10-20CM INNER DIAMETER NOT LESS THAN 2.7 FR HIGH FLOW WITH MAXIMUM NOT LESS THAN PRESSURE 800 PSI INCLUDES: TORQUE DEVICE GUIDEWIRE INTRODUCER DISPOSABLE STERILE THE CATHETER LENGTH SHOULD BE DECIDED BY RECEIVING CENTER BEFORE DELIVERY" | EA | 50 | 3000036698
732 | 4220341022800 | "INFUSION CATHETER INFUSION LENGTH: 5 TO 50CM 4 TO 5FR WITHOUT GUIDEWIRE DISPOSABLE STERILE" | EA | 174 | 3000036698
733 | 4220341023300 | "SUPPORT CATHETER FOR PERIPHERAL INTERVENTIONS HYDROPHILIC COATED INTEGRATED RADIOPAQUE MARKERS BRAIDED CONSTRUCTION DISPOSABLE STERILE ASSORTED SIZES AS PER HOSPITAL REQUEST" | EA | 50 | 3000036698
734 | 4220341026000 | "STENT PERIPHERAL DRUG ELUTING BALLOON-EXPANDABLE ASSORTED SIZES AS PER HOSPITAL REQUEST" | EA | 10 | 3000036698
735 | 4220341028200 | BALLOON ANGIOPLASTY DRUG-ELUTING FOR USE WITH AV FISTULAS DUAL LUMEN ASSORTED SIZES BALLOON DIAMETER AND LENGTH AS PER HOSPITAL REQUEST | EA | 20 | 3000036698
736 | 4220341030500 | "ADHESIVE CLOSURE SYSTEM FOR SUPERFICIAL VEIN THERAPIES" | EA | 75 | 3000036698
737 | 4220341030700 | "IMPLANTABLE PORT KIT RADIO TRANSLUCENT/MRI COMPATIBLE WITH ATTACHABLE SILICONE CATHETER ASSORTED SIZES AS PER HOSPITAL REQUEST" | EA | 40 | 3000036698
738 | 4220341033400 | VALVULOTOMY DEVICE SELF SIZING SELF-CENTERING DISPOSABLE STERILE | EA | 4 | 3000036698
739 | 4220341034600 | "ANTIMICROBIAL GRAFT SILVER ACETATE COLLAGEN - COATED POLYESTER GRAFT STRAIGHT BOVINE COLLAGEN SIZE 20 TO 22 MMX 40-50 CM AS PER HOSPITAL REQUEST STERILE" | EA | 3 | 3000036698
740 | 4220341036400 | SUTURE, POLYESTER, MULTIFILAMENT, NON-ABSORBABLE, SIZE 2/0, 25-26 MM, 1/2 CIRCLE, ROUND BODY DOUBLE ARM NEEDLE, 90-95 CM, BLUE, STERILE (1 EACH = 1 DOZEN) | EA | 30 | 3000036698
741 | 4220341046500 | "PATCH BOVINE BIO-SCAFFOLD 0.5 MM THICKNESS SIZE 5 CM X 8 CM (+/- 1CM) STERILE" | EA | 6 | 3000036698
742 | 4220341051000 | SINGLE USE INJECTOR INCLUDES MANIFOLD AND HIGH PRESSURE TUBE EXTENSION FOR CATH LAB CORONARY INJECTOR STERILE | EA | 25 | 3000036698
743 | 4220341051200 | 3 WAY MANIFOLD: RIGHT ON HANDLE WITH 15CM TUBING EXTENSION AND ROTATING LUER PRESSURE MONITORING LINE TRANSPARENT 72 INCH FLUID ADMINISTRATION SET CONTRAST LINE LARGE BORE VENTED AND 12 CC CONTROL SYRINGE RING PLUNGE | EA | 6400 | 3000036698
744 | 4220341051900 | "CATHETER ARTERIAL STRAIGHT INTIMA 18G - 20G NEEDLE 8-10 CM RADIAL WITH COMPATIBLE GUIDEWIRE DISPOSABLE STERILE" | EA | 2000 | 3000036698
745 | 4220341055300 | "GUIDEWIRE FOR TAVI PROCEDURES PRESHAPED 0.035IN ASSORTED LENGTHS" | EA | 20 | 3000036698
746 | 4220341056200 | "INTRODUCER SHEATH FOR CARDIAC BIOPSY FORCEPS ASSORTED SIZES AS PER HOSPITAL REQUEST" | EA | 250 | 3000036698
747 | 4220341063800 | "CORONARY BALLOON CATHETER SEMI-COMPLIANT LOW CROSSING PROFILE ASSORTED SIZES AS PER HOSPITAL REQUEST" | EA | 405 | 3000036698
748 | 4220341065000 | TRANSCATHETER MITRAL VALVE REPAIR SYSTEM | EA | 2 | 3000036698
749 | 4220341081100 | "CANNULA ADULT CARDIOPLEGIA WITH VENT ASSORTED SIZES ACCORDING TO HOSPITAL REQUEST DISPOSABLE STERILE" | EA | 400 | 3000036698
750 | 4220341083000 | "MICROCATHETER FOR NEUROVASCULAR 0.0165 - 0.017 IN MICROCATHETER SYSTEM ASSORTED TIP SHAPES TWO DISTAL MARKERS CATHETER LENGTH NOT LESS THAN 150 CM DISPOSABLE STERILE" | EA | 2 | 3000036698
751 | 4220341083300 | "GUIDING CATHETER GUIDING COAXIAL DESIGN FOR NEUROINTERVENTIONAL PROCEDURES STRAIGHT HYDROPHILIC COATING 6 - 8FR 90 - 125 CM DISPOSABLE STERILE" | EA | 200 | 3000036698
752 | 4220341085800 | "GUIDEWIRE FOR NEURO INTERVENTION FOR SUPER-SELECTIVE CATHETERIZATION HYDROPHILIC COATING FLOPPY COILED TIP COIL TIP LENGTH NOT LESS THAN 15 CM 0.010IN X 200 -220 CM DISPOSABLE STERILE" | EA | 130 | 3000036698
753 | 4220341086200 | "GUIDEWIRE NITINOL 100% HYDROPHILIC COATED POLYURETHANE COATED STIFF SHAFT STRAIGHT/ANGLED TIP NOT LESS THAN 250 CM DISPOSABLE STERILE" | EA | 1500 | 3000036698
754 | 4220341086300 | "GUIDEWIRE NITINOL 100% HYDROPHILIC COATED POLYURETHANE COATED STANDARD/FLEXIBLE SHAFT STRAIGHT/ANGLED TIP NOT LESS THAN 250 CM DISPOSABLE STERILE" | EA | 70 | 3000036698
755 | 4220341086800 | ATHERECTOMY DEVICE SET PLAQUE EXCISION FOR PREDOMINANTLY CALCIFIED LESIONS RAPID EXCHANGE SYSTEM LOW PROFILE CATHETER 0.014IN GUIDEWIRE NO FLOW RESTRICTION DURING CUTTING PASS DISPOSABLE STERILE | EA | 40 | 3000036698
756 | 4220341087500 | "EMBOLIZATION COIL PUSHABLE 0.035IN - 0.038 INCH DELIVERY SYSTEM ASSORTED DIAMETER AND LENGTH AS PER HOSPITAL REQUEST STERILE" | EA | 30 | 3000036698
757 | 4220341087600 | EMBOLIZATION COIL PUSHABLE 0.018IN DELIVERY SYSTEM ASSORTED DIAMETER AND LENGTH AS PER HOSPITAL REQUEST STERILE | EA | 36 | 3000036698
758 | 4220341088600 | DRAINAGE CONNECTION TUBE WITH ONE WAY STOPCOCK NOT LESS THAN 30 CM DISPOSABLE STERILE | EA | 3000 | 3000036698
759 | 4220341088700 | "DRAINAGE CATHETER PERCUTANEOUS MULTIPURPOSE DRAINAGE CATHETER SET HYDROPHILIC 8-8.5 FR LOCKING PIGTAIL STIFFENING CANNULA STAINLESS STEEL TROCAR STYLET CATHETER LENGTH NOT MORE THAN 35 CM DISPOSABLE STERILE" | EA | 30 | 3000036698
760 | 4220341088800 | "DRAINAGE CATHETER PERCUTANEOUS MULTIPURPOSE DRAINAGE CATHETER SET HYDROPHILIC 5 - 6 FR LOCKING PIGTAIL STIFFENING CANNULA STAINLESS STEEL TROCAR STYLET CATHETER LENGTH NOT MORE THAN 35 CM DISPOSABLE STERILE" | EA | 20 | 3000036698
761 | 4220341089800 | "PEDAL ACCESS PUNCTURE SET FOR RETROGRADE INFRAPOPLITEAL APPROACH SET CONTAINS: 0.018 INCH GUIDEWIRE 21G ECHOGENIC PUNCTURE NEEDLE MICROPUNCTURE INTRODUCER HEMOSTASIS VALVE DISPOSABLE STERILE" | EA | 70 | 3000036698
762 | 4220341090400 | MICRO PUNCTURE INTRODUCER SET FOR 0.035IN GUIDEWIRE ACCESS ACCESS NEEDLE: 21 OR 22G 4-9 CM LENGTH GUIDEWIRE 0.018IN 40 - 50 CM LONG COAXIAL INTRODUCER CATHETER 4 -5 FR X 9-15 CM DISPOSABLE STERILE | EA | 150 | 3000036698
763 | 4220341093500 | "GUIDING CATHETER GUIDING COAXIAL DESIGN RENAL DOUBLE VISCERAL HYDROPHILIC COATING DISPOSABLE STERILE ASSORTED SIZES AS PER HOSPITAL REQUEST" | EA | 5 | 3000036698
764 | 4220341098400 | "GUIDEWIRE AMPLATZ SUPER STIFF STRAIGHT OR J-SHAPED SOFT ATRAUMATIC FLOPPY TIP 0.035IN/0.038IN ASSORTED LENGTHS DISPOSABLE STERILE" | EA | 500 | 3000036698
765 | 4220341098600 | "GUIDEWIRE STANDARD STAINLESS STEEL PTFE-COATED STRAIGHT/J-SHAPED SOFT ATRAUMATIC FLOPPY TIP SIZE 0.035IN ASSORTED LENGTHS DISPOSABLE STERILE" | EA | 150 | 3000036698
766 | 4220341098900 | "COPE NEPHRO-URETEROSTOMY STENT SET ULTRATHANE MATERIAL (NOT SILICONE) INCLUDES ONE FLEXIBLE CATHETER INTRODUCTION STIFFENING CANNULA ACCEPTS 0.035IN GUIDEWIRE STERILE ASSORTED SIZES AS PER HOSPITAL REQUEST" | EA | 60 | 3000036698
767 | 4220341101600 | STENT STENT GRAFT ENDOVASCULAR FOR ABDOMINAL OR THORACIC AORTIC ANEURYSM STERILE ASSORTED SIZES AS PER HOSPITAL REQUEST | EA | 2 | 3000036698
768 | 4220341102200 | "VASCULAR GRAFT EARLY ACCESS HEPARIN COATED SIZE 6 MM X 40-50 CM STERILE" | EA | 12 | 3000036698
769 | 4220341103000 | TAPE, UMBILICAL, COTTON, RADIOPAQUE, 2-3 MM X NOT LESS THAN 45 CM, WHITE, STERILE (1 EACH = 1 DOZEN) | EA | 126 | 3000036698
770 | 4220341105400 | MEDIUM CLIP TITANIUM WITH APPLIERS | EA | 35208 | 3000036698
771 | 4220341105500 | SMALL CLIP TITANIUM WITH APPLIERS | EA | 1080 | 3000036698
772 | 4220341107500 | "CLOSURE DEVICE FOR PDA WITH DELIVERY SYSTEM ASSORTED SIZES AS PER HOSPITAL REQUEST" | EA | 4 | 3000036698
773 | 4220341107700 | SNARE KIT SINGLE LOOP EACH KIT MUST INCLUDE: SNARE SNARE GUIDING CATHETER SNARE INTRODUCER DEVICE AND TORQUE DEVICE DISPOSABLE STERILE ASSORTED SIZES AND LENGTHS AS PER HOSPITAL REQUEST | EA | 20 | 3000036698
774 | 4220341109400 | "INTRODUCER SHEATH FOR TRANSRADIAL / PEDIATRIC TAPERED HYDROPHILIC COATED ASSORTED SIZES AND LENGTHS AS PER HOSPITAL REQUEST" | EA | 565 | 3000036698
775 | 4220341111200 | CATHETER CORONARY GUIDING ASSORTED FRENCH SIZE-LENGTH-TIP SHAPES AS PER HOSPITAL REQUEST DISPOSABLE STERILE | EA | 1600 | 3000036698
776 | 4220341114300 | "FORCEPS FOR CARDIAC BIOPSY ASSORTED SIZES AS PER HOSPITAL REQUEST" | EA | 30 | 3000036698
777 | 4220341115300 | "ANTIMICROBIAL ENVELOP FOR CARDIAC ELECTROPHYSIOLOGY FOR DEVICES IMPLANTATIONS ABSORBABLE ASSORTED SIZES AS PER HOSPITAL REQUEST" | EA | 10 | 3000036698
778 | 4220341202600 | SET, STENT, SILICONE COATED, DOUBLE URETERAL, OPEN ENDED, TAPERED TIP, WITH HOLES IN THE BODY, WITHOUT GUIDEWIRE, WITH RADIO-OPAQUE PUSHER, SIZE: CH 6.0, 26 CM, DISPOSABLE, STERILE | EA | 10 | 3000036698
779 | 4220341203500 | SET, STENT, INDWELLING, POLYURETHANE, DOUBLE URETERAL, PIGTAIL STENT, OPEN ENDED, TAPERED TIP, WITH HOLES IN THE BODY, LOCKABLE PUSHER, WITH LONG GUIDEWIRE, RADIO-OPAQUE, SIZE: CH 6.0, 26CM, DISPOSABLE, STERILE | EA | 40 | 3000036698
780 | 4220341206400 | STENT, PANCREATIC, PLASTIC, STRAIGHT, WITHOUT INTERNAL FLAP, (STENT WITHOUT PUSHER), ASSORTED SIZES | EA | 15 | 3000036698
781 | 4220341211000 | SET, STENT, URETERAL, TUMOR, WITHOUT EYES, WITH COMPATIBLE GUIDEWIRE, WITH RADIO-OPAQUE PUSHER, SIZE: CH 7.0, 28 CM DISPOSABLE, STERILE | EA | 10 | 3000036698
782 | 4220341211600 | STENT, INDWELLING SOFT POLYURETHANE, DOUBLE URETERAL PIGTAIL STENT, WITH COMPATIBLE GUIDEWIRE, AND RADIO - OPAQUE PUSHER, 18 CM LONG, SIZE: 3.7-4 FR DISPOSABLE, STERILE | EA | 15 | 3000036698
783 | 4220341212400 | STETHOSCOPE INFANT DUAL HEAD U SHAPE SOFT SILICONE EAR TIPS DIAMETER 23MM (+/- 2MM) LENGTH 50 -70 CM | EA | 300 | 3000036698
784 | 4220341402600 | DIALYZER HIGH FLUX HOLLOW FIBER MEMBRANE MATERIAL: POLYSULFON AND ITS DERIVATIVES SURFACE AREA 1.7 - 1.8 M 2 HIGH ULTRAFILTRATION COEFFICIENT 20 - 30 ML/HR/MMHG STERILIZATION: STEAM OR BETA GAMMA RADIATION | EA | 11232 | 3000036698
785 | 4220341500700 | PICC LINE TRAY, INCLUDE: 1 SURGICAL GOWN LARGE WITH 2 ABSORBENT TOWEL, 1 SURGICAL GOWN X- LARGE WITH 2 ABSORBENT TOWEL, 1 BACK TABLE COVER 60 INCH X 90 INCH, ULTRASOUND TRANSDUCER COVER, 2 OP TOWEL 53 X 63 CM , 10 GAUZE SWABS 10 X 10 16PLY XRD, 2 TEGADERM DRESSING 10X12CM, 1 SYRINGE 10ML L/L 1, 1 SYRINGE 20ML L/L, 3 SPONGE STICK 6 INCH, 1 NEEDLE COUNTER, COUNT20 MAG/FOAM, KIDNEY BOWEL 800 ML, 1 HALF DEEP 14 X 25 X 5 CM,1 MOSQUITO FORCEPS 5 INCH STRAIGHT , 1 SCISSORS BL/SH 5 INCH STRAIGHT , 1 SAFETY SCALPEL BLADE 11 INCH, 1 FLUORO COVER 32 INCH DIA WITH 23.5 INCH DEPTH, 4 TOWEL CLAMPS, 1 MEDICATION LABEL SHEET , 1 NEEDLE 25G X 1.5 INCH , STERILE. | EA | 600 | 3000036698
786 | 4220342600000 | "TORQUE DEVICE COMPATIBLE WITH GUIDEWIRES BETWEEN 0.010 INCH AND 0.038 INCH DISPOSABLE STERILE" | EA | 40 | 3000036698
787 | 4220342605300 | GUIDEWIRE PERIPHERAL INTERVENTION WORKHORSE/FLOPPY 0.014IN J-TIP OR STRAIGHT ASSORTED RANGE AND SIZES AS PER HOSPITAL REQUEST | PC | 60 | 3000036698
788 | 4220343352600 | REPERFUSION CATHETER, FOR NEURO VASCULATURES, INNER DIAMETER NOT LESS THAN 0.072, CATHETER LENGTH MORE THAN 135 CM, DISPOSABLE, STERILE. | EA | 50 | 3000036698
789 | 4220343359700 | CATHETER DIAGNOSTIC ANGIOGRAPHIC ASSORTED FRENCH SIZE-LENGTH-TIP SHAPES AS PER HOSPITAL REQUEST DISPOSABLE STERILE | EA | 1000 | 3000036698
790 | 4220343360000 | CATHETER DIAGNOSTIC ANGIOGRAPHIC FLUSH CATHETER ASSORTED FRENCH SIZE-LENGTH-TIP SHAPES AS PER HOSPITAL REQUEST DISPOSABLE STERILE | EA | 300 | 3000036698
791 | 4220344700700 | BIOPSY NEEDLE DEVICE TWO FIRING MODES SEMI-AUTOMATIC MODE AND AUTOMATIC MODE DUAL ADJUSTABLE PENETRATION DEPTH 18 MM AND 25 MM SIZES 14G - 20G X 10 -20 CM | EA | 20 | 3000036698
792 | 4220344703100 | "NEURO MICRO GUIDEWIRE MADE OF STAINLESS STEEL HYDROPHILIC COATED 0.014 INCH ASSORTED TIP SHAPES NOT LESS THAN 300 CM" | EA | 100 | 3000036698
793 | 4220344704200 | "INTRASACCULAR FLOW DISRUPTOR DEVICE NEUROVASCULAR SINGLE LAYER NITINOL ASSORTED SIZES/SHAPES AS PER HOSPITAL REQUEST. DETACHMENT DEVICE SHOULD BE PROVIDED WITH EACH DEVICE" | EA | 10 | 3000036698
794 | 4220344705700 | "MICROCATHETER FOR NEUROVASCULAR COMPATIBLE WITH INTRASACCULAR FLOW DISRUPTOR NITINOL DEVICE ASSORTED SIZES AS PER HOSPITAL REQUEST" | EA | 20 | 3000036698
795 | 4220344706400 | "EXTRA COMPLIANT OCCLUSION BALLOON CATHETER NEUROVASCULAR 4 MM SINGLE/DUAL LUMEN HYDROPHILIC COATING USE WITH DMSO AND LIQUID EMBOLIC AGENTS ASSORTED SIZES AS PER HOSPITAL REQUEST" | EA | 5 | 3000036698
796 | 4220344706800 | "LONG GUIDING SHEATH FOR NEURO VASCULAR ROUNDED FLEXIBLE DISTAL TIP INNER DIAMETER NOT LESS THAN 0.088 INCH ASSORTED LENGTHS AS PER HOSPITAL REQUEST" | EA | 20 | 3000036698
797 | 4220344706900 | "DELIVERY ASSIST CATHETER FOR NEURO INTERVENTION BULB TOTAL LENGTH NOT LESS THAN 150 CM" | EA | 20 | 3000036698
798 | 4220344707000 | "MICROCATHETER FOR NEUROVASCULAR 0.027 IN MICROCATHETER SYSTEM STRAIGHT TIP CATHETER LENGTH NOT LESS THAN 130 CM DISPOSABLE STERILE" | EA | 20 | 3000036698
799 | 4220344708900 | "REVASCULARIZATION DEVICE FOR NEURO VASCULAR HAS VISIBLE PROXIMAL AND DISTAL RADIOPAQUE MARKERS ASSORTED SIZES COMPATIBLE WITH 0.021 - 0.027 INCH MICROCATHETER STERILE" | EA | 30 | 3000036698
800 | 4220344709000 | "REPERFUSION CATHETER FOR NEURO VASCULATURES INNER DIAMETER NOT MORE THAN 0.072 CATHETER LENGTH NOT LESS THAN 120 CM" | EA | 30 | 3000036698
801 | 4220344709200 | "REPERFUSION CATHETER FOR NEURO VASCULATURES INNER DIAMETER NOT MORE THAN 0.062 CATHETER LENGTH NOT LESS THAN 120 CM" | EA | 30 | 3000036698
802 | 4220344710700 | BONE BIOPSY SET ASSORTED SIZES AS PER HOSPITAL REQUEST DISPOSABLE STERILE | EA | 1400 | 3000036698
803 | 4220344711100 | " BREAST TISSUE MARKER CERAMIC PRELOADED IN GLUCAN CARRIER" | EA | 40 | 3000036698
804 | 4220344713500 | "PATCH BOVINE DECELLULARIZED SIZE 1 CM X 6 CM STERILE" | EA | 5 | 3000036698
805 | 4220344716100 | CANNULATION TOURNIQUET SET WITH TUBE (2 RED 2 BLUE 2 TRANSPARENT) AND ONE STEEL WIRE SNAGGER DISPOSABLE STERILE. | EA | 200 | 3000036698
806 | 4220344720100 | CATHETER DIAGNOSTIC ANGIOGRAPHIC FOR RIGHT AND LEFT CORONARY ANGIOGRAPHY THROUGH RADIAL/BRACHIAL APPROACH ASSORTED SIZES | EA | 600 | 3000036698
807 | 4220350500700 | SUBCUTANEOUS OR EXTRAVASCULAR IMPLANTABLE CARDIAC DEFIBRILLATOR FOR CARDIAC ELECTROPHYSIOLOGY WITH ALL NEEDED ACCESSORIES | EA | 1 | 3000036698
808 | 4220371000100 | X-RAY MARKER, FOR HEXAPOD FIXATOR WITH ALL NECESSARY ATTACHMENTS | EA | 2 | 3000036698
809 | 4220400400100 | PLUG EAR NOISE PROTECTION LATEX FREE | EA | 2000 | 3000036698
810 | 4221150100400 | CANE QUAD LOW LARGE BASE T-SHAPE HANDLE ADAPTABLE FOR RIGHT AND LEFT HANDED MADE OF ALUMINUM HEAVY DUTY WITH ADJUSTABLE HEIGHT 73 -97 CM (+/- 5 CM) | EA | 510 | 3000036698
811 | 4221150100500 | CANE QUAD HIGH BASE T-SHAPED FIT FOR RIGHT AND LEFT HANDED MADE OF ALUMINUM HEAVY DUTY WITH ADJUSTABLE HEIGHT 73 -97 CM (+/- 2 CM) | EA | 9 | 3000036698
812 | 4221150101000 | CANE TRIPOD T-SHAPED FIT FOR RIGHT AND LEFT HANDED MADE OF ALUMINUM HEAVY DUTY WITH ADJUSTABLE HEIGHT 73 -97 CM (+/- 2 CM) | EA | 9 | 3000036698
813 | 4221150206600 | AXILLARY CRUTCHES ALUMINUM HEAVY DUTY ADJUSTABLE WITH EASY PUSH BUTTON METAL REINFORCED RUBBER TIPS YOUTH SIZE 78 - 105 CM (+/- 2 CM) | PAA | 60 | 3000036698
814 | 4221150601000 | OFF LOADING WALKING BOOT LOW PROFILE ROCKER BOTTOM WITH ACTIVE OFFLOADING INSOLE SIZE LARGE. | EA | 36 | 3000036698
815 | 4221150601100 | OFF LOADING WALKING BOOT LOW PROFILE ROCKER BOTTOM WITH ACTIVE OFFLOADING INSOLE SIZE MEDIUM. | EA | 80 | 3000036698
816 | 4221150602000 | WALKER BARIATRIC ALUMINUM BUTTONS FOLDING SOFT HANDLE NON-RECIPROCAL WALKER WITH METAL REINFORCEMENT RUBBER TIPS HEAVY DUTY AND HEIGHT ADJUSTABLE 81 - 99 CM (+/- 4 CM) WIDTH 56 CM (+/- 4 CM) WITH WEIGHT CAPACITY UP TO 135 KG | EA | 922 | 3000036698
817 | 4221161100000 | SITZ BATH GOLD COLOUR HARD PLASTIC WITH 2000CC BAG GRADUATED WITH LONG TUBING FOR PERSONAL USE OF MATERNITY PATIENTS INDIVIDUALLY PACKED SINGLE USE | EA | 360 | 3000036698
818 | 4221170500500 | BATTERY ZINC AIR HEARING AID SIZE 312 | EA | 36000 | 3000036698
819 | 4221181214200 | STOCKING, ANTI-EMBOLISM, (OPEN TOES) THIGH LENGTH FOR ADULT, SIZE: X-LARGE | EA | 300 | 3000036698
820 | 4221190100000 | ASSISTIVE TOOLS MATS NON-SLIP ROLL RUBBER-LIKE PLASTIC MATERIAL MADE FROM NON-WOVEN FABRIC COATED ON BOTH SIDES WITH DYCEM OR EQUIVALENT USED TO STABILIZE SURFACES REUSABLE CUT TO MOST ANY SIZE OR SHAPE WITH SCISSORS CLEANS WITH SOAP AND WATER | EA | 2 | 3000036698
821 | 4222150300200 | CATHETER CENTRAL VENOUS COMPLETE KIT RADIO-OPAQUE CONTAINS: QUADRA LUMEN PUR CATHETER GUIDE WIRE (UNKINKABLE) NON LUER LOCK SYRINGE 5 ML INTRODUCER NEEDLE SHORT BEVEL INTRODUCER CANNULA DILATOR SECONDARY FIXATION DEVICE SLIDING CLAMPS SCALP BLADE SIZE: 7.5-8.5 FR LENGTH 20 CM PEEL PACK DISPOSABLE STERILE | EA | 280 | 3000036698
822 | 4222150300400 | CATHETER CENTRAL VENOUS COMPLETE SET, RADIOPAQUE, CONTAINS: - TRIPLE LUMEN PUR CATHETER, GUIDE WIRE (UNKINKABLE), NON LUER LOCK SYRINGE 5 ML, INTRODUCER NEEDLE SHORT BEVEL, INTRODUCER CANNULA, DILATOR, SECONDARY FIXATION DEVICE, SLIDING CLAMPS, SIZE: 7 FR, LENGTH 15-18 CM, PEEL PACK, DISPOSABLE, STERILE | EA | 5000 | 3000036698
823 | 4222150306800 | CATHETER FEMORAL VEIN SET CONSISTS OF DUAL LUMEN CATHETER 20 CM EFFECTIVE LENGTH ROTATING POLYURETHANE INTERNAL DIAMETER 12 FR FLEXIBLE NON - ALLERGIC WINGS WITH SMALL STRETCHING HOLES SILICONE TUBES FITTED WITH FEMALE LUER LOCK STAINLESS STEEL GUIDEWIRE DIAMETER 0.035 INCH SOFT TIP WITH STEPPED TISSUE DILATOR LENGTH IS ABOUT 3 TIMES THE CATHETER LENGTH EASILY SLIDING GAUGE 18 INTRODUCER NEEDLE 12 FR DILATOR | EA | 80 | 3000036698
824 | 4222150307000 | PACK FOR CENTRAL LINE CATHETER INSERTION CONTENTS : 1 WHOLE BODY DRAPE WITH 2 OPENINGS ONE FOR EXTERNAL JUGULAR AND ONE FOR FEMORAL CENTRAL LINE BOTH IN MIDDLE LINE TO COPE WITH RIGHT AND LEFT SIDE150X 270 CM ; 1 KIDNEY BOWEL 800 ML, 2 GAUZE SWAB 10X10 CM , 1 PLASTIC TRAY WITH 6 COTTON SWABS , 1 PLASTIC SAFETY SCALPEL SINGLE USE, 2 SWAB STICK IMPREGNATED WITH CHLORHEXIDINE 2 % AND ALCOHOL 70%, 2 TRANSPARENT DRESSING , 2 SAFETY STERILE SYRINGES 5ML WITH LABEL FOR LIDOCAINE SYRINGE , 1 CURVED NEEDLE WITH SUTURE AND DISPOSABLE NEEDLE DRIVER, 1 SURGICAL GOWN XL SIZE WITH 2 ABSORBABALE HAND TOWEL,1 SURGICAL GOWN L SIZE WITH 2 ABSORBABALE HAND TOWEL, STERILE. | EA | 300 | 3000036698
825 | 4222150500200 | "NEEDLE SCALP VEIN 1-2 CM LUER LOCK 30 CM LONG TUBE AND PLUG SIZE: G 23 PEEL PACK PACKING DISPOSABLE STERILE" | EA | 12500 | 3000036698
826 | 4222150500500 | "NEEDLE SCALP VEIN INFUSION (I.V. BUTTERFLY WITH WINGS) NEEDLE 26 G LUER SLIP AND LOCK POLYPROPYLENE NEEDLE HUB NON-TOXIC NON-PYROGENIC DISPOSABLE STERILE" | EA | 10000 | 3000036698
827 | 4222150602600 | CATHETER, UMBILICAL, SINGLE LUMEN, 2.5 FRENCH, LENGTH 30 CM, TRANSPARENT POLYURETHANE, OPEN END SIDE HOLE, RADIOPAQUE LINE, NUMERICAL GRADUATIONS BY CM, ACTUAL DISTANCE FROM THE DISTAL TIP IS PRINTED NUMERICALLY FROM 4 TO 25 CM, CAN BE USED FOR VENOUS OR ARTERIAL ACCESS, SUPPLIED WITH A SMALL 2 WAY STOPCOCK AND IDENTIFICATION PLUGS (COLOR CODED, TWO DIFFERENT COLOR), DISPOSABLE, STERILE | EA | 1680 | 3000036698
828 | 4222150603200 | CATHETER, UMBILICAL, SINGLE LUMEN, 5 FRENCH, LENGTH 35-40 CM, TRANSPARENT POLYURETHANE, OPEN END SIDE HOLE, RADIOPAQUE LINE, NUMERICAL GRADUATIONS BY CM, ACTUAL DISTANCE FROM THE DISTAL TIP IS PRINTED NUMERICALLY FROM 4 TO 25 CM, CAN BE USED FOR VENOUS OR ARTERIAL ACCESS, SUPPLIED WITH A SMALL 2 WAY STOPCOCK AND IDENTIFICATION PLUGS (COLOR CODED, TWO DIFFERENT COLOR), DISPOSABLE, STERILE | EA | 1580 | 3000036698
829 | 4222151200100 | CANNULA INTRAVENOUS TEFLON WITH WINGS SIZE: 26G INTRODUCER AND LUER FITTING FOR EASY CONTINUOUS TRANSFUSION WITHOUT INJECTION PORT DISPOSABLE STERILE | EA | 49000 | 3000036698
830 | 4222151200300 | CANNULA INTRAVENOUS TEFLON WITH WINGS SIZE: 22G INTRODUCER AND LUER FITTING FOR EASY CONTINUOUS TRANSFUSION WITHOUT INJECTION PORT DISPOSABLE STERILE | EA | 4000 | 3000036698
831 | 4222151200600 | CANNULA INTRAVENOUS TEFLON SHEATH WITH WINGS INTRODUCER AND LUER FITTING FOR EASY CONTINUOUS TRANSFUSION WITHOUT INJECTION PORT D DISPOSABLE STERILE SIZE: G 24 SHORT | SET | 7000 | 3000036698
832 | 4222151201700 | ADMIN SET BURETTE 60 DROPS/ML WITH INJECTION PORT 100 ML AUTOMATIC SHUT OFF SWIM VALVE LENGTH SET NOT LESS THAN 150CM LUER LOCK TWO INJECTION PORT ONE BEFORE AND AFTER BURETTE ROLL FLOW CONTROL NEEDLE FREE | EA | 180 | 3000036698
833 | 4222151209700 | SET IV SOLUTION ADMINISTRATION PVC MACRODRIP 20 DROPS / 1 ML PYROGEN FREE HYDROPHOBIC ADEQUATE AIR VENT FILTER 15 MICRON FLOW CONTRO L ROLLER CLAMP TUBING NOT LESS THAN 1.8 METER AND DIAMETER I.D 3MM AND O.D 4.1 MM FITTED WITH NEEDLE G21 TO LUER LOCK DEVICE FOR INJECTION OF DRUGS WITH Y-INJECTION SITE PORT WITH PEAL OFF PACKING DISPOSABLE STERILE | EA | 104900 | 3000036698
834 | 4222151210300 | CANNULA SAFETY IV WITH PUSH BUTTON NEEDLE SHIELDING WITH FLEXIBLE WINGS MADE OF POLYURETHANE MATERIAL WITH BLOOD CONTROL AND NOTCH NEEDLE 16G X 45MM | EA | 10320 | 3000036698
835 | 4222151210800 | SET IV SOLUTION ADMINISTRATION PVC TUBING WITH VENTED DRIPPING CHAMBER MICRODRIP 60 DROPS / 1ML PYROGEN FREE COMPLETE LENGTH NOT LESS THAN 120 CM LUER LOCK DEVICE FOR INJECTION OF DRUGS DISPOSABLE STERILE | EA | 2000 | 3000036698
836 | 4222151211400 | EXTENSION TUBE (T CONNECTOR) MICROBORE NONPYROGENIC WITH SLIDE CLAMP LENGTH 10-20 CM DISPOSABLE STERILE | EA | 800 | 3000036698
837 | 4222151214900 | CANNULA SAFETY IV, WITH MULTIPLE-ACCESS SEPTUM BLOOD CONTROL PASSIVE SAFETY, FULLY AUTOMATIC PROTECTION, WITH FLEXIBLE WING MADE OF POLYURETHANE MATERIAL, SIZE 20G X 32MM | EA | 25000 | 3000036698
838 | 4222152000000 | "CANNULA ARTERIAL PEDIATRIC ELONGATED STRAIGHT TIP ASSORTED SIZES ACCORDING TO HOSPITAL REQUEST DISPOSABLE STERILE" | EA | 60 | 3000036698
839 | 4222152000300 | "CANNULA ARTERIOTOMY FOR PEDIATRIC ASSORTED SIZES AS PER HOSPITAL REQUEST DISPOSABLE STERILE" | EA | 120 | 3000036698
840 | 4222152000500 | "CANNULA ARTERIAL ADULT WIRE REINFORCED ELONGATED STRAIGHT TIP ASSORTED SIZES ACCORDING TO HOSPITAL REQUEST DISPOSABLE STERILE" | EA | 30 | 3000036698
841 | 4222152102000 | "CANNULA HANDHELD CORONARY OSTIA ASSORTED SIZES ACCORDING TO HOSPITAL REQUEST DISPOSABLE STERILE" | EA | 160 | 3000036698
842 | 4222160401600 | "CONNECTOR Y SHAPED WITH OR WITHOUT LUER LOCK ASSORTED SIZE AS PER HOSPITAL REQUEST DISPOSABLE STERILE" | PC | 720 | 3000036698
843 | 4222160407100 | NEEDLE SAFETY LUER LOCK SIZE: G19 X 1 INCH PACKING: INDIVIDUALLY WRAPPED DISPOSABLE STERILE | EA | 300 | 3000036698
844 | 4222160407300 | NEEDLE SAFETY LUER LOCK SIZE: G20 X 1.5 INCH PACKING: INDIVIDUALLY WRAPPED DISPOSABLE STERILE | EA | 45600 | 3000036698
845 | 4222160407400 | NEEDLE SAFETY LUER LOCK SIZE: G21 X 1.5 INCH PACKING: INDIVIDUALLY WRAPPED DISPOSABLE STERILE | EA | 36800 | 3000036698
846 | 4222160407700 | DEVICE TRANSFER CHEMOTHERAPY CONNECTOR LUER LOCK/CONNECTOR MEMBRANE DISPOSABLE STERILE | EA | 20000 | 3000036698
847 | 4222160408700 | "ADAPTER CORONARY PERFUSION Y TYPE ASSORTED MODELS AND SIZES AS PER HOSPITAL REQUEST DISPOSABLE STERILE" | EA | 180 | 3000036698
848 | 4222161001300 | DEVICE TRANSFER CHEMOTHERAPY LUER LOCK WITH LOCKING MECHANISM | EA | 10000 | 3000036698
849 | 4222161001500 | DEVICE TRANSFER CHEMOTHERAPY WITH INTRAVENOUS SPIKE MEMBRANE CONNECTOR AND LOCKING MECHANISM | EA | 6000 | 3000036698
850 | 4222161200100 | STOPCOCK 3-WAYS TRANSPARENT LUER LOCK WITH 10 CM EXTENSION TUBE KINK RESISTANCE DISPOSABLE STERILE | EA | 125500 | 3000036698
851 | 4222161203000 | STOPCOCK 3-WAYS TRANSPARENT LUER LOCK KINK RESISTANCE DISPOSABLE STERILE | EA | 2550 | 3000036698
852 | 4222161602900 | CATHETER INTRAVENOUS CLOSED IV 24 GX 19 MM (+/- 1MM) WITH PRE-ATTACHED EXT TUBE Y SHAPE SEPTUM TRANSPARENT NEEDLELESS DEVICE | EA | 9840 | 3000036698
853 | 4222170100500 | BAG, PRESSURE INFUSER, 1000 CC, WITH MANUAL, HAND PUMP, DISPOSABLE | EA | 1400 | 3000036698
854 | 4222180302800 | DRESSING, SECUREMENT, FOR EPIDURAL CATHETER SECUREMENT, INDIVIDUALLY PACKAGE, DISPOSABLE, STERILE | EA | 650 | 3000036698
855 | 4222180305000 | DUPLICATE AS PER MM CLEANSING- PUMP TUBING FOR ARTHROSCOPY PUMP | EA | 200 | 3000036698
856 | 4222220200300 | "ADAPTER VIAL RECONSTITUTION ACCESS DEVICE FOR VIAL 14 - 20 MM EQUALIZING CAPACITY 50 ML COLOR CODED CAP STERILE DISPOSABLE" | EA | 7500 | 3000036698
857 | 4222220200500 | "ADAPTER VIAL RECONSTITUTION ACCESS DEVICE FOR VIALS 14 - 20 MM EQUALIZING CAPACITY 20 ML COLOR CODED CAP STERILE DISPOSABLE" | EA | 100 | 3000036698
858 | 4222230400200 | BLOOD LINE FOR FRESENIUS MACHINE 5008 OR EQUIVALENT WITH ONLINE HDF 132 ML PRIMING VOLUME DOUBLE NEEDLE INCLUDE ARTERIAL LINE WITH: MALE LUER LOCK TO FIT WITH FISTULA NEEDLE LINE CLAMP INJECTION PORT PRESSURE MONITORING UNIT WITH TRANSDUCER PROTECTOR FOR 5008 SYSTEM (DOME) PUMP SEGMENT NOT LESS THAN 350 MM HEPARIN LINE INFUSION PORT FOR PRE - DILUTION WITH ONE - WAY VALVE VENOUS LINE WITH: FEMALE LUER LOCK TO FIT WITH DIALYZER DRIP CHAMBER WITH FILTER LEVEL LINE PRESSURE MONITORING LINE WITH TRANSDUCER PROTECTOR AND BACK INSPECTION WINDOWS INJECTION PORT LINE CLAMP MALE LUER LOCK TO FIT WITH FISTULA NEEDLE AND RINSE PORT VENOUS BUBBLES TRAP 22 MM INFUSION PORT FOR POST - DILUTION WITH ONE - WAY VALVE SAFE LINE WITH: SUBSTITUTION PORT CONNECTED WITH MALE LUER LOCK PUMP SEGMENT NOT LESS THAN 350 MM RECIRCULATOR WITH FEMALE - FEMALE INLETS TO CONNECT THE SAFE LINE WITH THE ARTERIAL LINE MALE LUER LOCK CONNECTOR TO FIT WITH PRE - AND POST - DILUTION PORT STERILIZATION METHOD: ETO OR STEAM OR GAMMA RADIATION DISPOSABLE | EA | 8000 | 3000036698
859 | 4222230700200 | SET BLOOD/FLUID WARMING SET STANDER SHOULD BE COMPATIBLE WITH RANGER SYSTEM OR EQUIVALENT ONE (1) EACH = ONE (1) SET | EA | 3050 | 3000036698
860 | 4222230800700 | SET FOR BLOOD ADMINISTRATION PYROGEN FREE SUITABLE FOR USE WITH BLOOD BAG PACKING: EACH SET INDIVIDUALLY PACKED DISPOSABLE STERILE | EA | 28500 | 3000036698
861 | 4223160200500 | TUBE FOR INSUFFLATION 5 MM X 3-3.5 M WITH LUER LOCK ADAPTOR AND FILTER IT SHOULD BE COMPATIBLE WITH HOSPITAL MACHINE DISPOSABLE STERILE | EA | 1300 | 3000036698
862 | 4223160300300 | TUBE, NASOGASTRIC FEEDING, RYLES PVC, SIZE: FR10, RADIO-OPAQUE, 105-130 CM LONG, GRADUATION 120 CM AT LEAST-INTERVAL EVERY 10 CM, WITH SOFT END, WITH FINGERTIP CLOSURE WITH STOPPER, DISPOSABLE, STERILE | EA | 10000 | 3000036698
863 | 4223160906600 | "TUBE NASOGASTIRC FEEDING ENFIT POLYURETHANE RADIOPAQUE SIZE: 14 FRENCH LENGTH 110-120 CM DISPOSABLE STERILE" | EA | 160 | 3000036698
864 | 4223160907000 | GASTROJEJUNOSTOMY INTRODUCER KIT ASSORTED SIZE | PC | 4 | 3000036698
865 | 4223160908800 | TUBE INLET NON-VENTED HIGH VOLUME TUBE FOR CONNECTION FROM BAG OR VENTED BOTTLE TO SELECTOR VALVE STERILE | EA | 1150 | 3000036698
866 | 4223160908900 | TUBE INLET VENTED HIGH VOLUME TUBE FOR CONNECTION FROM NON-VENTED BOTTLE TO SELECTOR VALVE | EA | 250 | 3000036698
867 | 4223160909000 | TUBE INLET VENTED MICRO VOLUME TPN STERILE | EA | 100 | 3000036698
868 | 4223160909400 | "TUBE FEEDING REPLACEMENT KIT GASTROSTOMY 14 FRENCH X 1.5 CM DISPOSABLE STERILE" | EA | 320 | 3000036698
869 | 4223160910700 | "TUBING CONNECTING NON - CONDUCTIVE 7-7.5 MM X 3.5-4 M NON - COLLAPSIBLE STERILE" | EA | 2550 | 3000036698
870 | 4223160911600 | "TUBE INFANT TUBE FEEDING SIZE: FR 8 40-60 CM LONG RADIO-OPAQUE WITH NUMERICAL GRADUATION AT LEAST INTERVAL EVERY 5 CM LONG DEHP FREE LATEX FREE DISPOSABLE STERILE" | EA | 16200 | 3000036698
871 | 4223160911700 | "TUBE INFANT TUBE FEEDING SIZE: FR 6 40-60 CM LONG RADIO-OPAQUE WITH NUMERICAL GRADUATION AT LEAST INTERVAL EVERY 5 CM LONG DEHP FREE LATEX FREE DISPOSABLE STERILE" | EA | 3000 | 3000036698
872 | 4223160912000 | "TUBE INFANT TUBE FEEDING SIZE: FR 5 40-60 CM LONG RADIO-OPAQUE WITH NUMERICAL GRADUATION AT LEAST INTERVAL EVERY 5 CM LONG DEHP FREE LATEX FREE DISPOSABLE STERILE" | EA | 400000 | 3000036698
873 | 4223161300100 | SET FOR GASTRIC LAVAGE TUBE 36 FRENCH CLOSED END 4 NON-OPPOSING EYE 150 CM DISPOSABLE STERILE | EA | 300 | 3000036698
874 | 4223170101200 | TUBE NASOGASTRIC FEEDING RYLES PVC SIZE: FR 08 RADIO-OPAQUE 105-130 CM LONG GRADUATION 120 CM AT LEAST-INTERVAL EVERY 10 CM WITH SOFT END WITH FINGERTIP CLOSURE WITH STOPPER DISPOSABLE STERILE | EA | 6200 | 3000036698
875 | 4223170101400 | TUBE NASOGASTRIC FEEDING RYLES PVC SIZE: FR14 RADIO-OPAQUE 105-130 CM LONG GRADUATION 120 CM AT LEAST-INTERVAL EVERY 10 CM WITH SOFT END WITH FINGERTIP CLOSURE WITH STOPPER DISPOSABLE STERILE | EA | 10300 | 3000036698
876 | 4223170101500 | TUBE NASOGASTRIC FEEDING RYLES PVC SIZE: FR16 RADIO-OPAQUE 105-130 CM LONG GRADUATION 120 CM AT LEAST-INTERVAL EVERY 10 CM WITH SOFT END WITH FINGERTIP CLOSURE WITH STOPPER DISPOSABLE STERILE | EA | 10000 | 3000036698
877 | 4223170101700 | TUBE NASOGASTRIC FEEDING RYLES PVC SIZE: FR18 RADIO-OPAQUE 105-130 CM LONG GRADUATION 120 CM AT LEAST-INTERVAL EVERY 10 CM WITH SOFT END WITH FINGERTIP CLOSURE WITH STOPPER DISPOSABLE STERILE | EA | 11000 | 3000036698
878 | 4223170101800 | TUBE NASOGASTRIC FEEDING RYLES PVC SIZE: FR12 RADIO-OPAQUE 105-130 CM LONG GRADUATION 120 CM AT LEAST-INTERVAL EVERY 10 CM WITH SOFT END WITH FINGERTIP CLOSURE WITH STOPPER DISPOSABLE STERILE | EA | 10000 | 3000036698
879 | 4223190500000 | BREAST MILK STORAGE AND FEEDING 60 ML BOTTLES: POLYPROPYLENE FREE BPA (BISPHENOL-A) DEAL FOR BREAST MILK STORAGE IN REFRIGERATOR OR FREEZER SINGLE-USE INDIVIDUALLY PACKED FITS UNIVERSAL NIPPLE MUST HAVE ACCURATE MEASUREMENT OF FEEDING ACTUALLY CONSUMED BY BABY GRADUATED BY 1 ML AND 5 ML INCREMENTS | EA | 12800 | 3000036698
880 | 4224150001400 | SPLINTING ACCESSORIES ELASTOMER PUTTY USED TO BUILD UP SURFACES OF GLOVES OR SPLINTS TO PUT PRESSURE ON AND BREAK UP SCAR TISSUE MORE THAN 800 GM WITH MEASURING SCOOP | EA | 100 | 3000036698
881 | 4224150002100 | SPLINT FINGER SPLINTS OVAL-8 OR EQUIVALENT STABILIZE AND ALIGN THE DIP OR PIP JOINT TO ENHANCE HAND FUNCTION. FEATURES A WIDE FLAT BAND FOR COMFORTABLE PRESSURE DISTRIBUTION. FITS BOTH A FULL AND A HALF RING SIZE. SIZE: 4 | EA | 10000 | 3000036698
882 | 4224150005100 | SPLINT, BASEBALL FINGER SPLINT, MALLEABLE ALUMINUM SPLINT CAN BE BE ADJUSTED FOR PROPER FIT AND RESHAPED TO HOLD FINGERS AT AN EXACT DEGREE OF FLEXION OR EXTENSION, FOAM PADDING, SIZE: MEDIUM, 10 CM APPR | EA | 500 | 3000036698
883 | 4224150005300 | SPLINT, BASEBALL FINGER SPLINT, MALLEABLE ALUMINUM SPLINT CAN BE ADJUSTED FOR PROPER FIT AND RESHAPED TO HOLD FINGERS AT AN EXACT DEGREE OF FLEXION OR EXTENSION, FOAM PADDING, SIZE: X-LARGE , 14 CM APPR | EA | 500 | 3000036698
884 | 4224150606200 | "CAST PLASTER OF PARIS ORTHOPEDIC SIZE: 10 X 270CM INDIVIDUALLY WRAPPED" | EA | 1596 | 3000036698
885 | 4224150606300 | "CAST PLASTER OF PARIS ORTHOPEDIC SIZE: 15 X 270CM INDIVIDUALLY WRAPPED" | EA | 3 | 3000036698
886 | 4224150606500 | "CAST PLASTER OF PARIS ORTHOPEDIC SIZE:7.5 X 270CM INDIVIDUALLY WRAPPED" | EA | 720 | 3000036698
887 | 4224150707500 | SPLINT FROG FINGER SPLINT MALLEABLE ALUMINUM SPLINT FOR IMMOBILIZATION OF FINGER FOAM PADDING MAINTAIN THE DIP JOINT IN HYPEREXTENSION ASSORTED SIZE | EA | 2530 | 3000036698
888 | 4224150901300 | "ANKLE FOOT ORTHOSIS (AFO) RIGID POLYPROPYLENE 4 MM FULL FOOT ANATOMICAL DESIGN PADDING IN CALF AREA ASSISTS DORSIFLEXION IN THE FOOT SIZE 37 - 39 RIGHT" | EA | 20 | 3000036698
889 | 4224152002700 | "HOOK AND PILE CLOSURE WIDTH 50 MM APPROXIMATELY WHITE (VELCRO OR EQUIVALENT) ROLL 25 METERS APPROXIMATELY" | EA | 30 | 3000036698
890 | 4224170101400 | ANKLE SUPPORT MADE FROM LIGHTWEIGHT ELASTIC MATERIAL FOUR WAY STRETCH ELASTIC FITS FOR LEFT OR RIGHT SIZE: EXTRA LARGE | EA | 950 | 3000036698
891 | 4224170101600 | ANKLE SUPPORT MADE FROM LIGHTWEIGHT ELASTIC MATERIAL FOUR WAY STRETCH ELASTIC FITS FOR LEFT OR RIGHT SIZE: SMALL | EA | 500 | 3000036698
892 | 4224170109000 | ANKLE SUPPORT MADE FROM LIGHTWEIGHT ELASTIC MATERIAL FOUR WAY STRETCH ELASTIC FITS FOR LEFT OR RIGHT SIZE: LARGE | EA | 350 | 3000036698
893 | 4224170110800 | ANKLE SUPPORT MADE FROM LIGHTWEIGHT ELASTIC MATERIAL FOUR WAY STRETCH ELASTIC FITS FOR LEFT OR RIGHT SIZE: MEDIUM | EA | 500 | 3000036698
894 | 4224170301700 | KNEE IMMOBILIZER, 3-PANEL, WITH RIGID STAY, WRAP AROUND DESIGN, SIZE X-LARGE | EA | 60 | 3000036698
895 | 4224170301900 | KNEE SUPPORT MADE FROM LIGHTWEIGHT ELASTIC TWO WAY STRETCH SIZE: LARGE | EA | 3340 | 3000036698
896 | 4224170302000 | KNEE SUPPORT MADE FROM LIGHTWEIGHT ELASTIC TWO WAY STRETCH SIZE: MEDIUM | EA | 2500 | 3000036698
897 | 4224170302100 | KNEE SUPPORT MADE FROM LIGHTWEIGHT ELASTIC TWO WAY STRETCH SIZE: SMALL | EA | 1500 | 3000036698
898 | 4224170302200 | KNEE SUPPORT MADE FROM LIGHTWEIGHT ELASTIC TWO WAY STRETCH SIZE: EXTRA LARGE | EA | 4400 | 3000036698
899 | 4224170302300 | KNEE SUPPORT MADE FROM LIGHTWEIGHT ELASTIC TWO WAY STRETCH SIZE: DOUBLE EXTRA LARGE | EA | 700 | 3000036698
900 | 4224170309500 | KNEE HINGE BRACE, WITH FULL ROM KNEE RANGE, WITH TWO RIGID STAY, MADE OF NEOPRENE, VELCRO STRAPS, SIZE MEDIUM | EA | 40 | 3000036698
901 | 4224170311700 | KNEE HINGED BRACE, WITH FULL ROM KNEE RANGE, WITH TWO RIGID STAY, CROSSING STRAPS CONTROL PATELLA MOVEMENT, MADE OF NEOPRENE, POPLITEAL AREA OPEN, FOR MILD LIGAMENT INSTABILITIES, SIZE MEDIUM | EA | 120 | 3000036698
902 | 4224170311900 | KNEE HINGED BRACE, WITH FULL ROM KNEE RANGE, WITH TWO RIGID STAY, CROSSING STRAPS CONTROL PATELLA MOVEMENT, MADE OF NEOPRENE, POPLITEAL AREA OPEN, FOR MILD LIGAMENT INSTABILITIES, SIZE EXTRA LARGE | EA | 120 | 3000036698
903 | 4224170312000 | KNEE HINGED BRACE, WITH FULL ROM KNEE RANGE, WITH TWO RIGID STAY, CROSSING STRAPS CONTROL PATELLA MOVEMENT, MADE OF NEOPRENE, POPLITEAL AREA OPEN, FOR MILD LIGAMENT INSTABILITIES, SIZE DOUBLE EXTRA LARGE | EA | 120 | 3000036698
904 | 4224170313300 | KNEE SUPPORT ELASTIC WITH PAD AROUND PATELLA FOUR WAY STRETCH SIZE MEDIUM | EA | 600 | 3000036698
905 | 4224170315600 | KNEE SUPPORT MADE FROM LIGHTWEIGHT ELASTIC FOUR WAY STRETCH SIZE: SMALL | EA | 80 | 3000036698
906 | 4224170315700 | KNEE SUPPORT MADE FROM LIGHTWEIGHT ELASTIC FOUR WAY STRETCH SIZE: MEDIUM | EA | 100 | 3000036698
907 | 4224170315800 | KNEE SUPPORT MADE FROM LIGHTWEIGHT ELASTIC FOUR WAY STRETCH SIZE: LARGE | EA | 100 | 3000036698
908 | 4224170316700 | KNEE IMMOBILIZER 3-PANEL WITH RIGID STAY WRAP AROUND DESIGN SIZE LARGE | EA | 20 | 3000036698
909 | 4224170317200 | KNEE IMMOBILIZER 3-PANEL WITH RIGID STAY WRAP AROUND DESIGN SIZE MEDIUM | EA | 300 | 3000036698
910 | 4224170317700 | KNEE HINGE BRACE, WITH OPEN PATELLA, WITH FULL ROM KNEE RANGE, TWO RIGID STAY, WRAP AROUND DESIGN, WITH ADJUSTABLE STRUTS, UNIVERSAL SIZE | EA | 250 | 3000036698
911 | 4224170501100 | PRESSURE RELIEF ANKLE-FOOT ORTHOSIS (PRAFO), FLEECE, WITH EXTENSION STRAP, ELIMINATES HEEL PRESSURE AND TREATS FOOT AND ANKLE CONTRACTURES, LYCRA LINNING, SIZE MEDIUM, 7.5-9 INCHES APPROXIMATELY | EA | 50 | 3000036698
912 | 4224170501300 | PRESSURE RELIEF ANKLE-FOOT ORTHOSIS (PRAFO), FLEECE, WITH EXTENSION STRAP, ELIMINATES HEEL PRESSURE AND TREATS FOOT AND ANKLE CONTRACTURES, LYCRA LINNING, SIZE EXTRA LARGE, 10-11 INCHES APPROXIMATELY | EA | 116 | 3000036698
913 | 4224170620800 | DIABETIC SHOES WIDE/EXTRA-WIDE TOE BOX COMBINATION OF SOFT COW/CALF LEATHER AND NEOPRENE VELCRO CLOSURE FLEXIBLE LINING PROTECTIVE INTERIOR THAT IS MADE FROM SOFT MATERIAL AND STITCHING THAT DOESN’T PROTRUDE NON-BINDING UPPERS EXTRA DEPTH DESIGN CAN ACCOMMODATE THICK ORTHOTIC INSERTS; A DEEP TOE BOX THAT PROVIDES EXTRA ROOM FOR TOE MOVEMENT LIGHTWEIGHT CUSHIONING SOLES THAT FACILITATE MOBILITY AND STABILITY; STRETCHABLE SHOES CONFORM TO THE CONTOURS OF THE FOOT BLACK SIZE 40 | EA | 20 | 3000036698
914 | 4224170641300 | POSTURAL LEG SPLINT ORTHOSIS FOR LOWER LIMB POSITIONING, EASY FITTING DESIGN, ANTI-DECUBITUS HEEL WITH PRESSURE-RELIEVING PADS, FORMED FOAM CALF SUPPORT, HEEL OPENING TO PREVENT PRESSURE SORES, PLANTAR TRIANGLE WITH ROTATIONAL ADJUSTMENT (-15°, 0°, +15°), PROVIDES IMMOBILIZATION AND POSITIONAL CONTROL, PREVENTS LOWER LIMB DEFORMITIES IN POST-OPERATIVE HIP, KNEE AND FOOT PATIENTS, DESIGNED TO REDUCE HEEL PRESSURE AND PREVENT SHEET CONTACT | EA | 1 | 3000036698
915 | 4224170705900 | "AIR WALKER BOOT WITH PATENTED PNEUMATIC SYSTEM PADDED WITH SOFT LINERS AND EASY TO FIT EXTRA SMALL STANDARD" | EA | 60 | 3000036698
916 | 4224170706000 | "AIR WALKER BOOT WITH PATENTED PNEUMATIC SYSTEM PADDED WITH SOFT LINERS AND EASY TO FIT MEDIUM LOW PROFILE" | EA | 40 | 3000036698
917 | 4224170706100 | "AIR WALKER BOOT WITH PATENTED PNEUMATIC SYSTEM PADDED WITH SOFT LINERS AND EASY TO FIT SMALL LOW PROFILE" | EA | 48 | 3000036698
918 | 4224170706200 | "AIR WALKER BOOT WITH PATENTED PNEUMATIC SYSTEM PADDED WITH SOFT LINERS AND EASY TO FIT LARGE LOW PROFILE" | EA | 40 | 3000036698
919 | 4224170706300 | "AIR WALKER BOOT WITH PATENTED PNEUMATIC SYSTEM PADDED WITH SOFT LINERS AND EASY TO FIT MEDIUM STANDARD" | EA | 64 | 3000036698
920 | 4224170706600 | "AIR WALKER BOOT WITH PATENTED PNEUMATIC SYSTEM PADDED WITH SOFT LINERS AND EASY TO FIT LARGE STANDARD" | EA | 64 | 3000036698
921 | 4224170706800 | AIR WALKER BOOT WITH PATENTED PNEUMATIC SYSTEM PADDED WITH SOFT LINERS AND EASY TO FIT EXTRA-LARGE STANDARD | EA | 16 | 3000036698
922 | 4224170800100 | "HIP ABDUCTION PILLOW POLYFOAM WITH VINYL COVERING 13-14 INCHES ANKLE 8-9 INCHES KNEE 16-18 INCHES LENGTH SMALL" | EA | 70 | 3000036698
923 | 4224170908500 | FOREFOOT RELIEF SHOE, TO OFFLOAD WEIGHT AND PRESSURE FROM THE FOREFOOT, NON-SLIPPING SOLE, LONG VELCRO CLOSURE, SIZE SMALL, 33-36 (-+1) | EA | 9 | 3000036698
924 | 4224171201800 | UNDER-WRAP (PRE-WRAP), PROVIDES A PROTECTIVE BARRIER BETWEEN SKIN AND TAPE, LATEX FREE, 2.75 INCH X 30 YARDS | EA | 200 | 3000036698
925 | 4224180100100 | ARM SLING, ADULT, IMMOBILIZES THE FOREARM AND ELBOW, EASY ADJUSTMENT BY VELCRO OR EQUIVALENT, CONTROLS SHOULDER FLEXO-EXTENSION, ROTATION, ABDUCTION, AND ADDUCTION, KEEPS THE ELBOW IN 90# FLEXION AND PRONOSUPINATION INTERMEDIATE, DISTRIBUTES THE WEIGHT OF THE TREATED ARM AVOIDING OVERLOAD OF THE CERVICAL AREA, STRAPS CROSSED OVER THE BACK TO IMPROVE SUPPORT, COMFORTABLE, BREATHABLE, SIZE LARGE | EA | 200 | 3000036698
926 | 4224180101800 | ARM SLING, ADULT, IMMOBILIZES THE FOREARM AND ELBOW, EASY ADJUSTMENT BY VELCRO OR EQUIVALENT, CONTROLS SHOULDER FLEXO-EXTENSION, ROTATION, ABDUCTION, AND ADDUCTION, KEEPS THE ELBOW IN 90# FLEXION AND PRONOSUPINATION INTERMEDIATE, DISTRIBUTES THE WEIGHT OF THE TREATED ARM AVOIDING OVERLOAD OF THE CERVICAL AREA, STRAPS CROSSED OVER THE BACK TO IMPROVE SUPPORT, COMFORTABLE, BREATHABLE, SIZE X-LARGE | EA | 30 | 3000036698
927 | 4224180102400 | ARM SLING, ADULT, IMMOBILIZES THE FOREARM AND ELBOW, EASY ADJUSTMENT BY VELCRO OR EQUIVALENT, CONTROLS SHOULDER FLEXO-EXTENSION, ROTATION, ABDUCTION, AND ADDUCTION, KEEPS THE ELBOW IN 90# FLEXION AND PRONOSUPINATION INTERMEDIATE, DISTRIBUTES THE WEIGHT OF THE TREATED ARM AVOIDING OVERLOAD OF THE CERVICAL AREA, STRAPS CROSSED OVER THE BACK TO IMPROVE SUPPORT, COMFORTABLE, BREATHABLE, SIZE MEDIUM | EA | 3 | 3000036698
928 | 4224180102500 | ARM SLING, ADULT, IMMOBILIZES THE FOREARM AND ELBOW, EASY ADJUSTMENT BY VELCRO OR EQUIVALENT, CONTROLS SHOULDER FLEXO-EXTENSION, ROTATION, ABDUCTION, AND ADDUCTION, KEEPS THE ELBOW IN 90# FLEXION AND PRONOSUPINATION INTERMEDIATE, DISTRIBUTES THE WEIGHT OF THE TREATED ARM AVOIDING OVERLOAD OF THE CERVICAL AREA, STRAPS CROSSED OVER THE BACK TO IMPROVE SUPPORT, COMFORTABLE, BREATHABLE, SIZE SMALL | EA | 3 | 3000036698
929 | 4224180301300 | CERVICAL COLLAR, RIGID, PHILADELPHIA TYPE, WITH TRACHEOSTOMY, ANTERIOR AND POSTERIOR RIGID PIECES, VELCRO CLOSURES, SIZE LARGE | EA | 50 | 3000036698
930 | 4224180301400 | CERVICAL COLLAR, RIGID, PHILADELPHIA TYPE, WITH TRACHEOSTOMY, ANTERIOR AND POSTERIOR RIGID PIECES, VELCRO CLOSURES, SIZE MEDIUM | EA | 200 | 3000036698
931 | 4224180301700 | CERVICAL COLLAR SOFT WITH VELCRO MADE FROM CONTOURED FOAM COVERED BY SOFT COTTON STOCKINETTE SIZE: SMALL | EA | 810 | 3000036698
932 | 4224180303500 | CERVICAL COLLAR, RIGID, PHILADELPHIA TYPE, WITH TRACHEOSTOMY, ANTERIOR AND POSTERIOR RIGID PIECES, VELCRO CLOSURES, SIZE EXTRA LARGE | EA | 20 | 3000036698
933 | 4224180303900 | CERVICAL COLLAR SOFT WITH VELCRO MADE FROM CONTOURED FOAM COVERED BY SOFT COTTON STOCKINETTE SIZE: EXTRA LARGE | EA | 560 | 3000036698
934 | 4224180306100 | CERVICAL COLLAR SOFT WITH VELCRO MADE FROM CONTOURED FOAM COVERED BY SOFT COTTON STOCKINETTE SIZE: LARGE | EA | 510 | 3000036698
935 | 4224180306200 | CERVICAL COLLAR SOFT WITH VELCRO MADE FROM CONTOURED FOAM COVERED BY SOFT COTTON STOCKINETTE SIZE: MEDIUM | EA | 800 | 3000036698
936 | 4224180307100 | CERVICAL COLLAR, RIGID, PHILADELPHIA TYPE, WITH TRACHEOSTOMY, ANTERIOR AND POSTERIOR RIGID PIECES, VELCRO CLOSURES, SIZE SMALL | EA | 50 | 3000036698
937 | 4224180502000 | ELBOW SUPPORT, MADE FROM LIGHTWEIGHT ELASTIC, FOUR-WAY STRETCH, FITS LEFT OR RIGHT, SIZE: LARGE | EA | 560 | 3000036698
938 | 4224180503300 | ELBOW SUPPORT, MADE FROM LIGHTWEIGHT ELASTIC, FOUR-WAY STRETCH, FITS LEFT OR RIGHT, SIZE: SMALL | EA | 400 | 3000036698
939 | 4224180503400 | ELBOW SUPPORT, MADE FROM LIGHTWEIGHT ELASTIC, FOUR-WAY STRETCH, FITS LEFT OR RIGHT, SIZE: MEDIUM | EA | 900 | 3000036698
940 | 4224180503500 | ELBOW SUPPORT, MADE FROM LIGHTWEIGHT ELASTIC, FOUR-WAY STRETCH, FITS LEFT OR RIGHT, SIZE: X-LARGE | EA | 400 | 3000036698
941 | 4224180503600 | TENNIS ELBOW BAND WITH GEL PAD WITH ADJUSTABLE STRAP LATEX-FREE FITS LEFT OR RIGHT ANTIMICROBIAL TREATMENT UNIVERSAL SIZE | EA | 230 | 3000036698
942 | 4224180705300 | SPLINT FOUR-SIDED FINGER SPLINT MALLEABLE ALUMINUM SPLINT FOR IMMOBILIZATION OF FINGER FOAM PADDING PROVIDE PROTECTION ON 4 SIDES SIZE: SMALL | EA | 290 | 3000036698
943 | 4224180705400 | SPLINT FOUR-SIDED FINGER SPLINT MALLEABLE ALUMINUM SPLINT FOR IMMOBILIZATION OF FINGER FOAM PADDING PROVIDE PROTECTION ON 4 SIDES SIZE: MEDIUM | EA | 120 | 3000036698
944 | 4224180705500 | SPLINT FOUR-SIDED FINGER SPLINT MALLEABLE ALUMINUM SPLINT FOR IMMOBILIZATION OF FINGER FOAM PADDING PROVIDE PROTECTION ON 4 SIDES SIZE: LARGE | EA | 230 | 3000036698

## توزيع المناطق
SN | Item Code | Long Description | UOM | Quantity | City
1 | 4015172300000 | VALVE ANTI REFLUX FOR SALEM SUMP STOMACH TUBE STERILE | EA | 300 | Riyadh
2 | 4016160200000 | HYDROGEN PEROXIDE 7%, READY TO USE CARTRIDGE, FOR AIR DECONTAMINATION, SIZE 500-1000 ML, COMPATIBLE WITH FUMIGATION MACHINE, NOTE: MSDS SHOULD BE PROVIDED IN SOFT COPY | EA | 108 | Jeddah
3 | 4016160200100 | HYDROGEN PEROXIDE 6%, DISINFECTANT, READY TO USE BOTTEL 900-1000 ML, COMPATIBLE WITH FUMIGATION MACHINE, NOTE: MSDS SHOULD BE PROVIDED IN SOFT COPY | BT | 50 | Dammam
4 | 4110180400600 | DISTAL ATTACHMENT CAP (TRANSPARENT), BOUGIE, ASSORTED LENGTH, ASSORTED DIAMETER, SINGLE USE | EA | 9 | Tabuk
5 | 4110180401600 | CONNECTOR AUXILIARY WATER CONNECTOR TO CONNECT AUXILIARY WATER PORT OF THE SCOPE TO IRRIGATION TUBE SINGLE USE | EA | 40 | Taif
6 | 4110180401600 | CONNECTOR AUXILIARY WATER CONNECTOR TO CONNECT AUXILIARY WATER PORT OF THE SCOPE TO IRRIGATION TUBE SINGLE USE | EA | 40 | Taif
7 | 4110180402400 | ALCOHOL SOLUTION, ISOPROPYL ALCOHOL 70%, FLUSHING TO PROMOTE SCOPE CHANNELS DRYING, 5 LITERS | EA | 20 | Dammam
8 | 4110350601200 | BOTTLE, MEDICINE, AMBER, GRADUATED, EMPTY, WITH CHILD RESISTANT, PLASTIC SCREW CAP, 250 ML | EA | 2400 | Riyadh
9 | 4110350601200 | BOTTLE, MEDICINE, AMBER, GRADUATED, EMPTY, WITH CHILD RESISTANT, PLASTIC SCREW CAP, 250 ML | EA | 1200 | Riyadh
10 | 4110350601300 | BOTTLE, MEDICINE, AMBER, GRADUATED, EMPTY, WITH CHILD RESISTANT, PLASTIC SCREW CAP, 500 ML | EA | 3000 | Dammam
11 | 4110410300000 | HEEL WARMER CONFORMS TO INFANT'S HEEL COMPLETELY COVERS HEEL STICK AREA DUAL ADHESIVE STRAPS KEEPS WARMER IN PLACE TEMPERATURE 40 C(+/- 2) FOR 3-5 MINUTES LATEX-FREE AND NON-TOXIC INGREDIENTS MAKE IT SAFE TO USE | EA | 2800 | Jeddah
12 | 4110410300000 | HEEL WARMER CONFORMS TO INFANT'S HEEL COMPLETELY COVERS HEEL STICK AREA DUAL ADHESIVE STRAPS KEEPS WARMER IN PLACE TEMPERATURE 40 C(+/- 2) FOR 3-5 MINUTES LATEX-FREE AND NON-TOXIC INGREDIENTS MAKE IT SAFE TO USE | EA | 4200 | Jeddah
13 | 4110410300000 | HEEL WARMER CONFORMS TO INFANT'S HEEL COMPLETELY COVERS HEEL STICK AREA DUAL ADHESIVE STRAPS KEEPS WARMER IN PLACE TEMPERATURE 40 C(+/- 2) FOR 3-5 MINUTES LATEX-FREE AND NON-TOXIC INGREDIENTS MAKE IT SAFE TO USE | EA | 10000 | Riyadh
14 | 4110410300000 | HEEL WARMER CONFORMS TO INFANT'S HEEL COMPLETELY COVERS HEEL STICK AREA DUAL ADHESIVE STRAPS KEEPS WARMER IN PLACE TEMPERATURE 40 C(+/- 2) FOR 3-5 MINUTES LATEX-FREE AND NON-TOXIC INGREDIENTS MAKE IT SAFE TO USE | EA | 10000 | Riyadh
15 | 4110410300000 | HEEL WARMER CONFORMS TO INFANT'S HEEL COMPLETELY COVERS HEEL STICK AREA DUAL ADHESIVE STRAPS KEEPS WARMER IN PLACE TEMPERATURE 40 C(+/- 2) FOR 3-5 MINUTES LATEX-FREE AND NON-TOXIC INGREDIENTS MAKE IT SAFE TO USE | EA | 39000 | Riyadh
16 | 4110410300000 | HEEL WARMER CONFORMS TO INFANT'S HEEL COMPLETELY COVERS HEEL STICK AREA DUAL ADHESIVE STRAPS KEEPS WARMER IN PLACE TEMPERATURE 40 C(+/- 2) FOR 3-5 MINUTES LATEX-FREE AND NON-TOXIC INGREDIENTS MAKE IT SAFE TO USE | EA | 10000 | Riyadh
17 | 4110410300000 | HEEL WARMER CONFORMS TO INFANT'S HEEL COMPLETELY COVERS HEEL STICK AREA DUAL ADHESIVE STRAPS KEEPS WARMER IN PLACE TEMPERATURE 40 C(+/- 2) FOR 3-5 MINUTES LATEX-FREE AND NON-TOXIC INGREDIENTS MAKE IT SAFE TO USE | EA | 10000 | Riyadh
18 | 4110410300000 | HEEL WARMER CONFORMS TO INFANT'S HEEL COMPLETELY COVERS HEEL STICK AREA DUAL ADHESIVE STRAPS KEEPS WARMER IN PLACE TEMPERATURE 40 C(+/- 2) FOR 3-5 MINUTES LATEX-FREE AND NON-TOXIC INGREDIENTS MAKE IT SAFE TO USE | EA | 10000 | Riyadh
19 | 4110410400000 | "TOURNIQUET LATEX-FREE MATERIAL READY TO USE PACKAGE EASY DRAWING DISPOSABLE NON-STERILE" | EA | 30000 | Jeddah
20 | 4110410400000 | "TOURNIQUET LATEX-FREE MATERIAL READY TO USE PACKAGE EASY DRAWING DISPOSABLE NON-STERILE" | EA | 1000 | Medina
21 | 4110410400000 | "TOURNIQUET LATEX-FREE MATERIAL READY TO USE PACKAGE EASY DRAWING DISPOSABLE NON-STERILE" | EA | 2000 | Abha
22 | 4110410400300 | TOURNIQUET, NON - PNEUMATIC, RUBBER, WITH VELCRO CLOSURE, MEDIUM, OR (30 CM X 2.5) | EA | 50 | Najran
23 | 4110410400700 | TOURNIQUET, EMERGENCY/MILITARY TYPE, FOR RAPID CONTROL OF SEVERE AND ARTERIAL BLEEDING, ONE-HANDED APPLICATION, COMPOSITE BUCKLES RESISTANT TO IMPACT AND COLD WEATHER, LATEX-FREE, SINGLE USE, REGULAR SIZE. | EA | 10 | Riyadh
24 | 4110410500000 | EXTRACTOR, MUCUS, PEDIA, USED TO COLLECT SPECIMEN, FROM NASOPHARYNGEAL, FOR CULTURE OR OTHER TESTS, DISPOSABLE | EA | 300 | Makkah
25 | 4110410500600 | "BAG SPECIMEN TRANSPARENT LAB BIOHAZARD ZIP LOCK DOCUMENT POUCH 15 CM X 22.5 CM ( +/- 1 CM )" | EA | 44000 | Medina
26 | 4110410504400 | BAG, PLASTIC, ZIP LOCK, TRANSPARENT, 12.5-15.5 X 22.5-23.5 CM, DISPOSABLE | EA | 120000 | Ahsa
27 | 4110410505000 | "EXTRACTOR FOR MUCUS SPECIMEN TRAP PLASTIC TO COLLECT SPECIMENS USING ANY SUCTION PUMP OR DEVICE SIZE 80 CC WITH GRADUATIONS CLEARLY MARKED WITH REMOVABLE ADAPTER TO PREVENT CONTAMINATION FROM NON - STERILE SUCTION TUBE SCREW CAP THE PLASTIC CONTAINER CONNECTED WITH 5 INCH LONG HEAVY WALL TUBING ( NOT SUCTION CATHETER) PROVIDED WITH A TRANSPORT CAP INDIVIDUALLY PACKED DISPOSABLE STERILE" | EA | 400 | Dammam
28 | 4110411601700 | SWAB, FOR CULTURE, TRANSPORT, AMIES, PLAIN, BLUE CAP | EA | 5500 | Jeddah
29 | 4110411804000 | CONTAINER SPECIMEN PLASTIC TRANSPARENT WITH SCREW CAP 60 ML STERILE | EA | 200 | Al Quwaiiyah
30 | 4110413800300 | STRAP RESTRAINT FOR LIMBS CUFF DIMENSIONS: 13 INCHES LENGTH X 3 INCHES WIDTH CUFF THICKNESS: 3/8 INCH STRAP LENGTH: 53 INCHES MATERIAL: FOAM WRIST CLOSURE: D-RING WRIST SIZES: 4 TO 12 INCHES IN CIRCUMFERENCE | EA | 1200 | Riyadh
31 | 4110420100000 | DISINFECTANT TABLET 0.5G CHLORINE NADCC NOT LESS THAN 100 TABLET THE INSTRUCTION SHOULD BE LABELLED NOTE: MSDS SHOULD BE PROVIDED IN SOFT COPY | EA | 132000 | Dammam
32 | 4110510400300 | SYRINGE 10 ML LUER LOCK TIP AND FIXED GRADUATION WITHOUT NEEDLE COMPATIBLE WITH HOSPITAL MACHINE PUMP DISPOSABLE STERILE | EA | 500 | Bisha
33 | 4110510400300 | SYRINGE 10 ML LUER LOCK TIP AND FIXED GRADUATION WITHOUT NEEDLE COMPATIBLE WITH HOSPITAL MACHINE PUMP DISPOSABLE STERILE | EA | 200 | Dawadmi
34 | 4110510400300 | SYRINGE 10 ML LUER LOCK TIP AND FIXED GRADUATION WITHOUT NEEDLE COMPATIBLE WITH HOSPITAL MACHINE PUMP DISPOSABLE STERILE | EA | 500 | Riyadh
35 | 4110510400300 | SYRINGE 10 ML LUER LOCK TIP AND FIXED GRADUATION WITHOUT NEEDLE COMPATIBLE WITH HOSPITAL MACHINE PUMP DISPOSABLE STERILE | EA | 36000 | Qassim
36 | 4110510400400 | SYRINGE 20-30 ML LUER LOCK TIP AND FIXED GRADUATION WITHOUT NEEDLE COMPATIBLE WITH HOSPITAL MACHINE PUMP DISPOSABLE STERILE | EA | 1800 | Medina
37 | 4110510400400 | SYRINGE 20-30 ML LUER LOCK TIP AND FIXED GRADUATION WITHOUT NEEDLE COMPATIBLE WITH HOSPITAL MACHINE PUMP DISPOSABLE STERILE | EA | 200 | Dawadmi
38 | 4110510400400 | SYRINGE 20-30 ML LUER LOCK TIP AND FIXED GRADUATION WITHOUT NEEDLE COMPATIBLE WITH HOSPITAL MACHINE PUMP DISPOSABLE STERILE | EA | 6500 | Ahsa
39 | 4110510400400 | SYRINGE 20-30 ML LUER LOCK TIP AND FIXED GRADUATION WITHOUT NEEDLE COMPATIBLE WITH HOSPITAL MACHINE PUMP DISPOSABLE STERILE | EA | 6500 | Ahsa
40 | 4110510400400 | SYRINGE 20-30 ML LUER LOCK TIP AND FIXED GRADUATION WITHOUT NEEDLE COMPATIBLE WITH HOSPITAL MACHINE PUMP DISPOSABLE STERILE | EA | 33000 | Qassim
41 | 4110510400400 | SYRINGE 20-30 ML LUER LOCK TIP AND FIXED GRADUATION WITHOUT NEEDLE COMPATIBLE WITH HOSPITAL MACHINE PUMP DISPOSABLE STERILE | EA | 1800 | Medina
42 | 4110510400400 | SYRINGE 20-30 ML LUER LOCK TIP AND FIXED GRADUATION WITHOUT NEEDLE COMPATIBLE WITH HOSPITAL MACHINE PUMP DISPOSABLE STERILE | EA | 21600 | Riyadh
43 | 4110510400400 | SYRINGE 20-30 ML LUER LOCK TIP AND FIXED GRADUATION WITHOUT NEEDLE COMPATIBLE WITH HOSPITAL MACHINE PUMP DISPOSABLE STERILE | EA | 21600 | Riyadh
44 | 4110510400400 | SYRINGE 20-30 ML LUER LOCK TIP AND FIXED GRADUATION WITHOUT NEEDLE COMPATIBLE WITH HOSPITAL MACHINE PUMP DISPOSABLE STERILE | EA | 21600 | Riyadh
45 | 4110510400400 | SYRINGE 20-30 ML LUER LOCK TIP AND FIXED GRADUATION WITHOUT NEEDLE COMPATIBLE WITH HOSPITAL MACHINE PUMP DISPOSABLE STERILE | EA | 21600 | Riyadh
46 | 4110510400400 | SYRINGE 20-30 ML LUER LOCK TIP AND FIXED GRADUATION WITHOUT NEEDLE COMPATIBLE WITH HOSPITAL MACHINE PUMP DISPOSABLE STERILE | EA | 30000 | Jeddah
47 | 4110510400500 | SYRINGE 3 ML LUER LOCK TIP AND FIXED GRADUATION WITHOUT NEEDLE COMPATIBLE WITH HOSPITAL MACHINE PUMP DISPOSABLE STERILE | EA | 2500 | Bisha
48 | 4110510400500 | SYRINGE 3 ML LUER LOCK TIP AND FIXED GRADUATION WITHOUT NEEDLE COMPATIBLE WITH HOSPITAL MACHINE PUMP DISPOSABLE STERILE | EA | 50000 | Qassim
49 | 4110510400500 | SYRINGE 3 ML LUER LOCK TIP AND FIXED GRADUATION WITHOUT NEEDLE COMPATIBLE WITH HOSPITAL MACHINE PUMP DISPOSABLE STERILE | EA | 1000 | Riyadh
50 | 4110510400600 | SYRINGE 5 ML LUER LOCK TIP AND FIXED GRADUATION WITHOUT NEEDLE COMPATIBLE WITH HOSPITAL MACHINE PUMP DISPOSABLE STERILE | EA | 2500 | Bisha
51 | 4110510400600 | SYRINGE 5 ML LUER LOCK TIP AND FIXED GRADUATION WITHOUT NEEDLE COMPATIBLE WITH HOSPITAL MACHINE PUMP DISPOSABLE STERILE | EA | 500 | Riyadh
52 | 4110510400700 | SYRINGE 50-60 ML LUER LOCK TIP AND FIXED GRADUATION WITHOUT NEEDLE COMPATIBLE WITH HOSPITAL MACHINE PUMP DISPOSABLE STERILE | EA | 20 | Riyadh
53 | 4110510400700 | SYRINGE 50-60 ML LUER LOCK TIP AND FIXED GRADUATION WITHOUT NEEDLE COMPATIBLE WITH HOSPITAL MACHINE PUMP DISPOSABLE STERILE | EA | 49000 | Jeddah
54 | 4110631335700 | TEST BURKHOLDERIA CEPACIA COMPLEX DETECTION PCR | KIT | 3 | Riyadh
55 | 4110631335700 | TEST BURKHOLDERIA CEPACIA COMPLEX DETECTION PCR | KIT | 5 | Riyadh
56 | 4110631336100 | TEST CLOSTRIDIUM TETANI BACTERIAL DETECTION RT-PCR | KIT | 5 | Riyadh
57 | 4110631336100 | TEST CLOSTRIDIUM TETANI BACTERIAL DETECTION RT-PCR | KIT | 5 | Riyadh
58 | 4111171500200 | TELESCOPE FORWARD-OBLIQUE 30 DEGREE ENLARGED VIEW DIAMETER= 5MM LENGTH= 29CM AUTOCLAVABLE FIBEROPTIC LIGHT TRANSMISSION INCORPORATED REUSABLE | EA | 40 | Najran
59 | 4111193100700 | FLOW SENSOR WITH HOUSING NEONATAL SIZE STRAIGHT DESIGN DISPOSABLE COMPATIBLE WITH ACUTRONIC MODEL FABIAN OR EQUIVALENT | SET | 400 | Riyadh
60 | 4111211000000 | PRESSURE TRANSDUCER HOLDER FOR INVASIVE MONITORING CAN BE USED WITH IV STAND (CAN FIT NOT LESS THAN 4 LINES) FITTING WITH TRANSDUCER | EA | 55 | Riyadh
61 | 4111211000000 | PRESSURE TRANSDUCER HOLDER FOR INVASIVE MONITORING CAN BE USED WITH IV STAND (CAN FIT NOT LESS THAN 4 LINES) FITTING WITH TRANSDUCER | EA | 55 | Riyadh
62 | 4111220600400 | ELECTRODES, CUP, FOR EEG, DISPOSABLE, ASSORTED LENGTH | EA | 10 | Qassim
63 | 4111220600800 | EVACUATOR ELECTROSURGERY SMOKE EVACUATION ATTACHMENT ACCEPTS MOST ENERGY BASED DEVICES HAND SWITCHING PENCILS | EA | 50 | Yanbu
64 | 4111601092200 | TEST IRON PHOTOMETRIC CHEMISTRY COMPATIBLE WITH INDIKO PLUS | TET | 3 | Riyadh
65 | 4111601503700 | REAGENT FLOW CYTOMETRY CD15 FITC CD117 PE CD45 PERCP CY5.5 790030407 (TEST) | EA | 200 | Riyadh
66 | 4111610501400 | ALCOHOL ISOPROPYL 99.9%, 2.5 UP TO 5 LITER DRUM, HAZARDOUS MATERIAL, SAFETY DATA SHEET IS REQUIRED ON DELIVERY OF PRODUCT IN SOFT COPY, NOTE: MSDS SHOULD BE PROVIDED IN SOFT COPY... | EA | 36 | Riyadh
67 | 4111620002300 | EXTENSION GASTROSTOMY BOLUS FEEDING EXTENSION SET WITH CATH TIP SECURE-LOC STRAIGHT CONNECTOR AND CLAMP 12 INCH DISPOSABLE STERILE | EA | 200 | Riyadh
68 | 4111620004700 | SUTURE POLYDIOXANONE ANTIBACTERIAL (COATED TRICLOSAN) MONOFILAMENT ABSORBABLE SIZE 2/0 21-22 MM 1/2 CIRCLE ROUND BODY NEEDLE 70-75 CM VIOLET STERILE | DZ | 3 | Riyadh
69 | 4111620004800 | SUTURE POLYBUTESTER UNIDIRECTIONAL DUAL ANGLE CUT LOOP LOCK MONOFILAMENT NON-ABSORBABLE SIZE 0 27-28 MM 1/2 CIRCLE TAPER POINT NEEDLE 45-50 CM BLUE STERILE | DZ | 2 | Najran
70 | 4111620019700 | TEST ALBUMIN (ALB) CHEMISTRY SYSTEM COMPATIBLE WITH INDIKO PLUS | TET | 1260 | Riyadh
71 | 4111620019900 | TEST GAMMA GLUTAMYL TRANSFERASE (GGT) CHEMISTRY SYSTEM COMPATIBLE WITH INDIKO | TET | 500 | Riyadh
72 | 4111620020200 | TEST HIGH DENSITY LIPOPROTEIN (HDL) CHEMISTRY SYSTEM COMPATIBLE WITH INDIKO PLUS | TET | 3 | Riyadh
73 | 4112170900200 | TUBE PLASTIC MICRO CAPILLARY FOR BLOOD GAS WITH HEPARINIZED 50-70 IU/ML 0.1 ML WITH CAP FOR BOTH END. | EA | 32500 | Riyadh
74 | 4112181302100 | "VENOUS CDI CUVETTE ASSORTED SIZES ACCORDING TO HOSPITAL REQUEST COMPATIBLE WITH HOSPITAL MACHINE DISPOSABLE STERILE" | EA | 60 | Riyadh
75 | 4112181800900 | BOTTLE, PLASTIC, WHITE, NON-TRANSPARENT, 150 ML WITH SCREW COVER, DISPOSABLE | EA | 5000 | Jazan
76 | 4112181802600 | BOTTLE MEDICINE GLASS AMBER OVAL W/ SCREW CAP 50 ML | EA | 4000 | Tabuk
77 | 4112181900500 | BOTTLE, GLASS, WITH DROPPER AMBER 10ML, STERILE | EA | 200 | Al Kharj
78 | 4112310100200 | TUBE EXTENSION FOR PERITONEAL DIALYSIS CATHETER LUER-LOCK 25 CM COMPATIBLE WITH FRESENIUS MACHINE | PC | 10 | khobar
79 | 4112310300200 | CASSETTE AUTOMATED PERITONEAL DIALYSIS 6 PRONGS STERILE | EA | 1920 | khobar
80 | 4112310300200 | CASSETTE AUTOMATED PERITONEAL DIALYSIS 6 PRONGS STERILE | EA | 64 | khobar
81 | 4112310300200 | CASSETTE AUTOMATED PERITONEAL DIALYSIS 6 PRONGS STERILE | EA | 8672 | Riyadh
82 | 4114191000200 | TEST ALANINE TRANSAMINASE (ALT) CHEMISTRY SYSTEM COMPATIBLE WITH INDIKO PLUS | TET | 3300 | Riyadh
83 | 4114191400200 | TEST ALKALINE PHOSPHATASE (ALP) CHEMISTRY SYSTEM COMPATIBLE WITH INDIKO PLUS | TET | 880 | Riyadh
84 | 4120210225700 | TEST TOTAL BILIRUBIN CHEMISTRY SYSTEM COMPATIBLE WITH INDIKO PLUS | TET | 1000 | Riyadh
85 | 4120210225900 | TEST LOW DENSITY LIPOPROTEIN (LDL) CHEMISTRY SYSTEM COMPATIBLE WITH INDIKO PLUS | TET | 1440 | Riyadh
86 | 4120210226200 | TEST ASPARTATE AMINOTRANSFERASE (AST) CHEMISTRY SYSTEM COMPATIBLE WITH INDIKO PLUS | TET | 3300 | Riyadh
87 | 4120210226500 | TEST TRIGLYCERIDE CHEMISTRY SYSTEM COMPATIBLE WITH INDIKO PLUS | TET | 2 | Riyadh
88 | 4213150200000 | HAIR CAP, FOR PATIENT, ADJUSTABLE, FITS ALL SIZES, WHITE, DISPOSABLE | EA | 70000 | Abha
89 | 4213150200100 | TOWEL, NON-WOVEN, LARGE, SIZE: ABOUT 30 X 30 CM (+/-10CM), DISPOSABLE, NON-STERILE | EA | 2400 | Riyadh
90 | 4213150200100 | TOWEL, NON-WOVEN, LARGE, SIZE: ABOUT 30 X 30 CM (+/-10CM), DISPOSABLE, NON-STERILE | EA | 120000 | Taif
91 | 4213151200000 | BABY HAT (WHITE IN COLOR) ONE SIZE FITS MOST 5.0 OZ. 100 % COMBED RING SPUN COTTON 1 X 1 BABY RIB BEANIE STYLE CONSTRUCTION WITHFOLDED EDGE SUPER SOFT MATERIAL FOR SENSITIVE SKIN | EA | 2880 | Riyadh
92 | 4213151200000 | BABY HAT (WHITE IN COLOR) ONE SIZE FITS MOST 5.0 OZ. 100 % COMBED RING SPUN COTTON 1 X 1 BABY RIB BEANIE STYLE CONSTRUCTION WITHFOLDED EDGE SUPER SOFT MATERIAL FOR SENSITIVE SKIN | EA | 1440 | Ahsa
93 | 4213151200100 | BONNET INFANT HEADCOVER TO KEEP THE PREMATURE AND NEWBORN WARM | EA | 1500 | Riyadh
94 | 4213151200100 | BONNET INFANT HEADCOVER TO KEEP THE PREMATURE AND NEWBORN WARM | EA | 1800 | Riyadh
95 | 4213151200100 | BONNET INFANT HEADCOVER TO KEEP THE PREMATURE AND NEWBORN WARM | EA | 10000 | Riyadh
96 | 4213151200100 | BONNET INFANT HEADCOVER TO KEEP THE PREMATURE AND NEWBORN WARM | EA | 2400 | Medina
97 | 4213151200100 | BONNET INFANT HEADCOVER TO KEEP THE PREMATURE AND NEWBORN WARM | EA | 2400 | Medina
98 | 4213151400500 | "DIAPER WRAP AROUND WAIST SIZE: APPROXIMATELY 20 X 31 INCH ADULT SMALL HIGHLY ABSORBENT ASSURES DRY SURFACE READJUSTABLE ADHESIVE TAPE PACKING WRAPPED IN A PLASTIC PACK" | EA | 11100 | Riyadh
99 | 4213151400500 | "DIAPER WRAP AROUND WAIST SIZE: APPROXIMATELY 20 X 31 INCH ADULT SMALL HIGHLY ABSORBENT ASSURES DRY SURFACE READJUSTABLE ADHESIVE TAPE PACKING WRAPPED IN A PLASTIC PACK" | EA | 15300 | Riyadh
100 | 4213151400500 | "DIAPER WRAP AROUND WAIST SIZE: APPROXIMATELY 20 X 31 INCH ADULT SMALL HIGHLY ABSORBENT ASSURES DRY SURFACE READJUSTABLE ADHESIVE TAPE PACKING WRAPPED IN A PLASTIC PACK" | EA | 15300 | Riyadh
101 | 4213151400500 | "DIAPER WRAP AROUND WAIST SIZE: APPROXIMATELY 20 X 31 INCH ADULT SMALL HIGHLY ABSORBENT ASSURES DRY SURFACE READJUSTABLE ADHESIVE TAPE PACKING WRAPPED IN A PLASTIC PACK" | EA | 15300 | Riyadh
102 | 4213151400500 | "DIAPER WRAP AROUND WAIST SIZE: APPROXIMATELY 20 X 31 INCH ADULT SMALL HIGHLY ABSORBENT ASSURES DRY SURFACE READJUSTABLE ADHESIVE TAPE PACKING WRAPPED IN A PLASTIC PACK" | EA | 15300 | Riyadh
103 | 4213160100300 | APRON, PLASTIC, SIZE: 70 X 120 CM (+/- 5 CM), DISPOSABLE | EA | 2000 | Makkah
104 | 4213160100300 | APRON, PLASTIC, SIZE: 70 X 120 CM (+/- 5 CM), DISPOSABLE | EA | 2000 | Dammam
105 | 4213160400000 | HAIR CAP FOR NURSE BOUFFANT HEAD NON-WOVEN ADJUSTABLE 18-20 GSM FITS ALL SIZES BLUE OR GREEN DISPOSABLE | EA | 90000 | Riyadh
106 | 4213160400000 | HAIR CAP FOR NURSE BOUFFANT HEAD NON-WOVEN ADJUSTABLE 18-20 GSM FITS ALL SIZES BLUE OR GREEN DISPOSABLE | EA | 12000 | Medina
107 | 4213160400000 | HAIR CAP FOR NURSE BOUFFANT HEAD NON-WOVEN ADJUSTABLE 18-20 GSM FITS ALL SIZES BLUE OR GREEN DISPOSABLE | EA | 42000 | Riyadh
108 | 4213160400000 | HAIR CAP FOR NURSE BOUFFANT HEAD NON-WOVEN ADJUSTABLE 18-20 GSM FITS ALL SIZES BLUE OR GREEN DISPOSABLE | EA | 20000 | Tabuk
109 | 4213160600000 | MASK FOR SURGEON, ADJUSTABLE WITH NOSE HAND TINTED TO PREVENT GLARE, BLOWN GLASS FIBER, BACTERIAL FILTER, COTTON BASE TIES, MULTIPLE PLEATS, DISPOSABLE PACKING: 100 PCS / PKT. | EA | 30000 | Abha
110 | 4213160701600 | JACKET, WARM-UP, KNIT CUFF COLLAR, MULTI LAYER, LATEX FREE, BLUE/ GREEN, X-LARGE, DISPOSABLE | EA | 1800 | Makkah
111 | 4213160801000 | SCRUB SUIT (SHIRT AND PANTS) FOR FEMALE, SIZES XXL, SHORT SLEEVES ROUND SHAPE COLLAR WITH BACK NECK SNAP BUTTONS, TIES AROUND THE WASTE, RESISTANCE TO MICROBIAL PENETRATION DRY, RESISTANCE TO TENSILE AND BURST WET AND DRY, SHOULD BE FLAME RESISTANCE, BLUE/GREEN COLOR, NOT SEE THROUGH MATERIALS, SINGLE PACK, SINGLE USE,CLEAN (NON-STERILE) | EA | 1500 | Makkah
112 | 4213161100000 | HAIR CAP FOR SURGEON WITH TIES FITS ALL SIZE BLUE OR GREEN DISPOSABLE | EA | 12000 | Makkah
113 | 4213161100200 | HAIR CAP FOR SURGEON HOOD TYPE WITH TIES FITS ALL SIZES BLUE OR GREEN DISPOSABLE | EA | 10000 | Abha
114 | 4213161200100 | GOWN FOR ISOLATION IMPERMEABLE, NON-STERILE, NONWOVEN, RESISTANT TO TEARING, CUFFED, YELLOW WITH LONG SLEEVES, FOR STAFF DISPOSABLE, SIZE: LARGE | EA | 230400 | Riyadh
115 | 4213161200100 | GOWN FOR ISOLATION IMPERMEABLE, NON-STERILE, NONWOVEN, RESISTANT TO TEARING, CUFFED, YELLOW WITH LONG SLEEVES, FOR STAFF DISPOSABLE, SIZE: LARGE | EA | 230400 | Riyadh
116 | 4213161200400 | GOWN, CHEMOTHERAPY, SERVE AS BARRIER AGAINST WATER AND CHEMICAL PROOF AND PERFORATED OPEN BACK DESIGN, SIZE LARGE, NON STERILE | EA | 1500 | Abha
117 | 4213161200400 | GOWN, CHEMOTHERAPY, SERVE AS BARRIER AGAINST WATER AND CHEMICAL PROOF AND PERFORATED OPEN BACK DESIGN, SIZE LARGE, NON STERILE | EA | 2160 | Medina
118 | 4213161200600 | "GOWN CHEMOTHERAPY SERVE AS BARRIER AGAINST WATER AND CHEMICAL PROOF AND PERFORATED OPEN BACK DESIGN SIZE SMALL NON STERILE" | EA | 1980 | Riyadh
119 | 4213170100500 | DRAPE SHEET LAPAROSCOPY FABRIC REINFORCEMENT 104 X 75 X 120 INCH ( +/- 2 INCH) DISPOSABLE STERILE | EA | 6000 | Medina
120 | 4213170100700 | DRAPE, WITH STICKY CENTRAL HOLE 10 X 10 CM ( +/- 2 CM ), SIZES 50 X 60 CM ( +/- 5 CM) , STICKY ON THE UPPER EDGE, DISPOSABLE, STERILE, INDIVIDUAL PACKAGING | EA | 300 | Buraidah
121 | 4213170101200 | PACK ULTRA MAJOR SURGICAL CONTENTS: 1 SURGICAL GOWN REINFORCED SIZE L WITH 2 HAND TOWEL, BACK TABLE COVER REINFORCED 140 X 190 CM, 1 SURGICAL GOWN REINFORCED XL WITH 2 HAND TOWEL, 1 MAYO STAND COVER REINFORCED 79X145 CM , 4 UTILITY DRAPES WITH ADHESIVE TAPE 75X50 CM , 1 UTILITY BAG , 1 WHOLE BODY DRAPE T SHAPED 255 X 285 X180 CM FENESTRATED WITH CONTROL FABRIC REINFORCEMENT 30 X 30CM WITH TUBE HOLDER , 1 LOWER DRAPE REINFORCED 125 X 170CM WITH ADHESIVE TAPE , 2 LEGGING 110 X 75 CM 2 ADHESIVE TAPE 10 X 50 CM , 1 NEEDLE COUNTER, STERILE. | EA | 320 | Yanbu
122 | 4213170101200 | PACK ULTRA MAJOR SURGICAL CONTENTS: 1 SURGICAL GOWN REINFORCED SIZE L WITH 2 HAND TOWEL, BACK TABLE COVER REINFORCED 140 X 190 CM, 1 SURGICAL GOWN REINFORCED XL WITH 2 HAND TOWEL, 1 MAYO STAND COVER REINFORCED 79X145 CM , 4 UTILITY DRAPES WITH ADHESIVE TAPE 75X50 CM , 1 UTILITY BAG , 1 WHOLE BODY DRAPE T SHAPED 255 X 285 X180 CM FENESTRATED WITH CONTROL FABRIC REINFORCEMENT 30 X 30CM WITH TUBE HOLDER , 1 LOWER DRAPE REINFORCED 125 X 170CM WITH ADHESIVE TAPE , 2 LEGGING 110 X 75 CM 2 ADHESIVE TAPE 10 X 50 CM , 1 NEEDLE COUNTER, STERILE. | EA | 1020 | Medina
123 | 4213170101600 | PACK DELIVERY KIT2 ,CONTENTS : CREPE PAPER 60X60 CM, 1 SURGICAL GOWN REINFORCED L WITH 2 HAND TOWEL,1 BACK TABLE COVER REINFORCED 140X190 CM, 1 SURGICAL GOWN REINFORCED XL WITH2 HAND TOWEL, 1 MAYO STAND COVER REINFORCED 79X145 CM , 2 LEGGING 110X75 CM , 1 UTILITY BAG ,1 UNDER BUTTOCK DRAPE 85 X105 CM REINFORCED WITH POUCH WITH SUCTION PORT, 1 IMPERVIOUS U SHAPED DRAPE 150 X 175 CM ,1 PERINEAL DRAPE 100 X100 CM WITH TRIANGULAR FENESTRATION 25X25X25 CM , 1 NEEDLE COUNTER MAG/FOAM , 2 UMBILICAL CORD CLAMPS, 1 BABY BLANKET 80 X75 CM , 2 ADHESIVE TAPE 10 X 50 CM , 1 PLACENTA BASIN, AND 1 NASAL SUCTION BULB SYRINGE, STERILE. | EA | 300 | Ahsa
124 | 4213170101900 | PACK SURGICAL EYE ( OPHTHALMOLOGY ), CONTENTS :1 CREPE PAPER 60 X 60 CM, 1 SURGICAL GOWN REINFORCED L SIZE WITH 2 ABSORBENT HAND TOWEL, 1 BACK TABLE COVER REINFORCED 140X190 CM , 1 MAYO STAND COVER REINFORCED 75X145 CM,1 FULL BODY OPHTHALMIC DRAPE 180 X290 WITH 5 X 4 CM EYE FENESTRATION,10 WEEKSEL (K- SPONGE), 1 UTILITY BAG , MEDICATION LABELS: 1 DEXAMETHAZONE (WHITE) 1 GENTAMYCINE (WHITE) 1 MICHOL (WHITE) 1 AVASTINE INJECTION (WHITE), 1 NEEDLE COUNTER 10-COUNT MAG/FOAM, 1 SURGICAL GOWN REINFORCED XL SIZE WITH 2 ABSORBENT HAND TOWEL, STERILE. | EA | 399 | Tabuk
125 | 4213170105400 | TRAY SPECIAL PROCEDUREANGIO SETOR PACK INCLUDING: (1) 18GA NEEDLE; (1) ABSORBENT PAD; (1) NEEDLE COUNTER; (1) NEEDLE BLUE 25GA X 1.5; (1) NEEDLE GREEN 21GA X 1.5; (1) NEEDLE BLACK 22GA X 1.5; (2) BOWL 250CC; (1) BOWL 500CC; (1) FLOW SWITCH; (1) BACK TABLE COVER; (2) ABSORBENT TOWEL; (1) BACK TABLE COVER FOLDED; (1) FEMORAL ANGIOGRAPHY DRAPE; (1) FLUORO COVER SIZE X-LARGE; (4) HUCK TOWELS; (1) FLUORO COVER SIZE LARGE; (1) ABSORBENT UTILITY DRAPE; (4) OR CLOTH TOWEL BLUE; (1) SCREEN COVER; (40) GAUZE SWABS 4 INCH X4 INCH 16 PLY NXRD; (5) SYRINGE 20ML L/L; (5) GLASS SYRINGE 10ML YELLOW COLORED; (1) GLASS SYRINGE 10ML RED COLORED; (5) GLASS SYRINGE 3ML BLUE COLORED; (1) INTRODUCER NEEDLE 18G X 7CM; (1) NEEDLE COUNTER FOAM MAGNETIC 20 COUNT RED; (1) MEDICATION LABEL SHEET; (1) BLUNT FILL NEEDLE WITH FILTER; (4) TOWEL CLAMPS; (1) SCALPEL BLADE #11; (1) MOSQUITO FORCEPS 5 INCH STRAIGHT; (1) MOSQUITO FORCEPS 5 INCH CURVED; (10 OPERATING SCISSOR BI/SH 5 IN | EA | 150 | Riyadh
126 | 4213170105400 | TRAY SPECIAL PROCEDUREANGIO SETOR PACK INCLUDING: (1) 18GA NEEDLE; (1) ABSORBENT PAD; (1) NEEDLE COUNTER; (1) NEEDLE BLUE 25GA X 1.5; (1) NEEDLE GREEN 21GA X 1.5; (1) NEEDLE BLACK 22GA X 1.5; (2) BOWL 250CC; (1) BOWL 500CC; (1) FLOW SWITCH; (1) BACK TABLE COVER; (2) ABSORBENT TOWEL; (1) BACK TABLE COVER FOLDED; (1) FEMORAL ANGIOGRAPHY DRAPE; (1) FLUORO COVER SIZE X-LARGE; (4) HUCK TOWELS; (1) FLUORO COVER SIZE LARGE; (1) ABSORBENT UTILITY DRAPE; (4) OR CLOTH TOWEL BLUE; (1) SCREEN COVER; (40) GAUZE SWABS 4 INCH X4 INCH 16 PLY NXRD; (5) SYRINGE 20ML L/L; (5) GLASS SYRINGE 10ML YELLOW COLORED; (1) GLASS SYRINGE 10ML RED COLORED; (5) GLASS SYRINGE 3ML BLUE COLORED; (1) INTRODUCER NEEDLE 18G X 7CM; (1) NEEDLE COUNTER FOAM MAGNETIC 20 COUNT RED; (1) MEDICATION LABEL SHEET; (1) BLUNT FILL NEEDLE WITH FILTER; (4) TOWEL CLAMPS; (1) SCALPEL BLADE #11; (1) MOSQUITO FORCEPS 5 INCH STRAIGHT; (1) MOSQUITO FORCEPS 5 INCH CURVED; (10 OPERATING SCISSOR BI/SH 5 IN | EA | 200 | Qassim
127 | 4213170106200 | DRAPE SURGICAL INCISE ADHESIVE SIZE: 15 X 26 CM (+/- 2 CM) DISPOSABLE STERILE | EA | 400 | Dawadmi
128 | 4213170106200 | DRAPE SURGICAL INCISE ADHESIVE SIZE: 15 X 26 CM (+/- 2 CM) DISPOSABLE STERILE | EA | 400 | Shaqra
129 | 4213170113500 | DRAPE SHEET SURGICAL WITH ADHESIVE TAPE 135 X 200 CM ( +/- 10 CM ) DISPOSABLE STERILE | EA | 800 | Dammam
130 | 4213170114600 | DRAPE SURGICAL U-SHEET SPLIT REINFORCEMENT TUBE HOLDERS WITH ADHESIVE 195 X 300 (+/- 10 CM ) STERILE | EA | 1000 | Riyadh
131 | 4213170201000 | SURGICAL GOWN, DOUBLE WRAPPED, BLUE/GREEN COLOR, ZONED-IMPERVIOUS REINFORCED FROM CHEST TO DOWN ABDOMINAL AND ARMS TILL ELBOW, EXCELLENT MICROBIAL BARRIER, ANTISTATIC, BREATHABLE FABRIC, FLUID REPELLENT, LIGHT WEIGHT MATERIAL, RESISTANT TO TEARING, COMFORTABLE, LONG SLEEVES WITH CLOSING OF 7 CM ELASTIC STOCKINET CUFF, DISPOSABLE, STERILE, SMALL SIZE WITH TWO ABSORBENT TOWEL | EA | 36000 | Jazan
132 | 4213170202000 | GOWN, CHEMOTHERAPY, SERVE AS BARRIER AGAINST WATER AND CHEMICAL PROOF AND PERFORATED OPEN BACK DESIGN, SIZE XL, NON STERILE | EA | 2490 | Riyadh
133 | 4213170202000 | GOWN, CHEMOTHERAPY, SERVE AS BARRIER AGAINST WATER AND CHEMICAL PROOF AND PERFORATED OPEN BACK DESIGN, SIZE XL, NON STERILE | EA | 1500 | Abha
134 | 4213170203700 | SURGICAL GOWN, DOUBLE WRAPPED, BLUE/GREEN COLOR, EXCELLENT MICROBIAL BARRIER, ANTISTATIC, BREATHABLE FABRIC, FLUID REPELLENT, LIGHT WEIGHT MATERIAL , RESISTANT TO TEARING, COMFORTABLE, LONG SLEEVES WITH CLOSING OF 7 CM ELASTIC STOCKINET CUFF, DISPOSABLE, STERILE, X-LARGE SIZE WITH TWO ABSORBENT TOWEL | EA | 204 | Skaka
135 | 4213170204000 | SURGICAL GOWN, DOUBLE WRAPPED, BLUE/GREEN COLOR, ZONED-IMPERVIOUS REINFORCED FROM CHEST TO DOWN ABDOMINAL AND ARMS TILL ELBOW, EXCELLENT MICROBIAL BARRIER, ANTISTATIC, BREATHABLE FABRIC, FLUID REPELLENT, LIGHT WEIGHT MATERIAL, RESISTANT TO TEARING, COMFORTABLE, LONG SLEEVES WITH CLOSING OF 7 CM ELASTIC STOCKINET CUFF, DISPOSABLE, STERILE, XX- LARGE SIZE WITH TWO ABSORBENT TOWEL | EA | 1020 | Medina
136 | 4213170204100 | SURGICAL GOWN, DOUBLE WRAPPED, BLUE/GREEN COLOR, ZONED-IMPERVIOUS REINFORCED FROM CHEST TO DOWN ABDOMINAL AND ARMS TILL ELBOW, EXCELLENT MICROBIAL BARRIER, ANTISTATIC, BREATHABLE FABRIC, FLUID REPELLENT, LIGHT WEIGHT MATERIAL , RESISTANT TO TEARING, COMFORTABLE, LONG SLEEVES WITH CLOSING OF 7 CM ELASTIC STOCKINET CUFF, DISPOSABLE, STERILE, X- LARGE SIZE WITH TWO ABSORBENT TOWEL | EA | 36000 | Jazan
137 | 4213170204100 | SURGICAL GOWN, DOUBLE WRAPPED, BLUE/GREEN COLOR, ZONED-IMPERVIOUS REINFORCED FROM CHEST TO DOWN ABDOMINAL AND ARMS TILL ELBOW, EXCELLENT MICROBIAL BARRIER, ANTISTATIC, BREATHABLE FABRIC, FLUID REPELLENT, LIGHT WEIGHT MATERIAL , RESISTANT TO TEARING, COMFORTABLE, LONG SLEEVES WITH CLOSING OF 7 CM ELASTIC STOCKINET CUFF, DISPOSABLE, STERILE, X- LARGE SIZE WITH TWO ABSORBENT TOWEL | EA | 1440 | Medina
138 | 4213171600000 | "COVER OVER SHOE NON - WOVEN FITS ALL SIZE S BREATHABLE FABRIC TEAR/SLIP RESISTANT DISPOSABLE" | EA | 10000 | Riyadh
139 | 4213210100200 | UNDERPAD, INCONTINENCE, ABSORBENT, CELLULOSE, WATERPROOF, STRONG AND CLEAR IMPOSING, ASSURE DRY SURFACE, SIZE: 60 X 80 CM ( +/- 2 CM ), PACKING: WRAPPED IN A PLASTIC PACK | EA | 1500 | Al Quwaiiyah
140 | 4213210100200 | UNDERPAD, INCONTINENCE, ABSORBENT, CELLULOSE, WATERPROOF, STRONG AND CLEAR IMPOSING, ASSURE DRY SURFACE, SIZE: 60 X 80 CM ( +/- 2 CM ), PACKING: WRAPPED IN A PLASTIC PACK | EA | 150000 | Hail
141 | 4213210100200 | UNDERPAD, INCONTINENCE, ABSORBENT, CELLULOSE, WATERPROOF, STRONG AND CLEAR IMPOSING, ASSURE DRY SURFACE, SIZE: 60 X 80 CM ( +/- 2 CM ), PACKING: WRAPPED IN A PLASTIC PACK | EA | 200250 | Tabuk
142 | 4213210100200 | UNDERPAD, INCONTINENCE, ABSORBENT, CELLULOSE, WATERPROOF, STRONG AND CLEAR IMPOSING, ASSURE DRY SURFACE, SIZE: 60 X 80 CM ( +/- 2 CM ), PACKING: WRAPPED IN A PLASTIC PACK | EA | 36000 | Dammam
143 | 4213210100700 | "UNDERPAD INCONTINENCE ABSORBENT CELLULOSE WATERPROOF STRONG AND CLEAR IMPOSING ASSURE DRY SURFACE SIZE: 40 X 60 CM ( +/- 2 CM ) PACKING: WRAPPED IN A PLASTIC PACK" | EA | 32000 | Abha
144 | 4213210100800 | "UNDERPAD INCONTINENCE ABSORBENT CELLULOSE WATERPROOF STRONG AND CLEAR IMPOSING ASSURE DRY SURFACE SIZE: 50 X 75 CM ( +/- 2 CM ) PACKING: WRAPPED IN A PLASTIC PACK" | EA | 100050 | Ahsa
145 | 4213210200000 | SHEET, FOR OPERATING AND STRETCHER TABLE, ABSORBENT WITH ELASTIC BAND FITTED, SHEET SIZE 110 X 230 CM (+ / - 10 CM), INCLUDE KNEE, BODY AND ARM BOARD STRAPS, HEADREST COVER, SINGLE USE | EA | 2000 | Riyadh
146 | 4213210200000 | SHEET, FOR OPERATING AND STRETCHER TABLE, ABSORBENT WITH ELASTIC BAND FITTED, SHEET SIZE 110 X 230 CM (+ / - 10 CM), INCLUDE KNEE, BODY AND ARM BOARD STRAPS, HEADREST COVER, SINGLE USE | EA | 9000 | Riyadh
147 | 4213220300100 | GLOVES EXAMINATION LATEX NON - POWDERED DISPOSABLE NON-STERILE SIZE: SMALL (6 - 6.5) PACKING: 100 PIECES/PACKET | EA | 2500000 | Ahsa
148 | 4213220300200 | GLOVES EXAMINATION LATEX NON - POWDERED DISPOSABLE NON-STERILE SIZE: LARGE (8 - 8.5) PACKING: 100 PIECES/PACKET | EA | 500 | Dawadmi
149 | 4213220300200 | GLOVES EXAMINATION LATEX NON - POWDERED DISPOSABLE NON-STERILE SIZE: LARGE (8 - 8.5) PACKING: 100 PIECES/PACKET | EA | 220000 | Medina
150 | 4213220304100 | "GLOVES MEDICAL ETHYLENE COPOLYMER NON - POWDERED SIZE: LARGE 100 PIECES / PACKET" | PKT | 50 | Al Quwaiiyah
151 | 4213220304300 | "GLOVES MEDICAL ETHYLENE COPOLYMER NON - POWDERED SIZE: SMALL 100 PIECES / PACKET" | PKT | 50 | Al Quwaiiyah
152 | 4213220305800 | "GLOVES EXAMINATION LATEX NON - POWDER THICK (13 MIL THICKNESS) LONG CUFFS (MORE THAN 290 MM FROM THE INDEX FINGER) SIZE: LARGE DISPOSABLE NON - STERILE (PACKET)" | PKT | 1500 | Medina
153 | 4213220306000 | GLOVES EXAMINATION LATEX NON - POWDERED SIZE: MEDIUM (7 - 7.5) PACKING: 100 PIECES / PACKET DISPOSABLE NON - STERILE (PACKET) | PKT | 100 | Al Quwaiiyah
154 | 4213220306200 | "GLOVES EXAMINATION LATEX NON - POWDERED THICK (13 MIL THICKNESS) LONG CUFFS (MORE THAN 290 MM FROM THE INDEX FINGER) SIZE: SMALL DISPOSABLE NON - STERILE (PACKET)" | PKT | 15000 | Jazan
155 | 4213220306200 | "GLOVES EXAMINATION LATEX NON - POWDERED THICK (13 MIL THICKNESS) LONG CUFFS (MORE THAN 290 MM FROM THE INDEX FINGER) SIZE: SMALL DISPOSABLE NON - STERILE (PACKET)" | PKT | 22000 | Jazan
156 | 4213220306400 | "GLOVES EXAMINATION NITRILE NON-POWDERED LONG SLEEVE WITH MINIMUM LENGTH 300-350 MM SIZE: MEDIUM (PACKET)" | PKT | 11000 | Riyadh
157 | 4213220306500 | "GLOVES EXAMINATION NITRILE NON-POWDERED LONG SLEEVE WITH MINIMUM LENGTH 300-350 MM SIZE: SMALL (PACKET)" | PKT | 33000 | Riyadh
158 | 4213220504300 | GLOVES, SURGICAL, LATEX, NON-POWDERED, PEEL PACK, SIZE: 7, INDIVIDUALLY WRAPPED IN INNER PACK, DISPOSABLE, STERILE ; ONE (1) EACH = ONE (1) PAIR | EA | 1500 | Jubali
159 | 4213220508500 | GLOVES, SURGICAL, LATEX, NON-POWDERED, PEEL PACK, SIZE: 7.5, INDIVIDUALLY WRAPPED IN INNER PACK, DISPOSABLE, STERILE ; ONE (1) EACH = ONE (1) PAIR | EA | 1500 | Jubali
160 | 4213220509100 | GLOVES SILICONE HEAT RESISTANT UP TO 134 DEGREE WATER RESISTANCE REUSABLE | EA | 30 | Dammam
161 | 4213220509200 | GLOVES, SURGICAL, NON LATEX, NON-POWDERED, PEEL PACK, SIZE: 8.5, INDIVIDUALLY WRAPPED IN INNER PACK, DISPOSABLE, STERILE ; ONE (1) EACH = ONE (1) PAIR | EA | 1000 | Dammam
162 | 4213220509300 | GLOVES, SURGICAL, LATEX, THICK WALL, NON-POWDERED, BROWN COLOR, FOR ORTHOPEDIC PROCEDURE, HYPOALLERGENIC, PEEL PACK, SIZE: 7, PACKING: INDIVIDUALLY WRAPPED IN INNER PACK, DISPOSABLE, STERILE ; ONE (1) EACH = ONE (1) PAIR | EA | 1000 | Riyadh
163 | 4213220509400 | GLOVES, SURGICAL, LATEX, THICK WALL, NON-POWDERED, BROWN COLOR, FOR ORTHOPEDIC PROCEDURE, HYPOALLERGENIC, PEEL PACK, SIZE: 7.5, PACKING: INDIVIDUALLY WRAPPED IN INNER PACK, DISPOSABLE, STERILE ; ONE (1) EACH = ONE (1) PAIR | EA | 5000 | Ahsa
164 | 4213220509700 | GLOVES SURGICAL NON LATEX NON-POWDERED PEEL PACK PAIR SIZE: 6 INDIVIDUALLY WRAPPED IN INNER PACK DISPOSABLE STERILE ; ONE (1) EACH = ONE (1) PAIR | EA | 4000 | Riyadh
165 | 4213220509700 | GLOVES SURGICAL NON LATEX NON-POWDERED PEEL PACK PAIR SIZE: 6 INDIVIDUALLY WRAPPED IN INNER PACK DISPOSABLE STERILE ; ONE (1) EACH = ONE (1) PAIR | EA | 30000 | Ahsa
166 | 4213220509800 | GLOVES, SURGICAL, NON LATEX, NON-POWDERED, PEEL PACK, SIZE: 6.5, INDIVIDUALLY WRAPPED IN INNER PACK, DISPOSABLE, STERILE ; ONE (1) EACH = ONE (1) PAIR | EA | 6000 | Dammam
167 | 4213220509900 | GLOVES, SURGICAL, NON LATEX, NON-POWDERED, PEEL PACK, SIZE: 7, INDIVIDUALLY WRAPPED IN INNER PACK, DISPOSABLE, STERILE ; ONE (1) EACH = ONE (1) PAIR | EA | 600 | Riyadh
168 | 4213220509900 | GLOVES, SURGICAL, NON LATEX, NON-POWDERED, PEEL PACK, SIZE: 7, INDIVIDUALLY WRAPPED IN INNER PACK, DISPOSABLE, STERILE ; ONE (1) EACH = ONE (1) PAIR | EA | 7400 | Riyadh
169 | 4213220509900 | GLOVES, SURGICAL, NON LATEX, NON-POWDERED, PEEL PACK, SIZE: 7, INDIVIDUALLY WRAPPED IN INNER PACK, DISPOSABLE, STERILE ; ONE (1) EACH = ONE (1) PAIR | EA | 7400 | Riyadh
170 | 4213220509900 | GLOVES, SURGICAL, NON LATEX, NON-POWDERED, PEEL PACK, SIZE: 7, INDIVIDUALLY WRAPPED IN INNER PACK, DISPOSABLE, STERILE ; ONE (1) EACH = ONE (1) PAIR | EA | 6000 | Dammam
171 | 4213220510000 | GLOVES, SURGICAL, NON LATEX, NON-POWDERED, PEEL PACK, SIZE: 7.5, INDIVIDUALLY WRAPPED IN INNER PACK, DISPOSABLE, STERILE ; ONE (1) EACH = ONE (1) PAIR | EA | 10000 | Jubali
172 | 4213220510000 | GLOVES, SURGICAL, NON LATEX, NON-POWDERED, PEEL PACK, SIZE: 7.5, INDIVIDUALLY WRAPPED IN INNER PACK, DISPOSABLE, STERILE ; ONE (1) EACH = ONE (1) PAIR | EA | 6000 | Riyadh
173 | 4213220510000 | GLOVES, SURGICAL, NON LATEX, NON-POWDERED, PEEL PACK, SIZE: 7.5, INDIVIDUALLY WRAPPED IN INNER PACK, DISPOSABLE, STERILE ; ONE (1) EACH = ONE (1) PAIR | EA | 150000 | Najran
174 | 4213220510000 | GLOVES, SURGICAL, NON LATEX, NON-POWDERED, PEEL PACK, SIZE: 7.5, INDIVIDUALLY WRAPPED IN INNER PACK, DISPOSABLE, STERILE ; ONE (1) EACH = ONE (1) PAIR | EA | 4000 | Riyadh
175 | 4213220510000 | GLOVES, SURGICAL, NON LATEX, NON-POWDERED, PEEL PACK, SIZE: 7.5, INDIVIDUALLY WRAPPED IN INNER PACK, DISPOSABLE, STERILE ; ONE (1) EACH = ONE (1) PAIR | EA | 6000 | Riyadh
176 | 4213220510000 | GLOVES, SURGICAL, NON LATEX, NON-POWDERED, PEEL PACK, SIZE: 7.5, INDIVIDUALLY WRAPPED IN INNER PACK, DISPOSABLE, STERILE ; ONE (1) EACH = ONE (1) PAIR | EA | 6000 | Dammam
177 | 4213220510100 | GLOVES SURGICAL NON LATEX NON-POWDERED PEEL PACK PAIR SIZE: 8 INDIVIDUALLY WRAPPED IN INNER PACK DISPOSABLE STERILE ; ONE (1) EACH = ONE (1) PAIR | EA | 1000 | Dammam
178 | 4213220510400 | GLOVES, SURGICAL, LATEX, NON-POWDERED, PEEL PACK, SIZE: 8, INDIVIDUALLY WRAPPED IN INNER PACK, DISPOSABLE, STERILE ; ONE (1) EACH = ONE (1) PAIR | EA | 800 | Medina
179 | 4213220510400 | GLOVES, SURGICAL, LATEX, NON-POWDERED, PEEL PACK, SIZE: 8, INDIVIDUALLY WRAPPED IN INNER PACK, DISPOSABLE, STERILE ; ONE (1) EACH = ONE (1) PAIR | EA | 1500 | Jubali
180 | 4213220512100 | DOUBLE GLOVES, SURGICAL, LATEX FREE, POWDER FREE, HYPOALLERGENIC, SIZE 5.5 (PAIR IS EQUIVALENT TO PAIR OF 2), DISPOSABLE, STERILE. | PAA | 100 | Riyadh
181 | 4213220512200 | DOUBLE GLOVES, SURGICAL, LATEX FREE, POWDER FREE, HYPOALLERGENIC, SIZE 6 (PAIR IS EQUIVALENT TO PAIR OF 2), DISPOSABLE, STERILE. | PAA | 300 | Riyadh
182 | 4213220512300 | DOUBLE GLOVES, SURGICAL, LATEX FREE, POWDER FREE, HYPOALLERGENIC, SIZE 6.5 (PAIR IS EQUIVALENT TO PAIR OF 2), DISPOSABLE, STERILE. | PAA | 250 | Riyadh
183 | 4213220512700 | DOUBLE GLOVES, SURGICAL, LATEX FREE, POWDER FREE, HYPOALLERGENIC, SIZE 8.5 (PAIR IS EQUIVALENT TO PAIR OF 2), DISPOSABLE, STERILE. | PAA | 6250 | Dammam
184 | 4213220513100 | GLOVES SURGICAL, MOISTURIZER, LATEX, NON - POWDERED, SIZE: 6.0 INDIVIDUALLY WRAPPED IN INNER PACK DISPOSABLE, STERILE | PAA | 20000 | Riyadh
185 | 4213220513200 | GLOVES SURGICAL, MOISTURIZER, LATEX, NON - POWDERED, SIZE: 6.5 INDIVIDUALLY WRAPPED IN INNER PACK DISPOSABLE, STERILE | PAA | 40000 | Riyadh
186 | 4213220513300 | GLOVES SURGICAL, MOISTURIZER, LATEX, NON - POWDERED, SIZE: 7.0 INDIVIDUALLY WRAPPED IN INNER PACK DISPOSABLE, STERILE | PAA | 32000 | Riyadh
187 | 4213220513400 | GLOVES SURGICAL, MOISTURIZER, LATEX, NON - POWDERED, SIZE: 7.5 INDIVIDUALLY WRAPPED IN INNER PACK DISPOSABLE, STERILE | PAA | 24000 | Riyadh
188 | 4213220513500 | GLOVES SURGICAL, MOISTURIZER, LATEX, NON - POWDERED, SIZE: 8.0 INDIVIDUALLY WRAPPED IN INNER PACK DISPOSABLE, STERILE | PAA | 30000 | Riyadh
189 | 4213220513600 | GLOVES SURGICAL, MOISTURIZER, LATEX, NON - POWDERED, SIZE: 8.5 INDIVIDUALLY WRAPPED IN INNER PACK DISPOSABLE, STERILE | PAA | 4000 | Riyadh
190 | 4213220600100 | POWDER TRANSFORMING POWDER DRESSING 0.5-1 G STERILE (WOUND AND OSTOMY) | PC | 1750 | Najran
191 | 4214000063900 | SEAL TAMPER PROOF PLASTIC SURGICAL CONTAINERS BLUE UNIVERSAL SINGLE USE. | EA | 1000 | Medina
192 | 4214000063900 | SEAL TAMPER PROOF PLASTIC SURGICAL CONTAINERS BLUE UNIVERSAL SINGLE USE. | EA | 20000 | Tabuk
193 | 4214000063900 | SEAL TAMPER PROOF PLASTIC SURGICAL CONTAINERS BLUE UNIVERSAL SINGLE USE. | EA | 50000 | Qassim
194 | 4214000065100 | SET SHEATH URETERAL ACCESS 12/14 FRENCH 35 CM (+/- 2CM) | EA | 300 | Tabuk
195 | 4214000065200 | SET SHEATH URETERAL ACCESS 12/14 FRENCH 45 CM (+/- 2CM) | EA | 500 | Tabuk
196 | 4214150000900 | COTTON ABSORBENT DENTAL ROLL SIZE: 3 (38-40 MM LONG X 12 MM DIAMETER) | EA | 4000 | Yanbu
197 | 4214150000900 | COTTON ABSORBENT DENTAL ROLL SIZE: 3 (38-40 MM LONG X 12 MM DIAMETER) | EA | 50000 | Najran
198 | 4214150001000 | APPLICATOR COTTON TIP 3 INCH 2 PIECES / PACK IN PEEL BACK WRAPPER STERILE | EA | 30000 | Riyadh
199 | 4214150001000 | APPLICATOR COTTON TIP 3 INCH 2 PIECES / PACK IN PEEL BACK WRAPPER STERILE | EA | 1500 | Abha
200 | 4214150102400 | COTTON MEDICAL ABSORBENT WITH ENTER LEAF NET WEIGHT OF ROLL WITHOUT INTERLEAF 500GM PACKING: INDIVIDUALLY IN PLASTIC BAG RIGID OUTER PACKI NG CONTAINERS OF SUITABLE SIZE | EA | 1000 | Riyadh
201 | 4214150102400 | COTTON MEDICAL ABSORBENT WITH ENTER LEAF NET WEIGHT OF ROLL WITHOUT INTERLEAF 500GM PACKING: INDIVIDUALLY IN PLASTIC BAG RIGID OUTER PACKI NG CONTAINERS OF SUITABLE SIZE | EA | 2000 | Ahsa
202 | 4214150201500 | APPLICATOR WOODEN 6 INCH WITH COTTON TIP NOT LESS THAN 100 PIECES / PACKET NON-STERILE | PKT | 70 | Riyadh
203 | 4214150201500 | APPLICATOR WOODEN 6 INCH WITH COTTON TIP NOT LESS THAN 100 PIECES / PACKET NON-STERILE | PKT | 3000 | Dammam
204 | 4214150300600 | "WIPES DRESSING DRY WIPES NON - WOVEN SINGLE - USE DRY WIPES NON - STERILE EACH WIPE MADE OF PROPYLENE 85% AND VISCOSE 15% MATERIAL THAT ARE THERMALLY BONDED EACH WIPE 30 X 35 CM (+\ - 2 CM ) MSDS SHOULD BE PROVIDED IN SOFT COPY (WOUND AND OSTOMY CARE)" | EA | 552000 | Riyadh
205 | 4214150300600 | "WIPES DRESSING DRY WIPES NON - WOVEN SINGLE - USE DRY WIPES NON - STERILE EACH WIPE MADE OF PROPYLENE 85% AND VISCOSE 15% MATERIAL THAT ARE THERMALLY BONDED EACH WIPE 30 X 35 CM (+\ - 2 CM ) MSDS SHOULD BE PROVIDED IN SOFT COPY (WOUND AND OSTOMY CARE)" | EA | 552000 | Riyadh
206 | 4214150300600 | "WIPES DRESSING DRY WIPES NON - WOVEN SINGLE - USE DRY WIPES NON - STERILE EACH WIPE MADE OF PROPYLENE 85% AND VISCOSE 15% MATERIAL THAT ARE THERMALLY BONDED EACH WIPE 30 X 35 CM (+\ - 2 CM ) MSDS SHOULD BE PROVIDED IN SOFT COPY (WOUND AND OSTOMY CARE)" | EA | 552000 | Riyadh
207 | 4214150402500 | APPLICATOR CHLORHEXIDINE CLEAR GLUCONATE WITH CHLORHEXIDINE GLUCONATE 2 % WITH AND 70 % V/V ISOPROPYL ALCOHOL LATEX FREE DEHP FREE SIZE: 26 ML FOR PATIENTS PRE-OPERATIVE SKIN PREPARATION INDIVIDUALLY PACKED DISPOSABLE STERILE | EA | 3840 | Dammam
208 | 4214150402800 | APPLICATOR CHLORHEXIDINE CLEAR GLUCONATE WITH CHLORHEXIDINE GLUCONATE 2 % WITH AND 70 % V/V ISOPROPYL ALCOHOL LATEX FREE DEHP FREE SIZE: 3 ML FOR PATIENTS PRE-OPERATIVE SKIN PREPARATION INDIVIDUALLY PACKED DISPOSABLE STERILE | EA | 192 | Al Quwaiiyah
209 | 4214150404500 | APPLICATOR CHLORHEXIDINE TINTED GLUCONATE WITH CHLORHEXIDINE GLUCONATE 2 % WITH AND 70 % V/V ISOPROPYL ALCOHOL LATEX FREE DEHP FREE SIZE: 10.5 ML FOR PATIENTS PRE-OPERATIVE SKIN PREPARATION INDIVIDUALLY PACKED DISPOSABLE STERILE | EA | 10000 | Riyadh
210 | 4214150500100 | APPLICATOR WOODEN 3 INCH WITH COTTON TIP NOT LESS THAN 100 PIECES / PACKET NON-STERILE | EA | 20000 | Al Kharj
211 | 4214160101500 | "DIAPER FROM APPROXIMATELY 25 TO 32 KG HIGHLY ABSORBENT ASSURES DRY SURFACE RE-ADJUSTABLE ADHESIVE TAPE PACKING: WRAPPED IN A PLASTIC PACK" | EA | 43140 | Riyadh
212 | 4214160101900 | PACIFIER INFANT ORAL PLASTIC WITH SILICONE TEAT LARGE | EA | 2025 | Riyadh
213 | 4214160101900 | PACIFIER INFANT ORAL PLASTIC WITH SILICONE TEAT LARGE | EA | 2025 | Riyadh
214 | 4214160102000 | TOOTHBRUSH SOFT BRISTLES FOR ADULT | EA | 9000 | Jeddah
215 | 4214160102000 | TOOTHBRUSH SOFT BRISTLES FOR ADULT | EA | 22000 | Riyadh
216 | 4214160102000 | TOOTHBRUSH SOFT BRISTLES FOR ADULT | EA | 3000 | Medina
217 | 4214160102000 | TOOTHBRUSH SOFT BRISTLES FOR ADULT | EA | 5000 | Jeddah
218 | 4214160102200 | TOOTHPASTE WHITE REGULAR 10 ML TUBE | EA | 10000 | Riyadh
219 | 4214160102200 | TOOTHPASTE WHITE REGULAR 10 ML TUBE | EA | 3000 | Riyadh
220 | 4214160102200 | TOOTHPASTE WHITE REGULAR 10 ML TUBE | EA | 4000 | Riyadh
221 | 4214160102500 | KIT ENEMA CONTAINS: 50-60 INCH TUBING WITH PRELUBRICATED TIP ADJUSTABLE CLAMP BAG 1500-2000 ML UNDERPAD CASTILE SOAP PACKET | EA | 180 | Yanbu
222 | 4214160103100 | CRANIAL ACCESS KIT, FOR NEURO EXTERNAL DRAINAGE SYSTEM, DISPOSABLE, STERILE | EA | 25 | Jeddah
223 | 4214160103500 | BABY BATH HYPOALLERGENIC PH-NEUTRAL PARABENS ALCOHOL FREE 400 - 500 ML BOTTLE | EA | 400 | Riyadh
224 | 4214160103500 | BABY BATH HYPOALLERGENIC PH-NEUTRAL PARABENS ALCOHOL FREE 400 - 500 ML BOTTLE | EA | 1400 | Jubali
225 | 4214160103500 | BABY BATH HYPOALLERGENIC PH-NEUTRAL PARABENS ALCOHOL FREE 400 - 500 ML BOTTLE | EA | 50 | Riyadh
226 | 4214160104000 | "LOTION BABY HAND AND BODY 150-200 ML BOTTLES FREE FROM FRAGRANCE AND ALCOHOL DISPOSABLE" | EA | 1456 | Riyadh
227 | 4214160104000 | "LOTION BABY HAND AND BODY 150-200 ML BOTTLES FREE FROM FRAGRANCE AND ALCOHOL DISPOSABLE" | EA | 448 | Al Kharj
228 | 4214160105100 | KIT PATIENT CARE (COMB LOTION POWDER NAIL CUTTER) | EA | 1000 | Hafar Al Batin
229 | 4214160105100 | KIT PATIENT CARE (COMB LOTION POWDER NAIL CUTTER) | EA | 6000 | Najran
230 | 4214160105900 | DIAPER, UNDERWEAR STYLE, WITH STRETCHABLE WAIST BAND, HIGH ABSORPTION, SOFT BREATHABLE, LATEX FREE, FOR ADULT, SIZE LARGE | EA | 5600 | Riyadh
231 | 4214160106300 | DIAPER, WRAP AROUND, WAIST SIZE: 32 INCH X 40 INCH (+/-3 INCH), ADULT, MEDIUM, HIGHLY ABSORBENT ASSURES DRY SURFACE, READJUSTABLE ADHESIVE TAPE, ANTI LEAK BARRIER, PACKING, WRAPPED IN A PLASTIC PACK | EA | 15000 | Buraidah
232 | 4214160500400 | GALLIPOTS 250-300 ML POLYETHYLENE PLASTIC CONTAINER NON STERILE | EA | 1500 | Abha
233 | 4214160600700 | BASIN PLASTIC 6 - 10 LITER NON-STERILE | EA | 1800 | Qassim
234 | 4214160700000 | URINAL MALE HARD TRANSPARENT PLASTIC 1000 ML CAPACITY GRADUATED WITH HANGING FACILITY AND FLAT BOTTOM DISPOSABLE | EA | 450 | Wadi Al Dawasir
235 | 4214160700000 | URINAL MALE HARD TRANSPARENT PLASTIC 1000 ML CAPACITY GRADUATED WITH HANGING FACILITY AND FLAT BOTTOM DISPOSABLE | EA | 2730 | Riyadh
236 | 4214160700000 | URINAL MALE HARD TRANSPARENT PLASTIC 1000 ML CAPACITY GRADUATED WITH HANGING FACILITY AND FLAT BOTTOM DISPOSABLE | EA | 1080 | Medina
237 | 4214161100200 | BAG PATIENT SET-UP PRINTED TRANSPARENT WITH DRAWSTRING SIZE: 12 INCH X 15 INCH (+/- 2 INCH) | EA | 12000 | Jeddah
238 | 4214161100300 | "BAG PLASTIC BIG MOUTH PILL CRUSHER DISPOSABLE" | EA | 40000 | Riyadh
239 | 4214170502400 | PATIENT TRANSFER, FLAT SLIDE SHEET WITH HANDLES, TURNING, AND REPOSITIONING IN BED, SIZE 100 X 200 CM (+/- 20 CM), WEIGHT CAPACITY 150 KG, SINGLE PATIENT USE | EA | 1250 | Riyadh
240 | 4214170502500 | GEL POSITIONER CLOSED HEAD RING ADULT | EA | 54 | Makkah
241 | 4214170507200 | POSITIONER, FLUIDIZED, PRESSURE REDISTRIBUTION, COMPATIBLE WITH MRI, SIZE 65 X 95 CM (+/- 5 CM), (WOUND AND OSTOMY CARE) | EA | 100 | Tabuk
242 | 4214170507300 | POSITIONER, FLUIDIZED, PRESSURE REDISTRIBUTION, COMPATIBLE WITH MRI, SIZE 45 X 80 CM (+/- 5 CM), (WOUND AND OSTOMY CARE) | EA | 60 | Tabuk
243 | 4214180200200 | SELF-ADHESIVE ELECTRODES USED FOR TENS AND ELECTROTHERAPY WITH PRE-ATTACHED LEAD SQUARE-SHAPE SIZE: 40 X 90 MM PACK OF 4 EACH | EA | 200 | khobar
244 | 4214180200300 | SELF - ADHESIVE ELECTRODES USED FOR TENS AND ELECTROTHERAPY WITH PRE - ATTACHED LEAD SQUARE - SHAPE SIZE: 50 X 50 MM PACK OF 4 EACH | EA | 200 | khobar
245 | 4214210000300 | PACK COLD INSTANT ICE COMPRESS 15 X 28 CM (+/- 2 CM) | EA | 504 | Dammam
246 | 4214210000400 | PACK COLD/HOT GEL REUSABLE SIZE 15 X 25 CM (+/- 3 CM) | EA | 64 | Dammam
247 | 4214210000600 | PACK INSTANT WARM MEDIUM DISPOSABLE | EA | 1080 | Makkah
248 | 4214210000800 | MOIST HEAT PACK REUSABLE LATEX FREE SIZE: 10 INCHES X 18 INCHES STANDARD | EA | 5 | Riyadh
249 | 4214210500400 | TRANSDUCER KIT, INTRACRANIAL PRESSURE, BOTH SUBDURAL AND INTRA PARENCHYMAL PRESSURE MONITORING, DISPOSABLE, STERILE | EA | 100 | Al Baha
250 | 4214210603900 | BLANKET ALUMINUM COATED 140 CM X 220 CM (+/- 20 CM) FOR ADULT | EA | 600 | Riyadh
251 | 4214210603900 | BLANKET ALUMINUM COATED 140 CM X 220 CM (+/- 20 CM) FOR ADULT | EA | 750 | Riyadh
252 | 4214230103700 | LABEL, ZEBRA, CRYO/PVC, 5 CM X 2.5 CM | EA | 1500 | Tabuk
253 | 4214230200100 | PAPER CHART ECG FOR SCHILLER SIZE APPROX. 80 MM X 70 MM | EA | 200 | Tabuk
254 | 4214230301300 | BAND WRIST FOR NEWLY BORN BABIES IDENTIFICATION BLUE WITH LABEL CONTAINS THE FOLLOWING INFORMATION (PATIENT NAME/FILE NO/AGE / SEX) | EA | 35000 | Riyadh
255 | 4214230301300 | BAND WRIST FOR NEWLY BORN BABIES IDENTIFICATION BLUE WITH LABEL CONTAINS THE FOLLOWING INFORMATION (PATIENT NAME/FILE NO/AGE / SEX) | EA | 80000 | Tabuk
256 | 4214230301500 | BAND WRIST FOR NEWLY BORN BABIES IDENTIFICATION PINK WITH LABEL CONTAINS THE FOLLOWING INFORMATION (PATIENT NAME/FILE NO/AGE/ SEX) | EA | 80000 | Tabuk
257 | 4214230302300 | BAND WRIST FOR PATIENT IDENTIFICATION RED FOR BLOOD TYPING | EA | 10000 | Tabuk
258 | 4214230302900 | BAND WRIST FOR ADULT IDENTIFICATION WHITE WITH LABEL CONTAINS THE FOLLOWING INFORMATION (PATIENT NAME/FILE NO./ AGE / SEX.) | EA | 20000 | Abha
259 | 4214230302900 | BAND WRIST FOR ADULT IDENTIFICATION WHITE WITH LABEL CONTAINS THE FOLLOWING INFORMATION (PATIENT NAME/FILE NO./ AGE / SEX.) | EA | 50000 | Hafar Al Batin
260 | 4214230302900 | BAND WRIST FOR ADULT IDENTIFICATION WHITE WITH LABEL CONTAINS THE FOLLOWING INFORMATION (PATIENT NAME/FILE NO./ AGE / SEX.) | EA | 100000 | Ahsa
261 | 4214230302900 | BAND WRIST FOR ADULT IDENTIFICATION WHITE WITH LABEL CONTAINS THE FOLLOWING INFORMATION (PATIENT NAME/FILE NO./ AGE / SEX.) | EA | 150000 | Tabuk
262 | 4214230303900 | BAND WRIST DIRECT THERMAL WITH ADHESIVE CLOSURE PEDIATRIC WHITE COMPATIBLE WITH THE HOSPITAL MACHINE | EA | 60000 | Qassim
263 | 4214230304800 | WRISTBAND MULTI LAMINATED HEAVY DUTY FOR PSYCHIATRIC PATIENT ID | EA | 6000 | Dammam
264 | 4214230504200 | MARKER FINE TIP PERMANENT INK MUST BE WITH STAND STEAM AND PLASMA STERILIZATION BLACK NON STERILE. | EA | 30 | Riyadh
265 | 4214230504200 | MARKER FINE TIP PERMANENT INK MUST BE WITH STAND STEAM AND PLASMA STERILIZATION BLACK NON STERILE. | EA | 10 | Riyadh
266 | 4214230504200 | MARKER FINE TIP PERMANENT INK MUST BE WITH STAND STEAM AND PLASMA STERILIZATION BLACK NON STERILE. | EA | 500 | Dammam
267 | 4214240100000 | BAG FOR VOMITING SUPER ABSORBENT PAD ABILITY TO CONVERT LIQUID INTO SOLID GEL POLYETHYLENE BAG WITH SECURE CLOSURE SHOULD PROVIDE BEDSIDE WALL HOLDER CAPACITY NOT LESS THAN 500 ML DISPOSABLE | EA | 3360 | Ahsa
268 | 4214240100000 | BAG FOR VOMITING SUPER ABSORBENT PAD ABILITY TO CONVERT LIQUID INTO SOLID GEL POLYETHYLENE BAG WITH SECURE CLOSURE SHOULD PROVIDE BEDSIDE WALL HOLDER CAPACITY NOT LESS THAN 500 ML DISPOSABLE | EA | 7560 | Riyadh
269 | 4214240100000 | BAG FOR VOMITING SUPER ABSORBENT PAD ABILITY TO CONVERT LIQUID INTO SOLID GEL POLYETHYLENE BAG WITH SECURE CLOSURE SHOULD PROVIDE BEDSIDE WALL HOLDER CAPACITY NOT LESS THAN 500 ML DISPOSABLE | EA | 7560 | Riyadh
270 | 4214240100000 | BAG FOR VOMITING SUPER ABSORBENT PAD ABILITY TO CONVERT LIQUID INTO SOLID GEL POLYETHYLENE BAG WITH SECURE CLOSURE SHOULD PROVIDE BEDSIDE WALL HOLDER CAPACITY NOT LESS THAN 500 ML DISPOSABLE | EA | 4200 | Dammam
271 | 4214250201000 | NEEDLE SPINAL PENCIL POINT WITH INTRODUCER DISPOSABLE STERILE SIZE G25 X 6 THE SPINAL NEEDLE MUST BE LONGER THAN THE INTRODUCER | EA | 100 | Jubali
272 | 4214250202400 | NEEDLE EPIDURAL TUOHY SZ 18G X 150MM | EA | 25 | Hail
273 | 4214250203100 | SPINAL NEEDLE QUINCKE TYPE POINT DISPOSABLE STERILE 22G X 3.5 INCH | EA | 2000 | Riyadh
274 | 4214250203100 | SPINAL NEEDLE QUINCKE TYPE POINT DISPOSABLE STERILE 22G X 3.5 INCH | EA | 750 | Dammam
275 | 4214250203100 | SPINAL NEEDLE QUINCKE TYPE POINT DISPOSABLE STERILE 22G X 3.5 INCH | EA | 250 | khobar
276 | 4214250203300 | SPINAL NEEDLE QUINCKE TYPE POINT DISPOSABLE STERILE 23G X 3.5 INCH | EA | 1200 | Medina
277 | 4214250203400 | SPINAL NEEDLE SPROTTE TIP 24G X 90MM STAINLESS STEEL NEEDLE ATRAUMATIC TIP COLOR CODED WITH SIZE INDICATION ON NEEDLE HUB OVAL SHAPE FOR THE HOLE BURR-FREE ROUNDED ATRAUMATIC EDGES WITH INTRODUCER 30MM WITH FUNNEL SHAPED HUB | EA | 75 | Jeddah
278 | 4214250206100 | SPINAL NEEDLE QUINCKE TYPE POINT, DISPOSABLE, STERILE, 20G X 3.5 INCH | EA | 2000 | Riyadh
279 | 4214250206100 | SPINAL NEEDLE QUINCKE TYPE POINT, DISPOSABLE, STERILE, 20G X 3.5 INCH | EA | 200 | Jeddah
280 | 4214250207100 | SPINAL NEEDLE QUINCKE TYPE POINT DISPOSABLE STERILE 22G X 5 INCH | EA | 25 | Hail
281 | 4214250402700 | NEEDLE BIOPSY CHIBA OR ANY EQUIVALENT 18 G 15 CM | EA | 1350 | Yanbu
282 | 4214250405900 | NEEDLE BIOPSY FOR BONE MARROW WITH EXTRACTION CANNULA HARVEST 11G X 100 MM ( +/- 10 MM ) STERILE | EA | 70 | Dammam
283 | 4214250405900 | NEEDLE BIOPSY FOR BONE MARROW WITH EXTRACTION CANNULA HARVEST 11G X 100 MM ( +/- 10 MM ) STERILE | EA | 200 | Jeddah
284 | 4214250405900 | NEEDLE BIOPSY FOR BONE MARROW WITH EXTRACTION CANNULA HARVEST 11G X 100 MM ( +/- 10 MM ) STERILE | EA | 150 | Riyadh
285 | 4214250408800 | NEEDLE, BIOPSY SYSTEM, BONE MARROW, 11 X 150 MM (+/ - 5 MM), DISPOSABLE, STERILE | EA | 300 | Najran
286 | 4214250408800 | NEEDLE, BIOPSY SYSTEM, BONE MARROW, 11 X 150 MM (+/ - 5 MM), DISPOSABLE, STERILE | EA | 120 | Jeddah
287 | 4214251202100 | FISTULA NEEDLE SINGLE G17 SHARP PYROGEN FREE ONE INCH LONG ULTRATHIN WALL LONG TUBE SILICONIZED WITH NEEDLE PROTECTOR AND BACK EYE WITH NON-ALLERGIC WINGS IN WHICH THE NEEDLE CAN ROTATE FREELY CLEAR KINK RESISTANT TUBE FITTED WITH FEMALE LUER LOCK AND RATCHET CLAMP FLEXIBLE WINGS AND PLASTIC PART NON LEAKING TRANSPARENT PLASTIC PART DISPOSABLE STERILE | PC | 300 | Riyadh
288 | 4214252100600 | NEEDLE, BUTTERFLY, SIZE 21G X 3/4 INCH, WITH TUBE 10-14 INCH, RETRACTABLE NEEDLE, DISPOSABLE, STERILE | EA | 2700 | Dammam
289 | 4214252102300 | COUNTER FOR NEEDLE MAGNETIC TO SECURE NEEDLES PLACEMENT RETENTION AND COUNT AFTER USE IN SURGERY DOUBLE BLACK MAGNETIC WITH BLADE REMOVAL SYSTEM AND BOX LOCKS COUNT/CAPACITY (20 /20) DISPOSABLE STERILE | EA | 2160 | Ahsa
290 | 4214252103400 | NEEDLE, BUTTERFLY, SIZE 19G X 3/4 INCH, WITH TUBE 10-14 INCH, RETRACTABLE NEEDLE, DISPOSABLE, STERILE | EA | 1200 | Riyadh
291 | 4214252300100 | SYRINGE 10 ML LUER LOCK TIP FIXED GRADUATION WITH NEEDLE G 21 X 1.5 IN DISPOSABLE STERILE | EA | 1200 | Riyadh
292 | 4214252300100 | SYRINGE 10 ML LUER LOCK TIP FIXED GRADUATION WITH NEEDLE G 21 X 1.5 IN DISPOSABLE STERILE | EA | 12000 | Al Kharj
293 | 4214252300100 | SYRINGE 10 ML LUER LOCK TIP FIXED GRADUATION WITH NEEDLE G 21 X 1.5 IN DISPOSABLE STERILE | EA | 15600 | Al Kharj
294 | 4214252300100 | SYRINGE 10 ML LUER LOCK TIP FIXED GRADUATION WITH NEEDLE G 21 X 1.5 IN DISPOSABLE STERILE | EA | 300000 | Tabuk
295 | 4214252300100 | SYRINGE 10 ML LUER LOCK TIP FIXED GRADUATION WITH NEEDLE G 21 X 1.5 IN DISPOSABLE STERILE | EA | 300000 | Jazan
296 | 4214252300100 | SYRINGE 10 ML LUER LOCK TIP FIXED GRADUATION WITH NEEDLE G 21 X 1.5 IN DISPOSABLE STERILE | EA | 100000 | Dammam
297 | 4214252300100 | SYRINGE 10 ML LUER LOCK TIP FIXED GRADUATION WITH NEEDLE G 21 X 1.5 IN DISPOSABLE STERILE | EA | 25000 | Riyadh
298 | 4214252300100 | SYRINGE 10 ML LUER LOCK TIP FIXED GRADUATION WITH NEEDLE G 21 X 1.5 IN DISPOSABLE STERILE | EA | 50000 | Arar
299 | 4214252300100 | SYRINGE 10 ML LUER LOCK TIP FIXED GRADUATION WITH NEEDLE G 21 X 1.5 IN DISPOSABLE STERILE | EA | 300000 | Ahsa
300 | 4214252300100 | SYRINGE 10 ML LUER LOCK TIP FIXED GRADUATION WITH NEEDLE G 21 X 1.5 IN DISPOSABLE STERILE | EA | 30000 | Al Kharj
301 | 4214252300100 | SYRINGE 10 ML LUER LOCK TIP FIXED GRADUATION WITH NEEDLE G 21 X 1.5 IN DISPOSABLE STERILE | EA | 400000 | Dammam
302 | 4214252300200 | SYRINGE 20 ML LUER LOCK TIP FIXED GRADUATION WITH NEEDLE G 21 X 1.5 IN DISPOSABLE STERILE | EA | 6000 | Riyadh
303 | 4214252300200 | SYRINGE 20 ML LUER LOCK TIP FIXED GRADUATION WITH NEEDLE G 21 X 1.5 IN DISPOSABLE STERILE | EA | 3600 | Al Kharj
304 | 4214252300200 | SYRINGE 20 ML LUER LOCK TIP FIXED GRADUATION WITH NEEDLE G 21 X 1.5 IN DISPOSABLE STERILE | EA | 120000 | Ahsa
305 | 4214252300200 | SYRINGE 20 ML LUER LOCK TIP FIXED GRADUATION WITH NEEDLE G 21 X 1.5 IN DISPOSABLE STERILE | EA | 10000 | Al Kharj
306 | 4214252300200 | SYRINGE 20 ML LUER LOCK TIP FIXED GRADUATION WITH NEEDLE G 21 X 1.5 IN DISPOSABLE STERILE | EA | 15000 | Wadi Al Dawasir
307 | 4214252300200 | SYRINGE 20 ML LUER LOCK TIP FIXED GRADUATION WITH NEEDLE G 21 X 1.5 IN DISPOSABLE STERILE | EA | 200000 | Dammam
308 | 4214252300300 | SYRINGE 3 ML LUER LOCK TIP AND FIXED GRADUATION WITH NEEDLE G 23 X 1.25 INCH DISPOSABLE STERILE | EA | 9600 | Al Kharj
309 | 4214252300300 | SYRINGE 3 ML LUER LOCK TIP AND FIXED GRADUATION WITH NEEDLE G 23 X 1.25 INCH DISPOSABLE STERILE | EA | 2400 | Riyadh
310 | 4214252300300 | SYRINGE 3 ML LUER LOCK TIP AND FIXED GRADUATION WITH NEEDLE G 23 X 1.25 INCH DISPOSABLE STERILE | EA | 38400 | Dammam
311 | 4214252300300 | SYRINGE 3 ML LUER LOCK TIP AND FIXED GRADUATION WITH NEEDLE G 23 X 1.25 INCH DISPOSABLE STERILE | EA | 400000 | Jazan
312 | 4214252300300 | SYRINGE 3 ML LUER LOCK TIP AND FIXED GRADUATION WITH NEEDLE G 23 X 1.25 INCH DISPOSABLE STERILE | EA | 30000 | Riyadh
313 | 4214252300300 | SYRINGE 3 ML LUER LOCK TIP AND FIXED GRADUATION WITH NEEDLE G 23 X 1.25 INCH DISPOSABLE STERILE | EA | 50000 | Arar
314 | 4214252300300 | SYRINGE 3 ML LUER LOCK TIP AND FIXED GRADUATION WITH NEEDLE G 23 X 1.25 INCH DISPOSABLE STERILE | EA | 600000 | Dammam
315 | 4214252300300 | SYRINGE 3 ML LUER LOCK TIP AND FIXED GRADUATION WITH NEEDLE G 23 X 1.25 INCH DISPOSABLE STERILE | EA | 150000 | Ahsa
316 | 4214252300400 | "SYRINGE 50-60 ML CATHETER TIP AND FIXED GRADUATION DISPOSABLE STERILE" | EA | 10000 | Riyadh
317 | 4214252300400 | "SYRINGE 50-60 ML CATHETER TIP AND FIXED GRADUATION DISPOSABLE STERILE" | EA | 19000 | Makkah
318 | 4214252300400 | "SYRINGE 50-60 ML CATHETER TIP AND FIXED GRADUATION DISPOSABLE STERILE" | EA | 5000 | Arar
319 | 4214252300500 | "SYRINGE 50 ML SIDE LUER SLIP AND FIXED GRADUATION WITHOUT NEEDLE DISPOSABLE STERILE" | EA | 3000 | Medina
320 | 4214252300500 | "SYRINGE 50 ML SIDE LUER SLIP AND FIXED GRADUATION WITHOUT NEEDLE DISPOSABLE STERILE" | EA | 3000 | Al Kharj
321 | 4214252300500 | "SYRINGE 50 ML SIDE LUER SLIP AND FIXED GRADUATION WITHOUT NEEDLE DISPOSABLE STERILE" | EA | 1600 | Dammam
322 | 4214252301100 | SYRINGE FOR INSULIN 1 ML FIXED GRADUATION 1:100 UNITS WITH NEEDLE SIZE: G 30 X 12.7 MM DISPOSABLE STERILE | EA | 1500 | Riyadh
323 | 4214252301100 | SYRINGE FOR INSULIN 1 ML FIXED GRADUATION 1:100 UNITS WITH NEEDLE SIZE: G 30 X 12.7 MM DISPOSABLE STERILE | EA | 50000 | Ahsa
324 | 4214252303800 | NEEDLE, SAFETY, LUER LOCK, SIZE: G27 X 0.5 INCH, PACKING: INDIVIDUALLY WRAPPED, DISPOSABLE, STERILE | EA | 7200 | Dammam
325 | 4214252305300 | NEEDLE HYPODERMIC SIZE: G26 X 0.5 INCH PACKING: INDIVIDUALLY WRAPPED DISPOSABLE STERILE | PC | 4000 | Aseer
326 | 4214252305900 | NEEDLE HYPODERMIC SIZE: G20 X 1.5 INCH PACKING: INDIVIDUALLY WRAPPED DISPOSABLE STERILE | EA | 4000 | Aseer
327 | 4214252306000 | NEEDLE HYPODERMIC SIZE: G18 X 1.5 INCH PACKING: INDIVIDUALLY WRAPPED DISPOSABLE STERILE | EA | 5000 | Riyadh
328 | 4214252307700 | NEEDLE HYPODERMIC NEEDLE ELECTRODE FOR EMG GUIDED MEDICATIONS INJECTION IT SHOULD BE COMPATIBLE WITH LUER LOCK SYRINGES ASSORTED SIZES | EA | 500 | Dammam
329 | 4214252309800 | "SYRINGE 20 ML LUER LOCK TIP AND FIXED GRADUATION WITHOUT NEEDLE DISPOSABLE STERILE" | EA | 16700 | Makkah
330 | 4214252309800 | "SYRINGE 20 ML LUER LOCK TIP AND FIXED GRADUATION WITHOUT NEEDLE DISPOSABLE STERILE" | EA | 9984 | Taif
331 | 4214252309900 | "SYRINGE TUBERCULIN 1 ML 25 G X 5/8 SLIP TIP DISPOSABLE STERILE" | EA | 4800 | Bisha
332 | 4214252311600 | "SYRINGE FOR TUBERCULIN 1 ML 3 PIECES LOCK END AND FIXED GRADUATION 1 : 100 UNITS WITH NEEDLE SIZE: G 26 X 5/8 INCH DISPOSABLE STERILE" | EA | 24000 | Al Kharj
333 | 4214252311600 | "SYRINGE FOR TUBERCULIN 1 ML 3 PIECES LOCK END AND FIXED GRADUATION 1 : 100 UNITS WITH NEEDLE SIZE: G 26 X 5/8 INCH DISPOSABLE STERILE" | EA | 300000 | Abha
334 | 4214252311600 | "SYRINGE FOR TUBERCULIN 1 ML 3 PIECES LOCK END AND FIXED GRADUATION 1 : 100 UNITS WITH NEEDLE SIZE: G 26 X 5/8 INCH DISPOSABLE STERILE" | EA | 13000 | Wadi Al Dawasir
335 | 4214252311800 | NEEDLE HYPODERMIC SIZE: G19 X 1.5 INCH PACKING: INDIVIDUALLY WRAPPED DISPOSABLE STERILE | EA | 2000 | Aseer
336 | 4214252311900 | NEEDLE, HYPODERMIC, SIZE: G23 X 1 INCH, PACKING: INDIVIDUALLY WRAPPED, DISPOSABLE, STERILE | EA | 400 | Riyadh
337 | 4214252312500 | NEEDLE, HUBER, SAFTEY, 20 G X 1 INCH, 90 DEGREE, WITH WINGS, WITH SHORT TUBING, STERILE | EA | 800 | Qatif
338 | 4214252312500 | NEEDLE, HUBER, SAFTEY, 20 G X 1 INCH, 90 DEGREE, WITH WINGS, WITH SHORT TUBING, STERILE | EA | 500 | Tabuk
339 | 4214252312500 | NEEDLE, HUBER, SAFTEY, 20 G X 1 INCH, 90 DEGREE, WITH WINGS, WITH SHORT TUBING, STERILE | EA | 2000 | Ahsa
340 | 4214252312500 | NEEDLE, HUBER, SAFTEY, 20 G X 1 INCH, 90 DEGREE, WITH WINGS, WITH SHORT TUBING, STERILE | EA | 2300 | Ahsa
341 | 4214252312500 | NEEDLE, HUBER, SAFTEY, 20 G X 1 INCH, 90 DEGREE, WITH WINGS, WITH SHORT TUBING, STERILE | EA | 2300 | Ahsa
342 | 4214252313700 | NEEDLE HYPODERMIC SIZE: G30 X 0.5 INCH PACKING: INDIVIDUALLY WRAPPED DISPOSABLE STERILE | EA | 2000 | Aseer
343 | 4214252314200 | SYRINGE 10 ML LUER LOCK TIP AND FIXED GRADUATION WITHOUT NEEDLE DISPOSABLE STERILE | EA | 1200 | Riyadh
344 | 4214252314700 | "SYRINGE 5 ML CENTRAL LUER SLIP AND FIXED GRADUATION WITHOUT NEEDLE DISPOSABLE STERILE" | EA | 2400 | Riyadh
345 | 4214252314900 | SYRINGE 1 ML LUER SLIP AND FIXED GRADUATION WITH NEEDLE G 26 X 3/8 INCH DISPOSABLE STERILE | EA | 2400 | Riyadh
346 | 4214253101500 | CONTAINER WASTE DISPOSAL UNIT SHARPS/NEEDLE/SYRINGE WALL MOUNTED 4 LITER RIGID PLASTIC YELLOW TRANSPARENT LEAK PROOF PUNCTURE RESISTANT WITH HERMETICAL SEAL POLYPROPYLENE 2 PART LID AND BASE WITH LOGO "BIOHAZARDOUS WASTE" 9 X 10 X 4 INCH | EA | 600 | Medina
347 | 4214253500000 | ANESTHESIA TRAY PRE-FILLED MULTI PURPOSE STER CONTAIN: TRAY BY 3 COMPARTMENTS GALLIPOT BOWL 50-60ML GAUZE 4INCH X4INCH DRAPE FENESTRATED WITH TAPE SYRINGE 3ML SYRINGE 5ML SYRINGE 10ML NEEDLE 18G NEEDLE 25G NEEDLE 22G PLASTER STRIP DISPOSABLE | EA | 800 | Jeddah
348 | 4214253600400 | CATHETER THORACIC DRAINAGE WITH TROCAR AND SENTINEL STRAIGHT TRANSPARENT ROUND SOFT TIP WITH 2 EYELETS OR MORE RADIO-OPAQUE 30-50CM LENGTH WITH PEEL OFF PACKING SIZE: FG 24 DISPOSABLE STERILE | EA | 50 | Dammam
349 | 4214253601100 | CATHETER THORACIC DRAINAGE WITH TROCAR AND SENTINEL STRAIGHT TRANSPARENT ROUND SOFT TIP WITH 2 EYELETS OR MORE RADIO-OPAQUE 10-25CM LENGTH WITH PEEL OFF PACKING SIZE: FG 12 DISPOSABLE STERILE | EA | 100 | Dammam
350 | 4214253601600 | CATHETER THORACIC DRAINAGE WITHOUT TROCAR AND SENTINEL STRAIGHT TRANSPARENT ROUND SOFT TIP WITH 2 EYELETS OR MORE RADIO-OPAQUE 30-50CM LENGTH WITH PEEL OFF PACKING SIZE: FG 32 DISPOSABLE STERILE | EA | 50 | Jeddah
351 | 4214253601600 | CATHETER THORACIC DRAINAGE WITHOUT TROCAR AND SENTINEL STRAIGHT TRANSPARENT ROUND SOFT TIP WITH 2 EYELETS OR MORE RADIO-OPAQUE 30-50CM LENGTH WITH PEEL OFF PACKING SIZE: FG 32 DISPOSABLE STERILE | EA | 25 | Jeddah
352 | 4214253606100 | NEEDLE SCALPEL TIP THIN WALL 16G X 1 INCH DISPOSABLE STERILE | EA | 6000 | Riyadh
353 | 4214253610000 | CATHETER THORACIC DRAINAGE WITHOUT TROCAR AND SENTINEL STRAIGHT TRANSPARENT ROUND SOFT TIP WITH 2 EYELETS OR MORE RADIO-OPAQUE 30-50CM LENGTH WITH PEEL OFF PACKING SIZE: FG 36 DISPOSABLE STERILE | EA | 50 | Jeddah
354 | 4214253610000 | CATHETER THORACIC DRAINAGE WITHOUT TROCAR AND SENTINEL STRAIGHT TRANSPARENT ROUND SOFT TIP WITH 2 EYELETS OR MORE RADIO-OPAQUE 30-50CM LENGTH WITH PEEL OFF PACKING SIZE: FG 36 DISPOSABLE STERILE | EA | 25 | Jeddah
355 | 4214260400000 | CAP TIP FOR SYRINGE LUER LOCK AND LUER SLIP LATEX FREE STERILE. | EA | 500 | Abha
356 | 4214260800300 | SYRINGE INJECTOR 200 ML AND COILED LOW PRESSURE CONNECTOR TUBE AND PRIME TUBE AND QUICK FILL TUBE FRONT LOAD FOR MEDRAD OR EQUIVALENT DISPOSABLE STERILE | EA | 350 | Riyadh
357 | 4214260800900 | SYRINGE AUTO DISABLE 0.05 OR 0.1 ML FIXED DOSE FOR BCG 3 PIECES ATTACHED NEEDLE SIZE: 27 G X 3/8 OR EQUIVALENT STERILE | EA | 6000 | Ahsa
358 | 4214260801800 | SYRINGE 5 ML LUER LOCK TIP AND FIXED GRADUATION WITH NEEDLE G 21 X 1.5 INCH DISPOSABLE STERILE | EA | 24000 | Medina
359 | 4214260801800 | SYRINGE 5 ML LUER LOCK TIP AND FIXED GRADUATION WITH NEEDLE G 21 X 1.5 INCH DISPOSABLE STERILE | EA | 240000 | Aseer
360 | 4214260801800 | SYRINGE 5 ML LUER LOCK TIP AND FIXED GRADUATION WITH NEEDLE G 21 X 1.5 INCH DISPOSABLE STERILE | EA | 20000 | Arar
361 | 4214260801800 | SYRINGE 5 ML LUER LOCK TIP AND FIXED GRADUATION WITH NEEDLE G 21 X 1.5 INCH DISPOSABLE STERILE | EA | 918000 | Makkah
362 | 4214260801800 | SYRINGE 5 ML LUER LOCK TIP AND FIXED GRADUATION WITH NEEDLE G 21 X 1.5 INCH DISPOSABLE STERILE | EA | 200000 | Dammam
363 | 4214260801800 | SYRINGE 5 ML LUER LOCK TIP AND FIXED GRADUATION WITH NEEDLE G 21 X 1.5 INCH DISPOSABLE STERILE | EA | 30000 | Riyadh
364 | 4214260801800 | SYRINGE 5 ML LUER LOCK TIP AND FIXED GRADUATION WITH NEEDLE G 21 X 1.5 INCH DISPOSABLE STERILE | EA | 50000 | Arar
365 | 4214260801800 | SYRINGE 5 ML LUER LOCK TIP AND FIXED GRADUATION WITH NEEDLE G 21 X 1.5 INCH DISPOSABLE STERILE | EA | 400000 | Dammam
366 | 4214260801800 | SYRINGE 5 ML LUER LOCK TIP AND FIXED GRADUATION WITH NEEDLE G 21 X 1.5 INCH DISPOSABLE STERILE | EA | 300000 | Ahsa
367 | 4214260801800 | SYRINGE 5 ML LUER LOCK TIP AND FIXED GRADUATION WITH NEEDLE G 21 X 1.5 INCH DISPOSABLE STERILE | EA | 20000 | Wadi Al Dawasir
368 | 4214260801800 | SYRINGE 5 ML LUER LOCK TIP AND FIXED GRADUATION WITH NEEDLE G 21 X 1.5 INCH DISPOSABLE STERILE | EA | 60000 | Qatif
369 | 4214260801800 | SYRINGE 5 ML LUER LOCK TIP AND FIXED GRADUATION WITH NEEDLE G 21 X 1.5 INCH DISPOSABLE STERILE | EA | 500000 | Dammam
370 | 4214260801800 | SYRINGE 5 ML LUER LOCK TIP AND FIXED GRADUATION WITH NEEDLE G 21 X 1.5 INCH DISPOSABLE STERILE | EA | 28800 | Al Kharj
371 | 4214260801900 | "SYRINGE 20 ML SIDE LUER SLIP AND FIXED GRADUATION WITHOUT NEEDLE DISPOSABLE STERILE" | EA | 15000 | Wadi Al Dawasir
372 | 4214260802100 | SYRINGE, 1 ML, LUER LOCK TIP, AND FIXED GRADUATION, WITHOUT NEEDLE, DISPOSABLE, STERILE | EA | 14400 | Dammam
373 | 4214260802300 | SYRINGE, HYPODERMIC, 10 ML, WITHOUT NEEDLE, ECCENTRIC SLIP LOCK, DISPOSABLE, STERILE | EA | 6000 | Riyadh
374 | 4214260900500 | "SYRINGE 3 ML LUER LOCK TIP AND FIXED GRADUATION WITH NEEDLE G 22 X 1.5 INCH DISPOSABLE STERILE" | EA | 12000 | Najran
375 | 4214260900700 | "SYRINGE 3 ML LUER LOCK TIP AND FIXED GRADUATION WITH NEEDLE G 21 X 1.5 INCH DISPOSABLE STERILE" | EA | 24000 | Medina
376 | 4214260900700 | "SYRINGE 3 ML LUER LOCK TIP AND FIXED GRADUATION WITH NEEDLE G 21 X 1.5 INCH DISPOSABLE STERILE" | EA | 100000 | Riyadh
377 | 4214260900700 | "SYRINGE 3 ML LUER LOCK TIP AND FIXED GRADUATION WITH NEEDLE G 21 X 1.5 INCH DISPOSABLE STERILE" | EA | 500 | Riyadh
378 | 4214261000300 | "SYRINGE ORAL MEDICATION 5 ML CLEAN WITH SEPARATE RIBBED TIP CAPS LATEX-FREE DUAL GRADUATIONS IN MILLILITERS ORAL FEEDING LUER TIP AMBER TINT DISPOSABLE" | EA | 6300 | Ahsa
379 | 4214261000300 | "SYRINGE ORAL MEDICATION 5 ML CLEAN WITH SEPARATE RIBBED TIP CAPS LATEX-FREE DUAL GRADUATIONS IN MILLILITERS ORAL FEEDING LUER TIP AMBER TINT DISPOSABLE" | EA | 1800 | Medina
380 | 4214261000300 | "SYRINGE ORAL MEDICATION 5 ML CLEAN WITH SEPARATE RIBBED TIP CAPS LATEX-FREE DUAL GRADUATIONS IN MILLILITERS ORAL FEEDING LUER TIP AMBER TINT DISPOSABLE" | EA | 900 | Medina
381 | 4214261000300 | "SYRINGE ORAL MEDICATION 5 ML CLEAN WITH SEPARATE RIBBED TIP CAPS LATEX-FREE DUAL GRADUATIONS IN MILLILITERS ORAL FEEDING LUER TIP AMBER TINT DISPOSABLE" | EA | 1800 | Medina
382 | 4214261500800 | SYRINGE FOR INSULIN 1 ML FIXED GRADUATION WITH NEEDLE SIZE: G 30 X 8 MM DISPOSABLE STERILE | EA | 50000 | Jeddah
383 | 4214261500800 | SYRINGE FOR INSULIN 1 ML FIXED GRADUATION WITH NEEDLE SIZE: G 30 X 8 MM DISPOSABLE STERILE | EA | 66000 | Riyadh
384 | 4214261500800 | SYRINGE FOR INSULIN 1 ML FIXED GRADUATION WITH NEEDLE SIZE: G 30 X 8 MM DISPOSABLE STERILE | EA | 6000 | Medina
385 | 4214261900600 | SYRINGE 10 ML PREFILLED WITH 10 ML 0.9 % SALINE TO BE USED WITHIN A STERILE FIELD DISPOSABLE | EA | 5000 | Riyadh
386 | 4214270200300 | CATHETER NELATON PVC TIEMANN 40-50 CM LONG SIZE: CH 18 DISPOSABLE STERILE | EA | 50 | Yanbu
387 | 4214270201000 | "CATHETER NELATON PVC 40-50 CM LONG SIZE: CH 18 DISPOSABLE STERILE" | EA | 50 | Tabuk
388 | 4214270202300 | CATHETER FOLEY 2-WAYS PURE SILICONE 20-40 CM LONG WITH STYLET AND LATERAL EYES BALLOON SIZE: 3-5 ML WITH FUNNEL END VALVE SUITABLE TO BE USED WITH SYRINGE LUER LOCK CYLINDRICAL SIZE: CH 10 DISPOSABLE STERILE | EA | 3150 | Makkah
389 | 4214270202700 | CATHETER FOLEY 2-WAYS PURE SILICONE 30-50 CM LONG WITH LATERAL EYES COUDE TIP (TIEMANN) BALLOON SIZE: 5-15 ML WITH FUNNEL END VALVE SUITABLE TO BE U SED WITH SYRINGE LUER LUER LOCK CYLINDRICAL SIZE: CH 18 DISPOSABLE STERILE | EA | 500 | Tabuk
390 | 4214270202900 | CATHETER FOLEY 2-WAYS PURE SILICONE 20-40 CM LONG WITH STYLET AND LATERAL EYES BALLOON SIZE: 3-5 ML WITH FUNNEL END VALVE SUITABLE TO BE USED WITH SYRINGE LUER LOCK CYLINDRICAL SIZE: CH 6 DISPOSABLE STERILE | EA | 250 | Jeddah
391 | 4214270202900 | CATHETER FOLEY 2-WAYS PURE SILICONE 20-40 CM LONG WITH STYLET AND LATERAL EYES BALLOON SIZE: 3-5 ML WITH FUNNEL END VALVE SUITABLE TO BE USED WITH SYRINGE LUER LOCK CYLINDRICAL SIZE: CH 6 DISPOSABLE STERILE | EA | 250 | Jeddah
392 | 4214270202900 | CATHETER FOLEY 2-WAYS PURE SILICONE 20-40 CM LONG WITH STYLET AND LATERAL EYES BALLOON SIZE: 3-5 ML WITH FUNNEL END VALVE SUITABLE TO BE USED WITH SYRINGE LUER LOCK CYLINDRICAL SIZE: CH 6 DISPOSABLE STERILE | EA | 250 | Jeddah
393 | 4214270207900 | CATHETER FOLEY 2-WAYS LATEX SILICONE COATED 30-50 CM LONG WITH LATERAL EYES BALLOON SIZE: 5-15 ML WITH FUNNEL END VALVE SUITABLE TO BE USED WITH SYRINGE LUER LOCK CYLINDRICAL SIZE: CH 12 DISPOSABLE STERILE | EA | 1000 | Najran
394 | 4214270211400 | CATHETER HYDROPHILIC SELF LUBRICATED READY TO USE FREE OF PVC FEMALE CH 10 15-20 CM WITH COATED EYE DISPOSABLE STERILE | EA | 3600 | Riyadh
395 | 4214270217600 | CATHETER FOLEY 2-WAYS PURE SILICONE OPEN TIP OVER GUIDEWIRE 20-40 CM LONG WITH LATERAL EYES BALLOON SIZE: 3-5 ML WITH FUNNEL END VALVE SUITABLE TO BE USED WITH SYRINGE LUER LOCK CYLINDRICAL SIZE: CH 10 DISPOSABLE STERILE | EA | 1000 | Riyadh
396 | 4214270222900 | CATHETER NELATON HYDROPHILIC COATED 30-50 CM LONG SIZE: CH 12 DISPOSABLE STERILE | EA | 900 | Medina
397 | 4214270222900 | CATHETER NELATON HYDROPHILIC COATED 30-50 CM LONG SIZE: CH 12 DISPOSABLE STERILE | EA | 900 | Medina
398 | 4214270223700 | GUIDEWIRE TEFLON (PTFE) COATED AMPLATZ ANGLED TIP STAINLESS STEEL WITH FLAT WIRE COIL 0.035 X 130-150 CM LENGTH DISPOSABLE STERILE | EA | 150 | Jazan
399 | 4214270228800 | CATHETER FOLEY 2-WAYS PURE SILICONE 30-50 CM LONG WITH LATERAL EYES COUDE TIP (TIEMANN) BALLOON SIZE: 5-15 ML WITH FUNNEL END VALVE SUITABLE TO BE USED WITH SYRINGE LUER LUER LOCK CYLINDRICAL SIZE: CH 14 DISPOSABLE STERILE | EA | 450 | Dammam
400 | 4214270233400 | FOLEY CATHETER TRAY CONSISTENT OF: FOLEY CATHETER 2-WAYS PURE SILICON CH 14 30-50 CM LONG WITH TWO LATERAL EYES BALLOON SIZE: 5-15 ML WITH VALVE SUITABLE TO BE USED WITH SYRINGE LUER LOCK URINE DRAINAGE BAG 2000 ML CAPACITY WITH DOUBLE PLASTIC HANGER AND ABOUT ONE METER LONG TUBE (CLEAR AND FIXED NUMERICAL GRADUATION WITH ANTI-REFLUX VALVE) PACKET POVIDONE-IODINE SWABSTICKS 2 DRY SWABS 10CC SYRINGE (PRE-FILLED WITH STERILE WATER) LATEX-FREE AND POWDER-FREE GLOVES REGULAR SIZE LUBE JELLY SECUREMENT DEVICE UNDERPAD STERILE | KIT | 100 | Yanbu
401 | 4214270234100 | CATHETER FOLEY 3-WAY PURE SILICONE ELASTOMER COATED 30-50 CM LONG ROUND TIP TWO STAGGERED OR LATERAL EYES BALLOON SIZE: 30-50 ML WITH FUNNEL END VALVE SUITABLE TO BE USED WITH SYRINGE LUER LOCK CYLINDRICAL SIZE: CH 18 DISPOSABLE STERILE | EA | 450 | Jazan
402 | 4214270236400 | CATHETER FOLEY 2-WAYS LATEX SILICONE COATED 30-50 CM LONG WITH LATERAL EYES BALLOON SIZE: 5-15 ML WITH FUNNEL END VALVE SUITABLE TO BE USED WITH SYRINGE LUER LOCK CYLINDRICAL SIZE: CH 16 DISPOSABLE STERILE | PC | 300 | Makkah
403 | 4214270236900 | "CATHETER FOLEY 3-WAY LATEX 30-50 CM LONG ROUND TIP TWO STAGGERED OR LATERAL EYES BALLOON SIZE: 30-50 ML WITH FUNNEL END VALVE SUITABLE TO BE USED WITH SYRINGE LUER LOCK CYLINDRICAL SIZE: CH 18 DISPOSABLE STERILE" | PC | 1000 | Tabuk
404 | 4214270237000 | CATHETER FOLEY 3-WAY LATEX 30-50 CM LONG ROUND TIP TWO STAGGERED OR LATERAL EYES BALLOON SIZE: 30-50 ML WITH FUNNEL END VALVE SUITABLE TO BE USED WITH SYRINGE LUER LOCK CYLINDRICAL SIZE: CH 20 DISPOSABLE STERILE | PC | 1000 | Tabuk
405 | 4214270237100 | CATHETER FOLEY 3-WAY LATEX 30-50 CM LONG ROUND TIP TWO STAGGERED OR LATERAL EYES BALLOON SIZE: 30-50 ML WITH FUNNEL END VALVE SUITABLE TO BE USED WITH SYRINGE LUER LOCK CYLINDRICAL SIZE: CH 22 DISPOSABLE STERILE | PC | 1000 | Tabuk
406 | 4214270237200 | CATHETER FOLEY 3-WAY LATEX 30-50 CM LONG ROUND TIP TWO STAGGERED OR LATERAL EYES BALLOON SIZE: 30-50 ML WITH FUNNEL END VALVE SUITABLE TO BE USED WITH SYRINGE LUER LOCK CYLINDRICAL SIZE: CH 24 DISPOSABLE STERILE | PC | 1000 | Tabuk
407 | 4214270400000 | "BAG URINE DRAINAGE 2000-2500 ML CAPACITY WITH ABOUT ONE METER LONG TUBE CLEAR AND FIXED NUMERICAL GRADUATION SAMPLE PORT ROLLER DRAINAGE VALVE ANTI-REFLUX VALVE UNIVERSAL DOUBLE HOOK AND ROPE HANGER WITH KINK PREVENTION SLIDE CLAMP SHAPE MUST ALLOW COMPLETE AND EFFICIENT DRAINAGE DISPOSABLE STERILE" | EA | 1505 | Taif
408 | 4214270400000 | "BAG URINE DRAINAGE 2000-2500 ML CAPACITY WITH ABOUT ONE METER LONG TUBE CLEAR AND FIXED NUMERICAL GRADUATION SAMPLE PORT ROLLER DRAINAGE VALVE ANTI-REFLUX VALVE UNIVERSAL DOUBLE HOOK AND ROPE HANGER WITH KINK PREVENTION SLIDE CLAMP SHAPE MUST ALLOW COMPLETE AND EFFICIENT DRAINAGE DISPOSABLE STERILE" | EA | 9000 | Dammam
409 | 4214270400400 | BAG URINARY COLLECTOR FOR PEDIATRIC 100-200 ML CAPACITY PLASTIC GRADUATED WITH LABEL AND NON RETURN VALVE HYPOALLERGENIC ADHESIVE | EA | 4000 | Riyadh
410 | 4214270400400 | BAG URINARY COLLECTOR FOR PEDIATRIC 100-200 ML CAPACITY PLASTIC GRADUATED WITH LABEL AND NON RETURN VALVE HYPOALLERGENIC ADHESIVE | EA | 600 | Ahsa
411 | 4214271201600 | SET, URETERIC, STONE DISLODGER, WITH RETRACTABLE, NITINOL FOUR WIRES BASKET, WITHOUT TIP, SIZE: 1.6 - 1.9 FRENCH, LENGTH 115-125 CM, DISPOSABLE, STERILE | EA | 50 | Qassim
412 | 4214271301500 | CYSTOSCOPE-URETHROSCOPE SHEATH 22 FR. (OR EQUIVALENT) COLOR CODE: BLUE CONSISTING OF: SHEATH OBTURATOR AND 2 LUER-LOCK CONES REUSABLE | EA | 2 | Makkah
413 | 4214271501800 | TRAY FOR URINARY CATHETERIZATION CONTAINS : 1 DRAINAGE BAG 1000 ML 1 UNDER PAD PLASTIC BACKED 1 HOSPITAL WRAP 1 PAIR LATEX - FREE GLOVES 1 FENESTRATED DRAPE 1 POVIDONE IODINE PREP SOLUTION 5 ABSORBENT COTTON BALLS 1 PREP CUP 1 FORCEPS 1 LUBRICATING JELLY 10 ML 1 PREFILLED INFLATION SYRINGE 10 CC 1 SPECIMEN CONTAINER AND LABEL DISPOSABLE STERILE | EA | 1320 | Riyadh
414 | 4214271501800 | TRAY FOR URINARY CATHETERIZATION CONTAINS : 1 DRAINAGE BAG 1000 ML 1 UNDER PAD PLASTIC BACKED 1 HOSPITAL WRAP 1 PAIR LATEX - FREE GLOVES 1 FENESTRATED DRAPE 1 POVIDONE IODINE PREP SOLUTION 5 ABSORBENT COTTON BALLS 1 PREP CUP 1 FORCEPS 1 LUBRICATING JELLY 10 ML 1 PREFILLED INFLATION SYRINGE 10 CC 1 SPECIMEN CONTAINER AND LABEL DISPOSABLE STERILE | EA | 1320 | Riyadh
415 | 4214271501800 | TRAY FOR URINARY CATHETERIZATION CONTAINS : 1 DRAINAGE BAG 1000 ML 1 UNDER PAD PLASTIC BACKED 1 HOSPITAL WRAP 1 PAIR LATEX - FREE GLOVES 1 FENESTRATED DRAPE 1 POVIDONE IODINE PREP SOLUTION 5 ABSORBENT COTTON BALLS 1 PREP CUP 1 FORCEPS 1 LUBRICATING JELLY 10 ML 1 PREFILLED INFLATION SYRINGE 10 CC 1 SPECIMEN CONTAINER AND LABEL DISPOSABLE STERILE | EA | 1320 | Riyadh
416 | 4214271501800 | TRAY FOR URINARY CATHETERIZATION CONTAINS : 1 DRAINAGE BAG 1000 ML 1 UNDER PAD PLASTIC BACKED 1 HOSPITAL WRAP 1 PAIR LATEX - FREE GLOVES 1 FENESTRATED DRAPE 1 POVIDONE IODINE PREP SOLUTION 5 ABSORBENT COTTON BALLS 1 PREP CUP 1 FORCEPS 1 LUBRICATING JELLY 10 ML 1 PREFILLED INFLATION SYRINGE 10 CC 1 SPECIMEN CONTAINER AND LABEL DISPOSABLE STERILE | EA | 540 | Ahsa
417 | 4214271501800 | TRAY FOR URINARY CATHETERIZATION CONTAINS : 1 DRAINAGE BAG 1000 ML 1 UNDER PAD PLASTIC BACKED 1 HOSPITAL WRAP 1 PAIR LATEX - FREE GLOVES 1 FENESTRATED DRAPE 1 POVIDONE IODINE PREP SOLUTION 5 ABSORBENT COTTON BALLS 1 PREP CUP 1 FORCEPS 1 LUBRICATING JELLY 10 ML 1 PREFILLED INFLATION SYRINGE 10 CC 1 SPECIMEN CONTAINER AND LABEL DISPOSABLE STERILE | EA | 645 | Ahsa
418 | 4214271501800 | TRAY FOR URINARY CATHETERIZATION CONTAINS : 1 DRAINAGE BAG 1000 ML 1 UNDER PAD PLASTIC BACKED 1 HOSPITAL WRAP 1 PAIR LATEX - FREE GLOVES 1 FENESTRATED DRAPE 1 POVIDONE IODINE PREP SOLUTION 5 ABSORBENT COTTON BALLS 1 PREP CUP 1 FORCEPS 1 LUBRICATING JELLY 10 ML 1 PREFILLED INFLATION SYRINGE 10 CC 1 SPECIMEN CONTAINER AND LABEL DISPOSABLE STERILE | EA | 150 | Najran
419 | 4214271502200 | FOLEY CATHETER TRAY, CONSISTENT OF: FOLEY CATHETER 2-WAYS PURE SILICON 14FR, URINE METER, WITH DOUBLE PLASTIC HANGER AND ABOUT ONE METER LONG TUBE (CLEAR AND FIXED NUMERICAL GRADUATION WITH ANTI-REFLUX VALVE), PACKET POVIDONE-IODINE SWABSTICKS, 2 DRY SWABS, 10CC SYRINGE (PRE-FILLED WITH STERILE WATER), LATEX-FREE AND POWDER-FREE GLOVES REGULAR SIZE, LUBE JELLY, SECUREMENT DEVICE, UNDERPAD, STERILE | KIT | 750 | Riyadh
420 | 4214271502300 | FOLEY CATHETER TRAY, CONSISTENT OF: FOLEY CATHETER 2-WAYS PURE SILICONE 16FR, URINE METER, WITH DOUBLE PLASTIC HANGER AND ABOUT ONE METER LONG TUBE (CLEAR AND FIXED NUMERICAL GRADUATION WITH ANTI-REFLUX VALVE), PACKET POVIDONE-IODINE SWABSTICKS, 2 DRY SWABS, 10CC SYRINGE (PRE-FILLED WITH STERILE WATER), LATEX-FREE AND POWDER-FREE GLOVES REGULAR SIZE, LUBE JELLY, SECUREMENT DEVICE, UNDERPAD, STERILE | KIT | 750 | Riyadh
421 | 4214271502600 | FOLEY CATHETER TRAY, CONSISTENT OF: FOLEY CATHETER 2-WAYS PURE SILICON 8FR, URINE METER, WITH DOUBLE PLASTIC HANGER AND ABOUT ONE METER LONG TUBE (CLEAR AND FIXED NUMERICAL GRADUATION WITH ANTI-REFLUX VALVE), PACKET POVIDONE-IODINE SWABSTICKS, 2 DRY SWABS, 10CC SYRINGE (PRE-FILLED WITH STERILE WATER), LATEX-FREE AND POWDER-FREE GLOVES REGULAR SIZE, LUBE JELLY, SECUREMENT DEVICE, UNDERPAD, STERILE | KIT | 700 | Tabuk
422 | 4214271801300 | IMPLANT PENILE INFLATABLE ANTIBIOTIC-IMPREGNATED ASSORTED SIZES | KIT | 10 | Riyadh
423 | 4214271901000 | COLD KNIFE STRAIGHT COMPATIBLE WITH 1.2MM TELESCOPE RESECTOSCOPE NOT TO BE USED WITH HIGH FREQUENCY MACHINE REUSABLE | EA | 4 | Dammam
424 | 4214271901100 | COLD KNIFE ROUND COMPATIBLE WITH 1.2 MM TELESCOPE RESECTOSCOPE NOT TO BE USED WITH HIGH FREQUENCY MACHINE REUSABLE | EA | 6 | Jeddah
425 | 4214271901200 | COLD KNIFE SICKLE-SHAPED FOR PEDIATRIC COMPATIBLE WITH 1.2MM TELESCOPE RESECTOSCOPE NOT TO BE USED WITH HIGH FREQUENCY MACHINE REUSABLE | EA | 8 | Dammam
426 | 4214271901300 | COLD KNIFE HOOK-SHAPED COMPATIBLE WITH 1.2MM TELESCOPE RESECTOSCOPE NOT TO BE USED WITH HIGH FREQUENCY MACHINE REUSABLE | EA | 8 | Dammam
427 | 4214271901300 | COLD KNIFE HOOK-SHAPED COMPATIBLE WITH 1.2MM TELESCOPE RESECTOSCOPE NOT TO BE USED WITH HIGH FREQUENCY MACHINE REUSABLE | EA | 6 | Jeddah
428 | 4214271901400 | URETHROTOME SHEATH WITH LUER- LOCK STOPCOCK 10 FR CONSISTING OF: URETHROTOME SHEATH OBTURATOR AND 2 LUER-LOCK CONES REUSABLE | EA | 2 | Jeddah
429 | 4214271901500 | COLD KNIFE STRAIGHT-SHAPED FOR PEDIATRIC COMPATIBLE WITH 1.9 - 2.1 MM TELESCOPE RESECTOSCOPE NOT TO BE USED WITH HIGH FREQUENCY MACHINE REUSABLE | EA | 2 | Riyadh
430 | 4214271901600 | COLD KNIFE ROUND-SHAPED FOR PEDIATRIC COMPATIBLE WITH 1.9 - 2.1 MM TELESCOPE RESECTOSCOPE NOT TO BE USED WITH HIGH FREQUENCY MACHINE REUSABLE | EA | 2 | Riyadh
431 | 4214271901800 | COLD KNIFE HOOK-SHAPED FOR PEDIATRIC COMPATIBLE WITH 1.9 - 2.1 MM TELESCOPE RESECTOSCOPE NOT TO BE USED WITH HIGH FREQUENCY MACHINE REUSABLE | EA | 2 | Riyadh
432 | 4214272101600 | GUIDEWIRE TEFLON (PTFE) COATED SENSOR WITH HYDROPHILIC STRAIGHT TIP DUAL FLEX 0.035 INCH X 130-150 CM DISPOSABLE STERILE | PC | 1500 | Jazan
433 | 4214273304000 | CATHETER URETHRAL ROBINSON SOFT RED RUBBER RADIOPAQUE WITH 2 EYES FUNNEL END SIZE: 14 FRENCH 30-50 CM DISPOSABLE STERILE | EA | 11760 | Riyadh
434 | 4214273305100 | CATHETER URETERAL STRAIGHT OPEN END FOR RETROGRADE PYELOGRAPHY GRADUATED RADIO-OPAQUE 6 FR LENGTH 70-75 CM DISPOSABLE STERILE | EA | 120 | Najran
435 | 4214273308500 | SET, STENT, INDWELLING, POLYURETHANE, DOUBLE URETERAL, PIGTAIL STENT, OPEN ENDED, TAPERED TIP, WITH HOLES IN THE BODY, WITHOUT GUIDEWIRE, SIZE: CH 4.7 - 5, 26 CM, DISPOSABLE, STERILE | EA | 600 | Dammam
436 | 4214280210000 | STOCKING, ANTI-EMBOLISM, (CLOSE TOES) THIGH LENGTH, LARGE | EA | 200 | Taif
437 | 4214280210000 | STOCKING, ANTI-EMBOLISM, (CLOSE TOES) THIGH LENGTH, LARGE | EA | 136 | Riyadh
438 | 4214280210000 | STOCKING, ANTI-EMBOLISM, (CLOSE TOES) THIGH LENGTH, LARGE | EA | 300 | Riyadh
439 | 4214280210000 | STOCKING, ANTI-EMBOLISM, (CLOSE TOES) THIGH LENGTH, LARGE | EA | 1440 | Qassim
440 | 4214280212500 | SUPPORT SCROTAL WITH LEG STRAPS COTTON AND RAYON SMALL | EA | 200 | Riyadh
441 | 4214280212900 | STOCKING READY MADE MEDICAL GRADUATED COMPRESSION SEAMLESS PANTY WITH OPEN TOE POLYAMIDE ELASTANE LATEX FREE SKIN COLOR CLASS 2 (20 - 32 MMHG) ASSORTED SIZES (LYMPHEDEMA) | EA | 20 | Ahsa
442 | 4214280226600 | STOCKING, READY MADE, MEDICAL GRADUATED COMPRESSION, SEAMLESS, BELOW KNEE, WIDE/PLUS, WITH CLOSE TOE, POLYAMIDE, ELASTANE, LATEX FREE, SKIN COLOR, CLASS 1 (18 - 21 MMHG), ASSORTED SIZES (LYMPHEDEMA) | EA | 100 | Najran
443 | 4214280227000 | STOCKING, READY MADE, MEDICAL GRADUATED COMPRESSION, SEAMLESS, PANTY, WITH CLOSE TOE, POLYAMIDE, ELASTANE, LATEX FREE, SKIN COLOR, CLASS 1 (18 - 21 MMHG), ASSORTED SIZES (LYMPHEDEMA) | EA | 90 | Riyadh
444 | 4214280228800 | STOCKING READY MADE MEDICAL GRADUATED COMPRESSION SEAMLESS ABOVE KNEE WITH CLOSE TOE POLYAMIDE ELASTANE LATEX FREE SILICONE TOP BAND SKIN COLOR CLASS 2 (20 - 32 MMHG) PAIR ASSORTED SIZES (LYMPHEDEMA) | EA | 35 | Riyadh
445 | 4214280228800 | STOCKING READY MADE MEDICAL GRADUATED COMPRESSION SEAMLESS ABOVE KNEE WITH CLOSE TOE POLYAMIDE ELASTANE LATEX FREE SILICONE TOP BAND SKIN COLOR CLASS 2 (20 - 32 MMHG) PAIR ASSORTED SIZES (LYMPHEDEMA) | EA | 60 | Riyadh
446 | 4214280228800 | STOCKING READY MADE MEDICAL GRADUATED COMPRESSION SEAMLESS ABOVE KNEE WITH CLOSE TOE POLYAMIDE ELASTANE LATEX FREE SILICONE TOP BAND SKIN COLOR CLASS 2 (20 - 32 MMHG) PAIR ASSORTED SIZES (LYMPHEDEMA) | EA | 100 | Riyadh
447 | 4214280273700 | STOCKING READY MADE MEDICAL GRADUATED COMPRESSION SEAMLESS ABOVE KNEE WITH CLOSE TOE POLYAMIDE ELASTANE LATEX FREE SILICONE TOP BAND SKIN COLOR CLASS 1 (18 - 21 MMHG) PAIR ASSORTED SIZES (LYMPHEDEMA) | EA | 60 | Riyadh
448 | 4214292900100 | TELESCOPES MAX EVENT REUSABLE | EA | 100 | Riyadh
449 | 4214310201400 | TUBE EVACUATOR TUBE STOMACH SALEM SUMP 16 FRENCH 100 - 130 CM LONG STERILE | EA | 250 | Riyadh
450 | 4214310201400 | TUBE EVACUATOR TUBE STOMACH SALEM SUMP 16 FRENCH 100 - 130 CM LONG STERILE | EA | 250 | Riyadh
451 | 4214310201400 | TUBE EVACUATOR TUBE STOMACH SALEM SUMP 16 FRENCH 100 - 130 CM LONG STERILE | EA | 150 | Jeddah
452 | 4214310201500 | TUBE EVACUATOR TUBE STOMACH SALEM SUMP 18 FRENCH 100 - 130 CM LONG STERILE | EA | 300 | Riyadh
453 | 4214310201500 | TUBE EVACUATOR TUBE STOMACH SALEM SUMP 18 FRENCH 100 - 130 CM LONG STERILE | EA | 900 | Riyadh
454 | 4214310300000 | UTERINE TAMPONADE BALLOON FOR CONTROL OF POST PARTUM HEMORRHAGE 500 ML OR MORE WITH DRAINAGE CATHETER LATEX FREE DISPOSABLE STERILE | EA | 50 | Najran
455 | 4214310600000 | PAD, MATERNITY WITH LOOP, HIGHT ABSORBENT | EA | 400 | Jeddah
456 | 4214310600000 | PAD, MATERNITY WITH LOOP, HIGHT ABSORBENT | EA | 21600 | Riyadh
457 | 4214310600000 | PAD, MATERNITY WITH LOOP, HIGHT ABSORBENT | EA | 8000 | Medina
458 | 4214310600000 | PAD, MATERNITY WITH LOOP, HIGHT ABSORBENT | EA | 24000 | Medina
459 | 4214310600000 | PAD, MATERNITY WITH LOOP, HIGHT ABSORBENT | EA | 2400 | Jeddah
460 | 4214311100100 | KIT, CATHETER, FOR PEDIATRIC, CHEMOTHERAPY, PRE - ATTACHED PLASTIC PORT, 6.5 - 6.6 FR, SILICONE TUBE, , STERILE | EA | 10 | Riyadh
461 | 4214311100300 | KIT CATHETERIZATION SUPRAPUBIC 16 FR WITH SCALPEL TROCAR AND SHEATH 2 - WAY STANDARD LENGTH STERILE | EA | 15 | Riyadh
462 | 4214312700700 | PAPER, CTG, COROMETRICS 250 AND 250CX SERIES, SIZE APPROX. 152 MM X 90 MMX150SH | EA | 4000 | Tabuk
463 | 4214312704200 | PAPER, CTG, FOR MEDGAN MACHINE NST FHR 240, SIZE APPROX. 152 MM X 90MM | PAC | 100 | Tabuk
464 | 4214320900300 | NEEDLE, EMG NEEDLE, MONOPOLAR, WITH LEAD WIRE ATTACHED, CONNECTION MUST BE UNIVERSAL TO FIT ALL NEUROPHYSIOLOGY MACHINES, DISPOSABLE, STERILE, ASSORTED SIZES | EA | 100 | Riyadh
465 | 4214330101400 | CATHETER KIT CHEMOTHERAPY VENOUS ACCESS PORT SYSTEM FOR PEDIATRIC 4.5 FR WITH ATTACHED PORT POLYURETHANE MRI COMPATIBLE STERILE | EA | 50 | Jazan
466 | 4214330600500 | INFUSION PUMP, HARD, ELASTOMERIC CALIBRATED AMBULATORY, FLOW RATE 10ML/ HOURS, VOLUME 240-350ML, DISPOSABLE | EA | 36 | Riyadh
467 | 4214350000200 | PACK EAR PACK BIOABSORBABLE BIODEGRADABLE SOFT | EA | 400 | Taif
468 | 4214350001400 | TRACHEOSTOMY TUBE, ADULT, CUFFED, UNFENESTRATED, ID-IC 10MM, OD ( 11.5 - 13.8 MM ), TOTAL LENGTH ( 80 - 84 MM ), WITH REUSABLE INNER CANNULA, STERILE | PC | 60 | Riyadh
469 | 4214350001400 | TRACHEOSTOMY TUBE, ADULT, CUFFED, UNFENESTRATED, ID-IC 10MM, OD ( 11.5 - 13.8 MM ), TOTAL LENGTH ( 80 - 84 MM ), WITH REUSABLE INNER CANNULA, STERILE | PC | 10 | Riyadh
470 | 4214350005500 | KIT PERCUTANEOUS TRACHEOSTOMY ADULT CUFFED FENESTRATED ID-IC 7MM | KIT | 100 | Tabuk
471 | 4214353300400 | TUBE SUCTION FOR NASAL SURGERY DISPOSABLE ASSORTED SIZES AND ANGLES STERILE | EA | 1500 | Riyadh
472 | 4214360300000 | "MITTEN MADE OF SOFT FABRIC SECURE ALL FINGER CONTROL AIR-COOLED LATEX-FREE ADULT CONTROL MITT RESTRAINT" | EA | 520 | Riyadh
473 | 4214370500000 | PROTECTOR, EYE, NEONATAL PHOTOTHERAPY, (SMALL), KEEPER STRAP, MADE OF A VERY SOFT FOAM FABRIC, INFANTS LESS THAN 1500 GRAMS, LATEX AND DEHP FREE | EA | 1800 | Jeddah
474 | 4214370500100 | PROTECTOR, FOR EYE, NEONATAL PHOTOTHERAPY, (MEDIUM), KEEPER STRAP, MADE OF A VERY SOFT FOAM FABRIC, INFANTS MORE THAN 1500 GRAMS, LATEX AND DEHP FREE | EA | 2250 | Tabuk
475 | 4214370500100 | PROTECTOR, FOR EYE, NEONATAL PHOTOTHERAPY, (MEDIUM), KEEPER STRAP, MADE OF A VERY SOFT FOAM FABRIC, INFANTS MORE THAN 1500 GRAMS, LATEX AND DEHP FREE | EA | 4500 | Najran
476 | 4214370500400 | "PUMP BREAST MANUAL WASHABLE WITHOUT TUBE BOTTLES FOR MILK STORAGE SHOULD BE PROVIDED AND COMPATIBLE WITH NIPPLES INDIVIDUALLY PACKAGED DISPOSABLE STERILE" | EA | 2500 | Makkah
477 | 4214370500400 | "PUMP BREAST MANUAL WASHABLE WITHOUT TUBE BOTTLES FOR MILK STORAGE SHOULD BE PROVIDED AND COMPATIBLE WITH NIPPLES INDIVIDUALLY PACKAGED DISPOSABLE STERILE" | EA | 700 | Riyadh
478 | 4214370500400 | "PUMP BREAST MANUAL WASHABLE WITHOUT TUBE BOTTLES FOR MILK STORAGE SHOULD BE PROVIDED AND COMPATIBLE WITH NIPPLES INDIVIDUALLY PACKAGED DISPOSABLE STERILE" | EA | 275 | Medina
479 | 4214370500400 | "PUMP BREAST MANUAL WASHABLE WITHOUT TUBE BOTTLES FOR MILK STORAGE SHOULD BE PROVIDED AND COMPATIBLE WITH NIPPLES INDIVIDUALLY PACKAGED DISPOSABLE STERILE" | EA | 600 | Ahsa
480 | 4214370500400 | "PUMP BREAST MANUAL WASHABLE WITHOUT TUBE BOTTLES FOR MILK STORAGE SHOULD BE PROVIDED AND COMPATIBLE WITH NIPPLES INDIVIDUALLY PACKAGED DISPOSABLE STERILE" | EA | 675 | Al Kharj
481 | 4214390101000 | "BOWEL IRRIGATION SYSTEM FOR FECAL INCONTINENCE AND CONSTIPATION INCLUDING A PUMP CONTROL WATER BAG 2 RECTAL CATHETERS TUBING 2 STRAPS" | EA | 4 | Aseer
482 | 4214390200100 | ANAL IRRIGATION SYSTEM, ACCESSORY SET, CONSISTING OF 15 SELF-LUBRICATED CATHETERS AND WATER BAG, DESIGNED FOR TRANSANAL BOWEL IRRIGATION TO FACILITATE CONTROLLED COLON EMPTYING, DISPOSABLE, STERIL | EA | 24 | Aseer
483 | 4214390200300 | FECAL INCONTINENCE SYSTEM, WITH SILICONE CATHETER AND DRAINAGE BAG, MEDICATION AND SAMPLING AND IRRIGATION PORTS, ODOR CONTROL, FOR LIQUID AND SEMI LIQUID STOOL | EA | 15 | Riyadh
484 | 4214390201300 | CATHETER, PICC, SINGLE LUMEN, POLYURETHANE, PERIPHERALLY INSERTED VENOUS ACCESS, FOR PREMATURE BABY AND NEONATE, 1 FR, LENGTH 20-25 CM, W/SPLITTING NEEDLE SET, RADIOPAQUE LINE, 28 GA, PEEL PACK, DISPOSABLE, STERILE | EA | 500 | Al Baha
485 | 4214390201300 | CATHETER, PICC, SINGLE LUMEN, POLYURETHANE, PERIPHERALLY INSERTED VENOUS ACCESS, FOR PREMATURE BABY AND NEONATE, 1 FR, LENGTH 20-25 CM, W/SPLITTING NEEDLE SET, RADIOPAQUE LINE, 28 GA, PEEL PACK, DISPOSABLE, STERILE | EA | 120 | Tabuk
486 | 4214400102400 | PROCESSOR BEHIND THE EAR EXTERNAL RELATED TO 22 CHANNEL ELECTRODE COCHLEAR IMPLANT COLOR AS REQUESTED BY END USER | EA | 1 | Abha
487 | 4214400102500 | PROCESSOR SINGLE UNIT EXTERNAL PROCESSOR RELATED TO 12 CHANNEL ELECTRODE COCHLEAR IMPLANT COLOR AS REQUESTED BY END USER | EA | 2 | Riyadh
488 | 4214400601600 | BATTERY ZINC AIR HEARING AID SIZE 675 | EA | 3360 | Riyadh
489 | 4214420100000 | NEEDLE, ACUPUNCTURE / DRY, 14.5-15 X 0.16-0.22 MM, IN INTRODUCER TUBE, DISPOSABLE, STERILE, INDIVIDUAL PACK | EA | 500 | Riyadh
490 | 4214420100100 | NEEDLE ACUPUNCTURE / DRY 30-35 X 0.20-0.25 MM IN INTRODUCER TUBE DISPOSABLE STERILE INDIVIDUAL PACK | EA | 200 | Riyadh
491 | 4214420100200 | NEEDLE ACUPUNCTURE / DRY 40-45 X 0.25 - 0.30 MM IN INTRODUCER TUBE DISPOSABLE STERILE INDIVIDUAL PACK | EA | 200 | Riyadh
492 | 4214420101000 | NEEDLE ACUPUNCTURE / DRY 100 X 0.35-0.45 MM IN INTRODUCER TUBE DISPOSABLE STERILE INDIVIDUAL PACK | EA | 200 | Medina
493 | 4214420101200 | NEEDLE, ACUPUNCTURE / DRY, 50-55 X 0.30 - 0.35 MM, IN INTRODUCER TUBE, DISPOSABLE, STERILE, INDIVIDUAL PACK | EA | 600 | Riyadh
494 | 4214440300100 | SUCTION CATHETER, MADE OF POLYMER MATERIAL, SIZE 14 FR. STERILE, DISPOSABLE | EA | 1000 | Riyadh
495 | 4214440300100 | SUCTION CATHETER, MADE OF POLYMER MATERIAL, SIZE 14 FR. STERILE, DISPOSABLE | EA | 2000 | Riyadh
496 | 4214440300300 | SUCTION CATHETER, MADE OF POLYMER MATERIAL, SIZE 10 FR. STERILE, DISPOSABLE | EA | 1200 | Riyadh
497 | 4214440600500 | CLOSE SUCTION SYSTEM, 24 HRS, WITH ELBOW CONNECTOR, DISPOSABLE, 10FR, GRADUATED, WITHOUT MDI PORT, LENGTH 35-45CM, STERILE | SET | 40 | Najran
498 | 4215150015700 | ENDODONTIC ROTARY RETREATMENT FILE ASSORTED SIZE ONE EACH (EA)=ONE (1) PACK | EA | 90 | Buraidah
499 | 4215150015700 | ENDODONTIC ROTARY RETREATMENT FILE ASSORTED SIZE ONE EACH (EA)=ONE (1) PACK | EA | 7 | Bisha
500 | 4215150015700 | ENDODONTIC ROTARY RETREATMENT FILE ASSORTED SIZE ONE EACH (EA)=ONE (1) PACK | EA | 100 | Taif
501 | 4215150019500 | MICROTIP COTTON AND BRUSH APPLICATORS SUPER FINE SIZE | EA | 120 | Tabuk
502 | 4215150019500 | MICROTIP COTTON AND BRUSH APPLICATORS SUPER FINE SIZE | EA | 2500 | Medina
503 | 4215150020500 | INTERDENTAL HANDLE WITH BRUSHES | EA | 1632 | Riyadh
504 | 4215150020500 | INTERDENTAL HANDLE WITH BRUSHES | EA | 1632 | Riyadh
505 | 4215150020800 | MOUTHWASH TABLET EFFERVESCENT | EA | 3000 | Ahsa
506 | 4215150034300 | K-FILE ENDODONTIC STAINLESS STEEL WITH PRE - INSERTED SILICONE STOPS SIZE 45 LENGTH 21 MM ONE EACH (EA)=ONE (1) PACK | EA | 30 | Ahsa
507 | 4215150034400 | K-FILE ENDODONTIC STAINLESS STEEL WITH PRE - INSERTED SILICONE STOPS SIZE 50 LENGTH 21 MM ONE EACH (EA)=ONE (1) PACK | EA | 20 | Ahsa
508 | 4215150034500 | K-FILE ENDODONTIC STAINLESS STEEL WITH PRE - INSERTED SILICONE STOPS SIZE 55 LENGTH 21 MM ONE EACH (EA)=ONE (1) PACK | EA | 20 | Ahsa
509 | 4215150034600 | K-FILE ENDODONTIC STAINLESS STEEL WITH PRE - INSERTED SILICONE STOPS SIZE 60 LENGTH 21 MM ONE EACH (EA)=ONE (1) PACK | EA | 20 | Ahsa
510 | 4215150034700 | K-FILE ENDODONTIC STAINLESS STEEL WITH PRE - INSERTED SILICONE STOPS SIZE 70 LENGTH 21 MM ONE EACH (EA)=ONE (1) PACK | EA | 20 | Ahsa
511 | 4215150051900 | ENDODONTIC BUCHANAN ROOT CANAL PLUGGER SET A TAPERED NICKEL - TITANIUM END AND A STAINLESS STEEL END SIZE 0 | EA | 10 | Riyadh
512 | 4215150052000 | ENDODONTIC BUCHANAN ROOT CANAL PLUGGER SET A TAPERED NICKEL - TITANIUM END AND A STAINLESS STEEL END SIZE 1 | EA | 10 | Riyadh
513 | 4215150052000 | ENDODONTIC BUCHANAN ROOT CANAL PLUGGER SET A TAPERED NICKEL - TITANIUM END AND A STAINLESS STEEL END SIZE 1 | EA | 4 | Al Kharj
514 | 4215150052100 | ENDODONTIC BUCHANAN ROOT CANAL PLUGGER SET A TAPERED NICKEL - TITANIUM END AND A STAINLESS STEEL END SIZE 2 | EA | 10 | Riyadh
515 | 4215150055400 | H-FILE ENDODONTIC STAINLESS STEEL WITH PRE - INSERTED SILICONE STOPS ASSORTED SIZE 15 - 40 LENGTH 31 MM ONE EACH (EA)=ONE (1) PACK | EA | 24 | Makkah
516 | 4215150060700 | LENTULO SPIRAL PASTE FILLER LATCH TYPE PASTE CARRIERS RA COLOR CODED RED LENGTH 25 MM SIZE 25 ONE EACH (EA) = ONE (1) PACK | EA | 260 | Makkah
517 | 4215150082800 | DENTAL DAM STABILIZING CORD - LATEX SIZE SMALL | EA | 4 | Buraidah
518 | 4215150091100 | BRACKET SELF LIGATING PASSIVE TYPE MAXILLARY (UPPER) LEFT PREMOLAR BRACKET 0.022 IN SLOT | EA | 40 | Buraidah
519 | 4215150091200 | BRACKET SELF LIGATING PASSIVE TYPE MAXILLARY (UPPER) RIGHT PREMOLAR BRACKET 0.022 IN SLOT | EA | 40 | Buraidah
520 | 4215150092100 | BRACKET SELF LIGATING PASSIVE TYPE MANDIBULAR (LOWER) LEFT CANINE BRACKET 0.022 IN SLOT | EA | 40 | Buraidah
521 | 4215150092200 | BRACKET SELF LIGATING PASSIVE TYPE MAXILLARY (UPPER) LEFT CANINE BRACKET 0.022 IN SLOT | EA | 40 | Buraidah
522 | 4215150093200 | BRACKET SELF LIGATING PASSIVE TYPE MAXILLARY (UPPER) LEFT LATERAL INCISOR BRACKET 0.022 IN SLOT | EA | 40 | Buraidah
523 | 4215150305700 | STAINLESS STEEL CROWN ANATOMICAL PRE - CRIMPED PRE - CONTOURED PRIMARY CROWNS FOR FIRST UPPER RIGHT MOLAR SIZE 5 (5/BOX) | EA | 100 | Riyadh
524 | 4215150305800 | STAINLESS STEEL CROWN ANATOMICAL PRE - CRIMPED PRE - CONTOURED PRIMARY CROWNS FOR FIRST UPPER RIGHT MOLAR SIZE 6 (5/BOX) | EA | 100 | Riyadh
525 | 4215150305900 | STAINLESS STEEL CROWN ANATOMICAL PRE - CRIMPED PRE - CONTOURED PRIMARY CROWNS FOR SECOND UPPER RIGHT MOLAR SIZE 2 (5/BOX) | EA | 80 | Riyadh
526 | 4215150306300 | STAINLESS STEEL CROWN ANATOMICAL PRE - CRIMPED PRE - CONTOURED PRIMARY CROWNS FOR SECOND UPPER RIGHT MOLAR SIZE 6 (5/BOX) | EA | 550 | Buraidah
527 | 4215150306400 | STAINLESS STEEL CROWN ANATOMICAL PRE - CRIMPED PRE - CONTOURED PRIMARY CROWNS FOR FIRST UPPER LEFT MOLAR SIZE 2 (5/BOX) | EA | 100 | Riyadh
528 | 4215150306400 | STAINLESS STEEL CROWN ANATOMICAL PRE - CRIMPED PRE - CONTOURED PRIMARY CROWNS FOR FIRST UPPER LEFT MOLAR SIZE 2 (5/BOX) | EA | 550 | Buraidah
529 | 4215150306500 | STAINLESS STEEL CROWN ANATOMICAL PRE CRIMPED PRE - CONTOURED PRIMARY CROWNS FOR FIRST UPPER LEFT MOLAR SIZE 3 (5/BOX) | EA | 100 | Riyadh
530 | 4215150306500 | STAINLESS STEEL CROWN ANATOMICAL PRE CRIMPED PRE - CONTOURED PRIMARY CROWNS FOR FIRST UPPER LEFT MOLAR SIZE 3 (5/BOX) | EA | 750 | Buraidah
531 | 4215150306600 | STAINLESS STEEL CROWN ANATOMICAL PRE - CRIMPED PRE - CONTOURED PRIMARY CROWNS FOR FIRST UPPER LEFT MOLAR SIZE 4 (5/BOX) | EA | 750 | Buraidah
532 | 4215150306700 | STAINLESS STEEL CROWN ANATOMICAL PRE - CRIMPED PRE - CONTOURED PRIMARY CROWNS FOR FIRST UPPER LEFT MOLAR SIZE 5 (5/BOX) | EA | 750 | Buraidah
533 | 4215150306900 | STAINLESS STEEL CROWN ANATOMICAL PRE - CRIMPED PRE - CONTOURED PRIMARY CROWNS FOR SECOND UPPER LEFT MOLAR SIZE 2 (5/BOX) | EA | 80 | Riyadh
534 | 4215150308100 | STAINLESS STEEL CROWN ANATOMICAL PRE - CRIMPED PRE - CONTOURED PRIMARY CROWNS FOR SECOND LOWER RIGHT MOLAR SIZE 4 (5/BOX) | EA | 360 | Riyadh
535 | 4215150308100 | STAINLESS STEEL CROWN ANATOMICAL PRE - CRIMPED PRE - CONTOURED PRIMARY CROWNS FOR SECOND LOWER RIGHT MOLAR SIZE 4 (5/BOX) | EA | 80 | Riyadh
536 | 4215150308900 | STAINLESS STEEL CROWN ANATOMICAL PRE - CRIMPED PRE - CONTOURED PRIMARY CROWNS FOR SECOND LOWER LEFT MOLAR SIZE 2 (5/BOX) | EA | 60 | Riyadh
537 | 4215150309600 | CROWN FORM PEDO REFILL TRANSPARENT PRIMARY LEFT CENTRAL INCISOR UPPER SIZE 2 | EA | 50 | Al Kharj
538 | 4215150310000 | CROWN FORM PEDO REFILL TRANSPARENT PRIMARY RIGHT CENTRAL INCISOR UPPER SIZE 1 | EA | 1000 | Buraidah
539 | 4215150310100 | CROWN FORM PEDO REFILL TRANSPARENT PRIMARY RIGHT CENTRAL INCISOR UPPER SIZE 2 | EA | 1000 | Buraidah
540 | 4215150310200 | CROWN FORM PEDO REFILL TRANSPARENT PRIMARY RIGHT CENTRAL INCISOR UPPER SIZE 3 | EA | 1000 | Buraidah
541 | 4215150310300 | CROWN FORM PEDO REFILL TRANSPARENT PRIMARY RIGHT CENTRAL INCISOR UPPER SIZE 4 | EA | 1000 | Buraidah
542 | 4215150310600 | CROWN FORM PEDO REFILL TRANSPARENT PRIMARY LEFT LATERAL INCISOR UPPER SIZE 1 | EA | 1000 | Buraidah
543 | 4215150311100 | CROWN FORM PEDO REFILL TRANSPARENT PRIMARY RIGHT LATERAL INCISOR UPPER SIZE 2 | EA | 50 | Al Kharj
544 | 4215150311200 | CROWN FORM PEDO REFILL TRANSPARENT PRIMARY RIGHT LATERAL INCISOR UPPER SIZE 3 | EA | 50 | Al Kharj
545 | 4215150311300 | CROWN FORM PEDO REFILL TRANSPARENT PRIMARY RIGHT LATERAL INCISOR UPPER SIZE 4 | EA | 50 | Al Kharj
546 | 4215150314100 | STAINLESS STEEL CROWN ANATOMICAL PRE - CRIMPED PRE - CONTOURED PRIMARY CROWNS FOR FIRST UPPER RIGHT MOLAR SIZE 7 (5/BOX) | EA | 100 | Riyadh
547 | 4215150314700 | STAINLESS STEEL CROWN FOR PERMANENT UPPER FIRST LEFT MOLAR SIZE 2 | EA | 100 | Riyadh
548 | 4215150314800 | STAINLESS STEEL CROWN FOR PERMANENT UPPER FIRST LEFT MOLAR SIZE 3 | EA | 100 | Riyadh
549 | 4215150314800 | STAINLESS STEEL CROWN FOR PERMANENT UPPER FIRST LEFT MOLAR SIZE 3 | EA | 150 | Riyadh
550 | 4215150314900 | STAINLESS STEEL CROWN FOR PERMANENT UPPER FIRST LEFT MOLAR SIZE 4 | EA | 100 | Riyadh
551 | 4215150315000 | STAINLESS STEEL CROWN FOR PERMANENT UPPER FIRST LEFT MOLAR SIZE 5 | EA | 100 | Riyadh
552 | 4215150315100 | STAINLESS STEEL CROWN FOR PERMANENT UPPER FIRST LEFT MOLAR SIZE 6 | EA | 100 | Riyadh
553 | 4215150315300 | STAINLESS STEEL CROWN FOR PERMANENT UPPER FIRST RIGHT MOLAR SIZE 2 | EA | 150 | Riyadh
554 | 4215150343500 | SELF CURE BIS-ACRYLIC RESIN TEMPORARY CROWN AND BRIDGE MATERIAL SHADE A3 (AUTOMIX) FOR GUN TYPE WITH TIPS | PC | 90 | Riyadh
555 | 4215150500000 | ETCHING GEL 35 - 37.5% PHOSPHORIC ACID CONCENTRATION IDEAL VISCOSITY SYRINGE TIP DELIVERY THE KIT SHOULD CONTAIN NOT LESS THAN 4 SYRINGES MINIMUM 1.2 ML OF PHOSPHORIC ACID/SYRINGE WITH MICRO TIPS ONE EACH (EA)=ONE (1) PACK | EA | 200 | Buraidah
556 | 4215150500000 | ETCHING GEL 35 - 37.5% PHOSPHORIC ACID CONCENTRATION IDEAL VISCOSITY SYRINGE TIP DELIVERY THE KIT SHOULD CONTAIN NOT LESS THAN 4 SYRINGES MINIMUM 1.2 ML OF PHOSPHORIC ACID/SYRINGE WITH MICRO TIPS ONE EACH (EA)=ONE (1) PACK | EA | 20 | Riyadh
557 | 4215150500000 | ETCHING GEL 35 - 37.5% PHOSPHORIC ACID CONCENTRATION IDEAL VISCOSITY SYRINGE TIP DELIVERY THE KIT SHOULD CONTAIN NOT LESS THAN 4 SYRINGES MINIMUM 1.2 ML OF PHOSPHORIC ACID/SYRINGE WITH MICRO TIPS ONE EACH (EA)=ONE (1) PACK | EA | 20 | Ahsa
558 | 4215151000000 | SHIELD PROTECTIVE VISIBLE LIGHT CURE HAND - HELD | EA | 5 | Dammam
559 | 4215160300000 | CALCIUM HYDROXIDE PASTE IN TWO TUBES BASE 13G AND CATALYST 11G SYSTEM WITH MIXING PAD RADIOPAQUE | EA | 76 | Tabuk
560 | 4215160300000 | CALCIUM HYDROXIDE PASTE IN TWO TUBES BASE 13G AND CATALYST 11G SYSTEM WITH MIXING PAD RADIOPAQUE | EA | 65 | Jeddah
561 | 4215161004100 | SILVER DIAMINE FLUORIDE FILLING 38% | EA | 15 | Riyadh
562 | 4215161004100 | SILVER DIAMINE FLUORIDE FILLING 38% | EA | 2 | Dammam
563 | 4215161047000 | SELF - CUTTING ORTHODONTIC MINISCREW STERILE INDIVIDUAL PACKED MADE OF TITANIUM ALLOY - SIZE 10 MM WITH DIAMETER RANGE FROM 1.4 - 2 MM | EA | 300 | Riyadh
564 | 4215161204100 | OBWEGESER CHANNEL RETRACTOR FOR MANDIBLE 17CM APPROXIMATE STAINLESS STEEL WORKING END: 10MM | PC | 5 | Buraidah
565 | 4215161401000 | BUR DIAMOND FG ISO# 806 - 314 - 175 - 514 - 014 | EA | 300 | Al Kharj
566 | 4215161406300 | BUR OTOLOGY DIAMOND EXTENDED 5MM OR EQUIVALENT | EA | 50 | Riyadh
567 | 4215161410400 | BUR CARBIDE FG TAPERED FLAT END #169L ISO 500 - 314 - 171 - 006 - 009 | EA | 200 | Buraidah
568 | 4215161412600 | BUR OTOLOGY DIAMOND EXTENDED 4MM OR EQUIVALENT | EA | 55 | Riyadh
569 | 4215161416500 | SPLINT SYNTHETIC COATED FIBRE GLASS TO OFFER EASY APPLICATION FOR THE SUPPORT AND IMMOBILISATION FRACTURES AND SOFT TISSUE INJURIES 10CM(+/-0.5CM) X 4.5-5M | EA | 20 | Makkah
570 | 4215161416600 | SPLINT SYNTHETIC COATED FIBRE GLASS TO OFFER EASY APPLICATION FOR THE SUPPORT AND IMMOBILISATION FRACTURES AND SOFT TISSUE INJURIES 12.5CM(+/-0.5CM) X 4.5-5M.. | EA | 5 | Makkah
571 | 4215161416600 | SPLINT SYNTHETIC COATED FIBRE GLASS TO OFFER EASY APPLICATION FOR THE SUPPORT AND IMMOBILISATION FRACTURES AND SOFT TISSUE INJURIES 12.5CM(+/-0.5CM) X 4.5-5M.. | EA | 30 | Jeddah
572 | 4215161424800 | BUR ENDO TUNGSTEN CARBIDE TAPERED SAFE ENDED NON - CUTTING TIP 21 MM | EA | 100 | Jubali
573 | 4215161426300 | BUR SURGICAL TUNGSTEN CARBIDE HP TAPERED LONG FISSURE CROSSCUT (US# 700 L) ISO# 500 - 104 - 171 - 007 | EA | 50 | Al Kharj
574 | 4215161427100 | BUR SURGICAL (701 L) LONG CROSSCUT TAPERED FISSURE FG ISO# 500 - 104 - 171 - 007 - 021 | EA | 200 | Buraidah
575 | 4215161427300 | BUR TUNGSTEN CARBIDE HP TAPERED ROUND FINE CUTTER SIZE 040 ISO# 500 - 104 - 194 - 142 - 040 | EA | 20 | Buraidah
576 | 4215161427400 | BUR ACRYLIC TUNGSTEN CARBIDE STANDARD BUR PLAIN CUT ISO# 500 - 104 - 194 - 190 - 023 | EA | 250 | Riyadh
577 | 4215161427400 | BUR ACRYLIC TUNGSTEN CARBIDE STANDARD BUR PLAIN CUT ISO# 500 - 104 - 194 - 190 - 023 | EA | 180 | Riyadh
578 | 4215161429000 | BUR TUNGSTEN CARBIDE HP COARSE CUTTER ISO# 500 - 104 - 274 - 192 - 060 | EA | 12 | Riyadh
579 | 4215161429000 | BUR TUNGSTEN CARBIDE HP COARSE CUTTER ISO# 500 - 104 - 274 - 192 - 060 | EA | 12 | Riyadh
580 | 4215161430000 | BUR TUNGSTEN CARBIDE CUTTER COARSE TAPERED ROUND END FOR TRIMMING/CUTTING CHROME COBALT ISO 500 - 104 - 194 - 134 - 040 | EA | 120 | Riyadh
581 | 4215161430300 | BUR TUNGSTEN CARBIDE RA ROUND SHAPE #1 ISO 500 - 204 - 001 - 001 - 008 | EA | 650 | Riyadh
582 | 4215161430300 | BUR TUNGSTEN CARBIDE RA ROUND SHAPE #1 ISO 500 - 204 - 001 - 001 - 008 | EA | 360 | Riyadh
583 | 4215161432300 | BUR TUNGSTEN CARBIDE FG ROUND COARSE ISO# 500 - 314 - 001 - 001 - 027 | EA | 300 | Riyadh
584 | 4215161432400 | BUR TUNGSTEN CARBIDE FG ROUND COARSE #6S ISO 500 - 314 - 001 - 003 - 018 | EA | 1000 | Riyadh
585 | 4215161436200 | BUR TUNGSTEN CARBIDE FG PEAR SHAPE #331 ISO 500 - 314 - 232 - 001 - 010 | EA | 450 | Riyadh
586 | 4215161436300 | BUR TUNGSTEN CARBIDE FG PEAR SHAPE #332 ISO 500 - 314 - 232 - 001 - 012 | EA | 480 | Riyadh
587 | 4215161437200 | BUR TUNGSTEN CARBIDE FG FLAME FISSURE #7408 ISO 500 - 314 - 277 - 042 - 023 | EA | 300 | Riyadh
588 | 4215161438200 | BUR CARBIDE FG LONG SHANK ROUND SIZE 3 ISO# 500 - 316 - 001 - 001 - 012 | EA | 300 | Riyadh
589 | 4215161438200 | BUR CARBIDE FG LONG SHANK ROUND SIZE 3 ISO# 500 - 316 - 001 - 001 - 012 | EA | 270 | Riyadh
590 | 4215161438200 | BUR CARBIDE FG LONG SHANK ROUND SIZE 3 ISO# 500 - 316 - 001 - 001 - 012 | EA | 270 | Riyadh
591 | 4215161438200 | BUR CARBIDE FG LONG SHANK ROUND SIZE 3 ISO# 500 - 316 - 001 - 001 - 012 | EA | 200 | Riyadh
592 | 4215161444100 | BUR DIAMOND FG ROUND FINE #801F ISO 806 - 314 - 001 - 514 - 018 | EA | 500 | Riyadh
593 | 4215161444100 | BUR DIAMOND FG ROUND FINE #801F ISO 806 - 314 - 001 - 514 - 018 | EA | 1000 | Riyadh
594 | 4215161444200 | BUR DIAMOND FG ROUND MEDIUM COARSE SIZE 0.9 MM #801 ISO 806 - 314 - 001 - 524 - 009 | EA | 200 | Buraidah
595 | 4215161444500 | BUR DIAMOND FG ROUND COARSE #801 ISO 806 - 314 - 001 - 534 - 018 | EA | 600 | Riyadh
596 | 4215161444600 | BUR DIAMOND FG ROUND SUPER COARSE #801 ISO 806 - 314 - 001 - 544 - 023 | EA | 800 | Riyadh
597 | 4215161445100 | BUR DIAMOND FG DOUBLE CONE FINE - MEDIUM #811L ISO 806 - 314 - 039 - 524 - 037 | EA | 500 | Riyadh
598 | 4215161445100 | BUR DIAMOND FG DOUBLE CONE FINE - MEDIUM #811L ISO 806 - 314 - 039 - 524 - 037 | EA | 300 | Riyadh
599 | 4215161445400 | BUR DIAMOND FG CYLINDER FINE MEDIUM #835 ISO 806 - 314 - 107 - 524 - 010 | EA | 500 | Riyadh
600 | 4215161445400 | BUR DIAMOND FG CYLINDER FINE MEDIUM #835 ISO 806 - 314 - 107 - 524 - 010 | EA | 300 | Riyadh
601 | 4215161445600 | BUR DIAMOND FG SHORT STRAIGHT FISSURE FLAT END #837 ISO 806 - 314 - 110 - 524 - 014 | EA | 500 | Al Kharj
602 | 4215161445700 | BUR DIAMOND FG LONG CYLINDER SUPER COARSE #837 ISO 806 - 314 - 111 - 544 - 014 | EA | 2000 | Riyadh
603 | 4215161446400 | BUR DIAMOND FG POINTED FINE #956 ISO 806 - 314 - 159 - 514 - 010 | EA | 210 | Ahsa
604 | 4215161446400 | BUR DIAMOND FG POINTED FINE #956 ISO 806 - 314 - 159 - 514 - 010 | EA | 300 | Al Kharj
605 | 4215161446500 | BUR DIAMOND FG TAPERED CUTTING EDGE 6MM POINTED END FINE ISO# 806 - 314 - 164 - 514 - 012 | EA | 480 | Riyadh
606 | 4215161446600 | BUR DIAMOND FG SHORT POINTED FINE - MEDIUM ISO# 806 - 314 - 164 - 524 - 012 | EA | 850 | Riyadh
607 | 4215161446600 | BUR DIAMOND FG SHORT POINTED FINE - MEDIUM ISO# 806 - 314 - 164 - 524 - 012 | EA | 480 | Riyadh
608 | 4215161446700 | BUR DIAMOND FG SHORT POINTED COARSE ISO# 806 - 314 - 164 - 534 - 012 | EA | 600 | Riyadh
609 | 4215161446800 | BUR DIAMOND FG POINTED ISO# 806 - 314 - 165 - 524 - 010 | EA | 300 | Riyadh
610 | 4215161447500 | BUR DIAMOND FG TAPERED FLAT END #848 ISO# 806 - 314 - 173 - 524 - 016 | EA | 1000 | Buraidah
611 | 4215161448300 | BUR DIAMOND FG TAPERED ROUND SUPER COARSE ISO# 806 - 314 - 198 - 544 - 016 | EA | 600 | Riyadh
612 | 4215161451000 | BUR DIAMOND FG TAPERED SUPER FINE ISO# 806 - 314 - 546 - 504 - 023 | EA | 160 | Riyadh
613 | 4215161453400 | BUR CARBIDE RA FINE 12 FLUTED FOR REMOVAL OF ADHESIVE RESIDUE | EA | 300 | Riyadh
614 | 4215161453400 | BUR CARBIDE RA FINE 12 FLUTED FOR REMOVAL OF ADHESIVE RESIDUE | EA | 100 | Riyadh
615 | 4215161455900 | BUR DIAMOND FG TAPERED (NEEDLE) THIN MEDIUM SIZE 1.4 MM ISO# 806 - 314 - 165 - 524 - 014 | EA | 1000 | Buraidah
616 | 4215161458400 | BUR CARBIDE HP TAPERED ROUND END MEDIUM CUTTING SIZE 4 MM ISO# 500 - 104 - 194 - 190 - 040 | EA | 150 | Riyadh
617 | 4215161459100 | BUR DIAMOND FG ISO# 806 - 314 - 175 - 514 - 012 | EA | 500 | Riyadh
618 | 4215161459100 | BUR DIAMOND FG ISO# 806 - 314 - 175 - 514 - 012 | EA | 300 | Riyadh
619 | 4215161473100 | HEMOSTASIS GELATIN MATRIX KIT CONTAINING 2 SYRINGES (MALE AND FEMALE) 2 APPLICATORS PREPARED BY MIXING GELATIN SYRINGE WITH SALINE 8 ML STERILE | EA | 150 | Abha
620 | 4215161475800 | DENTAL EXPLORER, NO. 23 PATTERN, SINGLE-ENDED, STAINLESS STEEL, ONE EACH (EA). | EA | 100 | Riyadh
621 | 4215161600500 | INTERPROXIMAL REDUCTION (IPR) GAUGE | PAC | 7 | Riyadh
622 | 4215161703400 | GATES GLIDDEN DRILLS STAINLESS STEEL RA LENGTH 32MM SIZE ASSORTED 1 -6 6/BOX | EA | 126 | Makkah
623 | 4215161703500 | GATES GLIDDEN DRILLS STAINLESS STEEL RA LENGTH 32 MM SIZE 4 6/BOX ONE EACH (EA)=ONE (1) PACK | EA | 144 | Makkah
624 | 4215161805200 | APICAL DENTAL ELEVATOR STAINLESS STEEL STRAIGHT | EA | 10 | Buraidah
625 | 4215161805300 | COUPLAND ELEVATOR STAINLESS STEEL SIZE: 3 | EA | 30 | Ahsa
626 | 4215161808900 | OBWEGESER MANDIBULAR PERIOSTEAL J-STRIPPER STAINLESS STEEL 20CM APPROXIMATE TIP SIZE: 5MM APPROXIMATE | PC | 5 | Buraidah
627 | 4215161809200 | OBWEGESER PERIOSTEAL ELEVATOR STAINLESS STEEL STRAIGHT TIP SIZE: 10MM | PC | 5 | Buraidah
628 | 4215162016300 | NICKEL TITANIUM ROTARY FILE CONVEX TRIANGLE CROSS - SECTION AND SYMMETRIC ROTATION PROGRESSIVELY CHANGING HELICAL ANGLE AND PITCH VARIABLE TIP DIAMETERS MODIFIED GUIDING TIP NO RADIAL LANDS MORE EFFICIENT CUTTING ANGLE SHORT HANDLES. SIZE ASSORTED (SX S1 S 2 F 1 F 2 F 3) LENGTH 21 MM | EA | 1020 | Makkah
629 | 4215162039400 | H - FILE STAINLESS STEEL PRE - INSERTED SILICONE STOPS LENGTH 25 MM SIZE 10 6/BOX ONE EACH (EA)=ONE (1) PACK | EA | 10 | Ahsa
630 | 4215162041600 | K - FILE STAINLESS STEEL PRE - INSERTED SILICONE STOPS LENGTH 25 MM SIZE 45 6/BOX ONE EACH (EA)=ONE (1) PACK | EA | 100 | Ahsa
631 | 4215162052700 | ROTARY FILE NICKLE TITANIUM U - SHAPE AND RADIAL LAND NON - CUTTING TIP CONSTANT TAPER TAPERING 0.04 LENGTH 25 MM SIZE 25 6/BOX ONE EACH (EA)=ONE (1) PACK | EA | 40 | Riyadh
632 | 4215162054600 | ROTARY FILE NICKLE TITANIUM U - SHAPE AND RADIAL LAND NON - CUTTING TIP CONSTANT TAPER TAPERING 0.04 LENGTH 25 MM SIZE 35 6/BOX ONE EACH (EA)=ONE (1) PACK | EA | 30 | Riyadh
633 | 4215162054700 | ROTARY FILE NICKLE TITANIUM U - SHAPE AND RADIAL LAND NON - CUTTING TIP CONSTANT TAPER TAPERING 0.04 LENGTH 25 MM SIZE 30 6/BOX ONE EACH (EA)=ONE (1) PACK | EA | 30 | Riyadh
634 | 4215162054800 | ROTARY FILE NICKLE TITANIUM U - SHAPE AND RADIAL LAND NON - CUTTING TIP CONSTANT TAPER TAPERING 0.04 LENGTH 25 MM SIZE 20 6/BOX ONE EACH (EA)=ONE (1) PACK | EA | 40 | Riyadh
635 | 4215162054900 | ROTARY FILE NICKLE TITANIUM U - SHAPE AND RADIAL LAND NON - CUTTING TIP CONSTANT TAPER TAPERING 0.04 LENGTH 25 MM SIZE 15 6/BOX ONE EACH (EA)=ONE (1) PACK | EA | 40 | Riyadh
636 | 4215162057500 | K - FILE STAINLESS STEEL PRE - INSERTED SILICONE STOPS LENGTH 25 MM SIZE 35 6/BOX ONE EACH (EA)=ONE (1) PACK | EA | 150 | Ahsa
637 | 4215162057600 | K - FILE STAINLESS STEEL PRE - INSERTED SILICONE STOPS LENGTH 25 MM SIZE 30 6/BOX ONE EACH (EA)=ONE (1) PACK | EA | 200 | Ahsa
638 | 4215162057700 | K - FILE STAINLESS STEEL PRE - INSERTED SILICONE STOPS LENGTH 25 MM SIZE 25 6/BOX ONE EACH (EA)=ONE (1) PACK | EA | 200 | Ahsa
639 | 4215162057900 | K - FILE STAINLESS STEEL PRE - INSERTED SILICONE STOPS LENGTH 25 MM SIZE 15 6/BOX ONE EACH (EA)=ONE (1) PACK | EA | 500 | Riyadh
640 | 4215162057900 | K - FILE STAINLESS STEEL PRE - INSERTED SILICONE STOPS LENGTH 25 MM SIZE 15 6/BOX ONE EACH (EA)=ONE (1) PACK | EA | 500 | Riyadh
641 | 4215162058200 | K - FILE STAINLESS STEEL PRE - INSERTED SILICONE STOPS LENGTH 21 MM SIZE 8 6/BOX ONE EACH (EA)=ONE (1) PACK | EA | 50 | Ahsa
642 | 4215162058800 | K - FILE STAINLESS STEEL PRE - INSERTED SILICONE STOPS LENGTH 21 MM SIZE 15 6/BOX ONE EACH (EA)=ONE (1) PACK | EA | 50 | Ahsa
643 | 4215162062300 | FILE H ENDODONTIC STAINLESS STEEL WITH PRE-INSERTED SILICONE STOPS ASSORTED SIZES 15-40 LENGTH 21MM ONE EACH (EA)=ONE (1) PACK | EA | 50 | Makkah
644 | 4215162062300 | FILE H ENDODONTIC STAINLESS STEEL WITH PRE-INSERTED SILICONE STOPS ASSORTED SIZES 15-40 LENGTH 21MM ONE EACH (EA)=ONE (1) PACK | EA | 20 | Ahsa
645 | 4215162067300 | K - FILE STAINLESS STEEL PRE - INSERTED SILICONE STOPS LENGTH 25 MM SIZE 40 6 /BOX ONE EACH (EA) = ONE (1) PACK | EA | 150 | Ahsa
646 | 4215162300800 | EXTRACTION FORCEPS STAINLESS STEAL FOR UPPER LEFT MOLAR FIGURE #18 | EA | 50 | Riyadh
647 | 4215162302600 | EXTRACTION FORCEPS STAINLESS STEAL FOR DECIDUOUS UPPER ROOTS AND INCISORS FIGURE #30S | EA | 10 | Buraidah
648 | 4215162302800 | EXTRACTION FORCEPS STAINLESS STEAL FOR DECIDUOUS UPPER LEFT MOLARS FIGURE #39L | EA | 20 | Riyadh
649 | 4215162302800 | EXTRACTION FORCEPS STAINLESS STEAL FOR DECIDUOUS UPPER LEFT MOLARS FIGURE #39L | EA | 10 | Buraidah
650 | 4215162303400 | ADSON SOFT TISSUE NON-TOOTHED FORCEPS 12CM APPROXIMATE STAINLESS STEEL SERRATED | EA | 5 | Dawadmi
651 | 4215162303600 | JOINT DISTRACTION FORCEPS FOR TMJ STAINLESS STEEL | EA | 10 | Buraidah
652 | 4215162304800 | EXTRACTION FORCEPS STAINLESS STEAL FOR DECIDUOUS LOWER MOLARS FIGURE #6 | EA | 50 | Riyadh
653 | 4215162304800 | EXTRACTION FORCEPS STAINLESS STEAL FOR DECIDUOUS LOWER MOLARS FIGURE #6 | EA | 10 | Buraidah
654 | 4215162304800 | EXTRACTION FORCEPS STAINLESS STEAL FOR DECIDUOUS LOWER MOLARS FIGURE #6 | EA | 400 | Tabuk
655 | 4215162700800 | MOUTH MIRROR NON-MAGNIFYING PLANE SURFACE SIMPLE STEM AUTOCLAVABLE STAINLESS STEEL SIZE 3 | EA | 100 | Buraidah
656 | 4215162700900 | MOUTH MIRROR HANDLE SOLID SIMPLE STEM | EA | 300 | Buraidah
657 | 4215162800100 | GLASS SLAB FOR MIXING DENTAL MATERIALS 15 X 8 X 2 (0.5 MM) | EA | 5 | Ahsa
658 | 4215163100900 | 15 UNC PERIODONTAL PROBE STAINLESS STEEL COLOR - CODED | EA | 10 | Jeddah
659 | 4215163200600 | K-FILE ENDODONTIC STAINLESS STEEL WITH PRE - INSERTED SILICONE STOPS SIZE 10 LENGTH 21 MM ONE EACH (EA)=ONE (1) PACK | EA | 50 | Ahsa
660 | 4215163209300 | SET OF DIAMOND BURS FOR CROWN PREPARATION , NOT LESS THAN 6 BURS, FG, ASSORTED DIAMETER, SHAPE AND GRITS | EA | 20 | Buraidah
661 | 4215163210300 | GUTTA PERCHA POINTS VARIABLE TAPER DESIGNED TO MATCH WITH ROTARY SYSTEM SIZE X2 ONE EACH (EA)=ONE (1) PACK | EA | 3600 | Riyadh
662 | 4215163218000 | ENDODONTIC ROTARY RETREATMENT FILES 18 MM PACK OF 6 ONE EACH (EA)=ONE (1) PACK | EA | 7 | Bisha
663 | 4215163218100 | ENDODONTIC ROTARY RETREATMENT FILES 22 MM PACK OF 6 ONE EACH (EA)=ONE (1) PACK | EA | 7 | Bisha
664 | 4215163601500 | STANDARD GRACEY CURETTE SIZE 9/10 ROUND STAINLESS STEEL DOUBLE ENDED | EA | 2 | Jeddah
665 | 4215163601800 | STANDARD GRACEY CURETTE SIZE 15/16 ROUND STAINLESS STEEL DOUBLE ENDED | EA | 3 | Jeddah
666 | 4215163900500 | DENTAL PLASTER SPATULA LARGE | EA | 30 | Riyadh
667 | 4215164000500 | COLLEGE TWEEZERS SERRATED PATTERN 15 CM LONG STAINLESS STEEL | EA | 300 | Buraidah
668 | 4215164400600 | MOUTH PROP SILICONE RUBBER SET OF SMALL MEDIUM AND LARGE | EA | 15 | Riyadh
669 | 4215165800300 | DENTAL FLOSS THREADER 10ENVELOPE 100 | EA | 2000 | Buraidah
670 | 4215165800300 | DENTAL FLOSS THREADER 10ENVELOPE 100 | EA | 150 | Riyadh
671 | 4215166001400 | INTRACORONAL PROPHY BRUSH RA LATCH TYPE | EA | 30 | Riyadh
672 | 4215168201300 | BARBED BROACH ENDODONTIC SS COLOR CODED PLASTIC SET ASSORTED SIZE F/M/C ONE EACH (EA)=ONE (1) PACK | EA | 2700 | Riyadh
673 | 4215168201300 | BARBED BROACH ENDODONTIC SS COLOR CODED PLASTIC SET ASSORTED SIZE F/M/C ONE EACH (EA)=ONE (1) PACK | EA | 2700 | Riyadh
674 | 4215169301500 | 2% CHLORHEXIDINE CANAL IRRIGATION SOLUTION 480 ML BOTTLE | EA | 5 | Riyadh
675 | 4215169301700 | FORMOCRESOL, (10-60 ML) | EA | 133 | Makkah
676 | 4215169301800 | ROOT CANAL REPAIR MATERIAL MINERAL TRIOXIDE AGGREGATE (MTA) NORMAL SETTING IN THE PRESENCE OF MOISTURE RESISTANCE TO MARGINAL LEAKAGE AND REDUCTION OF BACTERIAL MIGRATION NORMAL HEALING RESPONSE WITHOUT INFLAMMATION EASY CLINICAL MANIPULATION TOOTH COLORED FORMULA BIOCOMPATIBILITY PACK OF 4 - 6 G ONE EACH (EA)=ONE (1) PACK | EA | 90 | Riyadh
677 | 4215169700800 | MINI LAMBOTTE OSTEOTOME STAINLESS STEEL STRAIGHT 13CM APPROXIMATE WORKING END WIDTH: MEDIUM (6-8CM TIP) | EA | 10 | Buraidah
678 | 4215169700900 | OBWEGESER OSTEOTOME FOR ALVEOLAR PROCESS STAINLESS STEEL 15CM APPROXIMATE 6MM TIP APPROXIMATE | EA | 10 | Buraidah
679 | 4215180200500 | ENDODONTIC BUCHANAN ROOT CANAL PLUGGER SET A TAPERED NICKEL - TITANIUM END AND A STAINLESS STEEL END SIZE 0 1 2 (3 INSTRUMENT/SET) | EA | 10 | Riyadh
680 | 4215180200500 | ENDODONTIC BUCHANAN ROOT CANAL PLUGGER SET A TAPERED NICKEL - TITANIUM END AND A STAINLESS STEEL END SIZE 0 1 2 (3 INSTRUMENT/SET) | EA | 11 | Riyadh
681 | 4215180200900 | ROOT CANAL HAND PLUGGER TAPERED STAINLESS STEEL DOUBLE ENDED SIZE 0.7 MM | EA | 100 | Al Kharj
682 | 4215180300700 | AMALGAM DOUBLE SPILL NON - GAMMA 2 - ULTRA FINE SPHERICAL - TOTALLY AMALGAMATED PARTICLES - LOW ALLOY MERCURY RATIO - ZINC FREE (0.02% OR LESS) - SILVER CONTENT NOT LESS THAN 50% - COPPER CONTENT 15 - 30% - TIN CONTENT NOT LESS THAN 25 - 32% - REGULAR SETTING TIME 50 CAPSULE/PACK ONE EACH (EA)=ONE (1) PACK | EA | 200 | Jeddah
683 | 4215180400000 | GINGIVAL CORD APPLICATOR/PACKER STAINLESS STEEL SMALL SIZE | EA | 20 | Al Kharj
684 | 4215180504500 | COMPOSITE FINISHING AND POLISHING DISC KIT, ASSORTED TWO DISC DIAMETERS, FOUR ALUMINUM OXIDE FINISHING AND POLISHING GRITS (SUPER FINE, FINE, MEDIUM, AND COARSE), COMPLETE WITH THE REQUIRED MOUNTING ACCESSORIES, NOT LESS THAN 100 DISCS PER KIT. ONE EACH (EA) = ONE (1) KIT. | EA | 220 | Buraidah
685 | 4215180603500 | PERFORATED INTERPROXIMAL REDUCTION DIAMOND FINISHING STRIPS DOUBLE SIDED FINE | EA | 50 | Makkah
686 | 4215180603900 | POLISHING CELLULOID DUAL STRIPS COLOR CODED COARSE/MEDIUM 100 /PKG | EA | 8000 | Riyadh
687 | 4215180603900 | POLISHING CELLULOID DUAL STRIPS COLOR CODED COARSE/MEDIUM 100 /PKG | EA | 1000 | Abha
688 | 4215180604000 | FINISHING STRIPS FOR COMPOSITE CERAMIC AND GLASS IONOMER DENTAL RESTORATIONS COARSE/MEDIUM | EA | 4 | Riyadh
689 | 4215180604000 | FINISHING STRIPS FOR COMPOSITE CERAMIC AND GLASS IONOMER DENTAL RESTORATIONS COARSE/MEDIUM | EA | 2 | Ahsa
690 | 4215180604100 | FINISHING STRIPS FOR COMPOSITE CERAMIC AND GLASS IONOMER DENTAL RESTORATIONS COARSE/MEDIUM - NARROW | EA | 10000 | Tabuk
691 | 4215180604100 | FINISHING STRIPS FOR COMPOSITE CERAMIC AND GLASS IONOMER DENTAL RESTORATIONS COARSE/MEDIUM - NARROW | EA | 2000 | Al Kharj
692 | 4215181001100 | COMPOSITE POLISHING PASTE | EA | 10 | Dammam
693 | 4215181300800 | COMPOSITE RESIN FILLING MATERIAL LIGHT CURED HIGHLY ESTHETIC FOR LAYERING TECHNIQUE NANOFILLERS TYPE MINIMUM OF 8 SHADES KIT (ENAMEL DENTIN OPAQUE) | KIT | 4 | Riyadh
694 | 4215181300900 | BONDING 5TH GENERATION LIGHT CURE BONDING MATERIAL REFILL BOTTLE | PC | 600 | Riyadh
695 | 4215181301800 | CALCIUM HYDROXIDE LINER LIGHT CURED CONTAINING UDMA RADIOPAQUE SYRINGE AND DISPENSER TIPS | PC | 7 | Medina
696 | 4215190000100 | DENTAL PROPHYLAXIS POLISHING BRUSHES 100 - 150/BOX | EA | 32 | Medina
697 | 4215190200700 | TOOTH SENSITIVITY DENTIN DESENSITIZING AGENT PACKAGING: SINGLE DOSES | EA | 30 | Ahsa
698 | 4215190200800 | DENTAL PROPHYLAXIS PASTE MEDIUM FRUIT FLAVORED 200 SINGLE PATIENT DOSE CUPS/BOX WITHOUT FLUORIDE | EA | 10 | Tabuk
699 | 4215190200900 | DENTAL PROPHYLAXIS PASTE FINE FRUIT FLAVORED 200 SINGLE PATIENT DOSE CUPS/BOX MEDIUM GRITS WITHOUT FLUORIDE | EA | 3 | Al Kharj
700 | 4215190400000 | PLAQUE DISCLOSING TABLET EACH TABLET WRAPPED SEPARATELY 1000 /BOX | EA | 2 | Al Kharj
701 | 4215200003500 | DIGITAL X-RAY SENSOR DISPOSABLE SLEEVES SIZE 2 | PAC | 200000 | Buraidah
702 | 4215210504700 | PERFORATED RIM - LOCK PEDIATRIC IMPRESSION TRAYS UPPER AND LOWER COMPLETE SET OF THREE SIZE S SMALL MEDIUM AND LARGE ONE EACH (EA)=ONE (1) SET | EA | 30 | Al Kharj
703 | 4215210800200 | CANNULAS TO MIX IMPRESSION MATERIAL DISPOSABLE | EA | 300 | Jeddah
704 | 4215210800200 | CANNULAS TO MIX IMPRESSION MATERIAL DISPOSABLE | EA | 300 | Jeddah
705 | 4215220010700 | DENTAL LAB WORKING CASE CONTAINER TRAY WITH CLIP FOR INSTRUCTION SHEET. MADE OF SCRATCH RESISTANT PLASTIC 4 DIFFERENT COLORS | EA | 2000 | Jazan
706 | 4215222000800 | PLASTER OF PARIS REGULAR SET TYPE (1 OR 2) WHITE COLOR WEIGHT +15 KGM | EA | 25 | Jeddah
707 | 4215222001500 | DENTAL DIESTONE TYPE (4 OR 5) WEIGHT + 15 KGM | EA | 30 | Medina
708 | 4215222001500 | DENTAL DIESTONE TYPE (4 OR 5) WEIGHT + 15 KGM | EA | 8 | Taif
709 | 4215222001500 | DENTAL DIESTONE TYPE (4 OR 5) WEIGHT + 15 KGM | EA | 26 | Riyadh
710 | 4215223700000 | ROD DENTAL SOLDER UNIVERSAL PREFLUXED LOW MELTING ORTHODONTIC SOLDERING SILVER SOLDER CADMIUM FREE (PKT=EA) | PKT | 50 | Riyadh
711 | 4215240009400 | COMPLETE JAW MODEL UPPER AND LOWER FOR PERMANENT ARTIFICIAL TEETH SOFT GINGIVA | EA | 1 | Arar
712 | 4215241202800 | PINK WAX - RIM HARD | EA | 2000 | Ahsa
713 | 4215242401800 | NO-MIX LIGHT CURE BLUE ORTHODONTIC BAND ADHESIVE WITH DISPOSABLE TIPS | EA | 2 | Al Kharj
714 | 4215242402100 | DUAL CURE SELF ADHESIVE RESIN LUTING CEMENT CAPSULE MADE FROM CERAMIC OR COMPOSITE FOR CEMENTING ALL TYPE OF CROWNS BRIDGES INLAYS ONLAYS AND POSTS RESTORATIONS (ASSORTED TRANSLUCENT - OPAQUE SHADES) | EA | 5 | Buraidah
715 | 4215242402600 | UNIVERSAL BONDING MATERIAL SYSTEM LIGHT CURED REFILL BOTTLE | EA | 250 | Buraidah
716 | 4215242402600 | UNIVERSAL BONDING MATERIAL SYSTEM LIGHT CURED REFILL BOTTLE | EA | 60 | Jubali
717 | 4215242402600 | UNIVERSAL BONDING MATERIAL SYSTEM LIGHT CURED REFILL BOTTLE | EA | 10 | Medina
718 | 4215242402700 | ROOT CANAL SEALER ZINC OXIDE EUGENOL BASED RADIOPAQUE ANTIMICROBIAL ACTIVITY LONGER PROCESSING TIME PACKED IN AUTOMIX SYRINGE AND INCLUDE MULTIPLE TIPS | EA | 50 | Tabuk
719 | 4215242402700 | ROOT CANAL SEALER ZINC OXIDE EUGENOL BASED RADIOPAQUE ANTIMICROBIAL ACTIVITY LONGER PROCESSING TIME PACKED IN AUTOMIX SYRINGE AND INCLUDE MULTIPLE TIPS | EA | 25 | Riyadh
720 | 4215242402900 | ROOT CANAL SEALER CALCIUM HYDROXIDE BASED | EA | 250 | Najran
721 | 4215242402900 | ROOT CANAL SEALER CALCIUM HYDROXIDE BASED | EA | 150 | Tabuk
722 | 4215242402900 | ROOT CANAL SEALER CALCIUM HYDROXIDE BASED | EA | 25 | Riyadh
723 | 4215244400100 | ASTRINGENT RETRACTION PASTE CAPSULE CONTAINS AT LEAST 15% ALUMINUM CHLORIDE TO PLACED DIRECTLY INTO THE SULCUS VIA A HIGHLY INNOVATIVE EASY TO USE HYGIENIC UNIT - DOSE CAPSULE. THE CAPSULE ARE COMPATIBLE WITH MOST COMPOSITE DISPENSERS | EA | 70 | Buraidah
724 | 4215245303200 | NANO-HYBRID LIGHT-CURED COMPOSITE PACKABLE CONSISTENCY REFILL SYRINGE SHADE A1 – SUITABLE FOR BOTH ANTERIOR AND POSTERIOR RESTORATIONS. | EA | 50 | Jubali
725 | 4215245303200 | NANO-HYBRID LIGHT-CURED COMPOSITE PACKABLE CONSISTENCY REFILL SYRINGE SHADE A1 – SUITABLE FOR BOTH ANTERIOR AND POSTERIOR RESTORATIONS. | EA | 30 | Jeddah
726 | 4215245303300 | NANO-HYBRID LIGHT-CURED COMPOSITE PACKABLE CONSISTENCY REFILL SYRINGE SHADE A2 – SUITABLE FOR BOTH ANTERIOR AND POSTERIOR RESTORATIONS. | EA | 15 | Medina
727 | 4215245303400 | NANO-HYBRID LIGHT-CURED COMPOSITE PACKABLE CONSISTENCY REFILL SYRINGE SHADE A3 – SUITABLE FOR BOTH ANTERIOR AND POSTERIOR RESTORATIONS. | EA | 200 | Jubali
728 | 4215245303400 | NANO-HYBRID LIGHT-CURED COMPOSITE PACKABLE CONSISTENCY REFILL SYRINGE SHADE A3 – SUITABLE FOR BOTH ANTERIOR AND POSTERIOR RESTORATIONS. | EA | 15 | Medina
729 | 4215245303700 | NANO-HYBRID LIGHT-CURED COMPOSITE PACKABLE CONSISTENCY REFILL SYRINGE SHADE B1 – SUITABLE FOR BOTH ANTERIOR AND POSTERIOR RESTORATIONS. | EA | 115 | Buraidah
730 | 4215245303800 | NANO-HYBRID LIGHT-CURED COMPOSITE PACKABLE CONSISTENCY REFILL SYRINGE SHADE B2 – SUITABLE FOR BOTH ANTERIOR AND POSTERIOR RESTORATIONS. | EA | 110 | Buraidah
731 | 4215245305100 | GLASS IONOMER LIGHT CURED RESTORATIVE MATERIAL CAPSULE REFILL SHADE A1 MODERATE TO HIGH VISCOSITY ONE EACH (EA) = ONE (1) KIT | EA | 100 | Ahsa
732 | 4215245305300 | GLASS IONOMER LIGHT CURED RESTORATIVE MATERIAL CAPSULE REFILL SHADE A3 MODERATE TO HIGH VISCOSITY ONE EACH (EA) = ONE (1) KIT | EA | 5000 | Riyadh
733 | 4215245305300 | GLASS IONOMER LIGHT CURED RESTORATIVE MATERIAL CAPSULE REFILL SHADE A3 MODERATE TO HIGH VISCOSITY ONE EACH (EA) = ONE (1) KIT | EA | 5000 | Riyadh
734 | 4215245305300 | GLASS IONOMER LIGHT CURED RESTORATIVE MATERIAL CAPSULE REFILL SHADE A3 MODERATE TO HIGH VISCOSITY ONE EACH (EA) = ONE (1) KIT | EA | 5000 | Riyadh
735 | 4215245305300 | GLASS IONOMER LIGHT CURED RESTORATIVE MATERIAL CAPSULE REFILL SHADE A3 MODERATE TO HIGH VISCOSITY ONE EACH (EA) = ONE (1) KIT | EA | 600 | Medina
736 | 4215245305700 | GLASS IONOMER RESTORATIVE MATERIAL SELF-CURE CAPSULE REFILL SHADE A1 ONE EACH (EA) = ONE (1) KIT | EA | 50 | Ahsa
737 | 4215245306500 | LIGHT CURED UNIVERSAL COMPOSITE RESTORATIVE MATERIAL ENAMEL REFILL SHADE A1 | EA | 20 | Al Kharj
738 | 4215245306500 | LIGHT CURED UNIVERSAL COMPOSITE RESTORATIVE MATERIAL ENAMEL REFILL SHADE A1 | EA | 6 | Riyadh
739 | 4215245306700 | LIGHT CURED UNIVERSAL COMPOSITE RESTORATIVE MATERIAL ENAMEL REFILL SHADE A3 | EA | 6 | Riyadh
740 | 4215245307300 | LIGHT CURED UNIVERSAL COMPOSITE RESTORATIVE MATERIAL DENTIN REFILL SHADE A1 | EA | 10 | Al Kharj
741 | 4215245307400 | LIGHT CURED UNIVERSAL COMPOSITE RESTORATIVE MATERIAL DENTIN REFILL SHADE A2 | EA | 10 | Al Kharj
742 | 4215245308100 | LIGHT CURED UNIVERSAL COMPOSITE RESTORATIVE MATERIAL BODY REFILL SHADE A2 | EA | 60 | Al Kharj
743 | 4215245308200 | LIGHT CURED UNIVERSAL COMPOSITE RESTORATIVE MATERIAL BODY REFILL SHADE A3 | EA | 20 | Al Kharj
744 | 4215245310100 | LIGHT CURED FLOWABLE NANO COMPOSITE RESTORATIVE MATERIAL REFILL SHADE A1 | EA | 280 | Buraidah
745 | 4215245310100 | LIGHT CURED FLOWABLE NANO COMPOSITE RESTORATIVE MATERIAL REFILL SHADE A1 | EA | 20 | Riyadh
746 | 4215245310200 | LIGHT CURED FLOWABLE NANO COMPOSITE RESTORATIVE MATERIAL REFILL SHADE A2 | EA | 380 | Buraidah
747 | 4215245310200 | LIGHT CURED FLOWABLE NANO COMPOSITE RESTORATIVE MATERIAL REFILL SHADE A2 | EA | 30 | Aseer
748 | 4215245310200 | LIGHT CURED FLOWABLE NANO COMPOSITE RESTORATIVE MATERIAL REFILL SHADE A2 | EA | 20 | Riyadh
749 | 4215245310300 | LIGHT CURED FLOWABLE NANO COMPOSITE RESTORATIVE MATERIAL REFILL SHADE A3 | EA | 200 | Buraidah
750 | 4215245310400 | LIGHT CURED FLOWABLE NANO COMPOSITE RESTORATIVE MATERIAL REFILL SHADE A3.5 | EA | 200 | Buraidah
751 | 4215245310600 | LIGHT CURED FLOWABLE NANO COMPOSITE RESTORATIVE MATERIAL REFILL SHADE B1 | EA | 200 | Buraidah
752 | 4215245311300 | GLASS IONOMER LIGHT CURE LINER AND BASE MATERIAL COMPLETE KIT OF POWDER + LIQUID + MIXING PADS + DISPENSER SCOOP MEASURE | EA | 60 | Aseer
753 | 4215245311900 | ZINC OXIDE-EUGENOL INTERMEDIATE RESTORATIVE MATERIAL POWDER AND LIQUID | EA | 30 | Riyadh
754 | 4215245311900 | ZINC OXIDE-EUGENOL INTERMEDIATE RESTORATIVE MATERIAL POWDER AND LIQUID | EA | 7 | Medina
755 | 4215245311900 | ZINC OXIDE-EUGENOL INTERMEDIATE RESTORATIVE MATERIAL POWDER AND LIQUID | EA | 7 | Medina
756 | 4215245311900 | ZINC OXIDE-EUGENOL INTERMEDIATE RESTORATIVE MATERIAL POWDER AND LIQUID | EA | 115 | Riyadh
757 | 4215245312400 | TEMPORARY RESIN FILLING MATERIAL LIGHT CURED FOR INLAYS AND ONLAYS RESTORATION | EA | 40 | Ahsa
758 | 4215245316700 | PERCUTANEOUS ENDOSCOPIC GASTROSTOMY (PEG) TUBE, INITIAL PLACEMENT KIT, PULL, ASSORTED SIZES | EA | 20 | Tabuk
759 | 4215245317600 | FINISHING AND POLISHING POINTS FOR COMPOSITE RESTORATIONS, IMPREGNATED POLISHING INSTRUMENTS, SUITABLE FOR FINISHING, AND HIGH-GLOSS POLISHING OF ANTERIOR AND POSTERIOR DIRECT OR INDIRECT COMPOSITE RESTORATIONS | PAC | 10 | Dammam
760 | 4215245700300 | GLASS IONOMER LUTING CEMENT KIT FAST SET | EA | 100 | Najran
761 | 4215245700300 | GLASS IONOMER LUTING CEMENT KIT FAST SET | EA | 200 | Riyadh
762 | 4215246300900 | PATIENT PROTECTIVE WAX FOR BRACKETS TASTELESS PER STICK | EA | 2500 | Riyadh
763 | 4215246436400 | SCANNING SPARY FOR CAD/CAM | BT | 18 | Riyadh
764 | 4215246500100 | DENTAL HANDPIECE LUBRICANT SPRAY FOR MANUAL LUBRICATION: 1- UNIVERSAL SPRAY SUITABLE FOR TURBINE AND CONTRA-ANGLE HANDPIECES; 2- PRESSURIZED AEROSOL, NON-CFC; 3- CAN CAPACITY NOT LESS THAN 200 ML; 4- SUITABLE FOR ROUTINE CLEANING AND LUBRICATION OF DENTAL HANDPIECES. | EA | 20 | Ahsa
765 | 4215246500100 | DENTAL HANDPIECE LUBRICANT SPRAY FOR MANUAL LUBRICATION: 1- UNIVERSAL SPRAY SUITABLE FOR TURBINE AND CONTRA-ANGLE HANDPIECES; 2- PRESSURIZED AEROSOL, NON-CFC; 3- CAN CAPACITY NOT LESS THAN 200 ML; 4- SUITABLE FOR ROUTINE CLEANING AND LUBRICATION OF DENTAL HANDPIECES. | EA | 20 | Ahsa
766 | 4215246500100 | DENTAL HANDPIECE LUBRICANT SPRAY FOR MANUAL LUBRICATION: 1- UNIVERSAL SPRAY SUITABLE FOR TURBINE AND CONTRA-ANGLE HANDPIECES; 2- PRESSURIZED AEROSOL, NON-CFC; 3- CAN CAPACITY NOT LESS THAN 200 ML; 4- SUITABLE FOR ROUTINE CLEANING AND LUBRICATION OF DENTAL HANDPIECES. | EA | 30 | Qassim
767 | 4215246500600 | LUBRICANT WATER SOLUBLE 2 - 5 GM FOIL STERILE | EA | 1500 | Riyadh
768 | 4215246500600 | LUBRICANT WATER SOLUBLE 2 - 5 GM FOIL STERILE | EA | 2500 | Abha
769 | 4215246500700 | LUBRICANT, GEL, SOLUBLE, 110-150 GM, TUBE, STERILE | TUB | 38304 | Riyadh
770 | 4215247702300 | GUTTA PERCHA BAR FOR DENTAL ENDODONTIC OBTURA II SYSTEM | EA | 100 | Buraidah
771 | 4215247704900 | GUTTA PERCHA POINTS RADIO - OPAQUE STANDARDIZED SIZE 35/0.02 80 - 120/BOX ONE EACH (EA)=ONE (1) PACK | EA | 4920 | Riyadh
772 | 4215247705700 | GUTTA PERCHA POINTS RADIO - OPAQUE STANDARDIZED SIZE 15/0.04 80 - 120/BOX ONE EACH (EA)=ONE (1) PACK | EA | 9480 | Riyadh
773 | 4215247705800 | GUTTA PERCHA POINTS RADIO - OPAQUE STANDARDIZED SIZE 20/0.04 80 - 120/BOX ONE EACH (EA)=ONE (1) PACK | EA | 3600 | Riyadh
774 | 4215247705900 | GUTTA PERCHA POINTS RADIO - OPAQUE STANDARDIZED SIZE 25/0.04 80 - 120/BOX ONE EACH (EA)=ONE (1) PACK | EA | 1800 | Al Kharj
775 | 4215247706500 | GUTTA PERCHA POINTS RADIO - OPAQUE STANDARDIZED SIZE 45 - 90/0.04 80 - 120/BOX ONE EACH (EA)=ONE (1) PACK | EA | 960 | Riyadh
776 | 4215247706700 | GUTTA PERCHA POINTS RADIO - OPAQUE STANDARDIZED SIZE 25/0.06 80 - 120/BOX ONE EACH (EA)=ONE (1) PACK | EA | 1200 | Al Kharj
777 | 4215247707500 | GUTTA PERCHA POINTS RADIO - OPAQUE STANDARDIZED SIZE 40/0.04 80 - 120/BOX ONE EACH (EA)=ONE (1) PACK | EA | 1200 | Al Kharj
778 | 4215247707700 | GUTTA PERCHA POINTS RADIO - OPAQUE STANDARDIZED SIZE 30/0.04 80 - 120/BOX ONE EACH (EA)=ONE (1) PACK | EA | 1980 | Riyadh
779 | 4215247707700 | GUTTA PERCHA POINTS RADIO - OPAQUE STANDARDIZED SIZE 30/0.04 80 - 120/BOX ONE EACH (EA)=ONE (1) PACK | EA | 1800 | Al Kharj
780 | 4215247708400 | GUTTA PERCHA POINTS RADIO - OPAQUE STANDARDIZED SIZE 45/0.04 80 - 120/BOX ONE EACH (EA)=ONE (1) PACK | EA | 1200 | Al Kharj
781 | 4215247708500 | GUTTA PERCHA POINTS RADIO - OPAQUE STANDARDIZED SIZE 40/0.02 80 - 120/BOX ONE EACH (EA)=ONE (1) PACK | EA | 2400 | Riyadh
782 | 4215247708600 | GUTTA PERCHA POINTS RADIO - OPAQUE STANDARDIZED SIZE 35/0.06 80 - 120/BOX ONE EACH (EA)=ONE (1) PACK | EA | 1800 | Al Kharj
783 | 4215247708700 | GUTTA PERCHA POINTS RADIO - OPAQUE STANDARDIZED SIZE 35/0.04 80 - 120/BOX ONE EACH (EA)=ONE (1) PACK | EA | 2700 | Riyadh
784 | 4215247708800 | GUTTA PERCHA POINTS RADIO - OPAQUE STANDARDIZED SIZE 30/0.06 80 - 120/BOX ONE EACH (EA)=ONE (1) PACK | EA | 1800 | Al Kharj
785 | 4215248001100 | BITE REGISTRATION MATERIAL VINYL POLYSILOXANE FAST SETTING BITE REGISTRATION MATERIAL (AUTO MIX) ONE EACH (EA)=ONE (1) PACK | EA | 12 | Riyadh
786 | 4215248001500 | VINYL POLYSILOXANE IMPRESSION MATERIAL PUTTY CONSISTENCY HYDROPHILIC REGULAR SETTING TIME BASE AND CATALYST ONE EACH (EA) = ONE (1) PACK | EA | 2 | Arar
787 | 4215248200100 | FINE INVESTMENT FOR CHROME COBALT WITH LIQUID | EA | 30 | Jeddah
788 | 4215248302300 | PAPER POINTS PRE - STERILIZED CELLS SIZE 40 200 POINTS/BOX ONE EACH (EA)=ONE (1) PACK | EA | 12 | Riyadh
789 | 4215248302700 | PAPER POINTS PRE - STERILIZED CELLS SIZE 15 - 40 200 POINTS/BOX ONE EACH (EA)=ONE (1) PACK | EA | 560 | Riyadh
790 | 4215248400500 | ACRYLIC TEETH KIT WHICH CONSISTS OF 315 SETS EACH SET CONTAINS 28 TEETH (6 UPPER 6 LOWER ANTERIOR 8 UPPER AND 8 LOWER POSTERIOR T EETH). EACH KIT IS TO BE SUPPLIED AS FOLLOWS: 105 SETS-SHADE A2 105 SETS-SHADE A3 75 SETS- SHADE B2 15 SETS-SHADE A1 15 SETS-SHA DE C3.EACH SHADE GROUP IS TO BE SUPPLIED IN THREE MOULD (SQUARE OVOID AND TAPER IN EQUAL AMOUNT). EACH MOULD GROUP IS TO BE SUPPLIE D AS FOLLOWS: 60% NORMAL SIZE MOULD 20% SMALL SIZE MOULD 20% LARGE SIZE MOULD SAMPLE OF EACH SHADE MOULD AND SIZE IS TO BE PROVID ED ONE SHADE GUIDE FOR EVERY 3 KITS. QUALITY: MULTI-LAYER (3-4) CROSS LINK HIGH STRENGTH ACRYLIC MATERIAL | EA | 315 | Riyadh
791 | 4215248442500 | SCREWED ARTIFICIAL TOOTH FOR PERMANENT (ASSORTED) COMPATIBLE WITH EACH SECTOR SYSTEM | EA | 200 | Ahsa
792 | 4215250300800 | ENDODONTIC RUBBER DAM SHEET SIZE 6 X 6 INCH LATEX POWDER FREE MEDIUM GAUGE COLORED 30 - 60 SHEET/BOX | EA | 250 | Riyadh
793 | 4215250307200 | ENDODONTIC RUBBER DAM SHEET SIZE 6 X 6 INCH NON LATEX POWDER FREE MEDIUM GAUGE COLORED 30 - 60 SHEET/BOX | EA | 50 | Riyadh
794 | 4215250308200 | ENDODONTIC RUBBER DAM PLASTIC FRAME OSTBY AUTOCLAVABLE ADULT SIZE 5 X 5 INCH | EA | 200 | Makkah
795 | 4215250308200 | ENDODONTIC RUBBER DAM PLASTIC FRAME OSTBY AUTOCLAVABLE ADULT SIZE 5 X 5 INCH | EA | 30 | Buraidah
796 | 4215250800100 | DENTAL SHORT NEEDLE NON METRIC (INCH THREAD) GAUGE 30 (0.30X21MM) STERILE 100/BOX | EA | 1300 | Riyadh
797 | 4215250801200 | DENTAL LONG NEEDLE METRIC GAUGE 30 (0.30 X 35 MM) STERILE 100 | EA | 1500 | Medina
798 | 4215250801600 | DENTAL SHORT NEEDLE METRIC GAUGE 27 (0.40 X 25 MM) STERILE 100/BOX | EA | 2400 | Medina
799 | 4215250801800 | ENDODONTIC IRRIGATION NEEDLE LUER LOCK AND LUER HUB THIN WALL ONE OR TWO LATERAL VENTS CLOSED FRONT - END ROUNDED TIP FREE OF BURS STERILE PACKAGED IN CONTAINER 30 G (30 - 100/CONTAINER) ONE EACH (EA)=ONE (1) PACK | EA | 2675 | Makkah
800 | 4215250801800 | ENDODONTIC IRRIGATION NEEDLE LUER LOCK AND LUER HUB THIN WALL ONE OR TWO LATERAL VENTS CLOSED FRONT - END ROUNDED TIP FREE OF BURS STERILE PACKAGED IN CONTAINER 30 G (30 - 100/CONTAINER) ONE EACH (EA)=ONE (1) PACK | EA | 875 | Yanbu
801 | 4215250801800 | ENDODONTIC IRRIGATION NEEDLE LUER LOCK AND LUER HUB THIN WALL ONE OR TWO LATERAL VENTS CLOSED FRONT - END ROUNDED TIP FREE OF BURS STERILE PACKAGED IN CONTAINER 30 G (30 - 100/CONTAINER) ONE EACH (EA)=ONE (1) PACK | EA | 1000 | Buraidah
802 | 4215250803300 | DENTAL X-SHORT NEEDLE METRIC GAUGE 30 (0.30 X 12 MM) STERILE 100 /BOX | PC | 10000 | Riyadh
803 | 4215251602100 | BOWL ROUND PLASTIC 1000 ML STERILE | EA | 400 | Riyadh
804 | 4215251900200 | DISPOSABLE SHIELD HANDPIECE COVERS/ AIR -WATER SYRINGE SIZE 2.25 X6.625 INCHES | EA | 20000 | Medina
805 | 4215260100600 | ARTICULATING PAPER RED COLOR EXTRA THIN (40 MICRON OR LESS) BOOK OF 100 - 150 LEAVES | EA | 20 | Riyadh
806 | 4215260100800 | ARTICULATING PAPER HORSESHOE SHAPE RED AND BLUE COLOR THIN (80 MICRON OR LESS) BOOK OF 100 - 150 LEAVES | EA | 47 | Riyadh
807 | 4215260200000 | DIGITAL X-RAY SENSOR DISPOSABLE SLEEVES SIZE 1 | EA | 10000 | Dammam
808 | 4215260200400 | DISPOSABLE PREFORMED PLASTIC SHEET ROLL DESIGNED TO COVER AND ADHERE TO DIFFERENT SURFACES (PLASTIC AND METAL) SHOULD HAVE SPECIAL GLUE THAT DOES NOT ADHERE TO SURFACE AFTER REMOVAL EACH SHEET IS ABOUT 10 X 15 CM EACH ROLL CONTAINS 500 - 2000 SHEET PREVENTS CROSS - CONTAMINATION | EA | 150000 | Qatif
809 | 4215260401800 | RETRACTION CORD SIZE 0 100% COTTON KNITTED EPINEPHRINE OR OTHER HEMOSTATIC AGENT IMPREGNATED (BOTTLED) | EA | 40 | Riyadh
810 | 4215270003200 | DENTAL SHIM STOCK FOIL TAPE 8 TO 12 MICRON | EA | 10 | Buraidah
811 | 4215270801000 | OPEN COIL SPRING NITINOL LIGHT 7 INCH (0.10 X.030) ONE EACH (EA) = ONE (1) PACK | EA | 300 | Riyadh
812 | 4215270802100 | OPEN COIL NITINOL SPRINGS IN SPOOL 200 G MEDIUM FORCE INNER DIAMETER 0.020 INCH - 0.030 INCH ONE EACH (EA)=ONE (1) PACK | EA | 200 | Riyadh
813 | 4215270901500 | INTRAORAL ELASTICS 3/16 INCH (4.76 MM) HEAVY FORCE (4.5 OZ - 130 G) ONE EACH (EA)=ONE (1) PACK | EA | 5000 | Riyadh
814 | 4215270905100 | INTRAORAL ELASTICS 3/16 INCH (4.76 MM) EXTRA HEAVY FORCE (6 OZ - 170 G) ONE EACH (EA)=ONE (1) PACK | EA | 1200 | Riyadh
815 | 4215270905100 | INTRAORAL ELASTICS 3/16 INCH (4.76 MM) EXTRA HEAVY FORCE (6 OZ - 170 G) ONE EACH (EA)=ONE (1) PACK | EA | 1200 | Riyadh
816 | 4215270905100 | INTRAORAL ELASTICS 3/16 INCH (4.76 MM) EXTRA HEAVY FORCE (6 OZ - 170 G) ONE EACH (EA)=ONE (1) PACK | EA | 1650 | Riyadh
817 | 4215270905100 | INTRAORAL ELASTICS 3/16 INCH (4.76 MM) EXTRA HEAVY FORCE (6 OZ - 170 G) ONE EACH (EA)=ONE (1) PACK | EA | 1200 | Riyadh
818 | 4215270905400 | INTRAORAL ELASTICS 5/16 INCH (7.94 MM) MEDIUM FORCE (3 OZ - 85 G) ONE EACH (EA)=ONE (1) PACK | EA | 3000 | Riyadh
819 | 4215270906700 | ELASTOMERIC MODULES SINGLE PATIENT USE FADE RESISTANT GREY | EA | 2000 | Riyadh
820 | 4215270906800 | ELASTOMERIC MODULES SINGLE PATIENT USE FADE RESISTANT SILVER | EA | 2000 | Riyadh
821 | 4215271000000 | ELASTOMERIC MODULES SINGLE PATIENT USE FADE RESISTANT BLUE | EA | 2000 | Riyadh
822 | 4215271000100 | ELASTOMERIC MODULES SINGLE PATIENT USE FADE RESISTANT CLEAR COLOR | EA | 2000 | Riyadh
823 | 4215271000100 | ELASTOMERIC MODULES SINGLE PATIENT USE FADE RESISTANT CLEAR COLOR | EA | 1000 | Buraidah
824 | 4215271000600 | ELASTOMERIC MODULES SINGLE PATIENT USE FADE RESISTANT RED | EA | 1000 | Buraidah
825 | 4215271000700 | ELASTOMERIC MODULES SINGLE PATIENT USE FADE RESISTANT NEON GREEN | EA | 14000 | Riyadh
826 | 4215271001000 | ELASTOMERIC MODULES SINGLE PATIENT USE FADE RESISTANT TEAL | EA | 1000 | Buraidah
827 | 4215271001100 | ELASTOMERIC MODULES SINGLE PATIENT USE FADE RESISTANT ROSE | EA | 1000 | Buraidah
828 | 4215271001200 | ELASTOMERIC MODULES SINGLE PATIENT USE FADE RESISTANT GREEN | EA | 1000 | Buraidah
829 | 4215271102500 | MEMBRANE TENTING SCREW INTRA ORAL ASSORTED SIZE AND DIMETER | PC | 300 | Riyadh
830 | 4215271304800 | ROSE TORQUING PLIER ONE EACH (EA)=ONE (1) PACK | EA | 108 | Riyadh
831 | 4215271310200 | ORTHODONTIC Z-BEND PLIER, STAINLESS STEEL | PC | 3 | Makkah
832 | 4215271400400 | RETAINER CASES, DURABLE, LATCHABLE, DIFFERENT COLOR, PLASTIC, SIZE MEDIUM/STANDARD | EA | 10000 | Buraidah
833 | 4215272200200 | BAND SEATER STAINLESS STEEL STERILIZABLE TO MAXIMUM OF 180 DEG CELSIUS WITH HARD METAL TRIANGULAR SERRATED TIP | EA | 10 | Riyadh
834 | 4215290202000 | MATRIX BAND TOFFLEMIRE STAINLESS STEEL SIZE 1 GAUGE. 0015 | EA | 1500 | Jeddah
835 | 4215290202500 | AUTOMATRIX BAND REFILL SIZE NARROW REGULAR 70 PCS OR MORE/PACK ONE EACH (EA)=ONE (1) PACK | EA | 1 | Jeddah
836 | 4215290202500 | AUTOMATRIX BAND REFILL SIZE NARROW REGULAR 70 PCS OR MORE/PACK ONE EACH (EA)=ONE (1) PACK | EA | 26 | Yanbu
837 | 4215290202700 | AUTOMATRIX BAND REFILL SIZE WIDE REGULAR MORE THAN 70 ONE EACH (EA)=ONE (1) PACK | EA | 1 | Jeddah
838 | 4215290202900 | AUTOMATRIX BAND REFILL SIZE MEDIUM REGULAR 70 PCS OR MORE/PACK ONE EACH (EA)=ONE (1) PACK | EA | 1 | Jeddah
839 | 4215291700400 | HIGH VOLUME SUCTION TIPS PLASTIC S SHAPE WITH RETRACTOR FIT IN 11 MM SUCTION HOLDER | EA | 30000 | Riyadh
840 | 4215293000400 | ENDODONTIC MICRO - SURGICAL INSTRUMENT KIT PROVIDED WITH PREFABRICATED METAL CASSETTE WITH SELF - LOCK (AUTOCLAVABLE) CONTAIN THE FOLLOWING ITEMS 20 KIS DE DOUBLE ENDED HANDLE 1 KIS SE SINGLE ENDED HANDLE 1 KISSCAL SCAPEL HANDLE 1 KISSTAR STAR COLLET HANDLE 2 K WRENCH KIS INSTRUMENTS 2 KB 1 BURNISHER. 052 INCH 1.3 MM BALL 1 KB 2 BURNISHER. 056 INCH 1.4 MM BALL 1 KC 1 COLUMBIA CURETTE LEFT 1 KC 2 COLUMBIA CURETTE RIGHT 1 KC 3 EXT GRACEY CURETTE 13 LEFT 1 KC 4 EXT GRACEY CURETTE 14 RT 1 KC 5 SMALL ENDO E XC LEFT 1 KC 6 SMALL ENDO EXC RIGHT 1 KC 7 LARGE ENDO EXC LEFT 1 KC 8 LARGE ENDO EXC RIGHT 1 KC 9 MOLT 2 CURETTE 1 KC 10 MOLT 4 CURETTE 1 KC 11 MOLT CURETTE OFFSET L 1 KC 12 MOLT CURETTE OFFSET R 1 KC 13 CURRETTE SCALER 2.0 LEFT 1 KC 14 CURR ETTE SCALER 2.0 RIGHT 1 KC 15 SURG CURETTE OFFSET 1.5 L 1 KC 16 SURG CURETTE OFFSET 1.5 R 1 KE 1 PRICHA | EA | 10 | Riyadh
841 | 4215293000900 | TAPERED FIBER POST KIT, ASSORTED POST SIZES, WITH MATCHING PREPARATION DRILLS | EA | 200 | Riyadh
842 | 4215300100100 | ANESTHETIC GEL 20% BENZOCAINE ASSORTED FLAVOR | EA | 72 | Jeddah
843 | 4215300600100 | WOODEN WEDGES SMALL SIZE | EA | 50 | Riyadh
844 | 4215300600500 | KIT WOODEN WEDGES ASSORTED SIZE | EA | 6300 | Riyadh
845 | 4215300600500 | KIT WOODEN WEDGES ASSORTED SIZE | EA | 50 | Riyadh
846 | 4215300600500 | KIT WOODEN WEDGES ASSORTED SIZE | EA | 1500 | Jeddah
847 | 4215300600600 | WOODEN WEDGES MEDIUM SIZE | EA | 10000 | Buraidah
848 | 4215300600600 | WOODEN WEDGES MEDIUM SIZE | EA | 50 | Riyadh
849 | 4216150401800 | ADAPTER LUER-LOCK (APD) TO CONNECT ICODEXTRIN (POLYGLUCOSE BAGS) | EA | 60 | Ahsa
850 | 4216150401800 | ADAPTER LUER-LOCK (APD) TO CONNECT ICODEXTRIN (POLYGLUCOSE BAGS) | EA | 1600 | khobar
851 | 4216150401800 | ADAPTER LUER-LOCK (APD) TO CONNECT ICODEXTRIN (POLYGLUCOSE BAGS) | EA | 500 | khobar
852 | 4216150401800 | ADAPTER LUER-LOCK (APD) TO CONNECT ICODEXTRIN (POLYGLUCOSE BAGS) | EA | 1860 | Riyadh
853 | 4216150401900 | SET CAPD LUER LOCK TO CONNECT ICODEXTRIN (POLYGLUCOSE BAGS) | EA | 500 | Riyadh
854 | 4216150401900 | SET CAPD LUER LOCK TO CONNECT ICODEXTRIN (POLYGLUCOSE BAGS) | EA | 60 | Ahsa
855 | 4216150401900 | SET CAPD LUER LOCK TO CONNECT ICODEXTRIN (POLYGLUCOSE BAGS) | EA | 300 | Ahsa
856 | 4216150401900 | SET CAPD LUER LOCK TO CONNECT ICODEXTRIN (POLYGLUCOSE BAGS) | EA | 600 | Riyadh
857 | 4216150402200 | ORGANIZER FOR EASE OF USE DURING APD AND CAPD (ONLY FOR FRESENIUS OR EQUIVALENT) | EA | 2 | khobar
858 | 4216150402300 | ORGANIZER HOLDER FOR EASE OF USE DURING APD AND CAPD (ONLY FOR FRESENIUS OR EQUIVALENT) | EA | 2 | khobar
859 | 4216150402400 | ORGANIZER CLIP FOR EASE OF USE DURING APD AND CAPD (ONLY FOR FRESENIUS OR EQUIVALENT) | EA | 400 | khobar
860 | 4216150402700 | A NEEDLE FREE CONNECTOR DEVICE WITH ANTIMICROBIAL FOR CENTRAL VENOUS CATHETERS OF CHRONIC HEMODIALYSIS WITH MALE LUER LOCK THAT CAN BE EASILY ATTACHED TO THE VASCULAR ACCESS AND FEMALE LUER LOCK WITH SILICONE SEAL TO CONNECT SAFELY THE DEVICE TO THE BLOOD TUBING STRAIGHT WITH FLUID PATH MORE THAN 350 ML /MIN THE CONNECTOR REMAINS IN PLACE DURING AND AFTER THE HEMODIALYSIS TREATMENT UP TO 7 DAYS ON A SINGLE STERILE PACKAGE | EA | 5000 | Medina
861 | 4216150402800 | DISINFECTANT CAP WITH POVIDONE IODINE SOLUTION USED TO LOCK PERITONEAL DIALYSIS CATHETER AFTER PERITONEAL DIALYSIS PROCESS | EA | 4000 | khobar
862 | 4216150402800 | DISINFECTANT CAP WITH POVIDONE IODINE SOLUTION USED TO LOCK PERITONEAL DIALYSIS CATHETER AFTER PERITONEAL DIALYSIS PROCESS | EA | 200 | khobar
863 | 4216150402800 | DISINFECTANT CAP WITH POVIDONE IODINE SOLUTION USED TO LOCK PERITONEAL DIALYSIS CATHETER AFTER PERITONEAL DIALYSIS PROCESS | EA | 400 | khobar
864 | 4216150402800 | DISINFECTANT CAP WITH POVIDONE IODINE SOLUTION USED TO LOCK PERITONEAL DIALYSIS CATHETER AFTER PERITONEAL DIALYSIS PROCESS | EA | 19560 | Riyadh
865 | 4216150403400 | CATHETER, PERITONEAL DIALYSIS, PEDIATRIC, SILICONE, DOUBLE CUFF, SWAN NECK, COILED 38 - 39 CM | EA | 60 | Tabuk
866 | 4216150500600 | APD DRAINAGE SET CYCLER NON-PYROGENIC FLUID PATH 15 LITERS DISPOSABLE STERILE | EA | 2400 | khobar
867 | 4216150500600 | APD DRAINAGE SET CYCLER NON-PYROGENIC FLUID PATH 15 LITERS DISPOSABLE STERILE | EA | 500 | khobar
868 | 4216150500600 | APD DRAINAGE SET CYCLER NON-PYROGENIC FLUID PATH 15 LITERS DISPOSABLE STERILE | EA | 8680 | Riyadh
869 | 4216150602700 | CATHETER STRAIGHT, FOR PERITONEAL DIALYSIS, 38-39 CM, PEDIATRIC,COILED TIP, 2 CUFFS | EA | 24 | Tabuk
870 | 4216150603000 | CATHETER FOR PERITONEAL DIALYSIS 57-59 CM ADULT COILED 2 CUFFS | EA | 20 | Riyadh
871 | 4216150603000 | CATHETER FOR PERITONEAL DIALYSIS 57-59 CM ADULT COILED 2 CUFFS | EA | 10 | Riyadh
872 | 4216150604500 | CATHETER PERITONEAL DIALYSIS PEDIATRIC SILICONE DOUBLE CUFF SWAN NECK COILED TIP 40-42CM | EA | 5 | Riyadh
873 | 4216150700400 | SOLUTION PERITONEAL DIALYSIS TWIN BAG WITH 2.27 - 2.5% GLUCOSE 2000 ML FOR CAPD PATIENT VALIDATED ASYMMETRIC Y - SET CONNECTOLOGY WITH TITANIUM ADAPTER TECHNOLOGY THE COLOR CODED PULL RINGS ARE A STERILITY BARRIER AND CONTAIN RAISED DOTS ESPECIALLY DESIGNED FOR VISUALLY IMPAIRED PATIENTS THE TWIN BAG CONNECTOR IS RECESSED AND COMPLETELY PROTECTED BY AN EXTERNAL SURFACE THEREFORE MINIMIZING TOUCH CONTAMINATION THE TWIN BAG INJECTION SITE IS EASY TO DISINFECT AND TO MANIPULATE THE PATIENT TRANSFER SET CONTAMINATION AREA IS OUTSIDE THE FLUID PATH. COMPATIBLE WITH THE CURRENT APD SYSTEM HOME CHOICE PRO ALLOWING EASE OF SWITCH FROM CAPD TO APD HOME CHOICE PRO AND VICE VERSA | EA | 150 | Najran
874 | 4216150700700 | RENAL DIALYSIS (RD) (PERITONEAL DIALYSIS SET FOR HOME CHOICE MACHINE) CYCLE MACHINE HOME CHOICE CASSETTE LINE 4 PRONGS LUER LOCK MINICAP WITH POVIDONE TITANIUM ADAPTER TRANSFER SET WITH TWIST CLAMP THE DIALYSATE BAG CONTAINS 1.36 - 1.5% DEXTROSE 3000 ML LOW CALCIUM | EA | 510 | Najran
875 | 4216150701200 | SOLUTION DEXTROSE FORMULATION LACTATE FOR CAPD 2000 ML 1.36 - 1.5 % WITH CALCIUM 1.75 | EA | 1000 | Riyadh
876 | 4216150701700 | ICODEXTRIN 7.5% 2 LITERS SINGLE BAG FOR APD | EA | 1200 | khobar
877 | 4216150701700 | ICODEXTRIN 7.5% 2 LITERS SINGLE BAG FOR APD | EA | 770 | Najran
878 | 4216150703600 | RENAL DIALYSIS (RD) (PERITONEAL DIALYSIS SET FOR HOME CHOICE MACHINE) CYCLE MACHINE HOME CHOICE CASSETTE LINE 4 PRONGS LUER LOCK MINICAP WITH POVIDONE TITANIUM ADAPTER TRANSFER SET WITH TWIST CLAMP THE DIALYSATE BAG CONTAINS 3.86 - 4.25% DEXTROSE 5000 ML LOW CALCIUM | EA | 20 | Najran
879 | 4216150703800 | RENAL DIALYSIS (RD) (PERITONEAL DIALYSIS SET FOR HOME CHOICE MACHINE) CYCLE MACHINE HOME CHOICE CASSETTE LINE 4 PRONGS LUER LOCK MINICAP WITH POVIDONE TITANIUM ADAPTER TRANSFER SET WITH TWIST CLAMP THE DIALYSATE BAG CONTAINS 2.27 - 2.5% DEXTROSE 5000 ML LOW CALCIUM | EA | 1750 | khobar
880 | 4216150703800 | RENAL DIALYSIS (RD) (PERITONEAL DIALYSIS SET FOR HOME CHOICE MACHINE) CYCLE MACHINE HOME CHOICE CASSETTE LINE 4 PRONGS LUER LOCK MINICAP WITH POVIDONE TITANIUM ADAPTER TRANSFER SET WITH TWIST CLAMP THE DIALYSATE BAG CONTAINS 2.27 - 2.5% DEXTROSE 5000 ML LOW CALCIUM | EA | 950 | Najran
881 | 4216150704000 | RENAL DIALYSIS (RD) (PERITONEAL DIALYSIS SET FOR HOME CHOICE MACHINE) CYCLE MACHINE HOME CHOICE CASSETTE LINE 4 PRONGS LUER LOCK MINICAP WITH POVIDONE TITANIUM ADAPTER TRANSFER SET WITH TWIST CLAMP THE DIALYSATE BAG CONTAINS 1.36 - 1.5% DEXTROSE 5000 ML LOW CALCIUM | EA | 1550 | khobar
882 | 4216150704000 | RENAL DIALYSIS (RD) (PERITONEAL DIALYSIS SET FOR HOME CHOICE MACHINE) CYCLE MACHINE HOME CHOICE CASSETTE LINE 4 PRONGS LUER LOCK MINICAP WITH POVIDONE TITANIUM ADAPTER TRANSFER SET WITH TWIST CLAMP THE DIALYSATE BAG CONTAINS 1.36 - 1.5% DEXTROSE 5000 ML LOW CALCIUM | EA | 1460 | Najran
883 | 4216150704600 | RENAL DIALYSIS (RD) (PERITONEAL DIALYSIS SET FOR HOME CHOICE MACHINE) CYCLE MACHINE HOME CHOICE CASSETTE LINE 4 PRONGS LUER LOCK MINICAP WITH POVIDONE TITANIUM ADAPTER TRANSFER SET WITH TWIST CLAMP THE DIALYSATE BAG CONTAINS 2.27 - 1.5% DEXTROSE 3000 ML LOW CALCIUM | EA | 564 | Najran
884 | 4216150707300 | SOLUTION PERITONEAL DIALYSIS LACTATE DEXTROSE FORMULATION 5000 ML 1.36- 1.5 % WITH CALCIUM 1.25 | EA | 3832 | Riyadh
885 | 4216150707900 | ICODEXTRIN 7.5% 2 LITERS/BAG FOR CAPD | EA | 190 | Najran
886 | 4216150708000 | SOLUTION BICARBONATE WITHOUT LACTATE 1.36-1.5 % PH 7.4 2 LITERS FOR CAPD WITH CALCIUM 1.25 | EA | 400 | khobar
887 | 4216150708100 | SOLUTION BICARBONATE WITHOUT LACTATE CAPD 1.36-1.5% CA 1.75 2L | EA | 32 | Riyadh
888 | 4216150708700 | SOLUTION, BICARBONATE WITHOUT LACTATE, 1.36-1.5 %, 5 LITERS, WITH CALCIUM 1.75 | EA | 2000 | khobar
889 | 4216150708900 | SOLUTION, BICARBONATE WITHOUT LACTATE, 2.27-2.5 %, 5 LITERS, WITH CALCIUM 1.75 | EA | 2000 | khobar
890 | 4216150709100 | SOLUTION, BICARBONATE WITHOUT LACTATE, 3.86-4.25 %, 5 LITERS FOR APD, WITH CALCIUM 1.75 | EA | 16 | khobar
891 | 4216150711700 | PERITONEAL DIALYSIS SET FOR SLEEP SAFE MACHINE+ DEXTROSE 1.36 - 1.5 % 5000 ML (RENAL DIALYSIS BICARBONATE BASED SOLUTION 5000 ML WITH DEXTROSE 1.36 - 1.5% FOR SLEEP SAFE CYCLER MACHINE) SHOULD INCLUDE APD SET ORGANIZER ORGANIZER HOLDER ORGANIZER CLIP PER PATIENT TITANIUM OR BIOFINE ADAPTER AND CATHETER EXTENSION PER 450 BAG FOR ADULT AND PER 200 FOR PEDIATRIC ONE SLEEP SAFE SET (LINES CASSETTE) APD. DRAINAGE BAG DISINFECTION CAP FOR ADULT PER 3 BAGS; AND FOR PEDIATRICS PER 2 BAGS NOTE WHEN THE PRICE IS EQUAL BIOFINE IS COVER PLASTIC AS THE CONTENT OF THE BAGS AND TUBES ) | EA | 600 | khobar
892 | 4216150711700 | PERITONEAL DIALYSIS SET FOR SLEEP SAFE MACHINE+ DEXTROSE 1.36 - 1.5 % 5000 ML (RENAL DIALYSIS BICARBONATE BASED SOLUTION 5000 ML WITH DEXTROSE 1.36 - 1.5% FOR SLEEP SAFE CYCLER MACHINE) SHOULD INCLUDE APD SET ORGANIZER ORGANIZER HOLDER ORGANIZER CLIP PER PATIENT TITANIUM OR BIOFINE ADAPTER AND CATHETER EXTENSION PER 450 BAG FOR ADULT AND PER 200 FOR PEDIATRIC ONE SLEEP SAFE SET (LINES CASSETTE) APD. DRAINAGE BAG DISINFECTION CAP FOR ADULT PER 3 BAGS; AND FOR PEDIATRICS PER 2 BAGS NOTE WHEN THE PRICE IS EQUAL BIOFINE IS COVER PLASTIC AS THE CONTENT OF THE BAGS AND TUBES ) | EA | 1200 | khobar
893 | 4216150711900 | PERITONEAL DIALYSIS SET FOR SLEEP SAFE MACHINE+ DEXTROSE 2.27 - 2.5 % 5000 ML (RENAL DIALYSIS BICARBONATE BASED SOLUTION 5000 ML WITH DEXTROSE 2.27 - 2.5% FOR SLEEP SAFE CYCLER MACHINE SHOULD INCLUDE APD SET ORGANIZER ORGANIZER HOLDER ORGANIZER CLIP PER PATIENT TITANIUM OR BIOFINE ADAPTER AND CATHETER EXTENSION PER 450 BAG FOR ADULT AND PER 200 FOR PEDIATRIC ONE SLEEP SAFE SET (LINES CASSETTE) APD. DRAINAGE BAG DISINFECTION CAP FOR ADULT PER 3 BAGS AND FOR PEDIATRICS PER 2 BAGS NOTE WHEN THE PRICE IS EQUAL BIOFINE IS PREFERRED OVER PLASTIC AS THE CONTENT OF THE BAGS AND TUBES ) | EA | 600 | khobar
894 | 4216150712100 | PERITONEAL DIALYSIS SET FOR SLEEP SAFE MACHINE+ DEXTROSE 4.25 % 5000 ML (RENAL DIALYSIS BICARBONATE BASED SOLUTION 5000 ML WITH DEXTROSE 4.25% FOR SLEEP SAFE CYCLER MACHINE SHOULD INCLUDE APD SET ORGANIZER ORGANIZER HOLDER ORGANIZER CLIP PER PATIENT TITANIUM OR BIOFINE ADAPTER AND CATHETER EXTENSION PER 450 BAG FOR ADULT AND PER 200 FOR PEDIATRIC ONE SLEEP SAFE SET (LINES CASSETTE) APD. DRAINAGE BAG DISINFECTION CAP FOR ADULT PER 3 BAGS AND FOR PEDIATRICS PER 2 BAGS NOTE WHEN THE PRICE IS EQUAL BIOFINE IS PREFERRED OVER PLASTIC AS THE CONTENT OF THE BAGS AND TUBES ) | EA | 50 | khobar
895 | 4216150712300 | SOLUTION PERITONEAL DIALYSIS TWIN BAG WITH 1.36 - 1.5% GLUCOSE 2000 ML FOR CAPD PATIENT INTEGRATED DISCONNECT SYSTEM VALIDATED ASYMMETRIC Y - SET CONNECTOLOGY WITH TITANIUM ADAPTER TECHNOLOGY THE COLOR CODED PULL RINGS ARE A STERILITY BARRIER AND CONTAIN RAISED DOTS ESPECIALLY DESIGNED FOR VISUALLY IMPAIRED PATIENTS THE TWIN BAG CONNECTOR IS RECESSED AND COMPLETELY PROTECTED BY AN EXTERNAL SURFACE THEREFORE MINIMIZING TOUCH CONTAMINATION THE TWIN BAG INJECTION SITE IS EASY TO DISINFECT AND TO MANIPULATE THE PATIENT TRANSFER SET CONTAMINATION AREA IS OUTSIDE THE FLUID PATH. COMPATIBLE WITH THE CURRENT APD SYSTEM HOMECHOICE PRO ALLOWING EASE OF SWITCH FROM CAPD TO APD HOMECHOICE PRO AND VICE VERSA | EA | 360 | Najran
896 | 4216150712400 | SOLUTION PERITONEAL DIALYSIS TWIN BAG WITH 3.86 - 4.25% GLUCOSE 2000 ML FOR CAPD PATIENT VALIDATED ASYMMETRIC Y - SET CONNECTOLOGY WITH TITANIUM ADAPTER TECHNOLOGY THE COLOR CODED PULL RINGS ARE A STERILITY BARRIER AND CONTAIN RAISED DOTS ESPECIALLY DESIGNED FOR VISUALLY IMPAIRED PATIENTS THE TWIN BAG CONNECTOR IS RECESSED AND COMPLETELY PROTECTED BY AN EXTERNAL SURFACE THEREFORE MINIMIZING TOUCH CONTAMINATION. THE TWIN BAG INJECTION SITE IS EASY TO DISINFECT AND TO MANIPULATE. THE PATIENT TRANSFER SET CONTAMINATION AREA IS OUTSIDE THE FLUID PATH COMPATIBLE WITH THE CURRENT APD SYSTEM HOME CHOICE PRO ALLOWING EASE OF SWITCH FROM CAPD TO APD HOME CHOICE PRO AND VICE VERSA | EA | 60 | Najran
897 | 4216150712500 | RENAL DIALYSIS (RD) CONTAINS PERACETIC SOLUTION 3% HYDROGEN PEROXIDE ACETIC ACID ADJUVANTS AND WATER 5 LITERS | EA | 100 | Riyadh
898 | 4216150715700 | PERITONEAL DIALYSIS PEDIATRIC SYSTEM SAFE LOCK SYSTEM (INCLUDING DRAINAGE SET) BALANCING IN 5 ML INCREMENTS | EA | 200 | Riyadh
899 | 4216150715700 | PERITONEAL DIALYSIS PEDIATRIC SYSTEM SAFE LOCK SYSTEM (INCLUDING DRAINAGE SET) BALANCING IN 5 ML INCREMENTS | EA | 60 | Riyadh
900 | 4216150718600 | HOME HEMODIALYSIS SESSION INCLUDING DIALYZER OF HIGH FLUX WITH AVAILABILITY OF DIFFERENT SIZE STARTING FROM (0.2M² 0.3M² 0.7M² 1.3M² 1.6M²) THE SIZE WILL BE ON DEMAND AND DIALYSIS BLOOD LINE ADULT OR PEDIATRIC ON DEMAND AS ORDERED FROM SECTOR (SHOULD BE COMPATIBLE WITH HOME DIALYSIS MACHINE AND DIALYSATE SOLUTIONS WITH AVAILABILITY OF DIFFERENT CONCENTRATIONS K 0 MMOL/L 1 MMOL/L 2 MMOL/L 3 MMOL/L 4 MMOL/L WILL BE ON DEMAND WITH DIFFERENT CA CONCENTRATIONS 1.25 MMOL/L 1.5 MMOL/L 1.75 MMOL/L WILL BE ON DEMAND WITH GLUCOSE BASED OR GLUCOSE FREE WILL BE ON DEMAND AND AV FISTULA NEEDLE WITH AVAILABILITY OF DIFFERENT SIZE G15 G16 WILL BE ON DEMAND ON AND OFF DRESSING PACK WARMER BAG WITH LINE ACCESSORY DRAIN LINE EXTENSION THE SESSION NOT LESS THAN 45 OF DIALYSATE SOLUTION ON DEMAND.(( THE COMPANY PROVIDING SESSION AT HOME MUST HAVE REGISTRATION WITH MINISTRY OF COMMERCE )) (1 EACH IS EQUIVALENT TO PK) | EA | 155 | Al Kharj
901 | 4216150718600 | HOME HEMODIALYSIS SESSION INCLUDING DIALYZER OF HIGH FLUX WITH AVAILABILITY OF DIFFERENT SIZE STARTING FROM (0.2M² 0.3M² 0.7M² 1.3M² 1.6M²) THE SIZE WILL BE ON DEMAND AND DIALYSIS BLOOD LINE ADULT OR PEDIATRIC ON DEMAND AS ORDERED FROM SECTOR (SHOULD BE COMPATIBLE WITH HOME DIALYSIS MACHINE AND DIALYSATE SOLUTIONS WITH AVAILABILITY OF DIFFERENT CONCENTRATIONS K 0 MMOL/L 1 MMOL/L 2 MMOL/L 3 MMOL/L 4 MMOL/L WILL BE ON DEMAND WITH DIFFERENT CA CONCENTRATIONS 1.25 MMOL/L 1.5 MMOL/L 1.75 MMOL/L WILL BE ON DEMAND WITH GLUCOSE BASED OR GLUCOSE FREE WILL BE ON DEMAND AND AV FISTULA NEEDLE WITH AVAILABILITY OF DIFFERENT SIZE G15 G16 WILL BE ON DEMAND ON AND OFF DRESSING PACK WARMER BAG WITH LINE ACCESSORY DRAIN LINE EXTENSION THE SESSION NOT LESS THAN 45 OF DIALYSATE SOLUTION ON DEMAND.(( THE COMPANY PROVIDING SESSION AT HOME MUST HAVE REGISTRATION WITH MINISTRY OF COMMERCE )) (1 EACH IS EQUIVALENT TO PK) | EA | 155 | Al Kharj
902 | 4216150718700 | MOBILE HEMODIALYSIS SESSION INCLUDING DIALYZER OF HIGH FLUX WITH AVAILABILITY OF DIFFERENT SIZE STARTING FROM (0.2M² 0.3M² 0.7M² 1.3M² 1.6M²) THE SIZE WILL BE ON DEMAND AND DIALYSIS BLOOD LINE ADULT OR PEDIATRIC ON DEMAND AS ORDERED FROM SECTOR (SHOULD BE COMPATIBLE WITH EACH HOSPITAL STANDARD MACHINE AND DIALYSIS SOLUTIONS WITH AVAILABILITY OF DIFFERENT CONCENTRATIONS K 0 MMOL/L 1 MMOL/L 2 MMOL/L 3 MMOL/L 4 MMOL/L WILL BE ON DEMAND WITH DIFFERENT CA CONCENTRATIONS 1.25 MMOL/L 1.5 MMOL/L 1.75 MMOL/L WILL BE ON DEMAND WITH GLUCOSE BASED OR GLUCOSE FREE WILL BE ON DEMAND AND AV FISTULA NEEDLE WITH AVAILABILITY OF DIFFERENT SIZE G15 G16 WILL BE ON DEMAND ON AND OFF DRESSING PACK WARMER BAG WITH LINE ACCESSORY DRAIN LINE EXTENSION THE SESSION NOT LESS THAN 44L OF DIALYSATE SOLUTION ON DEMAND. (1 EACH IS EQUIVALENT TO PK) | EA | 996 | Riyadh
903 | 4216150718700 | MOBILE HEMODIALYSIS SESSION INCLUDING DIALYZER OF HIGH FLUX WITH AVAILABILITY OF DIFFERENT SIZE STARTING FROM (0.2M² 0.3M² 0.7M² 1.3M² 1.6M²) THE SIZE WILL BE ON DEMAND AND DIALYSIS BLOOD LINE ADULT OR PEDIATRIC ON DEMAND AS ORDERED FROM SECTOR (SHOULD BE COMPATIBLE WITH EACH HOSPITAL STANDARD MACHINE AND DIALYSIS SOLUTIONS WITH AVAILABILITY OF DIFFERENT CONCENTRATIONS K 0 MMOL/L 1 MMOL/L 2 MMOL/L 3 MMOL/L 4 MMOL/L WILL BE ON DEMAND WITH DIFFERENT CA CONCENTRATIONS 1.25 MMOL/L 1.5 MMOL/L 1.75 MMOL/L WILL BE ON DEMAND WITH GLUCOSE BASED OR GLUCOSE FREE WILL BE ON DEMAND AND AV FISTULA NEEDLE WITH AVAILABILITY OF DIFFERENT SIZE G15 G16 WILL BE ON DEMAND ON AND OFF DRESSING PACK WARMER BAG WITH LINE ACCESSORY DRAIN LINE EXTENSION THE SESSION NOT LESS THAN 44L OF DIALYSATE SOLUTION ON DEMAND. (1 EACH IS EQUIVALENT TO PK) | EA | 996 | Riyadh
904 | 4216150719200 | SOLUTION BICARBONATE WITHOUT LACTATE CAPD 2.27-2.5% CA 1.25 2L | EA | 2800 | khobar
905 | 4216150719200 | SOLUTION BICARBONATE WITHOUT LACTATE CAPD 2.27-2.5% CA 1.25 2L | EA | 100 | khobar
906 | 4216150719300 | SOLUTION BICARBONATE WITHOUT LACTATE CAPD 3.8-4.25% CA 1.25 2L | EA | 8 | khobar
907 | 4216150719700 | SOLUTION BICARBONATE WITHOUT LACTATE 1.36-1.5 % 3 LITERS WITH CALCIUM 1.25 | EA | 152 | khobar
908 | 4216160001600 | RETURN OR DRAINAGE CANNULA, FOR ECMO, ADULT, ASSORTED SIZES AND LENGTHS, DISPOSABLE, STERILE | EA | 30 | Makkah
909 | 4216160100100 | HEMODIALYSIS FISTULA KIT ( PRE AND POST DIALYSIS ) ALL STERILE, THE FIRST SET IS FOR PRE DIALYSIS WHICH CONTENTS : (1) 2% CHLORHEXIDINE SWAB STICK, (3) SYRINGE 10 ML, (2) GAUZE SWAB 10 X 10 CM 12 PLY, (4) TOWEL 40 X 40 CM, (1) PAPER ADHESIVE TAPE 2.5 CM X 2 M, (1) WASTE BAG, (1) PLASTIC FORCEP TWEEZERS, (1 PAIR) SURGICAL GLOVES POWDER FREE IN A SINGLE PACKAGE, (2) NEEDLE G20, (1) STERILE FIELD 50 X 50 CM, (2) GALLIPOT TRAY, THE SECOND SET IS FOR POST DIALYSIS WHICH CONTENTS (1 PAIR) SURGICAL GLOVES POWDER FREE IN A SINGLE PACKAGE, (5) GAUZE SWAB 5X5 CM 8 PLY, (2) SYRINGE 2 ML, (5) GAUZE SWAB 10X10 CM 8 PLY, (1) STERILE FIELD 50 X 50 CM, (1) TOWEL 40 X 40 CM, (1) CONFORMING BANDAGE 8 CM X 4 M | EA | 4004 | Jeddah
910 | 4216160100100 | HEMODIALYSIS FISTULA KIT ( PRE AND POST DIALYSIS ) ALL STERILE, THE FIRST SET IS FOR PRE DIALYSIS WHICH CONTENTS : (1) 2% CHLORHEXIDINE SWAB STICK, (3) SYRINGE 10 ML, (2) GAUZE SWAB 10 X 10 CM 12 PLY, (4) TOWEL 40 X 40 CM, (1) PAPER ADHESIVE TAPE 2.5 CM X 2 M, (1) WASTE BAG, (1) PLASTIC FORCEP TWEEZERS, (1 PAIR) SURGICAL GLOVES POWDER FREE IN A SINGLE PACKAGE, (2) NEEDLE G20, (1) STERILE FIELD 50 X 50 CM, (2) GALLIPOT TRAY, THE SECOND SET IS FOR POST DIALYSIS WHICH CONTENTS (1 PAIR) SURGICAL GLOVES POWDER FREE IN A SINGLE PACKAGE, (5) GAUZE SWAB 5X5 CM 8 PLY, (2) SYRINGE 2 ML, (5) GAUZE SWAB 10X10 CM 8 PLY, (1) STERILE FIELD 50 X 50 CM, (1) TOWEL 40 X 40 CM, (1) CONFORMING BANDAGE 8 CM X 4 M | EA | 11998 | Tabuk
911 | 4216160100200 | BLOOD LINE FOR FRESENIUS MACHINE 2008/4008 OR EQUIVALENT DOUBLE NEEDLE CONSISTING OF ARTERIAL LINE PVC MEDICAL GRADE ONE WITH: MALE LUER LOCK TO FIT WITH FISTULA NEEDLE INFUSION CANNULA WITH SPIKE AND PROTECTOR CAP LINE CLAMP INJECTION PORT PRESSURE MONITORING LINE WITH TRANSDUCER PROTECTOR PUMP SEGMENT LENGTH NOT LESS THAN 350 MM HEPARIN LINE POST PUMP ARTERIAL CHAMBER VENOUS LINE PVC MEDICAL GRADE ONE WITH: FEMALE LUER LOCK TO FIT WITH DIALYZER DRIP CHAMBER WITH FILTER LEVEL LINE PRESSURE MONITORING LINE WITH TRANSDUCER PROTECTOR INJECTION PORT LINE CLAMP DRAINAGE BAG MALE LUER LOCK TO FIT WITH FISTULA NEEDLE BYPASS CONNECTOR VENOUS BUBBLE TRAP 30 MM STERILIZATION METHOD: ETO OR STEAM OR GAMMA RADIATION DISPOSABLE STERILE | SET | 15000 | Ahsa
912 | 4216160805200 | HEMODIALYSIS BICARBONATE 3-138-005 OR EQUIVALENT K 3.0 CA 1.0 NONPYROGENIC ACID CONCENTRATE FF-33 | EA | 300 | Najran
913 | 4216160805300 | RD HEMODIALYSIS ACID CONCENTRATE K 2.0 MMOL CA 1.75 MMOL MG 0.5 MMOL DEXTROSE 1.0 GM/L 5 LITERS/PLASTIC CONTAINER | EA | 400 | Dammam
914 | 4216160805300 | RD HEMODIALYSIS ACID CONCENTRATE K 2.0 MMOL CA 1.75 MMOL MG 0.5 MMOL DEXTROSE 1.0 GM/L 5 LITERS/PLASTIC CONTAINER | EA | 24000 | Jazan
915 | 4216160805300 | RD HEMODIALYSIS ACID CONCENTRATE K 2.0 MMOL CA 1.75 MMOL MG 0.5 MMOL DEXTROSE 1.0 GM/L 5 LITERS/PLASTIC CONTAINER | EA | 4000 | Aseer
916 | 4216160805300 | RD HEMODIALYSIS ACID CONCENTRATE K 2.0 MMOL CA 1.75 MMOL MG 0.5 MMOL DEXTROSE 1.0 GM/L 5 LITERS/PLASTIC CONTAINER | EA | 800 | Aseer
917 | 4216160805300 | RD HEMODIALYSIS ACID CONCENTRATE K 2.0 MMOL CA 1.75 MMOL MG 0.5 MMOL DEXTROSE 1.0 GM/L 5 LITERS/PLASTIC CONTAINER | EA | 20000 | Qassim
918 | 4216160805700 | RD HEMODIALYSIS ACID CONCENTRATE FOR BICARBONATE DIALYSIS IN DILUTION (1:44) GIVES THE FOLLOWING CONCENTRATIONS: IN MMOL/1 L NA 100 CA 1.5 MG 0.375 CL 105.75 POTASSIUM 1 MMOL/L ACETATE 2.00 DEXTROSE 1.1 GM/L TOTAL OSMOLARITY = 217.00 MOSM /L IN 5 LITERS | EA | 100 | Najran
919 | 4216160805900 | RENAL DIALYSIS (RD) HEMODIALYSIS ACID CONCENTRATE FOR BICARBONATE DIALYSIS IN DILUTION (1:34) GIVES THE FOLLOWING CONCENTRATIONS: IN MMOL/L NA 103 K 2.00 CA 1.5 MG 0.5 ACETATE 2.97 CL 109 DEXTROSE 1.1 GM/L TOTAL OSMOLARITY = 225 MOSM/L IN 5 LITERS CONTAINER | EA | 10000 | Riyadh
920 | 4216161500700 | DIALYZER LOW FLUX HOLLOW FIBER HIGH ULTRAFILTRATION: MEMBRANE MATERIAL: POLYSULFON AND ITS DERIVATIVES WITH MALE LUER LOCK FOR TUBING SURFACE AREA 1.7 - 1.8 M 2 VIT. B 12 CLEARANCE AT Q.B 200 ML/MIN KEEPING BLOOD FLOW CONSTANT AT THIS RATE 50 ML/MIN ULTRAFILTRATION RATE BETWEEN 15 - 20 ML/HR/MMHG NEGATIVE PRESSURE STERILIZED BY STEAM OR BETA GAMMA RADIATION | EA | 5016 | Tabuk
921 | 4216161500700 | DIALYZER LOW FLUX HOLLOW FIBER HIGH ULTRAFILTRATION: MEMBRANE MATERIAL: POLYSULFON AND ITS DERIVATIVES WITH MALE LUER LOCK FOR TUBING SURFACE AREA 1.7 - 1.8 M 2 VIT. B 12 CLEARANCE AT Q.B 200 ML/MIN KEEPING BLOOD FLOW CONSTANT AT THIS RATE 50 ML/MIN ULTRAFILTRATION RATE BETWEEN 15 - 20 ML/HR/MMHG NEGATIVE PRESSURE STERILIZED BY STEAM OR BETA GAMMA RADIATION | EA | 1260 | Medina
922 | 4216161800300 | BLOOD SET ALL IN ONE FOR FRESENIUS MACHINE 6008 ADULT LOW VOLUME L-R WITH POST-DILUTION PORT INTEGRATED INFUSION PORT SINGLE-DOUBLE-NEEDLE CHAMBER PRE-DILUTION PORT VENOUS CHAMBER AIR-FREE PRESSURE MEASUREMENT (PRE-FILTER) AIR-FREE PRESSURE MEASUREMENT (ARTERIAL) AIR-FREE PRESSURE MEASUREMENT (VENOUS). WITH FILLING MAX VOLUME OF 128 ML (AV) PUMP SEGMENT 71 MM. (1 EACH IS EQUIVALENT TO SET) | EA | 728 | Qassim
923 | 4216163200300 | PRISMA M 100 SET OR PRISMAFLEX M 100 SET WITHOUT SOLUTIONS | SET | 200 | Riyadh
924 | 4216163200300 | PRISMA M 100 SET OR PRISMAFLEX M 100 SET WITHOUT SOLUTIONS | SET | 240 | Riyadh
925 | 4216163200300 | PRISMA M 100 SET OR PRISMAFLEX M 100 SET WITHOUT SOLUTIONS | SET | 200 | Riyadh
926 | 4216163301100 | DIALYZER LOW FLUX HOLLOW FIBER HIGH ULTRA FILTRATION MEMBRANE MATERIAL: POLYSULFON AND ITS DERIVATIVES WITH: MALE LUER LOCK FOR TUBING SURFACE AREA BETWEEN 1.3 - 1.4 M 2 VIT. B 12 CLEARANCE AT Q.B. 200 ML/MN KEEPING BLOOD FLOW CONSTANT AT THIS RATE 50 ML/MN ULTRAFILTRATION RATE BETWEEN 10 - 15 ML/HR/MM HG NEGATIVE PRESSURE STERILIZED BY STEAM OR BETA GAMMA RADIATION | EA | 4000 | Medina
927 | 4216163301200 | DIALYZER LOW FLUX HOLLOW FIBER HIGH ULTRA FILTRATION MEMBRANE MATERIAL: POLYSULFON AND ITS DERIVATIVES WITH: MALE LUER LOCK FOR TUBING SURFACE AREA BETWEEN 1.5 - 1.6 M 2 VIT. B 12 CLEARANCE AT Q.B. 200 ML/MN KEEPING BLOOD FLOW CONSTANT AT THIS RATE 50 ML/MN ULTRAFILTRATION RATE BETWEEN 15 - 20 ML/HR/MMHG NEGATIVE PRESSURE STERILIZED BY STEAM OR BETA GAMMA RADIATION | EA | 5016 | Tabuk
928 | 4216163301300 | DIALYZER HIGH FLUX HOLLOW FIBER MEMBRANE MATERIAL: POLYSULFON AND ITS DERIVATIVES SURFACE AREA 1.3 - 1.4 M 2 HIGH ULTRA FILTRATION COEFFICIENT 40 ML/HR/ 1 MM HG STERILIZED BY STEAM OR BETA GAMMA RADIATION | EA | 6000 | Jazan
929 | 4216163301300 | DIALYZER HIGH FLUX HOLLOW FIBER MEMBRANE MATERIAL: POLYSULFON AND ITS DERIVATIVES SURFACE AREA 1.3 - 1.4 M 2 HIGH ULTRA FILTRATION COEFFICIENT 40 ML/HR/ 1 MM HG STERILIZED BY STEAM OR BETA GAMMA RADIATION | EA | 5688 | Medina
930 | 4216163301900 | DIALYZER HIGH FLUX HOLLOW FIBER MEMBRANE MATERIAL: POLYSULFON AND ITS DERIVATIVES SURFACE AREA 1.6 - 1.7 M 2 HIGH ULTRA FILTRATION COEFFICIENT 40 - 60 ML/HR/ 1 MM HG STERILIZED BY STEAM OR BETA GAMMA RADIATION | EA | 15000 | Jazan
931 | 4216163301900 | DIALYZER HIGH FLUX HOLLOW FIBER MEMBRANE MATERIAL: POLYSULFON AND ITS DERIVATIVES SURFACE AREA 1.6 - 1.7 M 2 HIGH ULTRA FILTRATION COEFFICIENT 40 - 60 ML/HR/ 1 MM HG STERILIZED BY STEAM OR BETA GAMMA RADIATION | EA | 6000 | Tabuk
932 | 4216163501800 | BICARBONATE CARTRIDGE 900 GM WELL SEALED EASILY FIXED HORIZONTALLY TO THE PORT THROUGH TWO LIP COMPATIBLE WITH FRESENIUS 5008 OR 6008 HEMODIALYSIS MACHINE OR EQUIVALENT | EA | 12000 | Ahsa
933 | 4216165902700 | HEMODIALYSIS CATHETER INTERNAL JUGULAR, SHORT TERM, CURVED SHAFT, 12 FR X 15 CM | EA | 960 | Abha
934 | 4216165902700 | HEMODIALYSIS CATHETER INTERNAL JUGULAR, SHORT TERM, CURVED SHAFT, 12 FR X 15 CM | EA | 240 | Najran
935 | 4216165902700 | HEMODIALYSIS CATHETER INTERNAL JUGULAR, SHORT TERM, CURVED SHAFT, 12 FR X 15 CM | EA | 800 | Arar
936 | 4216165902700 | HEMODIALYSIS CATHETER INTERNAL JUGULAR, SHORT TERM, CURVED SHAFT, 12 FR X 15 CM | EA | 2640 | Makkah
937 | 4216165904300 | CATHETER, HEMODIALYSIS KIT, STRAIGHT, 8 FR X 11 - 12 CM, SHORT TERM | EA | 20 | Riyadh
938 | 4216166100200 | ADAPTER BIOFINE LOCKING TO CONNECT BETWEEN THE INNER AND OUTER CATHETER REMAIN PERMANENT | EA | 10 | khobar
939 | 4216170100200 | HEMOFILTRATION SET FOR PRISMA M100 SET (HOSPITAL) OR EQUIVALENT HIGH VOLUME: EACH SET ALLOWS ANY OR RENAL REPLACEMENT THERAPIES TO BE PERFORMED AT TIME: SCUF: SLOW CONTINUOUS ULTRAFILTRATION CVVH : CONTINUOUS VENOVENOUS HEMOFILTRATION CVVHD: CONTINUOUS VENOVENOUS HEMODIALYSIS CVVHDF: CONTINUOUS VENOVENOUS HEMODIAFILTRATION THIS SET CONSISTS OF: A FILTER MADE OF AN 69 MEMBRANE MEMBRANE SURFACE AREA 0.9 M2 HEMOSOL BE SOLUTION 2 LITERS FOR EVERY SET M 100 TO PROVIDE 6 BAGS OF HEMOSOL BO PRIMING COLLECTION BAG CONNECTED TO THE END OF ACCESS LINE A - 5 LITER EFFLUENT BAG WITH DRAINAGE PORT (SP 354) DIALYSATE INLET LINE EFFLUENT OUTLET LINE ARTERIAL LINE TO FIT PRISMA MACHINE VENOUS LINE TO FIT PRISMA MACHINE | EA | 80 | Tabuk
940 | 4216170102900 | HEMOFILTRATION SET FOR PRISMAFLEX TPE 2000 SET FOR PRISMAFLEX MACHINES OR EQUIVALENT EACH SET ALLOWS THERAPEUTIC PLASMA EXCHANGE TO BE PERFORMED THE SET IS STERILIZED AND CONSIST OF: POLYPROPYLENE HOLLOW FIBER PLASMA FILTER BLOOD ACCESS LINE BLOOD RETURN LINE EFFLUENT OUTLET LINE A REPLACEMENT SOLUTION LINE A PRE BLOOD PUMP LINE AN ANTICOAGULANT LINE | EA | 64 | Taif
941 | 4216170103800 | HEMOFILTER FOR BACTERIA AND ENDOTOXIN RETENTION TO BE USED WITH B BRAUN HEMODIALYSIS MACHINES OR EQUIVALENT FOR ONLINE PREPARATION OF DIALYSATE FOR HEMODIAFILTRATION | EA | 36 | Tabuk
942 | 4216180002100 | SOLUTION FOR CRRT CITRATE | EA | 300 | Riyadh
943 | 4217000001100 | FLOW METER SINGLE OUTPUT OXYGEN MEDICAL GAS REGULAR FLOW RANGE FROM 1-15 LPM REMOVABLE NIPPLE COLOR CODED WITH GREEN OR WHITE LABELED WITH OXYGEN OR O2 BRITISH STANDARD | EA | 350 | Abha
944 | 4217180101400 | MASK LARYNGEAL SIZE 1.5 AIRWAY LATEX FREE DISPOSABLE STERILE | EA | 100 | Jeddah
945 | 4217210501700 | ELECTRODES ADULT FOR ECG MONITORING NON-INVASIVE PACING DEFIBRILLATION AND SYNCHRONIZED CARDIOVERSION THROUGH ONE SET OF ELECTRODES COMPATIBLE WITH LIFE PACK DEFIBRILLATION OR EQUIVALENT LATEX FREE DISPOSABLE | EA | 10 | Riyadh
946 | 4217210501800 | ELECTRODES PEDIATRIC FOR ECG MONITORING NON-INVASIVE PACING DEFIBRILLATION AND SYNCHRONIZED CARDIOVERSION THROUGH ONE SET OF ELECTRODES COMPATIBLE WITH LIFE PACK DEFIBRILLATION OR EQUIVALENT LATEX FREE DISPOSABLE | EA | 10 | Riyadh
947 | 4218150100000 | DEPRESSOR TONGUE WOODEN WITH SMOOTH EDGES INDIVIDUAL WRAP 15CM (+/- 2CM) DISPOSABLE STERILE | EA | 5000 | Ahsa
948 | 4218150100000 | DEPRESSOR TONGUE WOODEN WITH SMOOTH EDGES INDIVIDUAL WRAP 15CM (+/- 2CM) DISPOSABLE STERILE | EA | 5000 | Ahsa
949 | 4218150100000 | DEPRESSOR TONGUE WOODEN WITH SMOOTH EDGES INDIVIDUAL WRAP 15CM (+/- 2CM) DISPOSABLE STERILE | EA | 5000 | Ahsa
950 | 4218150100000 | DEPRESSOR TONGUE WOODEN WITH SMOOTH EDGES INDIVIDUAL WRAP 15CM (+/- 2CM) DISPOSABLE STERILE | EA | 599400 | Dammam
951 | 4218150100000 | DEPRESSOR TONGUE WOODEN WITH SMOOTH EDGES INDIVIDUAL WRAP 15CM (+/- 2CM) DISPOSABLE STERILE | EA | 120000 | Riyadh
952 | 4218150100000 | DEPRESSOR TONGUE WOODEN WITH SMOOTH EDGES INDIVIDUAL WRAP 15CM (+/- 2CM) DISPOSABLE STERILE | EA | 149400 | Riyadh
953 | 4218150100000 | DEPRESSOR TONGUE WOODEN WITH SMOOTH EDGES INDIVIDUAL WRAP 15CM (+/- 2CM) DISPOSABLE STERILE | EA | 639000 | Tabuk
954 | 4218150500000 | SAMPLER ENDOMETRIAL SOFT 3-3.5MM STERILE | EA | 2000 | Ahsa
955 | 4218150500000 | SAMPLER ENDOMETRIAL SOFT 3-3.5MM STERILE | EA | 100 | Jazan
956 | 4218154100900 | GROUND ELECTRODE, PLATE, FOR EMG AND NCS, ASSORTED SIZES, DISPOSABLE | EA | 2000 | Riyadh
957 | 4218154200300 | EMG NEEDLE, CONCENTRIC, ASSORTED SIZES, DISPOSABLE, STERILE. CABLES MUST BE PROVIDED FREE OF CHARGE. | EA | 375 | Riyadh
958 | 4218154200700 | TUBE ENDOTRACHEAL WITH NERVE STIMULATION ELECTRODES ASSORTED SIZES | EA | 4 | Riyadh
959 | 4218154200700 | TUBE ENDOTRACHEAL WITH NERVE STIMULATION ELECTRODES ASSORTED SIZES | EA | 180 | Dammam
960 | 4218154200700 | TUBE ENDOTRACHEAL WITH NERVE STIMULATION ELECTRODES ASSORTED SIZES | EA | 12 | Ahsa
961 | 4218154200700 | TUBE ENDOTRACHEAL WITH NERVE STIMULATION ELECTRODES ASSORTED SIZES | EA | 51 | Riyadh
962 | 4218154202400 | ELECTRODES SURFACE 4 DISCS WITH LEADS PRE-GELLED FOR EMG AND NCS AND IOM CONNECTION MUST BE UNIVERSAL TO FIT ALL NEUROPHYSIOLOGY MACHINES DISPOSABLE ASSORTED SIZES | EA | 800 | Dammam
963 | 4218160503700 | BAG, PRESSURE INFUSER, 500 CC, WITH MANUAL, HAND PUMP, DISPOSABLE | EA | 200 | Abha
964 | 4218160508300 | CUFF NIBP TRULINK SINGLE TUBE NYLON CHILD 12 - 19 CM COMPATIBLE WITH MAQUET ANESTHESIA MACHINE OR EQUIVALENT REUSABLE | EA | 50 | Jeddah
965 | 4218160509800 | BLOOD PRESSURE ADULT CUFF SIZE L+ SINGLE TUBE DISPOSABLE | EA | 540 | Tabuk
966 | 4218160509800 | BLOOD PRESSURE ADULT CUFF SIZE L+ SINGLE TUBE DISPOSABLE | EA | 600 | Makkah
967 | 4218160600100 | TRU CUFF SINGLE TUBE BLOOD PRESSURE ADULT/PEDIATRIC COMPATIBLE WITH MAQUET ANESTHESIA MACHINE OR EQUIVALENT REUSABLE | EA | 100 | Riyadh
968 | 4218170800700 | ELECTRODE PEDIATRIC ECG (1 PACK OF 3 ELECTRODE) MRI COMPATIBLE | EA | 1000 | Jazan
969 | 4218170800700 | ELECTRODE PEDIATRIC ECG (1 PACK OF 3 ELECTRODE) MRI COMPATIBLE | EA | 500 | Riyadh
970 | 4218170800900 | "ELECTRODE FOR ECG MONITORING AND STRESS TEST ADULT PLASTIC PRE GELLED SILVER/SILVER CHLORIDE 40-50 MM DIAMETER STRONG ADHESIVE" | EA | 50000 | Jeddah
971 | 4218170800900 | "ELECTRODE FOR ECG MONITORING AND STRESS TEST ADULT PLASTIC PRE GELLED SILVER/SILVER CHLORIDE 40-50 MM DIAMETER STRONG ADHESIVE" | EA | 250000 | Jeddah
972 | 4218171500300 | ADHESIVE ELECTRODE PASTE 8-10 OZ CONDUCTIVE | EA | 150 | Medina
973 | 4218172300500 | PAPER, ELECTROCARDIOGRAM (ECG/EKG), FOR PHILIPS TC-30 AND TC-50, SIZE APPROX. 210 MM X 300 MM | EA | 600 | Tabuk
974 | 4218172302600 | "PAPER ECG FOR LIFEPAK 11 / 12 SIZE APPROX. 107 MM X 25 M" | EA | 432 | Jeddah
975 | 4218172302600 | "PAPER ECG FOR LIFEPAK 11 / 12 SIZE APPROX. 107 MM X 25 M" | EA | 432 | Medina
976 | 4218172302600 | "PAPER ECG FOR LIFEPAK 11 / 12 SIZE APPROX. 107 MM X 25 M" | EA | 432 | Medina
977 | 4218172302700 | PAPER, RECORDING, FOR NIHON KOHDEN CARDIOFAX M, SIZE APPROX. 210 MM X 140 MM | EA | 1000 | Tabuk
978 | 4218172305700 | "PAPER ECG FOR ZOLL X SERIES DEFIBRILLATOR SIZE APPROX. 90 MM X 90 MM" | EA | 770 | Tabuk
979 | 4218172307100 | PAPER, ECG, FOR PHILIPS HEARTSTART XL DEFIBRILLATOR, SIZE APPROX. 50 MM X 30 M | ROL | 4000 | Tabuk
980 | 4218180304400 | SPO2 MRI SENSOR ADHESIVE NEONATAL DISPOSABLE COMPATIBLE WITH PHILIPS MONITOR OR EQUIVALENT | EA | 80 | Riyadh
981 | 4218190016100 | PUMP INFUSION PATIENT CONTROLLED EPIDURAL ANALGESIA PCEA | EA | 300 | Qassim
982 | 4218190800500 | SET IRRIGATION CYSTOSCOPY SINGLE SPIKE WIDE BORE TUBING STERILE | EA | 300 | Yanbu
983 | 4218191500000 | TUBING PRESSURE MONITORING TUBING MALE - FEMALE PRESSURE LINE 24 INCH DISPOSABLE STERILE | EA | 500 | Riyadh
984 | 4218191700700 | NEEDLE FILTER BLUNT 5 MICRON 18 G X 1 - 1/2 INCH | EA | 16000 | Medina
985 | 4218192300100 | WEARABLE WIRELESS SENSOR TO MEASURE BODY TEMPERATURE AND RESPIRATORY RATE CONNECTED THROUGH BLUETOOTH ABLE TO USE IN HOME CARE AND HOSPITALS | EA | 120 | Riyadh
986 | 4218201300100 | SPECULUM CUSCO VAGINAL INDIVIDUALLY PACKED SIZE: MEDIUM DISPOSABLE | EA | 1020 | Riyadh
987 | 4218201300100 | SPECULUM CUSCO VAGINAL INDIVIDUALLY PACKED SIZE: MEDIUM DISPOSABLE | EA | 2040 | Jeddah
988 | 4218201300100 | SPECULUM CUSCO VAGINAL INDIVIDUALLY PACKED SIZE: MEDIUM DISPOSABLE | EA | 720 | Riyadh
989 | 4218201300100 | SPECULUM CUSCO VAGINAL INDIVIDUALLY PACKED SIZE: MEDIUM DISPOSABLE | EA | 720 | Medina
990 | 4218201300100 | SPECULUM CUSCO VAGINAL INDIVIDUALLY PACKED SIZE: MEDIUM DISPOSABLE | EA | 780 | Medina
991 | 4218201300100 | SPECULUM CUSCO VAGINAL INDIVIDUALLY PACKED SIZE: MEDIUM DISPOSABLE | EA | 1080 | Riyadh
992 | 4218220501200 | PROBE TEMPERATURE FOR ESOPHAGEAL OR RECTAL FOR INTRAVASCULAR TEMPERATURE MANAGEMENT MACHINE DISPOSABLE STERILE | EA | 1400 | Dammam
993 | 4218221400200 | TEMPERATURE PROBE-NEONATE DRAGER INCUBATOR TO MAINTAIN NTE IN THE DRAGER INCUBATOR AND CONTROL BABIES TEMPERATURE THE DRAGER INCUBATOR TEMPERATURE PROBE MUST BE USED OR THE BED WILL FAIL TO DO ITS JOB HAS DECLARATION OF COMPATIBILITY CERTIFICATE WITH DRAGER DEVICES DEHP FREE | EA | 240 | Dammam
994 | 4218230002800 | ELECTRODES, SUBDERMAL NEEDLE ELECTRODES, TWISTED PAIR, FOR INTRA OPERATIVE MONITORING, MADE OF STAINLESS STEEL, CONNECTION MUST BE U NIVERSAL TO FIT ALL NEUROPHYSIOLOGY MACHINES, DISPOSABLE, ASSORTED SIZE | EA | 12 | Qassim
995 | 4218230004600 | DRILL GUIDE AND PLACEMENT WRENCH, FOR DEPTH ELECTRODES PLACEMENT, REUSABLE | EA | 2 | Makkah
996 | 4218230006000 | STIMULATION PROBE, BIPOLAR, FOR NERVES STIMULATION, CONNECTION MUST BE UNIVERSAL TO FIT ALL NEUROPHYSIOLOGY MACHINES, DISPOSABLE, STERILE | EA | 20 | Dammam
997 | 4218232600700 | CAP FOR EEG MADE OF FABRIC MATERIAL UNIVERSAL CONNECTION TO FIT ALL NEUROPHYSIOLOGY MACHINES REUSABLE ASSORTED SIZES | EA | 10 | Qassim
998 | 4218232603400 | ELECTRODES, CUP, FOR EEG, GOLD PLATED, 10 MM DISC WITH 2 MM HOLE, REUSABLE, ASSORTED LENGHTS | EA | 192 | Dammam
999 | 4218240900700 | BATTERY ZINC AIR HEARING AID BATTERIES SIZE 13 | EA | 162000 | Riyadh
1000 | 4218242400200 | ADI EAR TIP ADAPTORS FOR INSERT EARPHONES COMPATIBLE WITH END USER EQUIPMENT | EA | 24 | Riyadh
1001 | 4218270100000 | ASSESSMENT TOOLS FINGER GONIOMETER STAINLESS STEEL GONIOMETER MEASURES THE RANGE OF MOTION OF FINGER JOINTS 180 DEGREE ASSORTED SIZES | EA | 10 | Skaka
1002 | 4218270200100 | TAPE MEASURING FOR INTRAOPERATIVE USE NOT LESS THAN 150 CM DISPOSABLE STERILE | EA | 3600 | Dammam
1003 | 4218306100000 | IMPLANT, GLAUCOMA STENT, INTRAOCULAR, DESIGNED TO REDUCE EYE PRESSURE, STERILE | EA | 15 | Riyadh
1004 | 4218306100000 | IMPLANT, GLAUCOMA STENT, INTRAOCULAR, DESIGNED TO REDUCE EYE PRESSURE, STERILE | EA | 10 | khobar
1005 | 4218308500300 | PROBES TONOMETER COMPATIBLE WITH ICARE HAND HELD IOP TONOMETER UNIT DISPOSABLE | EA | 11000 | Dammam
1006 | 4218308500300 | PROBES TONOMETER COMPATIBLE WITH ICARE HAND HELD IOP TONOMETER UNIT DISPOSABLE | EA | 12000 | Dammam
1007 | 4218320210100 | SKIN PATCH TEST PANELS FOR AT LEAST 35 ALLERGENS, READY TO USE, FOR DERMATOLOGY, DISPOSABLE | EA | 120 | Al Kharj
1008 | 4218320210100 | SKIN PATCH TEST PANELS FOR AT LEAST 35 ALLERGENS, READY TO USE, FOR DERMATOLOGY, DISPOSABLE | EA | 40 | Jazan
1009 | 4218320210100 | SKIN PATCH TEST PANELS FOR AT LEAST 35 ALLERGENS, READY TO USE, FOR DERMATOLOGY, DISPOSABLE | EA | 40 | Abha
1010 | 4219160700200 | CURTAIN, MEDICAL, MADE OF POLYPROPYLENE WITH ANTIMICROBIAL, WITH PATENTED HOOKS FOR EASY INSTALLATION AND VELCRO STICKER TO SECURE THE CURTAIN, SIZE: HEIGHT 2.5 M X WIDTH 7.5 M, ASSORTED COLORS, DISPOSABLE | EA | 20000 | Tabuk
1011 | 4219171400200 | CYLINDER KEY SIZE SMALL MADE OF METAL FOR DURABILITY WITH CHAIN FOR OPENING D/E SIZE OXYGEN CYLINDER | EA | 100 | Riyadh
1012 | 4219181000400 | PAD ATTACHMENT FOR COROMETRICS FETAL SCALP ELECTRODE CABLE | EA | 900 | Jeddah
1013 | 4219181000400 | PAD ATTACHMENT FOR COROMETRICS FETAL SCALP ELECTRODE CABLE | EA | 2000 | Jeddah
1014 | 4219181000400 | PAD ATTACHMENT FOR COROMETRICS FETAL SCALP ELECTRODE CABLE | EA | 900 | Jeddah
1015 | 4219181000400 | PAD ATTACHMENT FOR COROMETRICS FETAL SCALP ELECTRODE CABLE | EA | 900 | Jeddah
1016 | 4219181300400 | "PAPER RECORDING CONTINUOUS CTG FOR HP M1911A / M1913A SIZE APPROX. 151 MM X 100 MM" | EA | 400 | Riyadh
1017 | 4219181300400 | "PAPER RECORDING CONTINUOUS CTG FOR HP M1911A / M1913A SIZE APPROX. 151 MM X 100 MM" | EA | 300 | Medina
1018 | 4219181300400 | "PAPER RECORDING CONTINUOUS CTG FOR HP M1911A / M1913A SIZE APPROX. 151 MM X 100 MM" | EA | 400 | Tabuk
1019 | 4219181300600 | "PAPER ECG FOR LIFEPAK 6 / 10 / 12 / 20 SIZE APPROX. 50 MM X 30 M" | EA | 540 | Dammam
1020 | 4219181300900 | PAPER, FOR GE DIAGNOSIS SYSTEM HD STRESS TEST, SIZE APPROX. 210 MM X 280 MM | EA | 180 | Tabuk
1021 | 4219181301100 | PAPER FOR EXAMINATION COUCH WITH ONE PLASTIC SIDE AND OTHER CELLULOSE SIDE WITH PERFORATION EVERY 60 CM SIZE: 60 - 80 CM X 30 YARDS/ROLL | EA | 14400 | Medina
1022 | 4219181301100 | PAPER FOR EXAMINATION COUCH WITH ONE PLASTIC SIDE AND OTHER CELLULOSE SIDE WITH PERFORATION EVERY 60 CM SIZE: 60 - 80 CM X 30 YARDS/ROLL | EA | 2400 | Al Kharj
1023 | 4219181301100 | PAPER FOR EXAMINATION COUCH WITH ONE PLASTIC SIDE AND OTHER CELLULOSE SIDE WITH PERFORATION EVERY 60 CM SIZE: 60 - 80 CM X 30 YARDS/ROLL | EA | 25984 | Dammam
1024 | 4219200500000 | DIAPER WRAP AROUND WAIST SIZE: XXX-LARGE HIGHLY ABSORBENT ASSURES DRY SURFACE READJUSTABLE ADHESIVE TAPE PACKING WRAPPED IN A PLASTIC PACK | EA | 30000 | Riyadh
1025 | 4219221101100 | PATIENT TRANSFER BOARD EASY TO CLEAN ANTIBACTERIAL MRI-COMPATIBLE HIGH DURABILITY SIZE NOT LESS THAN 170X40CM | EA | 4 | Najran
1026 | 4219260200200 | CUP FOR MEDICINE DISPENSING CLEAR MEDICAL PLASTIC UNIVERSAL GRADUATION 30 ML | EA | 7250000 | Jazan
1027 | 4219260201100 | "BOTTLE MEDICINE AMBER GRADUATED EMPTY WITH CHILD RESISTANT PLASTIC SCREW CAP 120-130 ML" | EA | 1200 | Taif
1028 | 4219260201100 | "BOTTLE MEDICINE AMBER GRADUATED EMPTY WITH CHILD RESISTANT PLASTIC SCREW CAP 120-130 ML" | EA | 1680 | Ahsa
1029 | 4219260201100 | "BOTTLE MEDICINE AMBER GRADUATED EMPTY WITH CHILD RESISTANT PLASTIC SCREW CAP 120-130 ML" | EA | 720 | Ahsa
1030 | 4219260201200 | "BOTTLE MEDICINE AMBER GRADUATED EMPTY WITH CHILD RESISTANT PLASTIC SCREW CAP 60-70 ML" | EA | 4250 | Taif
1031 | 4219260201200 | "BOTTLE MEDICINE AMBER GRADUATED EMPTY WITH CHILD RESISTANT PLASTIC SCREW CAP 60-70 ML" | EA | 5000 | khobar
1032 | 4219260201200 | "BOTTLE MEDICINE AMBER GRADUATED EMPTY WITH CHILD RESISTANT PLASTIC SCREW CAP 60-70 ML" | EA | 1000 | Medina
1033 | 4219260201200 | "BOTTLE MEDICINE AMBER GRADUATED EMPTY WITH CHILD RESISTANT PLASTIC SCREW CAP 60-70 ML" | EA | 1000 | Medina
1034 | 4219260201200 | "BOTTLE MEDICINE AMBER GRADUATED EMPTY WITH CHILD RESISTANT PLASTIC SCREW CAP 60-70 ML" | EA | 5500 | Jeddah
1035 | 4219260201200 | "BOTTLE MEDICINE AMBER GRADUATED EMPTY WITH CHILD RESISTANT PLASTIC SCREW CAP 60-70 ML" | EA | 5500 | Jeddah
1036 | 4219260203400 | FLUID DISPENSING SYSTEM LUER LOCK ADJUSTABLE AUTOMATIC SPRING RETURN CONTOURED GRIP WITHOUT EXTENSION SET DUAL CHECK VALVE 10 CC DEHP AND LATEX FREE | EA | 240 | Riyadh
1037 | 4219260300000 | VIAL, PLASTIC, WITH PUSH AND TURN TYPE, SAFE FITTED CAPS, WIDE MOUTH, AMBER COLOR, POLYSTYRENE MATERIAL, CAPACITY 110-140 ML | EA | 12960 | Dammam
1038 | 4219261200800 | JAR OINTMENT WHITE WITH SECURED CAP 170 GM / ML | EA | 1000 | Tabuk
1039 | 4219261401200 | "BAG PLASTIC BAG WHITE FOR MEDICINE DISPENSING WITH HANGING HOLE. MUST BE PRINTED WITH FIXED GREEN INK 50 MICRONS THICKNESS FOR ONE LAYER. WI TH GUSSET.SIZE: ABOUT 29 X 35CM" | EA | 600000 | Tabuk
1040 | 4219261401200 | "BAG PLASTIC BAG WHITE FOR MEDICINE DISPENSING WITH HANGING HOLE. MUST BE PRINTED WITH FIXED GREEN INK 50 MICRONS THICKNESS FOR ONE LAYER. WI TH GUSSET.SIZE: ABOUT 29 X 35CM" | EA | 40000 | Medina
1041 | 4219280200800 | CONTAINER SAFETY PLASTIC FOR DISPOSAL SHARP DURABLE STABLE EASY HANDLING PUNCTURE AND LEAK PROOF WITH WARNING LABEL YELLOW COLOR FINAL CLOSURE MUST BE IRREVERSIBLE 5-6 LITERS CAPACITY 50 / PACK DISPOSABLE | EA | 1000 | Riyadh
1042 | 4220170501200 | CONDOM, ULTRASOUND PROBE, LATEX NON-LUBRICATED, 3.5 CM X 20 CM (+/- 5C M), DISPOSABLE, STERILE | EA | 1008 | Taif
1043 | 4220170501200 | CONDOM, ULTRASOUND PROBE, LATEX NON-LUBRICATED, 3.5 CM X 20 CM (+/- 5C M), DISPOSABLE, STERILE | EA | 1000 | Makkah
1044 | 4220170800800 | GEL ULTRASOUND TRANSMISSION 250 GM / TUBE | EA | 1272 | Jeddah
1045 | 4220170800800 | GEL ULTRASOUND TRANSMISSION 250 GM / TUBE | EA | 24 | Al Qurayyat
1046 | 4220170800800 | GEL ULTRASOUND TRANSMISSION 250 GM / TUBE | EA | 240 | Skaka
1047 | 4220170800800 | GEL ULTRASOUND TRANSMISSION 250 GM / TUBE | EA | 2400 | Riyadh
1048 | 4220170800800 | GEL ULTRASOUND TRANSMISSION 250 GM / TUBE | EA | 600 | Riyadh
1049 | 4220182100100 | PLASTIC SNAP X - RAY FILM HOLDER AUTOCLAVABLE | EA | 400 | Riyadh
1050 | 4220340000900 | CANNULA SAFETY IV WITH PUSH BUTTON NEEDLE SHIELDING WITHOUT WINGS MADE OF POLYURETHANE MATERIAL WITH BLOOD CONTROL AND NOTCH NEEDLE 16G X 30MM | EA | 450 | khobar
1051 | 4220340001300 | CANNULA SAFETY IV WITH PUSH BUTTON NEEDLE SHIELDING WITH FLEXIBLE WINGS MADE OF POLYURETHANE MATERIAL WITH BLOOD CONTROL AND NOTCH NEEDLE 24G X 19MM | EA | 13000 | Riyadh
1052 | 4220340001300 | CANNULA SAFETY IV WITH PUSH BUTTON NEEDLE SHIELDING WITH FLEXIBLE WINGS MADE OF POLYURETHANE MATERIAL WITH BLOOD CONTROL AND NOTCH NEEDLE 24G X 19MM | EA | 13000 | Riyadh
1053 | 4220340001400 | CANNULA SAFETY IV WITH PUSH BUTTON NEEDLE SHIELDING WITHOUT WINGS MADE OF POLYURETHANE MATERIAL WITH BLOOD CONTROL AND NOTCH NEEDLE 14G X 45MM | EA | 400 | khobar
1054 | 4220340226800 | PROBE, ARGON PLASMA COAGULATION (APC), (SIDE FIRE) WITH INTEGRATED FILTER, ASSORTED SIZES OF DIAMETER AND WORKING LENGTH | EA | 10 | Jeddah
1055 | 4220340328700 | STRAP RESTRAINT FOR LIMBS FOAM LINED VELCRO CLOSURE ADJUSTABLE INFANT DISPOSABLE | EA | 1176 | Dhahran
1056 | 4220340410700 | "GUIDEWIRE ROSEN PTFE COATED 0.035IN 145 - 180 CM DISPOSABLE STERILE" | EA | 600 | Dammam
1057 | 4220340526500 | CATHETER, PICC, POLYURETHANE, SINGLE LUMEN, 1.2 FR, LENGTH 20-25 CM, NEEDLE SIZE 28 G, WITH MICROFLASH INTRODUCER, RADIOPAQUE LINE, CATHETER GRADUATIONS EVERY CM, INTEGRAL EXTENSION WITH WING PERMITS SECURE CATHETER FIXATION UNIQUE SPLIT CANNULA, AND EYELET GIVES RAPID VISIBILITY OF FLASHBACK, DISPOSABLE, STERILE | EA | 200 | Tabuk
1058 | 4220340526500 | CATHETER, PICC, POLYURETHANE, SINGLE LUMEN, 1.2 FR, LENGTH 20-25 CM, NEEDLE SIZE 28 G, WITH MICROFLASH INTRODUCER, RADIOPAQUE LINE, CATHETER GRADUATIONS EVERY CM, INTEGRAL EXTENSION WITH WING PERMITS SECURE CATHETER FIXATION UNIQUE SPLIT CANNULA, AND EYELET GIVES RAPID VISIBILITY OF FLASHBACK, DISPOSABLE, STERILE | EA | 200 | Tabuk
1059 | 4220340702300 | INJECTOR SYRINGE ANGIOGRAPHIC 150 ML WITH ASPIRATION TUBE COMPATIBLE WITH MEDRAD MARK V. PROVIS OR EQUIVALENT DISPOSABLE STERILE | PC | 50 | Medina
1060 | 4220341005200 | "TISSUE VALVE IMPLANT AORTIC BOVINE ASSORTED SIZES AS PER HOSPITAL REQUEST STERILE" | EA | 1 | Tabuk
1061 | 4220341005200 | "TISSUE VALVE IMPLANT AORTIC BOVINE ASSORTED SIZES AS PER HOSPITAL REQUEST STERILE" | EA | 8 | Makkah
1062 | 4220341005400 | "MECHANICAL VALVE IMPLANT AORTIC SUPRA-ANNULAR ASSORTED SIZES ACCORDING TO HOSPITAL REQUEST STERILE" | EA | 5 | Makkah
1063 | 4220341006400 | CARDIAC CATHETERIZATION PACK (ADULT) ADVANCE STERILE CONTAINS: BACK TABLE COVER 60IN X 75IN (152X190CM) BACK TABLE COVER 30IN X 3 6IN (FOLDED)ABSORBENT TOWEL 17IN X 20IN (43X51 CM) REINFORCED SURGICAL GOWN XL FEMORAL ANGIO DRAPE (RADIAL) W/TWO WINDOWS 99IN X 130IN RUBBER BANDS SCALPEL BLADE # 11 WITH HANDLE BLUE BOWL 1000 CC (SPONGE) BOWL 250 CC (SPONGE) RING BASINS 6000CC ABSORBENT UTILITY DRAPE 30IN X 30IN TUBE HOLDER W/VELCRO 10IN ADHESIVE TEGADERM DRESSING 10X12CMLARGE DRAPE 60INX100IN W/OUT REINF. MOSQUITO FORCEPS 5IN CURVED MOSQUITO FORCEPS 5IN STRAIGHT PITCHER 1200CCKIDNEY BASIN 700CC (REGULAR)OPERATING SCISSORS BL/SH 5IN STRAIGHT TOWEL CLAMPS GAUZE SWABS 4 X 4 12 PLY NXRD SPLASH STOP WASTE COLLECTION BOWL W/SOLIDIFIER HAND TOWEL OR CLOTH BLUE 44X60 CM NC - 20 COUNT FM W/MAG RED (STD)GALIPOT 60 CC GALIPOT 60 CC GALLIPOT 120MLSYRINGE 10ML L/L SYRINGE 10ML L/L SYRINGE 10ML L/L SYRINGE 3ML L/L SYRINGE 10ML L/L NEEDLE 19G X 1.5IN (3.8CM) BEIGE NEEDLE 21G X 1.5IN (3.5 CM/35X) | EA | 340 | Riyadh
1064 | 4220341007100 | BIOPSY - CENTESIS PACK CONTAINS: STERILE DISPOSABLE. 1X LIDOCAINE 2% 20ML MD (PLASTIC) 1X BANDAGE 3/4 IN X 3 IN SHEER 1X SYRINGE 10CC L/L 1X SYRINGE 20CC L/L 1X NEEDLE: 25X1 1/2 (SAFETY NEEDLE) 1X WRAP 1X POLY 30X30 1X CHLORAPREP 3ML TINTED/ORANGE 1X RULER 6 IN 1X DRAPE 22X22 W/3.5 IN FENESTRATED AND RIPLINE 1X TRAY 3 COMPARTMENT 1X SHORTSTOP 1X SCALPEL # 11 SAFETY 1X NEEDLE 18X1 1/2 S AFETY 1X TOWEL ABS 1X LIDOCAINE LABEL 0.5X1.75 10X SPONGE GAUZE 4X4 12 PLY | EA | 850 | Riyadh
1065 | 4220341007500 | UNI - EXTREMITY VASCULAR PACK STERILE CONTAINS : THE MATERIAL OF THE DRAPE GOWNS AND COVERS MUST BE WATERPROOF ; 1 BACK TABLE COVER REINFORCED 150X 225 CM ; 3 ABSORBENT TOWELS ; 1 SURGICAL GOWN IMPERVIOUS LARGE ; 1 SURGICAL GOWN IMPERVIOUS X-LARGE ; 4 UTILITY DRAPES ; 1 IMPERVIOUS STOCKINET LARGE ; 1 IMPERVIOUS U DRAPE 150 X 175 CM ; 1 HEAVY DUTY U-DRAPE 220 X 275 CM ; 1 TOP BAR DRAPE 250 X 150 CM WITH TUBE HOLDER AND HEAVY ABSORBENT MATERIAL ; 2 DRAPE TAPE STRIPS 10 X 50 CM ; 1 SUTURE BAG ; 1 NEEDLE COUNTER MAGNETIC - FOAM ; 1 CAUTERY PENCIL1 TIP CLEANER ; 1 SHARP TRANSFER TRAY ; 1 MAYO STAND COVER | EA | 60 | Abha
1066 | 4220341007700 | AV FISTULA PACK STERILE CONTAINS: THE MATERIAL OF THE DRAPE GOWNS AND COVERS MUST BE WATERPROOF.1 BACK TABLE COVER REINFORCED 1 50 X 225 CM. 3 ABSORBENT TOWELS. 1 SURGICAL GOWN IMPERVIOUS LARGE. 1 SURGICAL GOWN IMPERVIOUS X-LARGE.1 ARM BOARD COVER REINFORCED FABRIC WITH PLASTIC.4 UTILITY DRAPE.1 IMPERVIOUS STOCKINET SMALL.1 DRAPE TAPE STRIPS 10 X 50 CM.1 (T) HAND DRAPE HEAVY DUTY FABRIC WITH TUBE HOLDER HIGH ABSORBENT FABRIC REINFORCEMENT AND COMFORTABLE FENESTRATION.1 SUTURE BAG.1 NEEDLE COUNTER MAGNETIC - FOAM.1 CAUTERY PENCIL1 TIP CLEANER.1 SHARP TRANSFER TRAY1 MAYO STAND COVER | EA | 60 | Abha
1067 | 4220341009200 | "FLOW DIVERTER DEVICE SYSTEM FOR NEUROINTERVENTIONAL PROCEDURES SELF EXPANDABLE WITH MARKERS FOR TREATMENT OF SACCULAR OR FUSIFORM INTRACRANIAL ANEURYSMS DISPOSABLE STERILE SIZE: 4 MM ASSORTED LENGTHS AS PER HOSPITAL REQUEST" | EA | 15 | Najran
1068 | 4220341009300 | "FLOW DIVERTER DEVICE SYSTEM FOR NEUROINTERVENTIONAL PROCEDURES SELF EXPANDABLE WITH MARKERS FOR TREATMENT OF SACCULAR OR FUSIFORM INTRACRANIAL ANEURYSMS DISPOSABLE STERILE SIZE: 2 - 3.75 MM ASSORTED LENGTHS AS PER HOSPITAL REQUEST" | EA | 10 | Najran
1069 | 4220341009500 | "EMBOLIC PROTECTION DEVICE / FILTER FOR NEUROINTERVENTIONAL PROCEDURES COMPATIBLE WITH 0.014IN - 0.018IN GUIDEWIRE DISPOSABLE STERILE. ASSORTED FILTER SIZES AND LENGTHS AS PER HOSPITAL REQUEST" | EA | 15 | Tabuk
1070 | 4220341015300 | EMBOLIZATION COIL DETACHABLE FIBERED COIL MRI COMPATIBLE MECHANICAL DETACHMENT MECHANISM PRE- LOADED COIL/DELIVERY SYSTEM 0.018IN DELIVERY SYSTEM ASSORTED CONFIGURATIONS-DIAMETER-LENGTH AS PER HOSPITAL REQUEST STERILE DETACHMENT DEVICE MUST BE PROVIDED FREE OF CHARGE WITH EVERY THREE COILS PURCHASED | EA | 30 | Tabuk
1071 | 4220341016900 | EMBOLIZATION COIL DETACHABLE FIBERED COIL MRI COMPATIBLE MECHANICAL DETACHMENT MECHANISM PRE- LOADED COIL/DELIVERY SYSTEM 0.035IN DELIVERY SYSTEM ASSORTED CONFIGURATIONS-DIAMETER-LENGTH AS PER HOSPITAL REQUEST STERILE DETACHMENT DEVICE MUST BE PROVIDED FREE OF CHARGE WITH EVERY THREE COILS PURCHASED | EA | 30 | Dammam
1072 | 4220341017600 | "DRAINAGE CATHETER PERCUTANEOUS MULTIPURPOSE DRAINAGE CATHETER SET HYDROPHILIC 16 FR LOCKING PIGTAIL STIFFENING CANNULA STAINLESS STEEL TROCAR STYLET CATHETER LENGTH NOT MORE THAN 35 CM DISPOSABLE STERILE" | EA | 200 | Riyadh
1073 | 4220341017700 | "DRAINAGE CATHETER PERCUTANEOUS MULTIPURPOSE DRAINAGE CATHETER SET HYDROPHILIC 14 FR LOCKING PIGTAIL STIFFENING CANNULA STAINLESS STEEL TROCAR STYLET CATHETER LENGTH NOT MORE THAN 35 CM DISPOSABLE STERILE" | EA | 200 | Riyadh
1074 | 4220341017800 | "DRAINAGE CATHETER PERCUTANEOUS MULTIPURPOSE DRAINAGE CATHETER SET HYDROPHILIC 12 FR LOCKING PIGTAIL STIFFENING CANNULA STAINLESS STEEL TROCAR STYLET CATHETER LENGTH NOT MORE THAN 35 CM DISPOSABLE STERILE" | EA | 200 | Riyadh
1075 | 4220341017800 | "DRAINAGE CATHETER PERCUTANEOUS MULTIPURPOSE DRAINAGE CATHETER SET HYDROPHILIC 12 FR LOCKING PIGTAIL STIFFENING CANNULA STAINLESS STEEL TROCAR STYLET CATHETER LENGTH NOT MORE THAN 35 CM DISPOSABLE STERILE" | EA | 10 | Riyadh
1076 | 4220341017900 | "DRAINAGE CATHETER PERCUTANEOUS MULTIPURPOSE DRAINAGE CATHETER SET HYDROPHILIC 10-10.5FR LOCKING PIGTAIL STIFFENING CANNULA STAINLESS STEEL TROCAR STYLET CATHETER LENGTH NOT MORE THAN 35 CM DISPOSABLE STERILE" | EA | 200 | Riyadh
1077 | 4220341021400 | "PICC (PERIPHERALLY INSERTED CENTRAL CATHETER) CATHETER SET POWER INJECTABLE EQUIPPED WITH PRELOADED MAGNET TRACKING REAL-TIME CATHETER TIP DIRECTION AND ORIENTATION STERILE DISPOSABLE 4 TO 5FR SINGLE AND DUAL LUMEN THE PICC TIP TRACKING AND CONFIRMATION SYSTEM MUST BE PROVIDED TO EACH ORDERING CENTER TRAINING AND CERTIFICATION BY THE VENDOR MUST BE PROVIDED TO EACH CENTER" | EA | 20 | Makkah
1078 | 4220341021400 | "PICC (PERIPHERALLY INSERTED CENTRAL CATHETER) CATHETER SET POWER INJECTABLE EQUIPPED WITH PRELOADED MAGNET TRACKING REAL-TIME CATHETER TIP DIRECTION AND ORIENTATION STERILE DISPOSABLE 4 TO 5FR SINGLE AND DUAL LUMEN THE PICC TIP TRACKING AND CONFIRMATION SYSTEM MUST BE PROVIDED TO EACH ORDERING CENTER TRAINING AND CERTIFICATION BY THE VENDOR MUST BE PROVIDED TO EACH CENTER" | EA | 300 | Najran
1079 | 4220341022400 | "MICROCATHETER AND GUIDEWIRE (0.018IN) KIT: FIBERED BRAIDED MICROCATHETER TOTAL LENGTH: 115 TO 135 CM DISTAL LENGTH 10-20CM INNER DIAMETER NOT LESS THAN 2.7 FR HIGH FLOW WITH MAXIMUM NOT LESS THAN PRESSURE 800 PSI INCLUDES: TORQUE DEVICE GUIDEWIRE INTRODUCER DISPOSABLE STERILE THE CATHETER LENGTH SHOULD BE DECIDED BY RECEIVING CENTER BEFORE DELIVERY" | EA | 50 | Najran
1080 | 4220341022800 | "INFUSION CATHETER INFUSION LENGTH: 5 TO 50CM 4 TO 5FR WITHOUT GUIDEWIRE DISPOSABLE STERILE" | EA | 70 | Tabuk
1081 | 4220341022800 | "INFUSION CATHETER INFUSION LENGTH: 5 TO 50CM 4 TO 5FR WITHOUT GUIDEWIRE DISPOSABLE STERILE" | EA | 100 | Riyadh
1082 | 4220341022800 | "INFUSION CATHETER INFUSION LENGTH: 5 TO 50CM 4 TO 5FR WITHOUT GUIDEWIRE DISPOSABLE STERILE" | EA | 4 | Ahsa
1083 | 4220341023300 | "SUPPORT CATHETER FOR PERIPHERAL INTERVENTIONS HYDROPHILIC COATED INTEGRATED RADIOPAQUE MARKERS BRAIDED CONSTRUCTION DISPOSABLE STERILE ASSORTED SIZES AS PER HOSPITAL REQUEST" | EA | 50 | Najran
1084 | 4220341026000 | "STENT PERIPHERAL DRUG ELUTING BALLOON-EXPANDABLE ASSORTED SIZES AS PER HOSPITAL REQUEST" | EA | 10 | Najran
1085 | 4220341028200 | BALLOON ANGIOPLASTY DRUG-ELUTING FOR USE WITH AV FISTULAS DUAL LUMEN ASSORTED SIZES BALLOON DIAMETER AND LENGTH AS PER HOSPITAL REQUEST | EA | 20 | Dammam
1086 | 4220341030500 | "ADHESIVE CLOSURE SYSTEM FOR SUPERFICIAL VEIN THERAPIES" | EA | 30 | Abha
1087 | 4220341030500 | "ADHESIVE CLOSURE SYSTEM FOR SUPERFICIAL VEIN THERAPIES" | EA | 30 | Riyadh
1088 | 4220341030500 | "ADHESIVE CLOSURE SYSTEM FOR SUPERFICIAL VEIN THERAPIES" | EA | 15 | khobar
1089 | 4220341030700 | "IMPLANTABLE PORT KIT RADIO TRANSLUCENT/MRI COMPATIBLE WITH ATTACHABLE SILICONE CATHETER ASSORTED SIZES AS PER HOSPITAL REQUEST" | EA | 40 | Jeddah
1090 | 4220341033400 | VALVULOTOMY DEVICE SELF SIZING SELF-CENTERING DISPOSABLE STERILE | EA | 4 | Riyadh
1091 | 4220341034600 | "ANTIMICROBIAL GRAFT SILVER ACETATE COLLAGEN - COATED POLYESTER GRAFT STRAIGHT BOVINE COLLAGEN SIZE 20 TO 22 MMX 40-50 CM AS PER HOSPITAL REQUEST STERILE" | EA | 3 | Jeddah
1092 | 4220341036400 | SUTURE, POLYESTER, MULTIFILAMENT, NON-ABSORBABLE, SIZE 2/0, 25-26 MM, 1/2 CIRCLE, ROUND BODY DOUBLE ARM NEEDLE, 90-95 CM, BLUE, STERILE (1 EACH = 1 DOZEN) | EA | 30 | Buraidah
1093 | 4220341046500 | "PATCH BOVINE BIO-SCAFFOLD 0.5 MM THICKNESS SIZE 5 CM X 8 CM (+/- 1CM) STERILE" | EA | 6 | Riyadh
1094 | 4220341051000 | SINGLE USE INJECTOR INCLUDES MANIFOLD AND HIGH PRESSURE TUBE EXTENSION FOR CATH LAB CORONARY INJECTOR STERILE | EA | 25 | Tabuk
1095 | 4220341051200 | 3 WAY MANIFOLD: RIGHT ON HANDLE WITH 15CM TUBING EXTENSION AND ROTATING LUER PRESSURE MONITORING LINE TRANSPARENT 72 INCH FLUID ADMINISTRATION SET CONTRAST LINE LARGE BORE VENTED AND 12 CC CONTROL SYRINGE RING PLUNGE | EA | 6400 | Riyadh
1096 | 4220341051900 | "CATHETER ARTERIAL STRAIGHT INTIMA 18G - 20G NEEDLE 8-10 CM RADIAL WITH COMPATIBLE GUIDEWIRE DISPOSABLE STERILE" | EA | 2000 | Riyadh
1097 | 4220341055300 | "GUIDEWIRE FOR TAVI PROCEDURES PRESHAPED 0.035IN ASSORTED LENGTHS" | EA | 20 | Riyadh
1098 | 4220341056200 | "INTRODUCER SHEATH FOR CARDIAC BIOPSY FORCEPS ASSORTED SIZES AS PER HOSPITAL REQUEST" | EA | 250 | Riyadh
1099 | 4220341063800 | "CORONARY BALLOON CATHETER SEMI-COMPLIANT LOW CROSSING PROFILE ASSORTED SIZES AS PER HOSPITAL REQUEST" | EA | 405 | Taif
1100 | 4220341065000 | TRANSCATHETER MITRAL VALVE REPAIR SYSTEM | EA | 2 | Ahsa
1101 | 4220341081100 | "CANNULA ADULT CARDIOPLEGIA WITH VENT ASSORTED SIZES ACCORDING TO HOSPITAL REQUEST DISPOSABLE STERILE" | EA | 200 | Medina
1102 | 4220341081100 | "CANNULA ADULT CARDIOPLEGIA WITH VENT ASSORTED SIZES ACCORDING TO HOSPITAL REQUEST DISPOSABLE STERILE" | EA | 200 | Riyadh
1103 | 4220341083000 | "MICROCATHETER FOR NEUROVASCULAR 0.0165 - 0.017 IN MICROCATHETER SYSTEM ASSORTED TIP SHAPES TWO DISTAL MARKERS CATHETER LENGTH NOT LESS THAN 150 CM DISPOSABLE STERILE" | EA | 2 | Ahsa
1104 | 4220341083300 | "GUIDING CATHETER GUIDING COAXIAL DESIGN FOR NEUROINTERVENTIONAL PROCEDURES STRAIGHT HYDROPHILIC COATING 6 - 8FR 90 - 125 CM DISPOSABLE STERILE" | EA | 200 | Riyadh
1105 | 4220341085800 | "GUIDEWIRE FOR NEURO INTERVENTION FOR SUPER-SELECTIVE CATHETERIZATION HYDROPHILIC COATING FLOPPY COILED TIP COIL TIP LENGTH NOT LESS THAN 15 CM 0.010IN X 200 -220 CM DISPOSABLE STERILE" | EA | 130 | Najran
1106 | 4220341086200 | "GUIDEWIRE NITINOL 100% HYDROPHILIC COATED POLYURETHANE COATED STIFF SHAFT STRAIGHT/ANGLED TIP NOT LESS THAN 250 CM DISPOSABLE STERILE" | EA | 1500 | Riyadh
1107 | 4220341086300 | "GUIDEWIRE NITINOL 100% HYDROPHILIC COATED POLYURETHANE COATED STANDARD/FLEXIBLE SHAFT STRAIGHT/ANGLED TIP NOT LESS THAN 250 CM DISPOSABLE STERILE" | EA | 20 | Ahsa
1108 | 4220341086300 | "GUIDEWIRE NITINOL 100% HYDROPHILIC COATED POLYURETHANE COATED STANDARD/FLEXIBLE SHAFT STRAIGHT/ANGLED TIP NOT LESS THAN 250 CM DISPOSABLE STERILE" | EA | 50 | Riyadh
1109 | 4220341086800 | ATHERECTOMY DEVICE SET PLAQUE EXCISION FOR PREDOMINANTLY CALCIFIED LESIONS RAPID EXCHANGE SYSTEM LOW PROFILE CATHETER 0.014IN GUIDEWIRE NO FLOW RESTRICTION DURING CUTTING PASS DISPOSABLE STERILE | EA | 40 | Najran
1110 | 4220341087500 | "EMBOLIZATION COIL PUSHABLE 0.035IN - 0.038 INCH DELIVERY SYSTEM ASSORTED DIAMETER AND LENGTH AS PER HOSPITAL REQUEST STERILE" | EA | 30 | Dammam
1111 | 4220341087600 | EMBOLIZATION COIL PUSHABLE 0.018IN DELIVERY SYSTEM ASSORTED DIAMETER AND LENGTH AS PER HOSPITAL REQUEST STERILE | EA | 36 | Dammam
1112 | 4220341088600 | DRAINAGE CONNECTION TUBE WITH ONE WAY STOPCOCK NOT LESS THAN 30 CM DISPOSABLE STERILE | EA | 3000 | Riyadh
1113 | 4220341088700 | "DRAINAGE CATHETER PERCUTANEOUS MULTIPURPOSE DRAINAGE CATHETER SET HYDROPHILIC 8-8.5 FR LOCKING PIGTAIL STIFFENING CANNULA STAINLESS STEEL TROCAR STYLET CATHETER LENGTH NOT MORE THAN 35 CM DISPOSABLE STERILE" | EA | 30 | Riyadh
1114 | 4220341088800 | "DRAINAGE CATHETER PERCUTANEOUS MULTIPURPOSE DRAINAGE CATHETER SET HYDROPHILIC 5 - 6 FR LOCKING PIGTAIL STIFFENING CANNULA STAINLESS STEEL TROCAR STYLET CATHETER LENGTH NOT MORE THAN 35 CM DISPOSABLE STERILE" | EA | 20 | Riyadh
1115 | 4220341089800 | "PEDAL ACCESS PUNCTURE SET FOR RETROGRADE INFRAPOPLITEAL APPROACH SET CONTAINS: 0.018 INCH GUIDEWIRE 21G ECHOGENIC PUNCTURE NEEDLE MICROPUNCTURE INTRODUCER HEMOSTASIS VALVE DISPOSABLE STERILE" | EA | 70 | Dammam
1116 | 4220341090400 | MICRO PUNCTURE INTRODUCER SET FOR 0.035IN GUIDEWIRE ACCESS ACCESS NEEDLE: 21 OR 22G 4-9 CM LENGTH GUIDEWIRE 0.018IN 40 - 50 CM LONG COAXIAL INTRODUCER CATHETER 4 -5 FR X 9-15 CM DISPOSABLE STERILE | EA | 150 | Riyadh
1117 | 4220341093500 | "GUIDING CATHETER GUIDING COAXIAL DESIGN RENAL DOUBLE VISCERAL HYDROPHILIC COATING DISPOSABLE STERILE ASSORTED SIZES AS PER HOSPITAL REQUEST" | EA | 5 | Taif
1118 | 4220341098400 | "GUIDEWIRE AMPLATZ SUPER STIFF STRAIGHT OR J-SHAPED SOFT ATRAUMATIC FLOPPY TIP 0.035IN/0.038IN ASSORTED LENGTHS DISPOSABLE STERILE" | EA | 350 | Tabuk
1119 | 4220341098400 | "GUIDEWIRE AMPLATZ SUPER STIFF STRAIGHT OR J-SHAPED SOFT ATRAUMATIC FLOPPY TIP 0.035IN/0.038IN ASSORTED LENGTHS DISPOSABLE STERILE" | EA | 150 | Riyadh
1120 | 4220341098600 | "GUIDEWIRE STANDARD STAINLESS STEEL PTFE-COATED STRAIGHT/J-SHAPED SOFT ATRAUMATIC FLOPPY TIP SIZE 0.035IN ASSORTED LENGTHS DISPOSABLE STERILE" | EA | 150 | Riyadh
1121 | 4220341098900 | "COPE NEPHRO-URETEROSTOMY STENT SET ULTRATHANE MATERIAL (NOT SILICONE) INCLUDES ONE FLEXIBLE CATHETER INTRODUCTION STIFFENING CANNULA ACCEPTS 0.035IN GUIDEWIRE STERILE ASSORTED SIZES AS PER HOSPITAL REQUEST" | EA | 60 | Tabuk
1122 | 4220341101600 | STENT STENT GRAFT ENDOVASCULAR FOR ABDOMINAL OR THORACIC AORTIC ANEURYSM STERILE ASSORTED SIZES AS PER HOSPITAL REQUEST | EA | 2 | Najran
1123 | 4220341102200 | "VASCULAR GRAFT EARLY ACCESS HEPARIN COATED SIZE 6 MM X 40-50 CM STERILE" | EA | 12 | Medina
1124 | 4220341103000 | TAPE, UMBILICAL, COTTON, RADIOPAQUE, 2-3 MM X NOT LESS THAN 45 CM, WHITE, STERILE (1 EACH = 1 DOZEN) | EA | 4 | Jeddah
1125 | 4220341103000 | TAPE, UMBILICAL, COTTON, RADIOPAQUE, 2-3 MM X NOT LESS THAN 45 CM, WHITE, STERILE (1 EACH = 1 DOZEN) | EA | 4 | Jeddah
1126 | 4220341103000 | TAPE, UMBILICAL, COTTON, RADIOPAQUE, 2-3 MM X NOT LESS THAN 45 CM, WHITE, STERILE (1 EACH = 1 DOZEN) | EA | 4 | Ahsa
1127 | 4220341103000 | TAPE, UMBILICAL, COTTON, RADIOPAQUE, 2-3 MM X NOT LESS THAN 45 CM, WHITE, STERILE (1 EACH = 1 DOZEN) | EA | 10 | Riyadh
1128 | 4220341103000 | TAPE, UMBILICAL, COTTON, RADIOPAQUE, 2-3 MM X NOT LESS THAN 45 CM, WHITE, STERILE (1 EACH = 1 DOZEN) | EA | 20 | Buraidah
1129 | 4220341103000 | TAPE, UMBILICAL, COTTON, RADIOPAQUE, 2-3 MM X NOT LESS THAN 45 CM, WHITE, STERILE (1 EACH = 1 DOZEN) | EA | 84 | Ahsa
1130 | 4220341105400 | MEDIUM CLIP TITANIUM WITH APPLIERS | EA | 35208 | Riyadh
1131 | 4220341105500 | SMALL CLIP TITANIUM WITH APPLIERS | EA | 540 | Jeddah
1132 | 4220341105500 | SMALL CLIP TITANIUM WITH APPLIERS | EA | 540 | Jeddah
1133 | 4220341107500 | "CLOSURE DEVICE FOR PDA WITH DELIVERY SYSTEM ASSORTED SIZES AS PER HOSPITAL REQUEST" | EA | 4 | Dammam
1134 | 4220341107700 | SNARE KIT SINGLE LOOP EACH KIT MUST INCLUDE: SNARE SNARE GUIDING CATHETER SNARE INTRODUCER DEVICE AND TORQUE DEVICE DISPOSABLE STERILE ASSORTED SIZES AND LENGTHS AS PER HOSPITAL REQUEST | EA | 20 | Abha
1135 | 4220341109400 | "INTRODUCER SHEATH FOR TRANSRADIAL / PEDIATRIC TAPERED HYDROPHILIC COATED ASSORTED SIZES AND LENGTHS AS PER HOSPITAL REQUEST" | EA | 10 | Qassim
1136 | 4220341109400 | "INTRODUCER SHEATH FOR TRANSRADIAL / PEDIATRIC TAPERED HYDROPHILIC COATED ASSORTED SIZES AND LENGTHS AS PER HOSPITAL REQUEST" | EA | 125 | Tabuk
1137 | 4220341109400 | "INTRODUCER SHEATH FOR TRANSRADIAL / PEDIATRIC TAPERED HYDROPHILIC COATED ASSORTED SIZES AND LENGTHS AS PER HOSPITAL REQUEST" | EA | 30 | Ahsa
1138 | 4220341109400 | "INTRODUCER SHEATH FOR TRANSRADIAL / PEDIATRIC TAPERED HYDROPHILIC COATED ASSORTED SIZES AND LENGTHS AS PER HOSPITAL REQUEST" | EA | 400 | Riyadh
1139 | 4220341111200 | CATHETER CORONARY GUIDING ASSORTED FRENCH SIZE-LENGTH-TIP SHAPES AS PER HOSPITAL REQUEST DISPOSABLE STERILE | EA | 1500 | Jazan
1140 | 4220341111200 | CATHETER CORONARY GUIDING ASSORTED FRENCH SIZE-LENGTH-TIP SHAPES AS PER HOSPITAL REQUEST DISPOSABLE STERILE | EA | 100 | Qassim
1141 | 4220341114300 | "FORCEPS FOR CARDIAC BIOPSY ASSORTED SIZES AS PER HOSPITAL REQUEST" | EA | 30 | Riyadh
1142 | 4220341115300 | "ANTIMICROBIAL ENVELOP FOR CARDIAC ELECTROPHYSIOLOGY FOR DEVICES IMPLANTATIONS ABSORBABLE ASSORTED SIZES AS PER HOSPITAL REQUEST" | EA | 10 | khobar
1143 | 4220341202600 | SET, STENT, SILICONE COATED, DOUBLE URETERAL, OPEN ENDED, TAPERED TIP, WITH HOLES IN THE BODY, WITHOUT GUIDEWIRE, WITH RADIO-OPAQUE PUSHER, SIZE: CH 6.0, 26 CM, DISPOSABLE, STERILE | EA | 10 | Tabuk
1144 | 4220341203500 | SET, STENT, INDWELLING, POLYURETHANE, DOUBLE URETERAL, PIGTAIL STENT, OPEN ENDED, TAPERED TIP, WITH HOLES IN THE BODY, LOCKABLE PUSHER, WITH LONG GUIDEWIRE, RADIO-OPAQUE, SIZE: CH 6.0, 26CM, DISPOSABLE, STERILE | EA | 40 | Riyadh
1145 | 4220341206400 | STENT, PANCREATIC, PLASTIC, STRAIGHT, WITHOUT INTERNAL FLAP, (STENT WITHOUT PUSHER), ASSORTED SIZES | EA | 15 | Riyadh
1146 | 4220341211000 | SET, STENT, URETERAL, TUMOR, WITHOUT EYES, WITH COMPATIBLE GUIDEWIRE, WITH RADIO-OPAQUE PUSHER, SIZE: CH 7.0, 28 CM DISPOSABLE, STERILE | EA | 10 | Tabuk
1147 | 4220341211600 | STENT, INDWELLING SOFT POLYURETHANE, DOUBLE URETERAL PIGTAIL STENT, WITH COMPATIBLE GUIDEWIRE, AND RADIO - OPAQUE PUSHER, 18 CM LONG, SIZE: 3.7-4 FR DISPOSABLE, STERILE | EA | 15 | Dammam
1148 | 4220341212400 | STETHOSCOPE INFANT DUAL HEAD U SHAPE SOFT SILICONE EAR TIPS DIAMETER 23MM (+/- 2MM) LENGTH 50 -70 CM | EA | 300 | Riyadh
1149 | 4220341402600 | DIALYZER HIGH FLUX HOLLOW FIBER MEMBRANE MATERIAL: POLYSULFON AND ITS DERIVATIVES SURFACE AREA 1.7 - 1.8 M 2 HIGH ULTRAFILTRATION COEFFICIENT 20 - 30 ML/HR/MMHG STERILIZATION: STEAM OR BETA GAMMA RADIATION | EA | 3240 | Taif
1150 | 4220341402600 | DIALYZER HIGH FLUX HOLLOW FIBER MEMBRANE MATERIAL: POLYSULFON AND ITS DERIVATIVES SURFACE AREA 1.7 - 1.8 M 2 HIGH ULTRAFILTRATION COEFFICIENT 20 - 30 ML/HR/MMHG STERILIZATION: STEAM OR BETA GAMMA RADIATION | EA | 6000 | Tabuk
1151 | 4220341402600 | DIALYZER HIGH FLUX HOLLOW FIBER MEMBRANE MATERIAL: POLYSULFON AND ITS DERIVATIVES SURFACE AREA 1.7 - 1.8 M 2 HIGH ULTRAFILTRATION COEFFICIENT 20 - 30 ML/HR/MMHG STERILIZATION: STEAM OR BETA GAMMA RADIATION | EA | 480 | Riyadh
1152 | 4220341402600 | DIALYZER HIGH FLUX HOLLOW FIBER MEMBRANE MATERIAL: POLYSULFON AND ITS DERIVATIVES SURFACE AREA 1.7 - 1.8 M 2 HIGH ULTRAFILTRATION COEFFICIENT 20 - 30 ML/HR/MMHG STERILIZATION: STEAM OR BETA GAMMA RADIATION | EA | 1512 | Arar
1153 | 4220341500700 | PICC LINE TRAY, INCLUDE: 1 SURGICAL GOWN LARGE WITH 2 ABSORBENT TOWEL, 1 SURGICAL GOWN X- LARGE WITH 2 ABSORBENT TOWEL, 1 BACK TABLE COVER 60 INCH X 90 INCH, ULTRASOUND TRANSDUCER COVER, 2 OP TOWEL 53 X 63 CM , 10 GAUZE SWABS 10 X 10 16PLY XRD, 2 TEGADERM DRESSING 10X12CM, 1 SYRINGE 10ML L/L 1, 1 SYRINGE 20ML L/L, 3 SPONGE STICK 6 INCH, 1 NEEDLE COUNTER, COUNT20 MAG/FOAM, KIDNEY BOWEL 800 ML, 1 HALF DEEP 14 X 25 X 5 CM,1 MOSQUITO FORCEPS 5 INCH STRAIGHT , 1 SCISSORS BL/SH 5 INCH STRAIGHT , 1 SAFETY SCALPEL BLADE 11 INCH, 1 FLUORO COVER 32 INCH DIA WITH 23.5 INCH DEPTH, 4 TOWEL CLAMPS, 1 MEDICATION LABEL SHEET , 1 NEEDLE 25G X 1.5 INCH , STERILE. | EA | 300 | Riyadh
1154 | 4220341500700 | PICC LINE TRAY, INCLUDE: 1 SURGICAL GOWN LARGE WITH 2 ABSORBENT TOWEL, 1 SURGICAL GOWN X- LARGE WITH 2 ABSORBENT TOWEL, 1 BACK TABLE COVER 60 INCH X 90 INCH, ULTRASOUND TRANSDUCER COVER, 2 OP TOWEL 53 X 63 CM , 10 GAUZE SWABS 10 X 10 16PLY XRD, 2 TEGADERM DRESSING 10X12CM, 1 SYRINGE 10ML L/L 1, 1 SYRINGE 20ML L/L, 3 SPONGE STICK 6 INCH, 1 NEEDLE COUNTER, COUNT20 MAG/FOAM, KIDNEY BOWEL 800 ML, 1 HALF DEEP 14 X 25 X 5 CM,1 MOSQUITO FORCEPS 5 INCH STRAIGHT , 1 SCISSORS BL/SH 5 INCH STRAIGHT , 1 SAFETY SCALPEL BLADE 11 INCH, 1 FLUORO COVER 32 INCH DIA WITH 23.5 INCH DEPTH, 4 TOWEL CLAMPS, 1 MEDICATION LABEL SHEET , 1 NEEDLE 25G X 1.5 INCH , STERILE. | EA | 300 | Riyadh
1155 | 4220342600000 | "TORQUE DEVICE COMPATIBLE WITH GUIDEWIRES BETWEEN 0.010 INCH AND 0.038 INCH DISPOSABLE STERILE" | EA | 10 | Qassim
1156 | 4220342600000 | "TORQUE DEVICE COMPATIBLE WITH GUIDEWIRES BETWEEN 0.010 INCH AND 0.038 INCH DISPOSABLE STERILE" | EA | 30 | Riyadh
1157 | 4220342605300 | GUIDEWIRE PERIPHERAL INTERVENTION WORKHORSE/FLOPPY 0.014IN J-TIP OR STRAIGHT ASSORTED RANGE AND SIZES AS PER HOSPITAL REQUEST | PC | 60 | Dammam
1158 | 4220343352600 | REPERFUSION CATHETER, FOR NEURO VASCULATURES, INNER DIAMETER NOT LESS THAN 0.072, CATHETER LENGTH MORE THAN 135 CM, DISPOSABLE, STERILE. | EA | 50 | Najran
1159 | 4220343359700 | CATHETER DIAGNOSTIC ANGIOGRAPHIC ASSORTED FRENCH SIZE-LENGTH-TIP SHAPES AS PER HOSPITAL REQUEST DISPOSABLE STERILE | EA | 1000 | Riyadh
1160 | 4220343360000 | CATHETER DIAGNOSTIC ANGIOGRAPHIC FLUSH CATHETER ASSORTED FRENCH SIZE-LENGTH-TIP SHAPES AS PER HOSPITAL REQUEST DISPOSABLE STERILE | EA | 300 | Riyadh
1161 | 4220344700700 | BIOPSY NEEDLE DEVICE TWO FIRING MODES SEMI-AUTOMATIC MODE AND AUTOMATIC MODE DUAL ADJUSTABLE PENETRATION DEPTH 18 MM AND 25 MM SIZES 14G - 20G X 10 -20 CM | EA | 20 | Najran
1162 | 4220344703100 | "NEURO MICRO GUIDEWIRE MADE OF STAINLESS STEEL HYDROPHILIC COATED 0.014 INCH ASSORTED TIP SHAPES NOT LESS THAN 300 CM" | EA | 100 | Najran
1163 | 4220344704200 | "INTRASACCULAR FLOW DISRUPTOR DEVICE NEUROVASCULAR SINGLE LAYER NITINOL ASSORTED SIZES/SHAPES AS PER HOSPITAL REQUEST. DETACHMENT DEVICE SHOULD BE PROVIDED WITH EACH DEVICE" | EA | 10 | Najran
1164 | 4220344705700 | "MICROCATHETER FOR NEUROVASCULAR COMPATIBLE WITH INTRASACCULAR FLOW DISRUPTOR NITINOL DEVICE ASSORTED SIZES AS PER HOSPITAL REQUEST" | EA | 20 | Najran
1165 | 4220344706400 | "EXTRA COMPLIANT OCCLUSION BALLOON CATHETER NEUROVASCULAR 4 MM SINGLE/DUAL LUMEN HYDROPHILIC COATING USE WITH DMSO AND LIQUID EMBOLIC AGENTS ASSORTED SIZES AS PER HOSPITAL REQUEST" | EA | 5 | Tabuk
1166 | 4220344706800 | "LONG GUIDING SHEATH FOR NEURO VASCULAR ROUNDED FLEXIBLE DISTAL TIP INNER DIAMETER NOT LESS THAN 0.088 INCH ASSORTED LENGTHS AS PER HOSPITAL REQUEST" | EA | 20 | Najran
1167 | 4220344706900 | "DELIVERY ASSIST CATHETER FOR NEURO INTERVENTION BULB TOTAL LENGTH NOT LESS THAN 150 CM" | EA | 20 | Najran
1168 | 4220344707000 | "MICROCATHETER FOR NEUROVASCULAR 0.027 IN MICROCATHETER SYSTEM STRAIGHT TIP CATHETER LENGTH NOT LESS THAN 130 CM DISPOSABLE STERILE" | EA | 20 | Najran
1169 | 4220344708900 | "REVASCULARIZATION DEVICE FOR NEURO VASCULAR HAS VISIBLE PROXIMAL AND DISTAL RADIOPAQUE MARKERS ASSORTED SIZES COMPATIBLE WITH 0.021 - 0.027 INCH MICROCATHETER STERILE" | EA | 30 | Najran
1170 | 4220344709000 | "REPERFUSION CATHETER FOR NEURO VASCULATURES INNER DIAMETER NOT MORE THAN 0.072 CATHETER LENGTH NOT LESS THAN 120 CM" | EA | 30 | Najran
1171 | 4220344709200 | "REPERFUSION CATHETER FOR NEURO VASCULATURES INNER DIAMETER NOT MORE THAN 0.062 CATHETER LENGTH NOT LESS THAN 120 CM" | EA | 30 | Najran
1172 | 4220344710700 | BONE BIOPSY SET ASSORTED SIZES AS PER HOSPITAL REQUEST DISPOSABLE STERILE | EA | 600 | Riyadh
1173 | 4220344710700 | BONE BIOPSY SET ASSORTED SIZES AS PER HOSPITAL REQUEST DISPOSABLE STERILE | EA | 300 | Riyadh
1174 | 4220344710700 | BONE BIOPSY SET ASSORTED SIZES AS PER HOSPITAL REQUEST DISPOSABLE STERILE | EA | 500 | Riyadh
1175 | 4220344711100 | " BREAST TISSUE MARKER CERAMIC PRELOADED IN GLUCAN CARRIER" | EA | 40 | Riyadh
1176 | 4220344713500 | "PATCH BOVINE DECELLULARIZED SIZE 1 CM X 6 CM STERILE" | EA | 5 | Ahsa
1177 | 4220344716100 | CANNULATION TOURNIQUET SET WITH TUBE (2 RED 2 BLUE 2 TRANSPARENT) AND ONE STEEL WIRE SNAGGER DISPOSABLE STERILE. | EA | 200 | Aseer
1178 | 4220344720100 | CATHETER DIAGNOSTIC ANGIOGRAPHIC FOR RIGHT AND LEFT CORONARY ANGIOGRAPHY THROUGH RADIAL/BRACHIAL APPROACH ASSORTED SIZES | EA | 200 | Riyadh
1179 | 4220344720100 | CATHETER DIAGNOSTIC ANGIOGRAPHIC FOR RIGHT AND LEFT CORONARY ANGIOGRAPHY THROUGH RADIAL/BRACHIAL APPROACH ASSORTED SIZES | EA | 200 | Riyadh
1180 | 4220344720100 | CATHETER DIAGNOSTIC ANGIOGRAPHIC FOR RIGHT AND LEFT CORONARY ANGIOGRAPHY THROUGH RADIAL/BRACHIAL APPROACH ASSORTED SIZES | EA | 200 | Riyadh
1181 | 4220350500700 | SUBCUTANEOUS OR EXTRAVASCULAR IMPLANTABLE CARDIAC DEFIBRILLATOR FOR CARDIAC ELECTROPHYSIOLOGY WITH ALL NEEDED ACCESSORIES | EA | 1 | khobar
1182 | 4220371000100 | X-RAY MARKER, FOR HEXAPOD FIXATOR WITH ALL NECESSARY ATTACHMENTS | EA | 2 | Riyadh
1183 | 4220400400100 | PLUG EAR NOISE PROTECTION LATEX FREE | EA | 2000 | Riyadh
1184 | 4221150100400 | CANE QUAD LOW LARGE BASE T-SHAPE HANDLE ADAPTABLE FOR RIGHT AND LEFT HANDED MADE OF ALUMINUM HEAVY DUTY WITH ADJUSTABLE HEIGHT 73 -97 CM (+/- 5 CM) | EA | 50 | Makkah
1185 | 4221150100400 | CANE QUAD LOW LARGE BASE T-SHAPE HANDLE ADAPTABLE FOR RIGHT AND LEFT HANDED MADE OF ALUMINUM HEAVY DUTY WITH ADJUSTABLE HEIGHT 73 -97 CM (+/- 5 CM) | EA | 180 | Makkah
1186 | 4221150100400 | CANE QUAD LOW LARGE BASE T-SHAPE HANDLE ADAPTABLE FOR RIGHT AND LEFT HANDED MADE OF ALUMINUM HEAVY DUTY WITH ADJUSTABLE HEIGHT 73 -97 CM (+/- 5 CM) | EA | 100 | Makkah
1187 | 4221150100400 | CANE QUAD LOW LARGE BASE T-SHAPE HANDLE ADAPTABLE FOR RIGHT AND LEFT HANDED MADE OF ALUMINUM HEAVY DUTY WITH ADJUSTABLE HEIGHT 73 -97 CM (+/- 5 CM) | EA | 180 | Makkah
1188 | 4221150100500 | CANE QUAD HIGH BASE T-SHAPED FIT FOR RIGHT AND LEFT HANDED MADE OF ALUMINUM HEAVY DUTY WITH ADJUSTABLE HEIGHT 73 -97 CM (+/- 2 CM) | EA | 9 | Hail
1189 | 4221150101000 | CANE TRIPOD T-SHAPED FIT FOR RIGHT AND LEFT HANDED MADE OF ALUMINUM HEAVY DUTY WITH ADJUSTABLE HEIGHT 73 -97 CM (+/- 2 CM) | EA | 9 | Hail
1190 | 4221150206600 | AXILLARY CRUTCHES ALUMINUM HEAVY DUTY ADJUSTABLE WITH EASY PUSH BUTTON METAL REINFORCED RUBBER TIPS YOUTH SIZE 78 - 105 CM (+/- 2 CM) | PAA | 60 | Medina
1191 | 4221150601000 | OFF LOADING WALKING BOOT LOW PROFILE ROCKER BOTTOM WITH ACTIVE OFFLOADING INSOLE SIZE LARGE. | EA | 36 | Tabuk
1192 | 4221150601100 | OFF LOADING WALKING BOOT LOW PROFILE ROCKER BOTTOM WITH ACTIVE OFFLOADING INSOLE SIZE MEDIUM. | EA | 80 | Riyadh
1193 | 4221150602000 | WALKER BARIATRIC ALUMINUM BUTTONS FOLDING SOFT HANDLE NON-RECIPROCAL WALKER WITH METAL REINFORCEMENT RUBBER TIPS HEAVY DUTY AND HEIGHT ADJUSTABLE 81 - 99 CM (+/- 4 CM) WIDTH 56 CM (+/- 4 CM) WITH WEIGHT CAPACITY UP TO 135 KG | EA | 200 | Riyadh
1194 | 4221150602000 | WALKER BARIATRIC ALUMINUM BUTTONS FOLDING SOFT HANDLE NON-RECIPROCAL WALKER WITH METAL REINFORCEMENT RUBBER TIPS HEAVY DUTY AND HEIGHT ADJUSTABLE 81 - 99 CM (+/- 4 CM) WIDTH 56 CM (+/- 4 CM) WITH WEIGHT CAPACITY UP TO 135 KG | EA | 100 | Ahsa
1195 | 4221150602000 | WALKER BARIATRIC ALUMINUM BUTTONS FOLDING SOFT HANDLE NON-RECIPROCAL WALKER WITH METAL REINFORCEMENT RUBBER TIPS HEAVY DUTY AND HEIGHT ADJUSTABLE 81 - 99 CM (+/- 4 CM) WIDTH 56 CM (+/- 4 CM) WITH WEIGHT CAPACITY UP TO 135 KG | EA | 200 | Riyadh
1196 | 4221150602000 | WALKER BARIATRIC ALUMINUM BUTTONS FOLDING SOFT HANDLE NON-RECIPROCAL WALKER WITH METAL REINFORCEMENT RUBBER TIPS HEAVY DUTY AND HEIGHT ADJUSTABLE 81 - 99 CM (+/- 4 CM) WIDTH 56 CM (+/- 4 CM) WITH WEIGHT CAPACITY UP TO 135 KG | EA | 72 | Medina
1197 | 4221150602000 | WALKER BARIATRIC ALUMINUM BUTTONS FOLDING SOFT HANDLE NON-RECIPROCAL WALKER WITH METAL REINFORCEMENT RUBBER TIPS HEAVY DUTY AND HEIGHT ADJUSTABLE 81 - 99 CM (+/- 4 CM) WIDTH 56 CM (+/- 4 CM) WITH WEIGHT CAPACITY UP TO 135 KG | EA | 350 | Qassim
1198 | 4221161100000 | SITZ BATH GOLD COLOUR HARD PLASTIC WITH 2000CC BAG GRADUATED WITH LONG TUBING FOR PERSONAL USE OF MATERNITY PATIENTS INDIVIDUALLY PACKED SINGLE USE | EA | 360 | Riyadh
1199 | 4221170500500 | BATTERY ZINC AIR HEARING AID SIZE 312 | EA | 36000 | Riyadh
1200 | 4221181214200 | STOCKING, ANTI-EMBOLISM, (OPEN TOES) THIGH LENGTH FOR ADULT, SIZE: X-LARGE | EA | 300 | Taif
1201 | 4221190100000 | ASSISTIVE TOOLS MATS NON-SLIP ROLL RUBBER-LIKE PLASTIC MATERIAL MADE FROM NON-WOVEN FABRIC COATED ON BOTH SIDES WITH DYCEM OR EQUIVALENT USED TO STABILIZE SURFACES REUSABLE CUT TO MOST ANY SIZE OR SHAPE WITH SCISSORS CLEANS WITH SOAP AND WATER | EA | 2 | Tabuk
1202 | 4222150300200 | CATHETER CENTRAL VENOUS COMPLETE KIT RADIO-OPAQUE CONTAINS: QUADRA LUMEN PUR CATHETER GUIDE WIRE (UNKINKABLE) NON LUER LOCK SYRINGE 5 ML INTRODUCER NEEDLE SHORT BEVEL INTRODUCER CANNULA DILATOR SECONDARY FIXATION DEVICE SLIDING CLAMPS SCALP BLADE SIZE: 7.5-8.5 FR LENGTH 20 CM PEEL PACK DISPOSABLE STERILE | EA | 280 | Tabuk
1203 | 4222150300400 | CATHETER CENTRAL VENOUS COMPLETE SET, RADIOPAQUE, CONTAINS: - TRIPLE LUMEN PUR CATHETER, GUIDE WIRE (UNKINKABLE), NON LUER LOCK SYRINGE 5 ML, INTRODUCER NEEDLE SHORT BEVEL, INTRODUCER CANNULA, DILATOR, SECONDARY FIXATION DEVICE, SLIDING CLAMPS, SIZE: 7 FR, LENGTH 15-18 CM, PEEL PACK, DISPOSABLE, STERILE | EA | 5000 | Najran
1204 | 4222150306800 | CATHETER FEMORAL VEIN SET CONSISTS OF DUAL LUMEN CATHETER 20 CM EFFECTIVE LENGTH ROTATING POLYURETHANE INTERNAL DIAMETER 12 FR FLEXIBLE NON - ALLERGIC WINGS WITH SMALL STRETCHING HOLES SILICONE TUBES FITTED WITH FEMALE LUER LOCK STAINLESS STEEL GUIDEWIRE DIAMETER 0.035 INCH SOFT TIP WITH STEPPED TISSUE DILATOR LENGTH IS ABOUT 3 TIMES THE CATHETER LENGTH EASILY SLIDING GAUGE 18 INTRODUCER NEEDLE 12 FR DILATOR | EA | 80 | Ahsa
1205 | 4222150307000 | PACK FOR CENTRAL LINE CATHETER INSERTION CONTENTS : 1 WHOLE BODY DRAPE WITH 2 OPENINGS ONE FOR EXTERNAL JUGULAR AND ONE FOR FEMORAL CENTRAL LINE BOTH IN MIDDLE LINE TO COPE WITH RIGHT AND LEFT SIDE150X 270 CM ; 1 KIDNEY BOWEL 800 ML, 2 GAUZE SWAB 10X10 CM , 1 PLASTIC TRAY WITH 6 COTTON SWABS , 1 PLASTIC SAFETY SCALPEL SINGLE USE, 2 SWAB STICK IMPREGNATED WITH CHLORHEXIDINE 2 % AND ALCOHOL 70%, 2 TRANSPARENT DRESSING , 2 SAFETY STERILE SYRINGES 5ML WITH LABEL FOR LIDOCAINE SYRINGE , 1 CURVED NEEDLE WITH SUTURE AND DISPOSABLE NEEDLE DRIVER, 1 SURGICAL GOWN XL SIZE WITH 2 ABSORBABALE HAND TOWEL,1 SURGICAL GOWN L SIZE WITH 2 ABSORBABALE HAND TOWEL, STERILE. | EA | 300 | Arar
1206 | 4222150500200 | "NEEDLE SCALP VEIN 1-2 CM LUER LOCK 30 CM LONG TUBE AND PLUG SIZE: G 23 PEEL PACK PACKING DISPOSABLE STERILE" | EA | 4800 | Yanbu
1207 | 4222150500200 | "NEEDLE SCALP VEIN 1-2 CM LUER LOCK 30 CM LONG TUBE AND PLUG SIZE: G 23 PEEL PACK PACKING DISPOSABLE STERILE" | EA | 2700 | Dammam
1208 | 4222150500200 | "NEEDLE SCALP VEIN 1-2 CM LUER LOCK 30 CM LONG TUBE AND PLUG SIZE: G 23 PEEL PACK PACKING DISPOSABLE STERILE" | EA | 5000 | Ahsa
1209 | 4222150500500 | "NEEDLE SCALP VEIN INFUSION (I.V. BUTTERFLY WITH WINGS) NEEDLE 26 G LUER SLIP AND LOCK POLYPROPYLENE NEEDLE HUB NON-TOXIC NON-PYROGENIC DISPOSABLE STERILE" | EA | 10000 | Riyadh
1210 | 4222150602600 | CATHETER, UMBILICAL, SINGLE LUMEN, 2.5 FRENCH, LENGTH 30 CM, TRANSPARENT POLYURETHANE, OPEN END SIDE HOLE, RADIOPAQUE LINE, NUMERICAL GRADUATIONS BY CM, ACTUAL DISTANCE FROM THE DISTAL TIP IS PRINTED NUMERICALLY FROM 4 TO 25 CM, CAN BE USED FOR VENOUS OR ARTERIAL ACCESS, SUPPLIED WITH A SMALL 2 WAY STOPCOCK AND IDENTIFICATION PLUGS (COLOR CODED, TWO DIFFERENT COLOR), DISPOSABLE, STERILE | EA | 1680 | Makkah
1211 | 4222150603200 | CATHETER, UMBILICAL, SINGLE LUMEN, 5 FRENCH, LENGTH 35-40 CM, TRANSPARENT POLYURETHANE, OPEN END SIDE HOLE, RADIOPAQUE LINE, NUMERICAL GRADUATIONS BY CM, ACTUAL DISTANCE FROM THE DISTAL TIP IS PRINTED NUMERICALLY FROM 4 TO 25 CM, CAN BE USED FOR VENOUS OR ARTERIAL ACCESS, SUPPLIED WITH A SMALL 2 WAY STOPCOCK AND IDENTIFICATION PLUGS (COLOR CODED, TWO DIFFERENT COLOR), DISPOSABLE, STERILE | EA | 140 | Riyadh
1212 | 4222150603200 | CATHETER, UMBILICAL, SINGLE LUMEN, 5 FRENCH, LENGTH 35-40 CM, TRANSPARENT POLYURETHANE, OPEN END SIDE HOLE, RADIOPAQUE LINE, NUMERICAL GRADUATIONS BY CM, ACTUAL DISTANCE FROM THE DISTAL TIP IS PRINTED NUMERICALLY FROM 4 TO 25 CM, CAN BE USED FOR VENOUS OR ARTERIAL ACCESS, SUPPLIED WITH A SMALL 2 WAY STOPCOCK AND IDENTIFICATION PLUGS (COLOR CODED, TWO DIFFERENT COLOR), DISPOSABLE, STERILE | EA | 1440 | Makkah
1213 | 4222151200100 | CANNULA INTRAVENOUS TEFLON WITH WINGS SIZE: 26G INTRODUCER AND LUER FITTING FOR EASY CONTINUOUS TRANSFUSION WITHOUT INJECTION PORT DISPOSABLE STERILE | EA | 40000 | Al Kharj
1214 | 4222151200100 | CANNULA INTRAVENOUS TEFLON WITH WINGS SIZE: 26G INTRODUCER AND LUER FITTING FOR EASY CONTINUOUS TRANSFUSION WITHOUT INJECTION PORT DISPOSABLE STERILE | EA | 2000 | Bisha
1215 | 4222151200100 | CANNULA INTRAVENOUS TEFLON WITH WINGS SIZE: 26G INTRODUCER AND LUER FITTING FOR EASY CONTINUOUS TRANSFUSION WITHOUT INJECTION PORT DISPOSABLE STERILE | EA | 7000 | Jeddah
1216 | 4222151200300 | CANNULA INTRAVENOUS TEFLON WITH WINGS SIZE: 22G INTRODUCER AND LUER FITTING FOR EASY CONTINUOUS TRANSFUSION WITHOUT INJECTION PORT DISPOSABLE STERILE | EA | 2000 | Riyadh
1217 | 4222151200300 | CANNULA INTRAVENOUS TEFLON WITH WINGS SIZE: 22G INTRODUCER AND LUER FITTING FOR EASY CONTINUOUS TRANSFUSION WITHOUT INJECTION PORT DISPOSABLE STERILE | EA | 2000 | Bisha
1218 | 4222151200600 | CANNULA INTRAVENOUS TEFLON SHEATH WITH WINGS INTRODUCER AND LUER FITTING FOR EASY CONTINUOUS TRANSFUSION WITHOUT INJECTION PORT D DISPOSABLE STERILE SIZE: G 24 SHORT | SET | 7000 | Jeddah
1219 | 4222151201700 | ADMIN SET BURETTE 60 DROPS/ML WITH INJECTION PORT 100 ML AUTOMATIC SHUT OFF SWIM VALVE LENGTH SET NOT LESS THAN 150CM LUER LOCK TWO INJECTION PORT ONE BEFORE AND AFTER BURETTE ROLL FLOW CONTROL NEEDLE FREE | EA | 180 | Al Kharj
1220 | 4222151209700 | SET IV SOLUTION ADMINISTRATION PVC MACRODRIP 20 DROPS / 1 ML PYROGEN FREE HYDROPHOBIC ADEQUATE AIR VENT FILTER 15 MICRON FLOW CONTRO L ROLLER CLAMP TUBING NOT LESS THAN 1.8 METER AND DIAMETER I.D 3MM AND O.D 4.1 MM FITTED WITH NEEDLE G21 TO LUER LOCK DEVICE FOR INJECTION OF DRUGS WITH Y-INJECTION SITE PORT WITH PEAL OFF PACKING DISPOSABLE STERILE | EA | 100000 | Ahsa
1221 | 4222151209700 | SET IV SOLUTION ADMINISTRATION PVC MACRODRIP 20 DROPS / 1 ML PYROGEN FREE HYDROPHOBIC ADEQUATE AIR VENT FILTER 15 MICRON FLOW CONTRO L ROLLER CLAMP TUBING NOT LESS THAN 1.8 METER AND DIAMETER I.D 3MM AND O.D 4.1 MM FITTED WITH NEEDLE G21 TO LUER LOCK DEVICE FOR INJECTION OF DRUGS WITH Y-INJECTION SITE PORT WITH PEAL OFF PACKING DISPOSABLE STERILE | EA | 4900 | Medina
1222 | 4222151210300 | CANNULA SAFETY IV WITH PUSH BUTTON NEEDLE SHIELDING WITH FLEXIBLE WINGS MADE OF POLYURETHANE MATERIAL WITH BLOOD CONTROL AND NOTCH NEEDLE 16G X 45MM | EA | 10000 | Makkah
1223 | 4222151210300 | CANNULA SAFETY IV WITH PUSH BUTTON NEEDLE SHIELDING WITH FLEXIBLE WINGS MADE OF POLYURETHANE MATERIAL WITH BLOOD CONTROL AND NOTCH NEEDLE 16G X 45MM | EA | 320 | Najran
1224 | 4222151210800 | SET IV SOLUTION ADMINISTRATION PVC TUBING WITH VENTED DRIPPING CHAMBER MICRODRIP 60 DROPS / 1ML PYROGEN FREE COMPLETE LENGTH NOT LESS THAN 120 CM LUER LOCK DEVICE FOR INJECTION OF DRUGS DISPOSABLE STERILE | EA | 2000 | Riyadh
1225 | 4222151211400 | EXTENSION TUBE (T CONNECTOR) MICROBORE NONPYROGENIC WITH SLIDE CLAMP LENGTH 10-20 CM DISPOSABLE STERILE | EA | 400 | Riyadh
1226 | 4222151211400 | EXTENSION TUBE (T CONNECTOR) MICROBORE NONPYROGENIC WITH SLIDE CLAMP LENGTH 10-20 CM DISPOSABLE STERILE | EA | 400 | Riyadh
1227 | 4222151214900 | CANNULA SAFETY IV, WITH MULTIPLE-ACCESS SEPTUM BLOOD CONTROL PASSIVE SAFETY, FULLY AUTOMATIC PROTECTION, WITH FLEXIBLE WING MADE OF POLYURETHANE MATERIAL, SIZE 20G X 32MM | EA | 25000 | Tabuk
1228 | 4222152000000 | "CANNULA ARTERIAL PEDIATRIC ELONGATED STRAIGHT TIP ASSORTED SIZES ACCORDING TO HOSPITAL REQUEST DISPOSABLE STERILE" | EA | 60 | Riyadh
1229 | 4222152000300 | "CANNULA ARTERIOTOMY FOR PEDIATRIC ASSORTED SIZES AS PER HOSPITAL REQUEST DISPOSABLE STERILE" | EA | 120 | Riyadh
1230 | 4222152000500 | "CANNULA ARTERIAL ADULT WIRE REINFORCED ELONGATED STRAIGHT TIP ASSORTED SIZES ACCORDING TO HOSPITAL REQUEST DISPOSABLE STERILE" | EA | 10 | Tabuk
1231 | 4222152000500 | "CANNULA ARTERIAL ADULT WIRE REINFORCED ELONGATED STRAIGHT TIP ASSORTED SIZES ACCORDING TO HOSPITAL REQUEST DISPOSABLE STERILE" | EA | 20 | Tabuk
1232 | 4222152102000 | "CANNULA HANDHELD CORONARY OSTIA ASSORTED SIZES ACCORDING TO HOSPITAL REQUEST DISPOSABLE STERILE" | EA | 160 | Riyadh
1233 | 4222160401600 | "CONNECTOR Y SHAPED WITH OR WITHOUT LUER LOCK ASSORTED SIZE AS PER HOSPITAL REQUEST DISPOSABLE STERILE" | PC | 720 | Riyadh
1234 | 4222160407100 | NEEDLE SAFETY LUER LOCK SIZE: G19 X 1 INCH PACKING: INDIVIDUALLY WRAPPED DISPOSABLE STERILE | EA | 300 | Riyadh
1235 | 4222160407300 | NEEDLE SAFETY LUER LOCK SIZE: G20 X 1.5 INCH PACKING: INDIVIDUALLY WRAPPED DISPOSABLE STERILE | EA | 45600 | Dammam
1236 | 4222160407400 | NEEDLE SAFETY LUER LOCK SIZE: G21 X 1.5 INCH PACKING: INDIVIDUALLY WRAPPED DISPOSABLE STERILE | EA | 36800 | Dammam
1237 | 4222160407700 | DEVICE TRANSFER CHEMOTHERAPY CONNECTOR LUER LOCK/CONNECTOR MEMBRANE DISPOSABLE STERILE | EA | 20000 | Riyadh
1238 | 4222160408700 | "ADAPTER CORONARY PERFUSION Y TYPE ASSORTED MODELS AND SIZES AS PER HOSPITAL REQUEST DISPOSABLE STERILE" | EA | 100 | Riyadh
1239 | 4222160408700 | "ADAPTER CORONARY PERFUSION Y TYPE ASSORTED MODELS AND SIZES AS PER HOSPITAL REQUEST DISPOSABLE STERILE" | EA | 80 | Medina
1240 | 4222161001300 | DEVICE TRANSFER CHEMOTHERAPY LUER LOCK WITH LOCKING MECHANISM | EA | 8000 | Riyadh
1241 | 4222161001300 | DEVICE TRANSFER CHEMOTHERAPY LUER LOCK WITH LOCKING MECHANISM | EA | 2000 | Medina
1242 | 4222161001500 | DEVICE TRANSFER CHEMOTHERAPY WITH INTRAVENOUS SPIKE MEMBRANE CONNECTOR AND LOCKING MECHANISM | EA | 6000 | Riyadh
1243 | 4222161200100 | STOPCOCK 3-WAYS TRANSPARENT LUER LOCK WITH 10 CM EXTENSION TUBE KINK RESISTANCE DISPOSABLE STERILE | EA | 96000 | Ahsa
1244 | 4222161200100 | STOPCOCK 3-WAYS TRANSPARENT LUER LOCK WITH 10 CM EXTENSION TUBE KINK RESISTANCE DISPOSABLE STERILE | EA | 2500 | Tabuk
1245 | 4222161200100 | STOPCOCK 3-WAYS TRANSPARENT LUER LOCK WITH 10 CM EXTENSION TUBE KINK RESISTANCE DISPOSABLE STERILE | EA | 15000 | Riyadh
1246 | 4222161200100 | STOPCOCK 3-WAYS TRANSPARENT LUER LOCK WITH 10 CM EXTENSION TUBE KINK RESISTANCE DISPOSABLE STERILE | EA | 12000 | Dammam
1247 | 4222161203000 | STOPCOCK 3-WAYS TRANSPARENT LUER LOCK KINK RESISTANCE DISPOSABLE STERILE | EA | 50 | Riyadh
1248 | 4222161203000 | STOPCOCK 3-WAYS TRANSPARENT LUER LOCK KINK RESISTANCE DISPOSABLE STERILE | EA | 2500 | Abha
1249 | 4222161602900 | CATHETER INTRAVENOUS CLOSED IV 24 GX 19 MM (+/- 1MM) WITH PRE-ATTACHED EXT TUBE Y SHAPE SEPTUM TRANSPARENT NEEDLELESS DEVICE | EA | 1440 | Dammam
1250 | 4222161602900 | CATHETER INTRAVENOUS CLOSED IV 24 GX 19 MM (+/- 1MM) WITH PRE-ATTACHED EXT TUBE Y SHAPE SEPTUM TRANSPARENT NEEDLELESS DEVICE | EA | 400 | Riyadh
1251 | 4222161602900 | CATHETER INTRAVENOUS CLOSED IV 24 GX 19 MM (+/- 1MM) WITH PRE-ATTACHED EXT TUBE Y SHAPE SEPTUM TRANSPARENT NEEDLELESS DEVICE | EA | 2000 | Makkah
1252 | 4222161602900 | CATHETER INTRAVENOUS CLOSED IV 24 GX 19 MM (+/- 1MM) WITH PRE-ATTACHED EXT TUBE Y SHAPE SEPTUM TRANSPARENT NEEDLELESS DEVICE | EA | 4960 | Jeddah
1253 | 4222161602900 | CATHETER INTRAVENOUS CLOSED IV 24 GX 19 MM (+/- 1MM) WITH PRE-ATTACHED EXT TUBE Y SHAPE SEPTUM TRANSPARENT NEEDLELESS DEVICE | EA | 1040 | Riyadh
1254 | 4222170100500 | BAG, PRESSURE INFUSER, 1000 CC, WITH MANUAL, HAND PUMP, DISPOSABLE | EA | 600 | Riyadh
1255 | 4222170100500 | BAG, PRESSURE INFUSER, 1000 CC, WITH MANUAL, HAND PUMP, DISPOSABLE | EA | 200 | Ahsa
1256 | 4222170100500 | BAG, PRESSURE INFUSER, 1000 CC, WITH MANUAL, HAND PUMP, DISPOSABLE | EA | 600 | Riyadh
1257 | 4222180302800 | DRESSING, SECUREMENT, FOR EPIDURAL CATHETER SECUREMENT, INDIVIDUALLY PACKAGE, DISPOSABLE, STERILE | EA | 650 | Tabuk
1258 | 4222180305000 | DUPLICATE AS PER MM CLEANSING- PUMP TUBING FOR ARTHROSCOPY PUMP | EA | 200 | Riyadh
1259 | 4222220200300 | "ADAPTER VIAL RECONSTITUTION ACCESS DEVICE FOR VIAL 14 - 20 MM EQUALIZING CAPACITY 50 ML COLOR CODED CAP STERILE DISPOSABLE" | EA | 6500 | Jeddah
1260 | 4222220200300 | "ADAPTER VIAL RECONSTITUTION ACCESS DEVICE FOR VIAL 14 - 20 MM EQUALIZING CAPACITY 50 ML COLOR CODED CAP STERILE DISPOSABLE" | EA | 1000 | Medina
1261 | 4222220200500 | "ADAPTER VIAL RECONSTITUTION ACCESS DEVICE FOR VIALS 14 - 20 MM EQUALIZING CAPACITY 20 ML COLOR CODED CAP STERILE DISPOSABLE" | EA | 100 | Ahsa
1262 | 4222230400200 | BLOOD LINE FOR FRESENIUS MACHINE 5008 OR EQUIVALENT WITH ONLINE HDF 132 ML PRIMING VOLUME DOUBLE NEEDLE INCLUDE ARTERIAL LINE WITH: MALE LUER LOCK TO FIT WITH FISTULA NEEDLE LINE CLAMP INJECTION PORT PRESSURE MONITORING UNIT WITH TRANSDUCER PROTECTOR FOR 5008 SYSTEM (DOME) PUMP SEGMENT NOT LESS THAN 350 MM HEPARIN LINE INFUSION PORT FOR PRE - DILUTION WITH ONE - WAY VALVE VENOUS LINE WITH: FEMALE LUER LOCK TO FIT WITH DIALYZER DRIP CHAMBER WITH FILTER LEVEL LINE PRESSURE MONITORING LINE WITH TRANSDUCER PROTECTOR AND BACK INSPECTION WINDOWS INJECTION PORT LINE CLAMP MALE LUER LOCK TO FIT WITH FISTULA NEEDLE AND RINSE PORT VENOUS BUBBLES TRAP 22 MM INFUSION PORT FOR POST - DILUTION WITH ONE - WAY VALVE SAFE LINE WITH: SUBSTITUTION PORT CONNECTED WITH MALE LUER LOCK PUMP SEGMENT NOT LESS THAN 350 MM RECIRCULATOR WITH FEMALE - FEMALE INLETS TO CONNECT THE SAFE LINE WITH THE ARTERIAL LINE MALE LUER LOCK CONNECTOR TO FIT WITH PRE - AND POST - DILUTION PORT STERILIZATION METHOD: ETO OR STEAM OR GAMMA RADIATION DISPOSABLE | EA | 8000 | Najran
1263 | 4222230700200 | SET BLOOD/FLUID WARMING SET STANDER SHOULD BE COMPATIBLE WITH RANGER SYSTEM OR EQUIVALENT ONE (1) EACH = ONE (1) SET | EA | 50 | Ahsa
1264 | 4222230700200 | SET BLOOD/FLUID WARMING SET STANDER SHOULD BE COMPATIBLE WITH RANGER SYSTEM OR EQUIVALENT ONE (1) EACH = ONE (1) SET | EA | 3000 | Dammam
1265 | 4222230800700 | SET FOR BLOOD ADMINISTRATION PYROGEN FREE SUITABLE FOR USE WITH BLOOD BAG PACKING: EACH SET INDIVIDUALLY PACKED DISPOSABLE STERILE | EA | 25000 | Abha
1266 | 4222230800700 | SET FOR BLOOD ADMINISTRATION PYROGEN FREE SUITABLE FOR USE WITH BLOOD BAG PACKING: EACH SET INDIVIDUALLY PACKED DISPOSABLE STERILE | EA | 1000 | Najran
1267 | 4222230800700 | SET FOR BLOOD ADMINISTRATION PYROGEN FREE SUITABLE FOR USE WITH BLOOD BAG PACKING: EACH SET INDIVIDUALLY PACKED DISPOSABLE STERILE | EA | 2500 | Najran
1268 | 4223160200500 | TUBE FOR INSUFFLATION 5 MM X 3-3.5 M WITH LUER LOCK ADAPTOR AND FILTER IT SHOULD BE COMPATIBLE WITH HOSPITAL MACHINE DISPOSABLE STERILE | EA | 400 | Riyadh
1269 | 4223160200500 | TUBE FOR INSUFFLATION 5 MM X 3-3.5 M WITH LUER LOCK ADAPTOR AND FILTER IT SHOULD BE COMPATIBLE WITH HOSPITAL MACHINE DISPOSABLE STERILE | EA | 400 | Riyadh
1270 | 4223160200500 | TUBE FOR INSUFFLATION 5 MM X 3-3.5 M WITH LUER LOCK ADAPTOR AND FILTER IT SHOULD BE COMPATIBLE WITH HOSPITAL MACHINE DISPOSABLE STERILE | EA | 500 | Riyadh
1271 | 4223160300300 | TUBE, NASOGASTRIC FEEDING, RYLES PVC, SIZE: FR10, RADIO-OPAQUE, 105-130 CM LONG, GRADUATION 120 CM AT LEAST-INTERVAL EVERY 10 CM, WITH SOFT END, WITH FINGERTIP CLOSURE WITH STOPPER, DISPOSABLE, STERILE | EA | 10000 | Tabuk
1272 | 4223160906600 | "TUBE NASOGASTIRC FEEDING ENFIT POLYURETHANE RADIOPAQUE SIZE: 14 FRENCH LENGTH 110-120 CM DISPOSABLE STERILE" | EA | 160 | Makkah
1273 | 4223160907000 | GASTROJEJUNOSTOMY INTRODUCER KIT ASSORTED SIZE | PC | 4 | Jazan
1274 | 4223160908800 | TUBE INLET NON-VENTED HIGH VOLUME TUBE FOR CONNECTION FROM BAG OR VENTED BOTTLE TO SELECTOR VALVE STERILE | EA | 850 | Riyadh
1275 | 4223160908800 | TUBE INLET NON-VENTED HIGH VOLUME TUBE FOR CONNECTION FROM BAG OR VENTED BOTTLE TO SELECTOR VALVE STERILE | EA | 300 | Taif
1276 | 4223160908900 | TUBE INLET VENTED HIGH VOLUME TUBE FOR CONNECTION FROM NON-VENTED BOTTLE TO SELECTOR VALVE | EA | 250 | Riyadh
1277 | 4223160909000 | TUBE INLET VENTED MICRO VOLUME TPN STERILE | EA | 100 | Ahsa
1278 | 4223160909400 | "TUBE FEEDING REPLACEMENT KIT GASTROSTOMY 14 FRENCH X 1.5 CM DISPOSABLE STERILE" | EA | 320 | Riyadh
1279 | 4223160910700 | "TUBING CONNECTING NON - CONDUCTIVE 7-7.5 MM X 3.5-4 M NON - COLLAPSIBLE STERILE" | EA | 1890 | Tabuk
1280 | 4223160910700 | "TUBING CONNECTING NON - CONDUCTIVE 7-7.5 MM X 3.5-4 M NON - COLLAPSIBLE STERILE" | EA | 660 | Medina
1281 | 4223160911600 | "TUBE INFANT TUBE FEEDING SIZE: FR 8 40-60 CM LONG RADIO-OPAQUE WITH NUMERICAL GRADUATION AT LEAST INTERVAL EVERY 5 CM LONG DEHP FREE LATEX FREE DISPOSABLE STERILE" | EA | 2500 | Riyadh
1282 | 4223160911600 | "TUBE INFANT TUBE FEEDING SIZE: FR 8 40-60 CM LONG RADIO-OPAQUE WITH NUMERICAL GRADUATION AT LEAST INTERVAL EVERY 5 CM LONG DEHP FREE LATEX FREE DISPOSABLE STERILE" | EA | 2500 | Riyadh
1283 | 4223160911600 | "TUBE INFANT TUBE FEEDING SIZE: FR 8 40-60 CM LONG RADIO-OPAQUE WITH NUMERICAL GRADUATION AT LEAST INTERVAL EVERY 5 CM LONG DEHP FREE LATEX FREE DISPOSABLE STERILE" | EA | 2200 | Riyadh
1284 | 4223160911600 | "TUBE INFANT TUBE FEEDING SIZE: FR 8 40-60 CM LONG RADIO-OPAQUE WITH NUMERICAL GRADUATION AT LEAST INTERVAL EVERY 5 CM LONG DEHP FREE LATEX FREE DISPOSABLE STERILE" | EA | 2500 | Riyadh
1285 | 4223160911600 | "TUBE INFANT TUBE FEEDING SIZE: FR 8 40-60 CM LONG RADIO-OPAQUE WITH NUMERICAL GRADUATION AT LEAST INTERVAL EVERY 5 CM LONG DEHP FREE LATEX FREE DISPOSABLE STERILE" | EA | 6500 | Riyadh
1286 | 4223160911700 | "TUBE INFANT TUBE FEEDING SIZE: FR 6 40-60 CM LONG RADIO-OPAQUE WITH NUMERICAL GRADUATION AT LEAST INTERVAL EVERY 5 CM LONG DEHP FREE LATEX FREE DISPOSABLE STERILE" | EA | 3000 | Riyadh
1287 | 4223160912000 | "TUBE INFANT TUBE FEEDING SIZE: FR 5 40-60 CM LONG RADIO-OPAQUE WITH NUMERICAL GRADUATION AT LEAST INTERVAL EVERY 5 CM LONG DEHP FREE LATEX FREE DISPOSABLE STERILE" | EA | 400000 | Aseer
1288 | 4223161300100 | SET FOR GASTRIC LAVAGE TUBE 36 FRENCH CLOSED END 4 NON-OPPOSING EYE 150 CM DISPOSABLE STERILE | EA | 300 | Najran
1289 | 4223170101200 | TUBE NASOGASTRIC FEEDING RYLES PVC SIZE: FR 08 RADIO-OPAQUE 105-130 CM LONG GRADUATION 120 CM AT LEAST-INTERVAL EVERY 10 CM WITH SOFT END WITH FINGERTIP CLOSURE WITH STOPPER DISPOSABLE STERILE | EA | 200 | Shaqra
1290 | 4223170101200 | TUBE NASOGASTRIC FEEDING RYLES PVC SIZE: FR 08 RADIO-OPAQUE 105-130 CM LONG GRADUATION 120 CM AT LEAST-INTERVAL EVERY 10 CM WITH SOFT END WITH FINGERTIP CLOSURE WITH STOPPER DISPOSABLE STERILE | EA | 6000 | Tabuk
1291 | 4223170101400 | TUBE NASOGASTRIC FEEDING RYLES PVC SIZE: FR14 RADIO-OPAQUE 105-130 CM LONG GRADUATION 120 CM AT LEAST-INTERVAL EVERY 10 CM WITH SOFT END WITH FINGERTIP CLOSURE WITH STOPPER DISPOSABLE STERILE | EA | 300 | Shaqra
1292 | 4223170101400 | TUBE NASOGASTRIC FEEDING RYLES PVC SIZE: FR14 RADIO-OPAQUE 105-130 CM LONG GRADUATION 120 CM AT LEAST-INTERVAL EVERY 10 CM WITH SOFT END WITH FINGERTIP CLOSURE WITH STOPPER DISPOSABLE STERILE | EA | 10000 | Tabuk
1293 | 4223170101500 | TUBE NASOGASTRIC FEEDING RYLES PVC SIZE: FR16 RADIO-OPAQUE 105-130 CM LONG GRADUATION 120 CM AT LEAST-INTERVAL EVERY 10 CM WITH SOFT END WITH FINGERTIP CLOSURE WITH STOPPER DISPOSABLE STERILE | EA | 10000 | Tabuk
1294 | 4223170101700 | TUBE NASOGASTRIC FEEDING RYLES PVC SIZE: FR18 RADIO-OPAQUE 105-130 CM LONG GRADUATION 120 CM AT LEAST-INTERVAL EVERY 10 CM WITH SOFT END WITH FINGERTIP CLOSURE WITH STOPPER DISPOSABLE STERILE | EA | 1000 | Al Kharj
1295 | 4223170101700 | TUBE NASOGASTRIC FEEDING RYLES PVC SIZE: FR18 RADIO-OPAQUE 105-130 CM LONG GRADUATION 120 CM AT LEAST-INTERVAL EVERY 10 CM WITH SOFT END WITH FINGERTIP CLOSURE WITH STOPPER DISPOSABLE STERILE | EA | 10000 | Tabuk
1296 | 4223170101800 | TUBE NASOGASTRIC FEEDING RYLES PVC SIZE: FR12 RADIO-OPAQUE 105-130 CM LONG GRADUATION 120 CM AT LEAST-INTERVAL EVERY 10 CM WITH SOFT END WITH FINGERTIP CLOSURE WITH STOPPER DISPOSABLE STERILE | EA | 10000 | Tabuk
1297 | 4223190500000 | BREAST MILK STORAGE AND FEEDING 60 ML BOTTLES: POLYPROPYLENE FREE BPA (BISPHENOL-A) DEAL FOR BREAST MILK STORAGE IN REFRIGERATOR OR FREEZER SINGLE-USE INDIVIDUALLY PACKED FITS UNIVERSAL NIPPLE MUST HAVE ACCURATE MEASUREMENT OF FEEDING ACTUALLY CONSUMED BY BABY GRADUATED BY 1 ML AND 5 ML INCREMENTS | EA | 9800 | Tabuk
1298 | 4223190500000 | BREAST MILK STORAGE AND FEEDING 60 ML BOTTLES: POLYPROPYLENE FREE BPA (BISPHENOL-A) DEAL FOR BREAST MILK STORAGE IN REFRIGERATOR OR FREEZER SINGLE-USE INDIVIDUALLY PACKED FITS UNIVERSAL NIPPLE MUST HAVE ACCURATE MEASUREMENT OF FEEDING ACTUALLY CONSUMED BY BABY GRADUATED BY 1 ML AND 5 ML INCREMENTS | EA | 3000 | Jeddah
1299 | 4224150001400 | SPLINTING ACCESSORIES ELASTOMER PUTTY USED TO BUILD UP SURFACES OF GLOVES OR SPLINTS TO PUT PRESSURE ON AND BREAK UP SCAR TISSUE MORE THAN 800 GM WITH MEASURING SCOOP | EA | 100 | Tabuk
1300 | 4224150002100 | SPLINT FINGER SPLINTS OVAL-8 OR EQUIVALENT STABILIZE AND ALIGN THE DIP OR PIP JOINT TO ENHANCE HAND FUNCTION. FEATURES A WIDE FLAT BAND FOR COMFORTABLE PRESSURE DISTRIBUTION. FITS BOTH A FULL AND A HALF RING SIZE. SIZE: 4 | EA | 10000 | Najran
1301 | 4224150005100 | SPLINT, BASEBALL FINGER SPLINT, MALLEABLE ALUMINUM SPLINT CAN BE BE ADJUSTED FOR PROPER FIT AND RESHAPED TO HOLD FINGERS AT AN EXACT DEGREE OF FLEXION OR EXTENSION, FOAM PADDING, SIZE: MEDIUM, 10 CM APPR | EA | 500 | Medina
1302 | 4224150005300 | SPLINT, BASEBALL FINGER SPLINT, MALLEABLE ALUMINUM SPLINT CAN BE ADJUSTED FOR PROPER FIT AND RESHAPED TO HOLD FINGERS AT AN EXACT DEGREE OF FLEXION OR EXTENSION, FOAM PADDING, SIZE: X-LARGE , 14 CM APPR | EA | 500 | Riyadh
1303 | 4224150606200 | "CAST PLASTER OF PARIS ORTHOPEDIC SIZE: 10 X 270CM INDIVIDUALLY WRAPPED" | EA | 600 | Arar
1304 | 4224150606200 | "CAST PLASTER OF PARIS ORTHOPEDIC SIZE: 10 X 270CM INDIVIDUALLY WRAPPED" | EA | 996 | Dammam
1305 | 4224150606300 | "CAST PLASTER OF PARIS ORTHOPEDIC SIZE: 15 X 270CM INDIVIDUALLY WRAPPED" | EA | 3 | Shaqra
1306 | 4224150606500 | "CAST PLASTER OF PARIS ORTHOPEDIC SIZE:7.5 X 270CM INDIVIDUALLY WRAPPED" | EA | 480 | Arar
1307 | 4224150606500 | "CAST PLASTER OF PARIS ORTHOPEDIC SIZE:7.5 X 270CM INDIVIDUALLY WRAPPED" | EA | 240 | Dammam
1308 | 4224150707500 | SPLINT FROG FINGER SPLINT MALLEABLE ALUMINUM SPLINT FOR IMMOBILIZATION OF FINGER FOAM PADDING MAINTAIN THE DIP JOINT IN HYPEREXTENSION ASSORTED SIZE | EA | 2500 | Riyadh
1309 | 4224150707500 | SPLINT FROG FINGER SPLINT MALLEABLE ALUMINUM SPLINT FOR IMMOBILIZATION OF FINGER FOAM PADDING MAINTAIN THE DIP JOINT IN HYPEREXTENSION ASSORTED SIZE | EA | 30 | Abha
1310 | 4224150901300 | "ANKLE FOOT ORTHOSIS (AFO) RIGID POLYPROPYLENE 4 MM FULL FOOT ANATOMICAL DESIGN PADDING IN CALF AREA ASSISTS DORSIFLEXION IN THE FOOT SIZE 37 - 39 RIGHT" | EA | 20 | Riyadh
1311 | 4224152002700 | "HOOK AND PILE CLOSURE WIDTH 50 MM APPROXIMATELY WHITE (VELCRO OR EQUIVALENT) ROLL 25 METERS APPROXIMATELY" | EA | 30 | Riyadh
1312 | 4224170101400 | ANKLE SUPPORT MADE FROM LIGHTWEIGHT ELASTIC MATERIAL FOUR WAY STRETCH ELASTIC FITS FOR LEFT OR RIGHT SIZE: EXTRA LARGE | EA | 500 | khobar
1313 | 4224170101400 | ANKLE SUPPORT MADE FROM LIGHTWEIGHT ELASTIC MATERIAL FOUR WAY STRETCH ELASTIC FITS FOR LEFT OR RIGHT SIZE: EXTRA LARGE | EA | 200 | Makkah
1314 | 4224170101400 | ANKLE SUPPORT MADE FROM LIGHTWEIGHT ELASTIC MATERIAL FOUR WAY STRETCH ELASTIC FITS FOR LEFT OR RIGHT SIZE: EXTRA LARGE | EA | 250 | Dammam
1315 | 4224170101600 | ANKLE SUPPORT MADE FROM LIGHTWEIGHT ELASTIC MATERIAL FOUR WAY STRETCH ELASTIC FITS FOR LEFT OR RIGHT SIZE: SMALL | EA | 500 | Riyadh
1316 | 4224170109000 | ANKLE SUPPORT MADE FROM LIGHTWEIGHT ELASTIC MATERIAL FOUR WAY STRETCH ELASTIC FITS FOR LEFT OR RIGHT SIZE: LARGE | EA | 100 | Al Kharj
1317 | 4224170109000 | ANKLE SUPPORT MADE FROM LIGHTWEIGHT ELASTIC MATERIAL FOUR WAY STRETCH ELASTIC FITS FOR LEFT OR RIGHT SIZE: LARGE | EA | 250 | Makkah
1318 | 4224170110800 | ANKLE SUPPORT MADE FROM LIGHTWEIGHT ELASTIC MATERIAL FOUR WAY STRETCH ELASTIC FITS FOR LEFT OR RIGHT SIZE: MEDIUM | EA | 500 | Makkah
1319 | 4224170301700 | KNEE IMMOBILIZER, 3-PANEL, WITH RIGID STAY, WRAP AROUND DESIGN, SIZE X-LARGE | EA | 60 | Dammam
1320 | 4224170301900 | KNEE SUPPORT MADE FROM LIGHTWEIGHT ELASTIC TWO WAY STRETCH SIZE: LARGE | EA | 500 | khobar
1321 | 4224170301900 | KNEE SUPPORT MADE FROM LIGHTWEIGHT ELASTIC TWO WAY STRETCH SIZE: LARGE | EA | 500 | Riyadh
1322 | 4224170301900 | KNEE SUPPORT MADE FROM LIGHTWEIGHT ELASTIC TWO WAY STRETCH SIZE: LARGE | EA | 140 | Dammam
1323 | 4224170301900 | KNEE SUPPORT MADE FROM LIGHTWEIGHT ELASTIC TWO WAY STRETCH SIZE: LARGE | EA | 2000 | Jazan
1324 | 4224170301900 | KNEE SUPPORT MADE FROM LIGHTWEIGHT ELASTIC TWO WAY STRETCH SIZE: LARGE | EA | 200 | Najran
1325 | 4224170302000 | KNEE SUPPORT MADE FROM LIGHTWEIGHT ELASTIC TWO WAY STRETCH SIZE: MEDIUM | EA | 500 | khobar
1326 | 4224170302000 | KNEE SUPPORT MADE FROM LIGHTWEIGHT ELASTIC TWO WAY STRETCH SIZE: MEDIUM | EA | 2000 | Jazan
1327 | 4224170302100 | KNEE SUPPORT MADE FROM LIGHTWEIGHT ELASTIC TWO WAY STRETCH SIZE: SMALL | EA | 500 | khobar
1328 | 4224170302100 | KNEE SUPPORT MADE FROM LIGHTWEIGHT ELASTIC TWO WAY STRETCH SIZE: SMALL | EA | 300 | Riyadh
1329 | 4224170302100 | KNEE SUPPORT MADE FROM LIGHTWEIGHT ELASTIC TWO WAY STRETCH SIZE: SMALL | EA | 400 | Jazan
1330 | 4224170302100 | KNEE SUPPORT MADE FROM LIGHTWEIGHT ELASTIC TWO WAY STRETCH SIZE: SMALL | EA | 200 | Riyadh
1331 | 4224170302100 | KNEE SUPPORT MADE FROM LIGHTWEIGHT ELASTIC TWO WAY STRETCH SIZE: SMALL | EA | 100 | Najran
1332 | 4224170302200 | KNEE SUPPORT MADE FROM LIGHTWEIGHT ELASTIC TWO WAY STRETCH SIZE: EXTRA LARGE | EA | 500 | khobar
1333 | 4224170302200 | KNEE SUPPORT MADE FROM LIGHTWEIGHT ELASTIC TWO WAY STRETCH SIZE: EXTRA LARGE | EA | 500 | Riyadh
1334 | 4224170302200 | KNEE SUPPORT MADE FROM LIGHTWEIGHT ELASTIC TWO WAY STRETCH SIZE: EXTRA LARGE | EA | 2000 | Jazan
1335 | 4224170302200 | KNEE SUPPORT MADE FROM LIGHTWEIGHT ELASTIC TWO WAY STRETCH SIZE: EXTRA LARGE | EA | 1200 | Riyadh
1336 | 4224170302200 | KNEE SUPPORT MADE FROM LIGHTWEIGHT ELASTIC TWO WAY STRETCH SIZE: EXTRA LARGE | EA | 200 | Najran
1337 | 4224170302300 | KNEE SUPPORT MADE FROM LIGHTWEIGHT ELASTIC TWO WAY STRETCH SIZE: DOUBLE EXTRA LARGE | EA | 500 | Riyadh
1338 | 4224170302300 | KNEE SUPPORT MADE FROM LIGHTWEIGHT ELASTIC TWO WAY STRETCH SIZE: DOUBLE EXTRA LARGE | EA | 200 | Najran
1339 | 4224170309500 | KNEE HINGE BRACE, WITH FULL ROM KNEE RANGE, WITH TWO RIGID STAY, MADE OF NEOPRENE, VELCRO STRAPS, SIZE MEDIUM | EA | 40 | Taif
1340 | 4224170311700 | KNEE HINGED BRACE, WITH FULL ROM KNEE RANGE, WITH TWO RIGID STAY, CROSSING STRAPS CONTROL PATELLA MOVEMENT, MADE OF NEOPRENE, POPLITEAL AREA OPEN, FOR MILD LIGAMENT INSTABILITIES, SIZE MEDIUM | EA | 120 | Arar
1341 | 4224170311900 | KNEE HINGED BRACE, WITH FULL ROM KNEE RANGE, WITH TWO RIGID STAY, CROSSING STRAPS CONTROL PATELLA MOVEMENT, MADE OF NEOPRENE, POPLITEAL AREA OPEN, FOR MILD LIGAMENT INSTABILITIES, SIZE EXTRA LARGE | EA | 120 | Arar
1342 | 4224170312000 | KNEE HINGED BRACE, WITH FULL ROM KNEE RANGE, WITH TWO RIGID STAY, CROSSING STRAPS CONTROL PATELLA MOVEMENT, MADE OF NEOPRENE, POPLITEAL AREA OPEN, FOR MILD LIGAMENT INSTABILITIES, SIZE DOUBLE EXTRA LARGE | EA | 120 | Arar
1343 | 4224170313300 | KNEE SUPPORT ELASTIC WITH PAD AROUND PATELLA FOUR WAY STRETCH SIZE MEDIUM | EA | 600 | Makkah
1344 | 4224170315600 | KNEE SUPPORT MADE FROM LIGHTWEIGHT ELASTIC FOUR WAY STRETCH SIZE: SMALL | EA | 80 | Medina
1345 | 4224170315700 | KNEE SUPPORT MADE FROM LIGHTWEIGHT ELASTIC FOUR WAY STRETCH SIZE: MEDIUM | EA | 100 | Medina
1346 | 4224170315800 | KNEE SUPPORT MADE FROM LIGHTWEIGHT ELASTIC FOUR WAY STRETCH SIZE: LARGE | EA | 100 | Medina
1347 | 4224170316700 | KNEE IMMOBILIZER 3-PANEL WITH RIGID STAY WRAP AROUND DESIGN SIZE LARGE | EA | 20 | Al Kharj
1348 | 4224170317200 | KNEE IMMOBILIZER 3-PANEL WITH RIGID STAY WRAP AROUND DESIGN SIZE MEDIUM | EA | 200 | Najran
1349 | 4224170317200 | KNEE IMMOBILIZER 3-PANEL WITH RIGID STAY WRAP AROUND DESIGN SIZE MEDIUM | EA | 100 | Tabuk
1350 | 4224170317700 | KNEE HINGE BRACE, WITH OPEN PATELLA, WITH FULL ROM KNEE RANGE, TWO RIGID STAY, WRAP AROUND DESIGN, WITH ADJUSTABLE STRUTS, UNIVERSAL SIZE | EA | 250 | Arar
1351 | 4224170501100 | PRESSURE RELIEF ANKLE-FOOT ORTHOSIS (PRAFO), FLEECE, WITH EXTENSION STRAP, ELIMINATES HEEL PRESSURE AND TREATS FOOT AND ANKLE CONTRACTURES, LYCRA LINNING, SIZE MEDIUM, 7.5-9 INCHES APPROXIMATELY | EA | 50 | Jeddah
1352 | 4224170501300 | PRESSURE RELIEF ANKLE-FOOT ORTHOSIS (PRAFO), FLEECE, WITH EXTENSION STRAP, ELIMINATES HEEL PRESSURE AND TREATS FOOT AND ANKLE CONTRACTURES, LYCRA LINNING, SIZE EXTRA LARGE, 10-11 INCHES APPROXIMATELY | EA | 29 | Riyadh
1353 | 4224170501300 | PRESSURE RELIEF ANKLE-FOOT ORTHOSIS (PRAFO), FLEECE, WITH EXTENSION STRAP, ELIMINATES HEEL PRESSURE AND TREATS FOOT AND ANKLE CONTRACTURES, LYCRA LINNING, SIZE EXTRA LARGE, 10-11 INCHES APPROXIMATELY | EA | 29 | Riyadh
1354 | 4224170501300 | PRESSURE RELIEF ANKLE-FOOT ORTHOSIS (PRAFO), FLEECE, WITH EXTENSION STRAP, ELIMINATES HEEL PRESSURE AND TREATS FOOT AND ANKLE CONTRACTURES, LYCRA LINNING, SIZE EXTRA LARGE, 10-11 INCHES APPROXIMATELY | EA | 29 | Riyadh
1355 | 4224170501300 | PRESSURE RELIEF ANKLE-FOOT ORTHOSIS (PRAFO), FLEECE, WITH EXTENSION STRAP, ELIMINATES HEEL PRESSURE AND TREATS FOOT AND ANKLE CONTRACTURES, LYCRA LINNING, SIZE EXTRA LARGE, 10-11 INCHES APPROXIMATELY | EA | 29 | Riyadh
1356 | 4224170620800 | DIABETIC SHOES WIDE/EXTRA-WIDE TOE BOX COMBINATION OF SOFT COW/CALF LEATHER AND NEOPRENE VELCRO CLOSURE FLEXIBLE LINING PROTECTIVE INTERIOR THAT IS MADE FROM SOFT MATERIAL AND STITCHING THAT DOESN’T PROTRUDE NON-BINDING UPPERS EXTRA DEPTH DESIGN CAN ACCOMMODATE THICK ORTHOTIC INSERTS; A DEEP TOE BOX THAT PROVIDES EXTRA ROOM FOR TOE MOVEMENT LIGHTWEIGHT CUSHIONING SOLES THAT FACILITATE MOBILITY AND STABILITY; STRETCHABLE SHOES CONFORM TO THE CONTOURS OF THE FOOT BLACK SIZE 40 | EA | 20 | Riyadh
1357 | 4224170641300 | POSTURAL LEG SPLINT ORTHOSIS FOR LOWER LIMB POSITIONING, EASY FITTING DESIGN, ANTI-DECUBITUS HEEL WITH PRESSURE-RELIEVING PADS, FORMED FOAM CALF SUPPORT, HEEL OPENING TO PREVENT PRESSURE SORES, PLANTAR TRIANGLE WITH ROTATIONAL ADJUSTMENT (-15°, 0°, +15°), PROVIDES IMMOBILIZATION AND POSITIONAL CONTROL, PREVENTS LOWER LIMB DEFORMITIES IN POST-OPERATIVE HIP, KNEE AND FOOT PATIENTS, DESIGNED TO REDUCE HEEL PRESSURE AND PREVENT SHEET CONTACT | EA | 1 | Al Qurayyat
1358 | 4224170705900 | "AIR WALKER BOOT WITH PATENTED PNEUMATIC SYSTEM PADDED WITH SOFT LINERS AND EASY TO FIT EXTRA SMALL STANDARD" | EA | 40 | Riyadh
1359 | 4224170705900 | "AIR WALKER BOOT WITH PATENTED PNEUMATIC SYSTEM PADDED WITH SOFT LINERS AND EASY TO FIT EXTRA SMALL STANDARD" | EA | 20 | Dammam
1360 | 4224170706000 | "AIR WALKER BOOT WITH PATENTED PNEUMATIC SYSTEM PADDED WITH SOFT LINERS AND EASY TO FIT MEDIUM LOW PROFILE" | EA | 40 | Al Kharj
1361 | 4224170706100 | "AIR WALKER BOOT WITH PATENTED PNEUMATIC SYSTEM PADDED WITH SOFT LINERS AND EASY TO FIT SMALL LOW PROFILE" | EA | 48 | Al Kharj
1362 | 4224170706200 | "AIR WALKER BOOT WITH PATENTED PNEUMATIC SYSTEM PADDED WITH SOFT LINERS AND EASY TO FIT LARGE LOW PROFILE" | EA | 40 | Al Kharj
1363 | 4224170706300 | "AIR WALKER BOOT WITH PATENTED PNEUMATIC SYSTEM PADDED WITH SOFT LINERS AND EASY TO FIT MEDIUM STANDARD" | EA | 64 | Riyadh
1364 | 4224170706600 | "AIR WALKER BOOT WITH PATENTED PNEUMATIC SYSTEM PADDED WITH SOFT LINERS AND EASY TO FIT LARGE STANDARD" | EA | 64 | Riyadh
1365 | 4224170706800 | AIR WALKER BOOT WITH PATENTED PNEUMATIC SYSTEM PADDED WITH SOFT LINERS AND EASY TO FIT EXTRA-LARGE STANDARD | EA | 16 | Riyadh
1366 | 4224170800100 | "HIP ABDUCTION PILLOW POLYFOAM WITH VINYL COVERING 13-14 INCHES ANKLE 8-9 INCHES KNEE 16-18 INCHES LENGTH SMALL" | EA | 70 | Jeddah
1367 | 4224170908500 | FOREFOOT RELIEF SHOE, TO OFFLOAD WEIGHT AND PRESSURE FROM THE FOREFOOT, NON-SLIPPING SOLE, LONG VELCRO CLOSURE, SIZE SMALL, 33-36 (-+1) | EA | 9 | Riyadh
1368 | 4224171201800 | UNDER-WRAP (PRE-WRAP), PROVIDES A PROTECTIVE BARRIER BETWEEN SKIN AND TAPE, LATEX FREE, 2.75 INCH X 30 YARDS | EA | 200 | Najran
1369 | 4224180100100 | ARM SLING, ADULT, IMMOBILIZES THE FOREARM AND ELBOW, EASY ADJUSTMENT BY VELCRO OR EQUIVALENT, CONTROLS SHOULDER FLEXO-EXTENSION, ROTATION, ABDUCTION, AND ADDUCTION, KEEPS THE ELBOW IN 90# FLEXION AND PRONOSUPINATION INTERMEDIATE, DISTRIBUTES THE WEIGHT OF THE TREATED ARM AVOIDING OVERLOAD OF THE CERVICAL AREA, STRAPS CROSSED OVER THE BACK TO IMPROVE SUPPORT, COMFORTABLE, BREATHABLE, SIZE LARGE | EA | 200 | Jeddah
1370 | 4224180101800 | ARM SLING, ADULT, IMMOBILIZES THE FOREARM AND ELBOW, EASY ADJUSTMENT BY VELCRO OR EQUIVALENT, CONTROLS SHOULDER FLEXO-EXTENSION, ROTATION, ABDUCTION, AND ADDUCTION, KEEPS THE ELBOW IN 90# FLEXION AND PRONOSUPINATION INTERMEDIATE, DISTRIBUTES THE WEIGHT OF THE TREATED ARM AVOIDING OVERLOAD OF THE CERVICAL AREA, STRAPS CROSSED OVER THE BACK TO IMPROVE SUPPORT, COMFORTABLE, BREATHABLE, SIZE X-LARGE | EA | 30 | Bisha
1371 | 4224180102400 | ARM SLING, ADULT, IMMOBILIZES THE FOREARM AND ELBOW, EASY ADJUSTMENT BY VELCRO OR EQUIVALENT, CONTROLS SHOULDER FLEXO-EXTENSION, ROTATION, ABDUCTION, AND ADDUCTION, KEEPS THE ELBOW IN 90# FLEXION AND PRONOSUPINATION INTERMEDIATE, DISTRIBUTES THE WEIGHT OF THE TREATED ARM AVOIDING OVERLOAD OF THE CERVICAL AREA, STRAPS CROSSED OVER THE BACK TO IMPROVE SUPPORT, COMFORTABLE, BREATHABLE, SIZE MEDIUM | EA | 3 | Riyadh
1372 | 4224180102500 | ARM SLING, ADULT, IMMOBILIZES THE FOREARM AND ELBOW, EASY ADJUSTMENT BY VELCRO OR EQUIVALENT, CONTROLS SHOULDER FLEXO-EXTENSION, ROTATION, ABDUCTION, AND ADDUCTION, KEEPS THE ELBOW IN 90# FLEXION AND PRONOSUPINATION INTERMEDIATE, DISTRIBUTES THE WEIGHT OF THE TREATED ARM AVOIDING OVERLOAD OF THE CERVICAL AREA, STRAPS CROSSED OVER THE BACK TO IMPROVE SUPPORT, COMFORTABLE, BREATHABLE, SIZE SMALL | EA | 3 | Riyadh
1373 | 4224180301300 | CERVICAL COLLAR, RIGID, PHILADELPHIA TYPE, WITH TRACHEOSTOMY, ANTERIOR AND POSTERIOR RIGID PIECES, VELCRO CLOSURES, SIZE LARGE | EA | 50 | Riyadh
1374 | 4224180301400 | CERVICAL COLLAR, RIGID, PHILADELPHIA TYPE, WITH TRACHEOSTOMY, ANTERIOR AND POSTERIOR RIGID PIECES, VELCRO CLOSURES, SIZE MEDIUM | EA | 50 | Tabuk
1375 | 4224180301400 | CERVICAL COLLAR, RIGID, PHILADELPHIA TYPE, WITH TRACHEOSTOMY, ANTERIOR AND POSTERIOR RIGID PIECES, VELCRO CLOSURES, SIZE MEDIUM | EA | 100 | Riyadh
1376 | 4224180301400 | CERVICAL COLLAR, RIGID, PHILADELPHIA TYPE, WITH TRACHEOSTOMY, ANTERIOR AND POSTERIOR RIGID PIECES, VELCRO CLOSURES, SIZE MEDIUM | EA | 50 | Riyadh
1377 | 4224180301700 | CERVICAL COLLAR SOFT WITH VELCRO MADE FROM CONTOURED FOAM COVERED BY SOFT COTTON STOCKINETTE SIZE: SMALL | EA | 500 | Riyadh
1378 | 4224180301700 | CERVICAL COLLAR SOFT WITH VELCRO MADE FROM CONTOURED FOAM COVERED BY SOFT COTTON STOCKINETTE SIZE: SMALL | EA | 80 | Riyadh
1379 | 4224180301700 | CERVICAL COLLAR SOFT WITH VELCRO MADE FROM CONTOURED FOAM COVERED BY SOFT COTTON STOCKINETTE SIZE: SMALL | EA | 230 | Riyadh
1380 | 4224180303500 | CERVICAL COLLAR, RIGID, PHILADELPHIA TYPE, WITH TRACHEOSTOMY, ANTERIOR AND POSTERIOR RIGID PIECES, VELCRO CLOSURES, SIZE EXTRA LARGE | EA | 20 | Dammam
1381 | 4224180303900 | CERVICAL COLLAR SOFT WITH VELCRO MADE FROM CONTOURED FOAM COVERED BY SOFT COTTON STOCKINETTE SIZE: EXTRA LARGE | EA | 500 | Riyadh
1382 | 4224180303900 | CERVICAL COLLAR SOFT WITH VELCRO MADE FROM CONTOURED FOAM COVERED BY SOFT COTTON STOCKINETTE SIZE: EXTRA LARGE | EA | 50 | Makkah
1383 | 4224180303900 | CERVICAL COLLAR SOFT WITH VELCRO MADE FROM CONTOURED FOAM COVERED BY SOFT COTTON STOCKINETTE SIZE: EXTRA LARGE | EA | 10 | Abha
1384 | 4224180306100 | CERVICAL COLLAR SOFT WITH VELCRO MADE FROM CONTOURED FOAM COVERED BY SOFT COTTON STOCKINETTE SIZE: LARGE | EA | 500 | Riyadh
1385 | 4224180306100 | CERVICAL COLLAR SOFT WITH VELCRO MADE FROM CONTOURED FOAM COVERED BY SOFT COTTON STOCKINETTE SIZE: LARGE | EA | 10 | Abha
1386 | 4224180306200 | CERVICAL COLLAR SOFT WITH VELCRO MADE FROM CONTOURED FOAM COVERED BY SOFT COTTON STOCKINETTE SIZE: MEDIUM | EA | 300 | Medina
1387 | 4224180306200 | CERVICAL COLLAR SOFT WITH VELCRO MADE FROM CONTOURED FOAM COVERED BY SOFT COTTON STOCKINETTE SIZE: MEDIUM | EA | 500 | Riyadh
1388 | 4224180307100 | CERVICAL COLLAR, RIGID, PHILADELPHIA TYPE, WITH TRACHEOSTOMY, ANTERIOR AND POSTERIOR RIGID PIECES, VELCRO CLOSURES, SIZE SMALL | EA | 50 | Tabuk
1389 | 4224180502000 | ELBOW SUPPORT, MADE FROM LIGHTWEIGHT ELASTIC, FOUR-WAY STRETCH, FITS LEFT OR RIGHT, SIZE: LARGE | EA | 400 | Riyadh
1390 | 4224180502000 | ELBOW SUPPORT, MADE FROM LIGHTWEIGHT ELASTIC, FOUR-WAY STRETCH, FITS LEFT OR RIGHT, SIZE: LARGE | EA | 160 | Buraidah
1391 | 4224180503300 | ELBOW SUPPORT, MADE FROM LIGHTWEIGHT ELASTIC, FOUR-WAY STRETCH, FITS LEFT OR RIGHT, SIZE: SMALL | EA | 400 | Riyadh
1392 | 4224180503400 | ELBOW SUPPORT, MADE FROM LIGHTWEIGHT ELASTIC, FOUR-WAY STRETCH, FITS LEFT OR RIGHT, SIZE: MEDIUM | EA | 400 | Riyadh
1393 | 4224180503400 | ELBOW SUPPORT, MADE FROM LIGHTWEIGHT ELASTIC, FOUR-WAY STRETCH, FITS LEFT OR RIGHT, SIZE: MEDIUM | EA | 200 | Jazan
1394 | 4224180503400 | ELBOW SUPPORT, MADE FROM LIGHTWEIGHT ELASTIC, FOUR-WAY STRETCH, FITS LEFT OR RIGHT, SIZE: MEDIUM | EA | 300 | Makkah
1395 | 4224180503500 | ELBOW SUPPORT, MADE FROM LIGHTWEIGHT ELASTIC, FOUR-WAY STRETCH, FITS LEFT OR RIGHT, SIZE: X-LARGE | EA | 400 | Riyadh
1396 | 4224180503600 | TENNIS ELBOW BAND WITH GEL PAD WITH ADJUSTABLE STRAP LATEX-FREE FITS LEFT OR RIGHT ANTIMICROBIAL TREATMENT UNIVERSAL SIZE | EA | 60 | Riyadh
1397 | 4224180503600 | TENNIS ELBOW BAND WITH GEL PAD WITH ADJUSTABLE STRAP LATEX-FREE FITS LEFT OR RIGHT ANTIMICROBIAL TREATMENT UNIVERSAL SIZE | EA | 70 | Riyadh
1398 | 4224180503600 | TENNIS ELBOW BAND WITH GEL PAD WITH ADJUSTABLE STRAP LATEX-FREE FITS LEFT OR RIGHT ANTIMICROBIAL TREATMENT UNIVERSAL SIZE | EA | 100 | Makkah
1399 | 4224180705300 | SPLINT FOUR-SIDED FINGER SPLINT MALLEABLE ALUMINUM SPLINT FOR IMMOBILIZATION OF FINGER FOAM PADDING PROVIDE PROTECTION ON 4 SIDES SIZE: SMALL | EA | 200 | Riyadh
1400 | 4224180705300 | SPLINT FOUR-SIDED FINGER SPLINT MALLEABLE ALUMINUM SPLINT FOR IMMOBILIZATION OF FINGER FOAM PADDING PROVIDE PROTECTION ON 4 SIDES SIZE: SMALL | EA | 60 | Dammam
1401 | 4224180705300 | SPLINT FOUR-SIDED FINGER SPLINT MALLEABLE ALUMINUM SPLINT FOR IMMOBILIZATION OF FINGER FOAM PADDING PROVIDE PROTECTION ON 4 SIDES SIZE: SMALL | EA | 30 | Abha
1402 | 4224180705400 | SPLINT FOUR-SIDED FINGER SPLINT MALLEABLE ALUMINUM SPLINT FOR IMMOBILIZATION OF FINGER FOAM PADDING PROVIDE PROTECTION ON 4 SIDES SIZE: MEDIUM | EA | 120 | Dammam
1403 | 4224180705500 | SPLINT FOUR-SIDED FINGER SPLINT MALLEABLE ALUMINUM SPLINT FOR IMMOBILIZATION OF FINGER FOAM PADDING PROVIDE PROTECTION ON 4 SIDES SIZE: LARGE | EA | 200 | Riyadh
1404 | 4224180705500 | SPLINT FOUR-SIDED FINGER SPLINT MALLEABLE ALUMINUM SPLINT FOR IMMOBILIZATION OF FINGER FOAM PADDING PROVIDE PROTECTION ON 4 SIDES SIZE: LARGE | EA | 30 | Abha