19790 | 4229680243700 | GUIDE SUTURE WOUND CLOSURE YASARGIL/90 DEGREE/CURVED LENGTH=18.5CM YASARGIL REUSABLE | SURGICAL INSTRUMENT TENDER
19791 | 4229680243800 | GUIDE SUTURE WOUND CLOSURE YASARGIL/MEDIUM CURVED LENGTH=18.5CM REUSABLE | SURGICAL INSTRUMENT TENDER
19792 | 4229680243900 | SUTURE PUSHER, CASPAR, LENGTH 23 CM, REUSABLE | SURGICAL INSTRUMENT TENDER
19793 | 4229680244300 | FORCEPS, CLAMP, TAMPON, ULRICH/STRAIGHT, STAINLESS STEEL, LENGTH 22 CM, REUSABLE | SURGICAL INSTRUMENT TENDER
19794 | 4229680244400 | SCISSORS DISSECTING METZENBUM FINE/STRAIGHT TUNGSTEN CARBIDE LENGTH = 14.5CM REUSABLE | SURGICAL INSTRUMENT TENDER
19795 | 4229680244500 | FORCEPS, CUSHING-TAYLOR, BAYONET, TUNGSTEN CARBIDE, LENGTH 18 - 19 CM, REUSABLE | SURGICAL INSTRUMENT TENDER
19796 | 4229680244600 | NEEDLE HOLDER, MICRO/STRAIGHT/WITH LOCK, TUNGSTEN CARBIDE, LENGTH = 21.0 - 22.0CM, REUSABLE | SURGICAL INSTRUMENT TENDER
19797 | 4229680244700 | NEEDLE HOLDER, MICROVASCULAR, TUNGSTEN CARBIDE, LENGTH 17 - 18 CM, REUSABLE | SURGICAL INSTRUMENT TENDER
19798 | 4229680244800 | NEEDLE HOLDER TOENNIS TUNGSTEN CARBIDE LENGTH=18.0CM REUSABLE | SURGICAL INSTRUMENT TENDER
19799 | 4229680244900 | SCISSORS, DISSECTING, MAYO LEXER/FINE/STRAIGHT, TUNGSTEN CARBIDE, LENGTH 16 CM, REUSABLE | SURGICAL INSTRUMENT TENDER
19800 | 4229680245100 | SCISSORS OPERATING MAYO/STRAIGHT TUNGSTEN CARBIDE LENGTH=14.5CM REUSABLE | SURGICAL INSTRUMENT TENDER
19801 | 4229680245200 | FORCEPS, TISSUE, WITH PROTECTOR, STAINLESS STEEL,TIP WIDTH 18 MM, LENGTH 18 - 20 CM, REUSABLE | SURGICAL INSTRUMENT TENDER
19802 | 4229680245300 | FORCEPS, TISSUE, STANDARD, STAINLESS STEEL, LENGTH 14 - 15 CM, TEETH: 2X3, REUSABLE | SURGICAL INSTRUMENT TENDER
19803 | 4229680245400 | FORCEPS, TISSUE, STANDARD, STAINLESS STEEL, LENGTH 14 - 15 CM, TEETH: 3X4, REUSABLE | SURGICAL INSTRUMENT TENDER
19804 | 4229680245500 | FORCEPS, TOWEL, BALL AND SOCKET, STAINLESS STEEL, LENGTH 14 - 16 CM, REUSABLE | SURGICAL INSTRUMENT TENDER
19805 | 4229680245600 | TRAY, STERILIZATION INSTRUMENT, WITH LID, SIZE: 53 CM X 25 CM X 6 CM, STAINLESS STEEL, REUSABLE | SURGICAL INSTRUMENT TENDER
19806 | 4229680245700 | DRILL BIT, HUDSON, TWIST, SHORT, DIAMETER 2MM, REUSABLE | SURGICAL INSTRUMENT TENDER
19807 | 4229680245800 | CANNULA, VEIN, BUTTON ENDED, SIZE: 1.5MM-80.0MM, REUSABLE | SURGICAL INSTRUMENT TENDER
19808 | 4229680246000 | RETRACTOR, SELF RETAINING/SPREADER, LAMINA/CLOWARD, STAINLESS STEEL, LENGTH 15 - 16 CM, REUSABLE | SURGICAL INSTRUMENT TENDER
19809 | 4229680246100 | CONDUCTOR/ SAW GUIDE, DE MARTEL, FOR GIGLI SAW, REUSABLE | SURGICAL INSTRUMENT TENDER
19810 | 4229680246200 | SAW WIRE CUTTING BONE GIGLI/FOURFOLD LENGTH=30.0CM REUSABLE | SURGICAL INSTRUMENT TENDER
19811 | 4229680246300 | SAW WIRE CUTTING BONE GIGLI/FOURFOLD LENGTH=50.0CM REUSABLE | SURGICAL INSTRUMENT TENDER
19812 | 4229680246400 | SCISSORS WIRE UNIVERSAL/ANGLED STAINLESS STEEL LENGTH=12.0CM REUSABLE | SURGICAL INSTRUMENT TENDER
19813 | 4229680246500 | RETRACTOR, SELF RETAINING, WEITLANER WULLSTEIN/BLUNT, STAINLESS STEEL, LENGTH 13 - 14 CM, TEETH: 3X3, REUSABLE | SURGICAL INSTRUMENT TENDER
19814 | 4229680246600 | CONTAINER, MICRO MODULE, ORTHOPEDIC FIXATION, 1.0MM, REUSABLE | SURGICAL INSTRUMENT TENDER
19815 | 4229680246700 | CONTAINER, MICRO, TRAUMA FIXATION, 1.5MM, REUSABLE | SURGICAL INSTRUMENT TENDER
19816 | 4229680247200 | RETRACTOR, ALAR, FOMON/BLUNT/2 PRONGS, STAINLESS STEEL, LENGTH 16 - 17 CM, REUSABLE | SURGICAL INSTRUMENT TENDER
19817 | 4229680247300 | RETRACTOR, ALAR, FOMON/BLUNT, STAINLESS STEEL, LENGTH 16 - 17 CM, REUSABLE | SURGICAL INSTRUMENT TENDER
19818 | 4229680247500 | DISSECTOR, ALVEOLAR NERVE/2 BEND, STAINLESS STEEL, LENGTH 20 -23 CM, REUSABLE | SURGICAL INSTRUMENT TENDER
19819 | 4229680247600 | PUNCH, ANTRUM/ KERRISON, UPWARDS, JAW WIDTH 3 MM X 3 MM, LENGTH 9 - 10 CM, REUSABLE | SURGICAL INSTRUMENT TENDER
19820 | 4229680249900 | ELEVATOR RAMUS V- TIP STAINLESS STEEL LENGTH 22 - 23 CM REUSABLE | SURGICAL INSTRUMENT TENDER
19821 | 4229680250100 | FORCEPS CLAMP INTESTINAL KOCHER/CURVED STAINLESS STEEL LENGTH 22 CM REUSABLE. | SURGICAL INSTRUMENT TENDER
19822 | 4229680251000 | BLADE, OSTEOTOME, OBWEGESER, DIAMETER 12 MM, LENGTH 22 - 23 CM, REUSABLE | SURGICAL INSTRUMENT TENDER
19823 | 4229680251300 | CURETTE, BONE, SCHEDE/OVAL, SIZE: NO.0, STAINLESS STEEL, LENGTH 17 - 18 CM, REUSABLE | SURGICAL INSTRUMENT TENDER
19824 | 4229680251400 | CURETTE, BONE, SCHEDE/OVAL, SIZE: NO.1, STAINLESS STEEL, LENGTH 17 - 18 CM, REUSABLE | SURGICAL INSTRUMENT TENDER
19825 | 4229680251500 | CURETTE, BONE, USA/OVAL, SIZE NO: 3, STAINLESS STEEL, LENGTH 16 - 17 CM, REUSABLE | SURGICAL INSTRUMENT TENDER
19826 | 4229680251600 | CURETTE BONE WILLIGER DOUBLE ENDED SIZE: NO.0/1OVAL STAINLESS STEEL LENGTH 13 - 14 CM REUSABLE | SURGICAL INSTRUMENT TENDER
19827 | 4229680251700 | FORCEPS, CLAMP, BONE CUTTING, LISTON/STRAIGHT, STAINLESS STEEL, LENGTH 20 CM, REUSABLE | SURGICAL INSTRUMENT TENDER
19828 | 4229680251800 | FORCEPS, CLAMP, BONE CUTTING, RUSKIN/STRAIGHT, STAINLESS STEEL, LENGTH 19 CM, REUSABLE | SURGICAL INSTRUMENT TENDER
19829 | 4229680251900 | BONE FILE SMOOTH OUT ACROMIAL RESECTION JOSEPH/FINE LENGTH=16.0CM REUSABLE | SURGICAL INSTRUMENT TENDER
19830 | 4229680252000 | LEVER BONE DRILLING HOHMANN BLADE SIZE: 43.0MM LENGTH=23.5CM REUSABLE | SURGICAL INSTRUMENT TENDER
19831 | 4229680252100 | RONGEUR, BONE, GOUGING OUT, MAYFIELD, STAINLESS STEEL, LENGTH 17 - 18 CM, REUSABLE | SURGICAL INSTRUMENT TENDER
19832 | 4229680252800 | INSTRUMENT, SEATING, CRANIOMAXILLOFACIAL, BSSO CONDYLAR/ARNETT, REUSABLE | SURGICAL INSTRUMENT TENDER
19833 | 4229680253000 | RETRACTOR, LINGUAL, FOR BILATERAL SAGITTAL SPLIT OSTEOTOMY, STAINLESS STEEL, LENGTH 20 CM, REUSABLE | SURGICAL INSTRUMENT TENDER
19834 | 4229680253100 | OSTEOTOME, BSSO, SPLITTING, ACC ARNETT, BLADE SIZE: 6.0MM, REUSABLE | SURGICAL INSTRUMENT TENDER
19835 | 4229680253200 | OSTEOTOME, BSSO, SPLITTING, ACC ARNETT, BLADE SIZE: 7.0MM, REUSABLE | SURGICAL INSTRUMENT TENDER
19836 | 4229680253300 | OSTEOTOME, BSSO, SPLITTING, ACC ARNETT, BLADE SIZE: 14.0MM, REUSABLE | SURGICAL INSTRUMENT TENDER
19837 | 4229680253400 | RETRACTOR, TRANSORAL, FOR CHIN OSTEOTOMY/MIDLINE FLAP/SAGITTAL SPLIT OSTEOTOMY, STAINLESS STEEL, TIP SIZE: 7 MM X 35 MM, LENGTH 22 CM, REUSABLE | SURGICAL INSTRUMENT TENDER
19838 | 4229680253700 | CALIPER, CASTROVIEJO, STRAIGHT, ONE SIDE EFFECTIVE, RANGE 20 MM, LENGTH 7 - 8 CM, STAINLESS STEEL, REUSABLE | SURGICAL INSTRUMENT TENDER
19839 | 4229680253800 | CALIPER, CASTROVIEJO/EPKER, STAINLESS STEEL, EFFECTIVE RANGE: 40 MM, LENGTH 17 - 18 CM, REUSABLE | SURGICAL INSTRUMENT TENDER
19840 | 4229680253900 | CRUSHER, CARTILAGE, COTTLE/WITH CLIP, REUSABLE | SURGICAL INSTRUMENT TENDER
19841 | 4229680254400 | RETRACTOR, SOFT TISSUE, OBWEGESER/UPWARD, STAINLESS STEEL, TIP SIZE: 10 MM X 80 MM, LENGTH 21 - 24 CM, REUSABLE | SURGICAL INSTRUMENT TENDER
19842 | 4229680254500 | RETRACTOR, SOFT TISSUE, OBWEGESER/UPWARD, STAINLESS STEEL, TIP SIZE: 10 MM X 44 MM, LENGTH 21 - 24 CM, REUSABLE | SURGICAL INSTRUMENT TENDER
19843 | 4229680254600 | RETRACTOR, SOFT TISSUE, OBWEGESER/UPWARD, STAINLESS STEEL, TIP SIZE: 10 MM X 58 MM, LENGTH 21 - 24 CM, REUSABLE | SURGICAL INSTRUMENT TENDER
19844 | 4229680254700 | RETRACTOR MENTAL NERVE ARNETT STAINLESS STEEL TIP SIZE: 6.5MM X 45.0MM LENGTH=22.0CM CHIN OSTEOTOMY REUSABLE | SURGICAL INSTRUMENT TENDER
19845 | 4229680254800 | RETRACTOR, CHIN, OBWEGESER, STAINLESS STEEL, LENGTH 15 - 17 CM, REUSABLE | SURGICAL INSTRUMENT TENDER
19846 | 4229680254900 | CHISEL, CUTTING, FOMON/WITH GUIDE, BLADE WIDTH 4 MM, LENGTH 16 - 17 CM, REUSABLE | SURGICAL INSTRUMENT TENDER
19847 | 4229680255000 | CHISEL, CUTTING, PARTSCH, BLADE WIDTH 3 MM, LENGTH 13 - 14 CM, REUSABLE | SURGICAL INSTRUMENT TENDER
19848 | 4229680255100 | CHISEL, CUTTING, PARTSCH, BLADE WIDTH 4 MM, LENGTH 13 - 14 CM, REUSABLE | SURGICAL INSTRUMENT TENDER
19849 | 4229680255200 | CHISEL, CUTTING, PARTSCH, BLADE WIDTH 5 MM, LENGTH 13 - 14 CM, REUSABLE | SURGICAL INSTRUMENT TENDER
19850 | 4229680255300 | RASPATORY SCRAPING CLEFT/PALATE/JABOMA LENGTH=17.0CM REUSABLE | SURGICAL INSTRUMENT TENDER
19851 | 4229680255400 | FORCEPS, COLUMELL, COTTLE, STAINLESS STEEL, LENGTH 11 - 12 CM, REUSABLE | SURGICAL INSTRUMENT TENDER
19852 | 4229680255500 | RETRACTOR, CORONOID, STAINLESS STEEL, 1X1, REUSABLE | SURGICAL INSTRUMENT TENDER
19853 | 4229680255700 | DISSECTOR, SALYER/ANGULATED/LONG, STAINLESS STEEL, LENGTH 18 CM, REUSABLE | SURGICAL INSTRUMENT TENDER
19854 | 4229680255900 | FORCEPS, MEDIUM WIDE/SERRATED TIP STAINLESS STEEL, LENGTH 18 CM, REUSABLE | SURGICAL INSTRUMENT TENDER
19855 | 4229680256000 | HOOKLET DURA FIXATION/TRACTION GRAHAM/CURVED/BLUNT LENGTH=16.5CM REUSABLE | SURGICAL INSTRUMENT TENDER
19856 | 4229680256100 | HOOKLET DURA FIXATION/TRACTION SACHS/CURVED/SHARP LENGTH=17.0CM REUSABLE | SURGICAL INSTRUMENT TENDER
19857 | 4229680256200 | ELEVATOR, RASPATORY/OBWEGESER, STAINLESS STEEL, DIAMETER 6 MM, LENGTH 20 - 21 CM, REUSABLE | SURGICAL INSTRUMENT TENDER
19858 | 4229680256300 | ELEVATOR, OBWEGESER/DOUBLE, STAINLESS STEEL, LENGTH 20 - 21 CM, REUSABLE | SURGICAL INSTRUMENT TENDER
19859 | 4229680256400 | FORCEPS, ETHMOIDAL, TAKAHASHI, CURVED, WORKING LENGTH 12 CM, TOTAL LENGTH 19 CM, STAINLESS STEEL, REUSABLE | SURGICAL INSTRUMENT TENDER
19860 | 4229680258200 | FORCEPS PELLETS CARRYING STAINLESS STEEL LENGTH REUSABLE | SURGICAL INSTRUMENT TENDER
19861 | 4229680258700 | FORCEPS, CLAMP, SPONGE HOLDING, FOERSTER/SERRATED/STRAIGHT, STAINLESS STEEL, LENGTH 17 - 19 CM, REUSABLE | SURGICAL INSTRUMENT TENDER
19862 | 4229680258800 | FORCEPS, CLAMP, GROSS MAIER/CURVED/GROOVED/SERRATED, WITH RATCHET, STAINLESS STEEL, LENGTH 22 - 23 CM, REUSABLE | SURGICAL INSTRUMENT TENDER
19863 | 4229680258900 | FORCEPS, CLAMP, KOCHER/STRAIGHT, STAINLESS STEEL, LENGTH 13 CM, 1X2, REUSABLE | SURGICAL INSTRUMENT TENDER
19864 | 4229680259100 | FORCEPS, CLAMP, PEAN/STRAIGHT/SHORT JAWS, STAINLESS STEEL, LENGTH 14 - 15 CM, REUSABLE | SURGICAL INSTRUMENT TENDER
19865 | 4229680259400 | PACKER, LUNIATSCHEK, TONSILLECTOMY WOUND PACKING, LENGTH 17 - 18 CM, TIP WIDTH 2 MM, REUSABLE | SURGICAL INSTRUMENT TENDER
19866 | 4229680259500 | PACKER, LUNIATSCHEK, TONSILLECTOMY WOUND PACKING, LENGTH 17 - 18 CM, TIP WIDTH 3 MM, REUSABLE | SURGICAL INSTRUMENT TENDER
19867 | 4229680259700 | INSTRUMENT, COMPOSITE, FILLING, GOLDSTEIN, FIG.2, REUSABLE | SURGICAL INSTRUMENT TENDER
19868 | 4229680259800 | GOUGE, RHINOLOGY, KILLIAN-CLAUS, LENGTH 16 CM, TIP WIDTH 5 MM, REUSABLE | SURGICAL INSTRUMENT TENDER
19869 | 4229680259900 | HANDLE MIRROR METRIC THREAD DIAMETER=8.0MM LENGTH=14.0CM REUSABLE | SURGICAL INSTRUMENT TENDER
19870 | 4229680260100 | CURETTE, BONE, HEMMINGWAY, DOUBLE ENDED, SIZE: NO.0/0, STAINLESS STEEL, REUSABLE | SURGICAL INSTRUMENT TENDER
19871 | 4229680260200 | CURETTE, BONE, HEMMINGWAY, DOUBLE ENDED, SIZE: NO.1/1, STAINLESS STEEL, REUSABLE | SURGICAL INSTRUMENT TENDER
19872 | 4229680260400 | HOOKLET, FIXATION/TRACTION, BLUNT/1 PRONG, LENGTH 16 - 17 CM, REUSABLE | SURGICAL INSTRUMENT TENDER
19873 | 4229680260500 | ELEVATOR, NASAL, FIXATION/TRACTION, COTTLE/SHARP/SIZE NO:2, LENGTH 14 - 15 CM, REUSABLE | SURGICAL INSTRUMENT TENDER
19874 | 4229680260600 | ELEVATOR, NASAL, FIXATION/TRACTION, COTTLE/SHARP/SIZE NO:3, LENGTH 14.5 CM, REUSABLE | SURGICAL INSTRUMENT TENDER
19875 | 4229680260700 | HOOKLET, WOUND, FIXATION/TRACTION, DELICATE/4 PRONGS/SHARP, LENGTH 16 - 17 CM, REUSABLE | SURGICAL INSTRUMENT TENDER
19876 | 4229680261600 | TRAY, INSTRUMENT PRECONFIGURED, STORAGE, WITH LID, SIZE 30 CM X 30 CM, REUSABLE | SURGICAL INSTRUMENT TENDER
19877 | 4229680261800 | FORCEPS CLAMP INTESTINAL KOCHER/SOFT/CURVED STAINLESS STEEL LENGTH 22 CM REUSABLE. | SURGICAL INSTRUMENT TENDER
19878 | 4229680261900 | BENDER, IN PLACE, STAINLESS STEEL, MULTI PURPOSE BENDER, 13.0 - 14.0 CM, REUSABLE | SURGICAL INSTRUMENT TENDER
19879 | 4229680262100 | RETRACTOR, MAXILLOFACIAL, FOR LEFORT 1/INTERDENTAL OSTEOTOMY, STAINLESS STEEL, LENGTH 22 CM, REUSABLE | SURGICAL INSTRUMENT TENDER
19880 | 4229680262400 | RETRACTOR, MAXILLOFACIAL, STAINLESS STEEL, LENGTH 20 CM, LEFORT 1 POSTERIOR, REUSABLE | SURGICAL INSTRUMENT TENDER
19881 | 4229680263000 | RETRACTOR LIP ORINGER/NO.2 STAINLESS STEEL LENGTH=10.5CM REUSABLE | SURGICAL INSTRUMENT TENDER
19882 | 4229680263300 | MALLET HAMMERING ACC. ARNETT LENGTH=20.0CM REUSABLE | SURGICAL INSTRUMENT TENDER
19883 | 4229680263400 | MALLET, HAMMERING, MEAD, PLASTIC INSERTS, WEIGHT: 330.0GM, REUSABLE | SURGICAL INSTRUMENT TENDER
19884 | 4229680263500 | AWL, MANDIBULA, HOLE ENLARGEMENT, OBWEGESER, LENGTH 14 - 15 CM, REUSABLE | SURGICAL INSTRUMENT TENDER
19885 | 4229680263600 | AWL, MANDIBULA, HOLE ENLARGEMENT, OBWEGESER, LENGTH 17 - 18 CM, REUSABLE | SURGICAL INSTRUMENT TENDER
19886 | 4229680263700 | RETRACTOR, MANDIBULAR, HARGIS, CURVED WIDE/DUCK SHAPED TIP, STAINLESS STEEL, LENGTH 17 - 18 CM, REUSABLE | SURGICAL INSTRUMENT TENDER
19887 | 4229680267800 | CURETTE, MAXILLARY SINUSو ARNETT, STAINLESS STEEL, LENGTH 16 - 17 CM, REUSABLE | SURGICAL INSTRUMENT TENDER
19888 | 4229680267900 | RETRACTOR, MENTAL NERVE, STAINLESS STEEL, LENGTH 19 - 20 CM, REUSABLE | SURGICAL INSTRUMENT TENDER
19889 | 4229680268100 | JAR STORAGE METAL HEIGHT: 100.0MM DIAMETER=50.0MM REUSABLE | SURGICAL INSTRUMENT TENDER
19890 | 4229680268200 | FORCEPS, MICRO, CURVED, STAINLESS STEEL, LENGTH 18 CM, TIP SIZE: 0.4 MM, 1X2, REUSABLE | SURGICAL INSTRUMENT TENDER
19891 | 4229680268300 | FORCEPS MICRO STANDARD STAINLESS STEEL TIP DIAMETER 0.7 - 0.8 MM 1X2 LENGTH 15 - 17 REUSABLE | SURGICAL INSTRUMENT TENDER
19892 | 4229680268400 | FORCEPS, MICRO, STANDARD, TUNGSTEN CARBIDE, LENGTH 15 - 16 CM, TIP WIDTH 1 MM, 1X2, REUSABLE | SURGICAL INSTRUMENT TENDER
19893 | 4229680268900 | NEEDLE HOLDER MICRO/CURVED/WITHOUT LOCK STAINLESS STEEL LENGTH=18.0CM REUSABLE | SURGICAL INSTRUMENT TENDER
19894 | 4229680272400 | CUTTER, PLATE, MICRO, 12CM, REUSABLE | SURGICAL INSTRUMENT TENDER
19895 | 4229680275800 | GAG, MOUTH, PREVENT MOUTH CLOSING, KILNER-DOUGHTY/COMPLETE, REUSABLE | SURGICAL INSTRUMENT TENDER
19896 | 4229680275900 | GAG, MOUTH, PREVENT MOUTH CLOSING, MOLT, SIZE: ADULTS, LENGTH = 13.0 - 14.0 CM, REUSABLE | SURGICAL INSTRUMENT TENDER
19897 | 4229680276200 | MIRROR MOUTH CONCAVE/ENLARGING EFFECT DIAMETER=22.0MM REUSABLE | SURGICAL INSTRUMENT TENDER
19898 | 4229680276300 | MIRROR MOUTH PLANE DIAMETER=22.0MM REUSABLE | SURGICAL INSTRUMENT TENDER
19899 | 4229680276400 | MIRROR MOUTH PLANE DIAMETER=24.0MM REUSABLE | SURGICAL INSTRUMENT TENDER
19900 | 4229680276500 | MIRROR MOUTH RHODIUM/PLANE DIAMETER=4/22.0MM REUSABLE | SURGICAL INSTRUMENT TENDER
19901 | 4229680276600 | CHISEL, NASAL, CUTTING, SILVER/LEFT, BLADE WIDTH 5 MM, LENGTH 17 - 18 CM, REUSABLE | SURGICAL INSTRUMENT TENDER
19902 | 4229680276700 | CHISEL, NASAL, CUTTING, SILVER/RIGHT, BLADE WIDTH 5 MM, LENGTH 17 - 18 CM, REUSABLE | SURGICAL INSTRUMENT TENDER
19903 | 4229680276800 | FORCEPS, WEIL-BLAKES, NASAL, STRAIGHT, JAW WIDTH 3.5 MM, WORKING LENGTH 12 CM, STAINLESS STEEL, REUSABLE | SURGICAL INSTRUMENT TENDER
19904 | 4229680276900 | FORCEPS, WEIL-BLAKESLEY, NASAL, STRAIGHT, JAW WIDTH 5 MM, STAINLESS STEEL, REUSABLE | SURGICAL INSTRUMENT TENDER
19905 | 4229680277000 | RETRACTOR, NASAL MUCOSA, ARNETT, STAINLESS STEEL, LENGTH 18 - 19 CM, REUSABLE | SURGICAL INSTRUMENT TENDER
19906 | 4229680277100 | RASPATORY NASAL SCRAPING COTTLE BLADE SIZE: 30.0MM X 8.0MM LENGTH=21.0CM REUSABLE | SURGICAL INSTRUMENT TENDER
19907 | 4229680277200 | RASPATORY NASAL SCRAPING FOMON/DOUBLE-ENDED LENGTH=20.5CM REUSABLE | SURGICAL INSTRUMENT TENDER
19908 | 4229680277300 | RETRACTOR NASAL AUFRICHT/DOUBLE ENDED STAINLESS STEEL LENGTH=12.0CM REUSABLE | SURGICAL INSTRUMENT TENDER
19909 | 4229680277400 | SAW, NASAL, CUTTING BONE, BAYON/LEFT, LENGTH 19 - 20 CM, REUSABLE | SURGICAL INSTRUMENT TENDER
19910 | 4229680277500 | SAW, NASAL, CUTTING BONE, BAYON/RIGHT, LENGTH 19 - 20 CM, REUSABLE | SURGICAL INSTRUMENT TENDER
19911 | 4229680277600 | SAW, NASAL, CUTTING BONE, STRAIGHT, LENGTH 19 - 20 CM, REUSABLE | SURGICAL INSTRUMENT TENDER
19912 | 4229680277700 | COTTLE SCISSOR CURVED SHARP 10.5 LENGTH | EAR, NOSE & THROAT SUPPLIES (ENT)
19913 | 4229680277800 | SCISSORS OPERATING FOMON/KNEE BENT STAINLESS STEEL LENGTH=14.0CM REUSABLE | SURGICAL INSTRUMENT TENDER
19914 | 4229680277900 | SPECULUM, KILLIAN NASAL, BLADE LENGTH 35 MM, STAINLESS STEEL, REUSABLE | SURGICAL INSTRUMENT TENDER
19915 | 4229680278000 | SPECULUM, KILLIAN NASAL, BLADE LENGTH 50 MM, STAINLESS STEEL, REUSABLE | SURGICAL INSTRUMENT TENDER
19916 | 4229680278100 | SPECULUM, KILLIAN NASAL, BLADE LENGTH 75 MM, STAINLESS STEEL, REUSABLE | SURGICAL INSTRUMENT TENDER
19917 | 4229680278200 | SPECULUM, KILLIAN NASAL, BLADE LENGTH 85 MM, STAINLESS STEEL, REUSABLE | SURGICAL INSTRUMENT TENDER
19918 | 4229680278300 | FORCEPS, NASAL, TAMPON, TROELTSCH, LENGTH 14 - 16 CM, STAINLESS STEEL, REUSABLE | SURGICAL INSTRUMENT TENDER
19919 | 4229680278400 | NEEDLE HOLDER MATHIEU/SLIM STAINLESS STEEL LENGTH=17.0CM REUSABLE | SURGICAL INSTRUMENT TENDER
19920 | 4229680278500 | HOOK NERVE NEUROSURGERY SMITHWICK/CURVED LENGTH=16.5CM REUSABLE | SURGICAL INSTRUMENT TENDER
19921 | 4229680278800 | RETRACTOR, ORBITAL, LEFT, STAINLESS STEEL,<(>,<)> REUSABLE | SURGICAL INSTRUMENT TENDER
19922 | 4229680278900 | RETRACTOR, ORBITAL, RIGHT, STAINLESS STEEL,<(>,<)> REUSABLE | SURGICAL INSTRUMENT TENDER
19923 | 4229680279000 | OSTEOTOME, BONE CUTTING, COTTLE/GRADUATED, BLADE WIDTH 4 MM, LENGTH 18 - 19 CM, REUSABLE | SURGICAL INSTRUMENT TENDER
19924 | 4229680279100 | OSTEOTOME, BONE CUTTING, COTTLE/GRADUATED, BLADE WIDTH 7 MM, LENGTH 18 - 19 CM, REUSABLE | SURGICAL INSTRUMENT TENDER
19925 | 4229680279200 | OSTEOTOME, BONE CUTTING, COTTLE/CURVED, BLADE WIDTH 6 MM, LENGTH 18 - 19 CM, REUSABLE | SURGICAL INSTRUMENT TENDER
19926 | 4229680279300 | OSTEOTOME, BONE CUTTING, LAMBOTTE/STRAIGHT, BLADE WIDTH 13 MM, LENGTH 24 CM, REUSABLE | SURGICAL INSTRUMENT TENDER
19927 | 4229680279400 | OSTEOTOME BONE CUTTING LAMBOTTE/CURVED BLADE WIDTH= 15.0MM LENGTH=24.0CM REUSABLE | SURGICAL INSTRUMENT TENDER
19928 | 4229680279500 | OSTEOTOME BONE CUTTING LEXER/SILICONE COATED HANDLE BLADE WIDTH= 20.0MM LENGTH=22.0CM REUSABLE | SURGICAL INSTRUMENT TENDER
19929 | 4229680279600 | OSTEOTOME BONE CUTTING LEXER/SILICONE COATED HANDLE BLADE WIDTH= 7.0MM LENGTH=22.0CM REUSABLE | SURGICAL INSTRUMENT TENDER
19930 | 4229680280000 | OSTEOTOME, BONE CUTTING, OBWEGESER/CURVED, BLADE WIDTH 11 MM, LENGTH 22 - 23 CM, REUSABLE | SURGICAL INSTRUMENT TENDER
19931 | 4229680280100 | EXPANDER, PALATAL, TURVEY, LENGTH = 17.0 - 18.0 CM, REUSABLE | SURGICAL INSTRUMENT TENDER
19932 | 4229680280200 | ELEVATOR, PERIOST, JOSEPH, STAINLESS STEEL, DIAMETER 6.5 MM, LENGTH 17 - 18 CM, REUSABLE | SURGICAL INSTRUMENT TENDER
19933 | 4229680280300 | ELEVATOR, PERIOSTEAL, DOUBLE ENDED, STAINLESS STEEL, LENGTH 21 - 22 CM, REUSABLE | SURGICAL INSTRUMENT TENDER
19934 | 4229680280400 | ELEVATOR, PERIOSTEAL, DOUBLE ENDED, STAINLESS STEEL, LENGTH 24 - 25 CM, REUSABLE | SURGICAL INSTRUMENT TENDER
19935 | 4229680280500 | FORCEPS, SURGICAL, PLATE BENDING/ACCESSORIES/ARNETT/SHORT, STAINLESS STEEL, REUSABLE | SURGICAL INSTRUMENT TENDER
19936 | 4229680280600 | CARRIER PLATE HOLDING ACC ARNETT LENGTH=18.5CM REUSABLE | SURGICAL INSTRUMENT TENDER
19937 | 4229680280700 | CUTTER PLATE LENGTH=13.0CM REUSABLE | SURGICAL INSTRUMENT TENDER
19938 | 4229680280900 | CLAMP, PLATE HOLDING/CURVED, STAINLESS STEEL, LENGTH 16 CM, REUSABLE | SURGICAL INSTRUMENT TENDER
19939 | 4229680281000 | FORCEPS, SURGICAL, PLATE HOLDING/CURVED, STAINLESS STEEL, REUSABLE | SURGICAL INSTRUMENT TENDER
19940 | 4229680281100 | PROBE SURGICAL TISSUE MANIPULATION STAINLESS STEEL BUTTON END DIAMETER=2.0MM LENGTH=16.0CM REUSABLE | SURGICAL INSTRUMENT TENDER
19941 | 4229680281200 | RETRACTOR, PROGENY, SCHUCHARDT, STAINLESS STEEL, LENGTH 18 - 20 CM, REUSABLE | SURGICAL INSTRUMENT TENDER
19942 | 4229680281300 | RETRACTOR, PROGENY, METZ, STAINLESS STEEL, LENGTH 19 - 20 CM, REUSABLE | SURGICAL INSTRUMENT TENDER
19943 | 4229680281500 | RETRACTOR, RAMUS, OBWEGESER, STAINLESS STEEL, TIP SIZE: 70 - 75 MM X 11 - 15 MM, LENGTH 23 - 25 CM, REUSABLE | SURGICAL INSTRUMENT TENDER
19944 | 4229680281600 | RETRACTOR, RAMUS, OBWEGESER, STAINLESS STEEL, TIP SIZE: 70 - 75 MM X 9 - 10 MM, LENGTH 22 - 24 CM, REUSABLE | SURGICAL INSTRUMENT TENDER
19945 | 4229680281700 | STRIPPER, OBWEGESER, LEFT/RAMUS/BLADE 7.5 MM, STAINLESS STEEL, LENGTH 17 - 18 CM, REUSABLE | SURGICAL INSTRUMENT TENDER
19946 | 4229680281800 | RASPATORY, SCRAPING, MARTIN CUSHING, BLADE SIZE: 4 MM, LENGTH 17 - 18 CM, REUSABLE | SURGICAL INSTRUMENT TENDER
19947 | 4229680281900 | RASPATORY, SCRAPING, MARTIN CUSHING, BLADE SIZE: 6 MM, LENGTH 17 - 18 CM, REUSABLE | SURGICAL INSTRUMENT TENDER
19948 | 4229680282000 | RASPATORY SCRAPING HOEN BLADE SIZE: 7.0MM LENGTH=16.0CM REUSABLE | SURGICAL INSTRUMENT TENDER
19949 | 4229680282100 | RASPATORY, SCRAPING, OBWEGESER, BLADE SIZE: 11 MM, LENGTH 18 CM, REUSABLE | SURGICAL INSTRUMENT TENDER
19950 | 4229680282500 | RASPATORY SCRAPING OBWEGESER BLADE SIZE: 6.0MM LENGTH=18.0CM REUSABLE | SURGICAL INSTRUMENT TENDER
19951 | 4229680282600 | RASPATORY SCRAPING OBWEGESER BLADE SIZE: 6.0MM LENGTH=21.0CM REUSABLE | SURGICAL INSTRUMENT TENDER
19952 | 4229680282700 | RASPATORY SCRAPING OBWEGESER BLADE SIZE: 7.0MM LENGTH=18.0CM REUSABLE | SURGICAL INSTRUMENT TENDER
19953 | 4229680282800 | RASPATORY SCRAPING OBWEGESER BLADE SIZE: 9.0MM LENGTH=18.0CM REUSABLE | SURGICAL INSTRUMENT TENDER
19954 | 4229680282900 | RASPATORY SCRAPING STRAIGHT/ROUND/SILICONE COATED HANDLE LENGTH=20.0CM REUSABLE | SURGICAL INSTRUMENT TENDER
19955 | 4229680283000 | RASPATORY SCRAPING STRAIGHT/SILICONE COATED HANDLE BLADE SIZE: 20.0MM LENGTH=19.0CM REUSABLE | SURGICAL INSTRUMENT TENDER
19956 | 4229680285400 | RETRACTOR, WOUND, LANGENBECK, STAINLESS STEEL, TIP SIZE: 35 MM X 15 MM, LENGTH 21.5 CM, REUSABLE | SURGICAL INSTRUMENT TENDER
19957 | 4229680285500 | RETRACTOR, WOUND, LANGENBECK, STAINLESS STEEL, TIP SIZE: 70 MM X 14 MM, LENGTH 21.5 CM, REUSABLE | SURGICAL INSTRUMENT TENDER
19958 | 4229680285600 | RETRACTOR, VOLKMANN/BLUNT/8 PRONGS, STAINLESS STEEL, LENGTH 22 CM, REUSABLE | SURGICAL INSTRUMENT TENDER
19959 | 4229680285700 | RETRACTOR, MAXILLOFACIAL, INCISION CLOSURE, FOR LEFORT 1/BILATERAL SAGITTAL SPLIT OSTEOTOMY, STAINLESS STEEL, LENGTH 23 CM, REUSABLE | SURGICAL INSTRUMENT TENDER
19960 | 4229680285800 | RETRACTOR WOUND BLUNT/2 PRONGS STAINLESS STEEL TIP SIZE: 14.0MM X 8.0MM LENGTH=16.0CM REUSABLE | SURGICAL INSTRUMENT TENDER
19961 | 4229680285900 | RETRACTOR, KOCHER, STAINLESS STEEL, TIP SIZE: 75 MM (+/-2MM) X 40 MM, LENGTH 23 - 25 CM, REUSABLE | SURGICAL INSTRUMENT TENDER
19962 | 4229680286000 | RETRACTOR, KOCHER, BLUNT/2 PRONGS, STAINLESS STEEL, LENGTH 22 - 23 CM, REUSABLE | SURGICAL INSTRUMENT TENDER
19963 | 4229680286100 | RETRACTOR, KOCHER, BLUNT/6 PRONGS, STAINLESS STEEL, LENGTH 22 - 23 CM, REUSABLE | SURGICAL INSTRUMENT TENDER
19964 | 4229680286200 | RETRACTOR, KOCHER, SHARP/1 PRONG, STAINLESS STEEL, LENGTH 22 - 23 CM, REUSABLE | SURGICAL INSTRUMENT TENDER
19965 | 4229680286300 | EXTRACTOR, KOCHER, SHARP/3 PRONGS, STAINLESS STEEL, LENGTH 22 - 23 CM, REUSABLE | SURGICAL INSTRUMENT TENDER
19966 | 4229680286400 | RETRACTOR WOUND LANGENBECK STAINLESS STEEL TIP SIZE: 50.0MM X 11.0MM LENGTH=22.0CM REUSABLE | SURGICAL INSTRUMENT TENDER
19967 | 4229680286500 | RETRACTOR, MIDDLEDORF, STAINLESS STEEL, TIP SIZE: 22 MM X 22 MM (+/- 2MM), LENGTH 22 - 23 CM, REUSABLE | SURGICAL INSTRUMENT TENDER
19968 | 4229680286600 | RETRACTOR, MIDDLEDORF, STAINLESS STEEL, TIP SIZE: 26 MM X 31 MM (+/- 2MM), LENGTH 22 - 24 CM, REUSABLE | SURGICAL INSTRUMENT TENDER
19969 | 4229680286700 | RETRACTOR, SOFT TISSUE, OBWEGESER/UPWARD, STAINLESS STEEL, TIP SIZE: 35 MM X 10 MM, LENGTH 21 - 24 CM, REUSABLE | SURGICAL INSTRUMENT TENDER
19970 | 4229680286800 | RETRACTOR, SOFT TISSUE, OBWEGESER/UPWARD, STAINLESS STEEL, TIP SIZE: 42 MM X 10 MM, LENGTH 21 - 24 CM, REUSABLE | SURGICAL INSTRUMENT TENDER
19971 | 4229680286900 | RETRACTOR, SOFT TISSUE, OBWEGESER/UPWARD, STAINLESS STEEL, TIP SIZE: 55 MM X 13 MM, LENGTH 21 - 24 CM, REUSABLE | SURGICAL INSTRUMENT TENDER
19972 | 4229680287000 | RETRACTOR SURGICAL VOLKMANN/BLUNT/2 PRONGS STAINLESS STEEL LENGTH=22.5CM REUSABLE | SURGICAL INSTRUMENT TENDER
19973 | 4229680287300 | RETRACTOR, VOLKMANN/SHARP/3 PRONGS, STAINLESS STEEL, LENGTH 21 - 23 CM, REUSABLE | SURGICAL INSTRUMENT TENDER
19974 | 4229680287400 | RETRACTOR, SURGICAL, VOLKMANN/SHARP/8 PRONGS, STAINLESS STEEL, REUSABLE | SURGICAL INSTRUMENT TENDER
19975 | 4229680287600 | RETRACTOR, TEMPOROMANDIBULAR JOINTS, POSTERIOR/DUNN DAUTREY, STAINLESS STEEL, TIP SIZE: 6.5 MM X 50 MM, LENGTH 16 - 17 CM, REUSABLE | SURGICAL INSTRUMENT TENDER
19976 | 4229680287800 | RETRACTOR, TEMPOROMANDIBULAR JOINTS, SUPERIOR/DUNN DAUTREY, STAINLESS STEEL, TIP SIZE: 8 MM X 50 MM, LENGTH 16 - 17 CM, REUSABLE | SURGICAL INSTRUMENT TENDER
19977 | 4229680287900 | KNIFE, JOSEPH/STRAIGHT, SINGLE EDGE, LENGTH 15 - 16 CM, STAINLESS STEEL, REUSABLE | SURGICAL INSTRUMENT TENDER
19978 | 4229680288000 | RASPATORY RIB SCRAPING DOYEN/LEFT/CHILD LENGTH=18.0CM REUSABLE | SURGICAL INSTRUMENT TENDER
19979 | 4229680288100 | RASPATORY RIB SCRAPING DOYEN/RIGHT/CHILD LENGTH=18.0CM REUSABLE | SURGICAL INSTRUMENT TENDER
19980 | 4229680288200 | SHEARS RIB CUTTING SAUERBRUCH LENGTH=26.0CM REUSABLE | SURGICAL INSTRUMENT TENDER
19981 | 4229680288300 | SPREADER, RIB, FINOCHIETTO, STAINLESS STEEL, SIZE: 80.0MM X 65.0MM X 190.0MM, REUSABLE | SURGICAL INSTRUMENT TENDER
19982 | 4229680288500 | SCISSORS, IRIS/SHARP-SHARP/CURVED, STAINLESS STEEL, LENGTH 9 - 9.5 CM, REUSABLE | SURGICAL INSTRUMENT TENDER
19983 | 4229680288600 | SCISSORS OPERATING IRIS/SHARP-SHARP/STRAIGHT STAINLESS STEEL LENGTH=12.0CM REUSABLE | SURGICAL INSTRUMENT TENDER
19984 | 4229680288700 | SCISSORS DISSECTING GORNEY/STRAIGHT/SERRATED STAINLESS STEEL LENGTH=12.5CM REUSABLE | SURGICAL INSTRUMENT TENDER
19985 | 4229680288800 | SCISSORS OPERATING JOSEPH/SHARP-SHARP/CURVED STAINLESS STEEL LENGTH=14.5CM REUSABLE | SURGICAL INSTRUMENT TENDER
19986 | 4229680288900 | CLIP MEASURING COLOR: BLUE DIAMETER=1.0MM SCREW LENGTH REUSABLE | SURGICAL INSTRUMENT TENDER
19987 | 4229680289000 | CLIP SCREW LENGTH MEASURING COLOR: GREEN DIAMETER=1.5MM REUSABLE | SURGICAL INSTRUMENT TENDER
19988 | 4229680289100 | CLIP SCREW LENGTH MEASURING COLOR: RED DIAMETER=2.0MM REUSABLE | SURGICAL INSTRUMENT TENDER
19989 | 4229680289200 | CLIP SCREW LENGTH MEASURING COLOR: BLACK DIAMETER=2.3MM REUSABLE | SURGICAL INSTRUMENT TENDER
19990 | 4229680289900 | FORCEPS, SEPTUM, CRAIG, CUP SHAPED, LENGTH 12 - 17 CM, STAINLESS STEEL, REUSABLE | SURGICAL INSTRUMENT TENDER
19991 | 4229680290000 | CHISEL, SEPTUM, CUTTING, FREER/CURVED, BLADE WIDTH 4 MM, LENGTH 15 - 17 CM, REUSABLE | SURGICAL INSTRUMENT TENDER
19992 | 4229680290100 | CHISEL, SEPTUM, CUTTING, FREER/STRAIGHT, BLADE WIDTH 4 MM, LENGTH 15 - 17 CM, REUSABLE | SURGICAL INSTRUMENT TENDER
19993 | 4229680290200 | ELEVATOR, SEPTUM, DOUBLE ENDED, STAINLESS STEEL, LENGTH 20 CM, REUSABLE | SURGICAL INSTRUMENT TENDER
19994 | 4229680290300 | FORCEPS, SEPTUM, MIDDLETON/CLOSED, LENGTH 19 - 20 CM, STAINLESS STEEL, REUSABLE | SURGICAL INSTRUMENT TENDER
19995 | 4229680290400 | FORCEPS, NASAL, SEPTUM, RUBIN, LENGTH 18 - 21 CM, REUSABLE | SURGICAL INSTRUMENT TENDER
19996 | 4229680290500 | SCISSORS SURGICAL SEPTUM/CAPLAN/SERRATED STAINLESS STEEL LENGTH=20.0CM REUSABLE | SURGICAL INSTRUMENT TENDER
19997 | 4229680290600 | FORCEPS, SEPTUM STRAIGHTENING, STRAIGHT, LENGTH 22 - 23 CM, STAINLESS STEEL, REUSABLE | SURGICAL INSTRUMENT TENDER
19998 | 4229680291400 | HOOK SKIN RETRACTION TESSIER/SHARP LENGTH=19.0CM REUSABLE | SURGICAL INSTRUMENT TENDER
19999 | 4229680291500 | HOOK, SKIN, FIXATION/TRACTION, JOSEPH/2 PRONGS 10 MM WIDE, LENGTH 15 - 16 CM, REUSABLE | SURGICAL INSTRUMENT TENDER
20000 | 4229680291700 | HOOK, SKIN, FIXATION/TRACTION, JOSEPH/2 PRONGS 5 MM WIDE, LENGTH 15 - 16 CM, REUSABLE | SURGICAL INSTRUMENT TENDER
20001 | 4229680291800 | PUNCH, SPHENOIDAL, HAJEK/DOWNWARD CUTTING, JAW WIDTH 4 MM X 4 MM, LENGTH 14 - 15 CM, REUSABLE | SURGICAL INSTRUMENT TENDER
20002 | 4229680291900 | PUNCH, SPHENOIDAL, HAJEK/UPWARD CUTTING, JAW WIDTH 4 MM X 4 MM, LENGTH 14 - 15 CM, REUSABLE | SURGICAL INSTRUMENT TENDER
20003 | 4229680292000 | RETRACTOR, RAMUS, OBWEGESER, STAINLESS STEEL, TIP SIZE: 40 - 45 MM X 9 - 12 MM, LENGTH 22 - 24 CM, REUSABLE | SURGICAL INSTRUMENT TENDER
20004 | 4229680292100 | FORCEPS, SPLINTER, SMOOTH/STRAIGHT, STAINLESS STEEL, LENGTH 12 - 13 CM, REUSABLE | SURGICAL INSTRUMENT TENDER
20005 | 4229680292200 | GOUGE, SPONGIOSA, CURVED, SILICONE COATED HANDLE, LENGTH 24 - 25 CM, TIP WIDTH 10 MM, REUSABLE | SURGICAL INSTRUMENT TENDER
20006 | 4229680292300 | GOUGE, SPONGIOSA, CURVED, SILICONE COATED HANDLE, LENGTH 24 - 25 CM, TIP WIDTH 5 MM, REUSABLE | SURGICAL INSTRUMENT TENDER
20007 | 4229680292400 | GOUGE, SPONGIOSA, STRAIGHT, SILICONE COATED HANDLE, LENGTH 24 - 25 CM, TIP WIDTH 10 MM, REUSABLE | SURGICAL INSTRUMENT TENDER
20008 | 4229680292500 | RETRACTOR, SELF RETAINING, HINGED, BECKMANN/SHARP, STAINLESS STEEL, LENGTH 31 - 32 CM, TEETH: 4X3, REUSABLE | SURGICAL INSTRUMENT TENDER
20009 | 4229680292600 | HANDLE, SCREWDRIVER, STANDARD/MICRO SYSTEM 1.5MM, REUSABLE | SURGICAL INSTRUMENT TENDER
20010 | 4229680293000 | CONTAINER, MODULE, STORAGE, WITH BLUE SIDE RAIL, REUSABLE | SURGICAL INSTRUMENT TENDER
20011 | 4229680293200 | STRIPPER, OBWEGESER, LEFT/BLADE 10 MM, STAINLESS STEEL, LENGTH 18 - 19 CM, REUSABLE | SURGICAL INSTRUMENT TENDER
20012 | 4229680293300 | STRIPPER, OBWEGESER, RIGHT/BLADE 10 MM, STAINLESS STEEL, LENGTH 18 - 19 CM, REUSABLE | SURGICAL INSTRUMENT TENDER
20013 | 4229680293400 | TUBE SUCTION ADSON/CURVED DIAMETER=4.0MM LENGTH=20.0CM REUSABLE | SURGICAL INSTRUMENT TENDER
20014 | 4229680293500 | KNIFE, SWIVEL, BALLENGER, BAYONET, LENGTH 5 MM, STAINLESS STEEL, REUSABLE | SURGICAL INSTRUMENT TENDER
20015 | 4229680293800 | SCISSORS DISSECTING METZENBUM STRAIGHT TUNGSTEN CARBIDE LENGTH = 11.5CM REUSABLE | SURGICAL INSTRUMENT TENDER
20016 | 4229680293900 | FORCEPS, ADSON/SERRATED, TUNGSTEN CARBIDE, LENGTH 12 CM, NON TOOTH, REUSABLE | SURGICAL INSTRUMENT TENDER
20017 | 4229680294000 | FORCEPS, TISSUE, ADSON-BROWN/CROSS-SERRATED, LENGTH 12 CM, TUNGSTEN CARBIDE, REUSABLE | SURGICAL INSTRUMENT TENDER
20018 | 4229680294100 | NEEDLE HOLDER MICRO/SMOOTH TUNGSTEN CARBIDE LENGTH=14.5CM REUSABLE | SURGICAL INSTRUMENT TENDER
20019 | 4229680294200 | RASPATORY NASAL SCRAPING TC-GOLD/FOMON/NO.5/6 LENGTH=20.5CM REUSABLE | SURGICAL INSTRUMENT TENDER
20020 | 4229680294300 | NEEDLE HOLDER FOSTER-GILLIES TUNGSTEN CARBIDE LENGTH=11.0CM REUSABLE | SURGICAL INSTRUMENT TENDER
20021 | 4229680294400 | NEEDLE HOLDER GILLIES-MINI TUNGSTEN CARBIDE LENGTH=15.0CM REUSABLE | SURGICAL INSTRUMENT TENDER
20022 | 4229680294500 | NEEDLE HOLDER MARTINI/SMOOTH TUNGSTEN CARBIDE LENGTH=14.0CM REUSABLE | SURGICAL INSTRUMENT TENDER
20023 | 4229680294600 | NEEDLE HOLDER, LANGENBECK, TUNGSTEN CARBIDE, LENGTH 18 - 19 CM, REUSABLE | SURGICAL INSTRUMENT TENDER
20024 | 4229680294700 | NEEDLE HOLDER MATHIEU TUNGSTEN CARBIDE LENGTH=20.0CM REUSABLE | SURGICAL INSTRUMENT TENDER
20025 | 4229680294800 | SCISSORS OPERATING KELLY/SHARP-SHARP/CURVED TUNGSTEN CARBIDE LENGTH=16.0CM REUSABLE | SURGICAL INSTRUMENT TENDER
20026 | 4229680294900 | SCISSORS OPERATING KELLY/SHARP-SHARP/STRAIGHT TUNGSTEN CARBIDE LENGTH=16.0CM REUSABLE | SURGICAL INSTRUMENT TENDER
20027 | 4229680295000 | SCISSORS DISSECTING RAGNELL/CURVED TUNGSTEN CARBIDE LENGTH=12.5CM REUSABLE | SURGICAL INSTRUMENT TENDER
20028 | 4229680295100 | WIRE TWISTING, STANDARD, TUNGSTEN CARBIDE, LENGTH 15.5 CM, REUSABLE | SURGICAL INSTRUMENT TENDER
20029 | 4229680296600 | FORCEPS TENDON PULLING STRAIGHT STAINLESS STEEL LENGTH=21.0CM REUSABLE | SURGICAL INSTRUMENT TENDER
20030 | 4229680296800 | BENDER/CUTTER TYPE A FRACTURE DIAMETER1.5MM FRACTURE RECON DIAMETER2.0MM BRIDGING RECON DIAMETER3.0MM THREADLOCK TS REUSABLE | SURGICAL INSTRUMENT TENDER
20031 | 4229680296900 | BENDER/CUTTER TYPE B FRACTURE DIAMETER1.5MM FRACTURE RECON DIAMETER2.0MM BRIDGING RECON DIAMETER3.0MM THREADLOCK TS REUSABLE | SURGICAL INSTRUMENT TENDER
20032 | 4229680298800 | HOOK, RETRACTION, TEMPOROMANDIBULAR JOINTS, CONDYLE/DOLWICK, LENGTH 14 - 15 CM, REUSABLE | SURGICAL INSTRUMENT TENDER
20033 | 4229680298900 | FORCEPS, TEMPOROMANDIBULAR JOINT-DISC/DOLWICK, LENGTH 12.5 CM, STAINLESS STEEL, REUSABLE | SURGICAL INSTRUMENT TENDER
20034 | 4229680299000 | ELEVATOR, TEMPOROMANDIBULAR JOINTS, DOLWICK/STRAIGHT/CURVED, STAINLESS STEEL, LENGTH 17 CM, REUSABLE | SURGICAL INSTRUMENT TENDER
20035 | 4229680299100 | FORCEPS, TEMPOROMANDIBULAR JOINT, DOLWICK/LARGE, STAINLESS STEEL, LENGTH 16 - 17 CM, REUSABLE | SURGICAL INSTRUMENT TENDER
20036 | 4229680299200 | FORCEPS, TEMPOROMANDIBULAR JOINT, DOLWICK/SMALL, STAINLESS STEEL, LENGTH 16 - 17 CM, REUSABLE | SURGICAL INSTRUMENT TENDER
20037 | 4229680299300 | RASPATORY, SCRAPING, TEMPOROMANDIBULAR JOINTS, DOLWICK/FLAT, BLADE SIZE: 4.5 MM, LENGTH 15 - 16 CM, REUSABLE | SURGICAL INSTRUMENT TENDER
20038 | 4229680299400 | RASPATORY, SCRAPING, TEMPOROMANDIBULAR JOINTS, DOLWICK/HOLLOW, BLADE SIZE: 4.5 MM, LENGTH 15 - 16 CM, REUSABLE | SURGICAL INSTRUMENT TENDER
20039 | 4229680299500 | RASPATORY, SCRAPING, TEMPOROMANDIBULAR JOINTS, DOLWICK/STRAIGHT/CURVED, LENGTH 16 - 18 CM, REUSABLE | SURGICAL INSTRUMENT TENDER
20040 | 4229680299700 | DEPRESSOR, TONGUE, DISTANCING, DINGMANN, FENESTRATED, SIZE: MEDIUM, REUSABLE | SURGICAL INSTRUMENT TENDER
20041 | 4229680299800 | DEPRESSOR, TONGUE, DISTANCING, DINGMANN, FENESTRATED, SIZE: LARGE, REUSABLE | SURGICAL INSTRUMENT TENDER
20042 | 4229680299900 | DEPRESSOR TONGUE DISTANCING BRUENINGS/FENESTRATED LENGTH=19.0CM REUSABLE | SURGICAL INSTRUMENT TENDER
20043 | 4229680300000 | DEPRESSOR, TONGUE, DISTANCING, TOBOLD, LENGTH 14 - 15 CM, REUSABLE | SURGICAL INSTRUMENT TENDER
20044 | 4229680300100 | DEPRESSOR, TONGUE, DISTANCING, TOBOLD, LENGTH 16 - 17 CM, REUSABLE | SURGICAL INSTRUMENT TENDER
20045 | 4229680300200 | FORCEPS TONGUE HOLDING COLLIN/FENESTRATED JAWS STAINLESS STEEL LENGTH=17.0CM REUSABLE | SURGICAL INSTRUMENT TENDER
20046 | 4229680300300 | FORCEPS TONGUE HOLDING YOUNG/ANGLED STAINLESS STEEL LENGTH=15.0CM REUSABLE | SURGICAL INSTRUMENT TENDER
20047 | 4229680300400 | SCISSORS MICRO TONSIL/GOOD/CURVED STAINLESS STEEL LENGTH=19.5CM REUSABLE | SURGICAL INSTRUMENT TENDER
20048 | 4229680300500 | FORCEPS, TOWEL, TOHOKU/BLUNT, STAINLESS STEEL, LENGTH 13 - 15 CM, REUSABLE | SURGICAL INSTRUMENT TENDER
20049 | 4229680300600 | DILATOR TRACHEAL TROUSSEAU LENGTH=12CM REUSABLE | SURGICAL INSTRUMENT TENDER
20050 | 4229680300700 | CONNECTOR, TUBE, LUER LOCK/MALE, REUSABLE | SURGICAL INSTRUMENT TENDER
20051 | 4229680300800 | DRILL TWIST DISTRACTOR PLACEMENT J-NOTCH DIAMETER=0.7MM LENGTH=50.0MM STOP: 7.0MM REUSABLE | SURGICAL INSTRUMENT TENDER
20052 | 4229680302100 | RETRACTOR, UPPER LIP, STAINLESS STEEL, LENGTH 22 - 23 CM, REUSABLE | SURGICAL INSTRUMENT TENDER
20053 | 4229680302700 | CURETTE, BONE, WILLIGER,OVAL,SIZE : NO.2, STAINLESS STEEL,REUSABLE | SURGICAL INSTRUMENT TENDER
20054 | 4229680303000 | SCISSORS WIRE BEEBEE/SHARP-SHARP/STRAIGHT STAINLESS STEEL LENGTH=10.0CM REUSABLE | SURGICAL INSTRUMENT TENDER
20055 | 4229680303100 | SCISSORS WIRE SHARP-SHARP/CURVED/SERRATED STAINLESS STEEL LENGTH=12.0CM REUSABLE | SURGICAL INSTRUMENT TENDER
20056 | 4229680303200 | RETRACTOR, SELF RETAINING,WEITLANER/ BLUNT/3X4 TEETH, STAINLESS STEEL, SIZE 19.0 - 20.0 CM REUSABLE | SURGICAL INSTRUMENT TENDER
20057 | 4229680303300 | AWL, ZYGOMATIC, HOLE ENLARGEMENT, OBWEGESER, LENGTH 23 - 24 CM, REUSABLE | SURGICAL INSTRUMENT TENDER
20058 | 4229680303500 | FORCEPS, MICRO ADSON, STAINLESS STEEL, LENGTH 12.0CM, WITH TEETH, 1X2 REUSABLE | SURGICAL INSTRUMENT TENDER
20059 | 4229680303600 | FORCEPS, ADSON, BIPOLAR, STRAIGHT, 1.0MM WIDTH, INSULATED HANDLE, OVERALL LENGTH: 120MM (+/- 10 MM ), REUSABLE | OPHTHALMOLOGY SUPPLIES SUPPLEMENTARY
20060 | 4229680303700 | CANNULA, AIR INJECTION, 27 G, ANGLED TIP TO BENT 4 - 7 MM, REUSABLE | SURGICAL INSTRUMENT TENDER
20061 | 4229680303800 | ALFONSO CUTTING PLATFORM, 2.0 - 3.0 MM WIDE BLADE, REUSABLE | SURGICAL INSTRUMENT TENDER
20062 | 4229680303900 | FORCEPS, ALFONSO, 3X4 TEETH, REUSABLE | SURGICAL INSTRUMENT TENDER
20063 | 4229680304000 | TRISECTOR, ALFONSO, NUCLEUS, 1.5MM WIDE, REUSABLE | SURGICAL INSTRUMENT TENDER
20064 | 4229680304100 | CANNULA ALFONSO-MCINTYRE IRRIGATING NUCLEUS REMOVAL SPOON SMALL REUSABLE. | SURGICAL INSTRUMENT TENDER
20065 | 4229680304300 | PROBE ANEL LACRIMAL MEDIUM 0.8MM DIAMETER REUSABLE. | SURGICAL INSTRUMENT TENDER
20066 | 4229680304500 | ANIS CORTEX ASPIRATION CANNULA STRAIGHT AND ANGLED GAUGE 23 REUSABLE. | SURGICAL INSTRUMENT TENDER
20067 | 4229680304600 | CLAMP, MUSCLE, ANTERIOR PELVIC TILT, STAINLESS STEEL, REUSABLE | SURGICAL INSTRUMENT TENDER
20068 | 4229680305100 | SPECULUM, BARRAQUER EYE, HEAVY WIRE, BLADE LENGTH 14 -15 MM, REUSABLE | SURGICAL INSTRUMENT TENDER
20069 | 4229680305200 | SCISSORS, BARRAQUER IRIS, STAINLESS STEEL, BLADE SIZE 7 MM, REUSABLE | SURGICAL INSTRUMENT TENDER
20070 | 4229680305300 | SPATULA BARRAQUER IRIS ONE END 0.5MM REUSABLE. | SURGICAL INSTRUMENT TENDER
20071 | 4229680305600 | SPECULUM, BARRAQUER EYE, STANDARD WIRE, BLADE LENGTH 14 - 15 MM, REUSABLE | SURGICAL INSTRUMENT TENDER
20072 | 4229680305800 | SPECULUM, BARRAQUER EYE, STANDARD WIRE, BLADE LENGTH 10 - 13 MM, REUSABLE | SURGICAL INSTRUMENT TENDER
20073 | 4229680306000 | FORCEPS, BERKE PTOSIS SIZE 10.0 - 11.0 CM, REUSABLE | SURGICAL INSTRUMENT TENDER
20074 | 4229680306500 | FORCEPS, BIPOLAR COAGULATION, NON-STICK, ANGLED/BLUNT, STAINLESS STEEL, LENGTH 18 - 20 CM, INSULATED, TIP WIDTH 1.0MM, REUSABLE | SURGICAL INSTRUMENT TENDER
20075 | 4229680306900 | FORCEPS, BISHOP HARMON DELICATE 1X2 TEETH,TIP 0.5 MM, REUSABLE | SURGICAL INSTRUMENT TENDER
20076 | 4229680307200 | IRRIGATOR, BISHOP-HARMON AC, WITHOUT CANNULA, REUSABLE | OPHTHALMOLOGY SUPPLIES
20077 | 4229680307400 | FORCEPS, DRESSING, BISHOP HARMON, STRAIGHT, SERRATED, TIP 0.5 - 0.6 MM, STAINLESS STEEL, REUSABLE | SURGICAL INSTRUMENT TENDER
20078 | 4229680307900 | FORCEPS, SUTURING, BONN, TIP WIDTH 0.12 MM, STRAIGHT, STAINLESS STEEL, LENGTH 10 - 12 CM, REUSABLE | SURGICAL INSTRUMENT TENDER
20079 | 4229680308800 | CANNULA, BRIERLEY, ANTERIOR CHAMBER MAINTAINER, REUSABLE | SURGICAL INSTRUMENT TENDER
20080 | 4229680309100 | SCISSORS, SURGICAL, CAPSULOTOMY/11.0MM DELICATE STRAIGHT BLADES/ANGLED ON FLAT/FLAT SERRATED HANDLE, STAINLESS STEEL, LENGTH = 8.0 - 9.0 CM, REUSABLE | SURGICAL INSTRUMENT TENDER
20081 | 4229680309300 | SPHERE INTRODUCER, FOR ORBITAL IMPLANT, REUSABLE | OPHTHALMOLOGY SUPPLIES
20082 | 4229680309800 | CALIPER MEASURES, CASTROVIEJO, CURVED, FROM 0MM TO 20MM, REUSABLE | OPHTHALMOLOGY SUPPLIES
20083 | 4229680310300 | FORCEPS, SUTURING, CASTROVIEJO, TEETH 1X2, WITH TYING PLATFORM, STRAIGHT, SIZE 0.5 MM, STAINLESS STEEL, LENGTH 10 - 11 CM, REUSABLE | SURGICAL INSTRUMENT TENDER
20084 | 4229680311300 | NEEDLE HOLDER, CASTROVIEJO, CURVED, WITHOUT LOCK, FLAT SERRATED HANDLE, STAINLESS STEEL, TOTAL LENGTH 14 - 15 CM, REUSABLE | SURGICAL INSTRUMENT TENDER
20085 | 4229680311400 | NEEDLE HOLDER, CASTROVIEJO, DELICATE/CURVED, WITH LOCK, STAINLESS STEEL, TOTAL LENGTH 14 - 15 CM, REUSABLE | SURGICAL INSTRUMENT TENDER
20086 | 4229680311800 | NEEDLE HOLDER, CASTROVIEJO, STRAIGHT, WITH LOCK, LENGTH 14 - 15 CM, STAINLESS STEEL, REUSABLE | SURGICAL INSTRUMENT TENDER
20087 | 4229680312000 | FORCEPS, SUTURING, CASTROVIEJO/TYING PLATFORM/STRAIGHT, DIAMETER 0.3 MM, STAINLESS STEEL, LENGTH 10 - 11 CM, REUSABLE | SURGICAL INSTRUMENT TENDER
20088 | 4229680312100 | CANNULA, HYDRODISSECTION, CHANG, REUSABLE | SURGICAL INSTRUMENT TENDER
20089 | 4229680312400 | FORCEPS, TISSUE, VERY DELICATE TEETH: 1X1, COLIBRI STYLE HANDLE/PIERSE, STAINLESS STEEL, REUSABLE | SURGICAL INSTRUMENT TENDER
20090 | 4229680312700 | FORCEPS, CONJUNCTIVAL, FECHTNER, STAINLESS STEEL, REUSABLE | SURGICAL INSTRUMENT TENDER
20091 | 4229680312800 | FORCEPS, CONJUNCTIVAL, KREFELD MODEL, LENGTH 10 CM, TEETH: 1X2, STAINLESS STEEL, REUSABLE | SURGICAL INSTRUMENT TENDER
20092 | 4229680313600 | HOOK, CRAWFORD RETRIEVING, REUSABLE | SURGICAL INSTRUMENT TENDER
20093 | 4229680314400 | RETRACTOR DESMARRES LID/VEIN BLADE LENGTH 14 - 15MM STAINLESS STEEL REUSABLE. | SURGICAL INSTRUMENT TENDER
20094 | 4229680314500 | RETRACTOR, DESMARRES LID/ VEIN, BLADE LENGTH 18 - 19 MM, STAINLESS STEEL, REUSABLE | SURGICAL INSTRUMENT TENDER
20095 | 4229680315400 | MICRO SCISSORS, VITREORETINAL, VERTICAL, 23 GAUGE, DISPOSABLE, STERILE | OPHTHALMOLOGY SUPPLIES
20096 | 4229680315600 | ENDO DIATHERMY HANDLE WITH STRAIGHT POINTED TIP, 23 GAUGE, REUSABLE | OPHTHALMOLOGY SUPPLIES
20097 | 4229680315800 | SCISSORS, ENUCLEATION, STAINLESS STEEL, LENGTH 13.5 CM, CURVED, REUSABLE | SURGICAL INSTRUMENT TENDER
20098 | 4229680315900 | EVISCERATION SPOON, SMALL AND MEDIUM AND LARGE, REUSABLE | SURGICAL INSTRUMENT TENDER
20099 | 4229680316100 | SCISSORS, IRIS /STRAIGHT, STAINLESS STEEL, 10 - 10.5CM, REUSABLE | SURGICAL INSTRUMENT TENDER
20100 | 4229680316300 | MARKER, TRABECULECTOMY, FECHTNER, REUSABLE | SURGICAL INSTRUMENT TENDER
20101 | 4229680316400 | SPECULUM, EYE, FISHKIND CASTROVIEJO, OPEN BLADES 15MM, REUSABLE | SURGICAL INSTRUMENT TENDER
20102 | 4229680316600 | SET, FIXATION RING, FLIERINGA, INCLUDES: 6 SIZES, REUSABLE | SURGICAL INSTRUMENT TENDER
20103 | 4229680316700 | FORCEPS, INTRAOCULAR LENS FOLDING, CROSS-ACTION/ANGLED SHAFTS/PARALLEL JAWS WITH CURVED CLOSING TIPS, REUSABLE | SURGICAL INSTRUMENT TENDER
20104 | 4229680316900 | FORCEPS, CLAMP, CHALAZION/FRANCIS, OVAL SHAPE, STAINLESS STEEL, REUSABLE | SURGICAL INSTRUMENT TENDER
20105 | 4229680318900 | FORCEPS HARMS/WITH TYING PLATFORM CURVED SMOOTH JAWS FOR SUTURE STAINLESS STEEL REUSABLE. | SURGICAL INSTRUMENT TENDER
20106 | 4229680319000 | FORCEPS, TISSUE, HARMS-COLIBRI/VERY DELICATE TEETH: 1X2, TIP WIDTH 0.12 MM, WITH TYING PLATFORM, STAINLESS STEEL, REUSABLE | SURGICAL INSTRUMENT TENDER
20107 | 4229680319300 | FORCEPS, CLAMP, MOSQUITO, HARTMANN/STRAIGHT, STAINLESS STEEL, LENGTH 9.5 - 10.0 CM, REUSABLE | SURGICAL INSTRUMENT TENDER
20108 | 4229680319600 | HOOK, HELVESTON, FINDER, SIZE: LARGE, REUSABLE | SURGICAL INSTRUMENT TENDER
20109 | 4229680319700 | FORCEPS, HELVESTON FIXATION, WITH LOCK, 1X2 TEETH, 0.6MM, REUSABLE | SURGICAL INSTRUMENT TENDER
20110 | 4229680319800 | HOOK, HELVESTON/MUSCLE, BLUNT SPATULATED TIP 10.0MM, REUSABLE | SURGICAL INSTRUMENT TENDER
20111 | 4229680320200 | RULER, HELVESTON SCLERAL, 15MM LONG, WITH NOTCH, REUSABLE | SURGICAL INSTRUMENT TENDER
20112 | 4229680320400 | FORCEPS, HELVESTON/SMOOTH JAWS, STRAIGHT, STAINLESS STEEL, REUSABLE | SURGICAL INSTRUMENT TENDER
20113 | 4229680320500 | HOOK, LENS MANIPULATOR, SINSKEY, REVERSE, ROUND HANDLE, REUSABLE | SURGICAL INSTRUMENT TENDER
20114 | 4229680320700 | FORCEPS CLAMP CHALAZION/HUNT ROUND SHAPE STAINLESS STEEL REUSABLE. | SURGICAL INSTRUMENT TENDER
20115 | 4229680320800 | CANNULA HYDRO DISSECTION/AIR INJECTION TÜBINGEN MODEL/STRONG CURVE DIAMETER=30.0GAUGE REUSABLE | SURGICAL INSTRUMENT TENDER
20116 | 4229680321200 | FORCEPS, IRIS/CURVED/WITHOUT TYING PLATFORM, TEETH: 1X2, STAINLESS STEEL, LENGTH 10 CM, REUSABLE | SURGICAL INSTRUMENT TENDER
20117 | 4229680321300 | SCISSORS, IRIS/SHARP /STRAIGHT, STAINLESS STEEL, LENGTH 11 - 11.5 CM, REUSABLE | SURGICAL INSTRUMENT TENDER
20118 | 4229680321700 | HANDPIECE, BI-MANUAL, IRRIGATION, RANGE 21 GAUGE TO 23 GAUGE, SIDE PORT, AS PER HOSPITAL REQUEST, REUSABLE | OPHTHALMOLOGY SUPPLIES
20119 | 4229680321800 | JAEGER LID PLATE, STAINLESS STEEL, REUSABLE | OPHTHALMOLOGY SUPPLIES
20120 | 4229680321900 | ROTATOR, JAFFE-BECHERT, REUSABLE | SURGICAL INSTRUMENT TENDER
20121 | 4229680322600 | CANNULA JENSEN CAPSULE POLISHER 23GAUGE TIP REUSABLE. | SURGICAL INSTRUMENT TENDER
20122 | 4229680322900 | NEEDLE HOLDER, KALT/CURVED, STAINLESS STEEL, TOTAL LENGTH 13 - 14 CM, REUSABLE | SURGICAL INSTRUMENT TENDER
20123 | 4229680323400 | FORCEPS, MCPHERSON, KELMAN, TYING PLATFORM LENGTH 5 - 7MM, FROM TIP TO BEND 7 - 8 MM, TITANIUM, REUSABLE | SURGICAL INSTRUMENT TENDER
20124 | 4229680323500 | KNIFE, KERATOPLASTY, PEAR SHAPE BARRAQUER, SMOOTH FLAT HANDLE, LENGTH 11 - 13 CM, REUSABLE | SURGICAL INSTRUMENT TENDER
20125 | 4229680323600 | SPATULA KERATOPLASTY PERFORATED/SMOOTH FLAT HANDLE/SPOON WIDTH= 12.0MM REUSABLE | SURGICAL INSTRUMENT TENDER
20126 | 4229680324400 | RETRACTOR,WOUND, SENN/DOUBLE ENDED/THREE SHARP PRONGS ON ONE END, STAINLESS STEEL, LENGTH 16 - 17 CM, REUSABLE | SURGICAL INSTRUMENT TENDER
20127 | 4229680324500 | RETRACTOR, KNAPP, 4 PRONG, BLUNT, REUSABLE | SURGICAL INSTRUMENT TENDER
20128 | 4229680324600 | RETRACTOR, KNAPP, 4 PRONG, SHARP, REUSABLE | SURGICAL INSTRUMENT TENDER
20129 | 4229680324700 | CANNULA, KRATZ, CAPSULE POLISHING, UNDERSIDE SANDBLASTED CURVED TIP LENGTH 1.0- 2.0MM/IRRIGATING PORT AT FRONT OF TIP, REUSABLE | SURGICAL INSTRUMENT TENDER
20130 | 4229680324800 | HOOK, LENS, MANIPULATOR, KUGLEN, ANGLED, ROUND HANDLE, REUSABLE | SURGICAL INSTRUMENT TENDER
20131 | 4229680324900 | KNIFE, KERATOPLASTY, KUHNT CORNEAL SCARIFIER, REUSABLE | SURGICAL INSTRUMENT TENDER
20132 | 4229680325000 | CANNULA LACRIMALTAPERED SHAFT FROM 23 - 25 G CURVED REUSABLE | SURGICAL INSTRUMENT TENDER
20133 | 4229680325100 | CANNULA, LACRIMAL, 19 GAUGE REINFORCED SHAFT, LENGTH 10 MM, TIP 23 - 25 G, STRAIGHT, REUSABLE | SURGICAL INSTRUMENT TENDER
20134 | 4229680325200 | RONGEUR, LEMPERT NIBBLING, STAINLESS STEEL, JAW TIP 2.5 - 3.0 MM, LENGTH 15 - 16 CM, REUSABLE | SURGICAL INSTRUMENT TENDER
20135 | 4229680325300 | ELEVATOR, LEMPERT RUGINE NARROW, 15.0 - 16.0 CM, REUSABLE | SURGICAL INSTRUMENT TENDER
20136 | 4229680325600 | HOOK, LENS MANIPULATOR, LESTER, VAULTED SHANK, ANGLED, ROUND HANDLE, REUSABLE | SURGICAL INSTRUMENT TENDER
20137 | 4229680326000 | SPECULUM, LIEBERMAN EYE, OPEN K-WIRE, ADULT, TITANIUM, REUSABLE | SURGICAL INSTRUMENT TENDER
20138 | 4229680326100 | SPECULUM LIEBERMAN EYE OPEN K-WIRE ADULT STAINLESS STEEL LENGTH 14 - 15 MM REUSABLE | SURGICAL INSTRUMENT TENDER
20139 | 4229680326200 | EYE SPECULUM LIEBERMAN SOLID LARGE THIN SOLID BLADES 14MM REUSABLE. | OPHTHALMOLOGY SUPPLIES
20140 | 4229680326300 | EYE SPECULUM, LIEBERMAN, SOLID, WITH 5MM (+/- 2MM) BLADES, REUSABLE | OPHTHALMOLOGY SUPPLIES
20141 | 4229680326400 | SPECULUM, LIEBERMANN TENNANT EYE, OPEN/FENESTRATED BLADE, ADULT, REUSABLE | SURGICAL INSTRUMENT TENDER
20142 | 4229680326600 | PUNCH, TRABECULECTOMY, LUNTZ DODICK, REUSABLE | SURGICAL INSTRUMENT TENDER
20143 | 4229680326900 | MALONEY KERATOMETER REUSABLE. | SURGICAL INSTRUMENT TENDER
20144 | 4229680327000 | FORCEPS MANHATTAN FIXATION WITH TYING PLATFORM 1X2TEETH 0.3MM REUSABLE. | SURGICAL INSTRUMENT TENDER
20145 | 4229680327100 | FORCEPS, CAPSULORHEXIS, MASKET, STAINLESS STEEL, REUSABLE | OPHTHALMOLOGY SUPPLIES
20146 | 4229680327200 | FORCEPS MCPHERSON TYING PLATFORM 7 MM STRAIGHT REUSABLE | SURGICAL INSTRUMENT TENDER
20147 | 4229680327300 | CANNULA MCINTYRE ANTERIOR CHAMBER STRAIGHT 26 GAUGE REUSABLE. | SURGICAL INSTRUMENT TENDER
20148 | 4229680327400 | FORCEPS MCPHERSON TYING PLATFORM 5MM CURVED REUSABLE. | SURGICAL INSTRUMENT TENDER
20149 | 4229680327600 | FORCEPS MCPHERSON TYING PLATFORM 5MM/ANGLED REUSABLE. | SURGICAL INSTRUMENT TENDER
20150 | 4229680327800 | MCPHERSON-WESTCOTT STITCH SCISSORS, REUSABLE | SURGICAL INSTRUMENT TENDER
20151 | 4229680328100 | CURETTE, MEYERHOEFER, SIZE: NO.1, LENGTH: 12.0 - 13.0 CM, REUSABLE | SURGICAL INSTRUMENT TENDER
20152 | 4229680328200 | CURETTE, MEYERHOEFER, SIZE: NO.2, LENGTH: 12.0 - 13.0 CM, REUSABLE | SURGICAL INSTRUMENT TENDER
20153 | 4229680328300 | CURETTE, MEYERHOEFER, SIZE: NO.3, LENGTH: 12.0 - 13.0 CM, REUSABLE | SURGICAL INSTRUMENT TENDER
20154 | 4229680328400 | CURETTE MEYERHOEFER SIZE: NO.4 LENGTH: 12.0 - 13.0 CM REUSABLE. | SURGICAL INSTRUMENT TENDER
20155 | 4229680328900 | HOOK, MIYOSHI NUCLEUS DIVIDER, ROUND HANDLE, 90 DEGREES ANGLE, STRAIGHT HOOK TIP, REUSABLE | SURGICAL INSTRUMENT TENDER
20156 | 4229680329000 | FORCEPS, MOODY FIXATION, WITH LOCK, 1X2 TEETH, LEFT, STAINLESS STEEL, REUSABLE | SURGICAL INSTRUMENT TENDER
20157 | 4229680329100 | FORCEPS, MOODY FIXATION, WITH LOCK, 1X2 TEETH, RIGHT, STAINLESS STEEL, REUSABLE | SURGICAL INSTRUMENT TENDER
20158 | 4229680329300 | FORCEPS, CLAMP, MOSQUITO/STRAIGHT, STAINLESS STEEL, LENGTH 16 CM, REUSABLE | SURGICAL INSTRUMENT TENDER
20159 | 4229680329900 | FORCEPS, AKAHOSHI, NUCLEUS SPREADING, NOT SERRATED, PADDLE SHAPED JAWS, STAINLESS STEEL, REUSABLE | SURGICAL INSTRUMENT TENDER
20160 | 4229680330000 | FORCEPS, NUGENT UTILITY, STAINLESS STEEL, SERRATED, REUSABLE | OPHTHALMOLOGY SUPPLIES
20161 | 4229680330100 | OCONNOR SCLERAL DEPRESSOR WITH 1.5MM GASS MARKER END, REUSABLE | SURGICAL INSTRUMENT TENDER
20162 | 4229680330300 | BASKET, HALF SIZE, WITHOUT FEET, PERFORATED, SIZE 25 CM X 25 CM X 6 CM, STAINLESS STEEL, REUSABLE | SURGICAL INSTRUMENT TENDER
20163 | 4229680330400 | BASKET HALF SIZE WITH FEET PERFORATED SIZE 25 CM X 25 CM X 6 CM STAINLESS STEEL REUSABLE. | SURGICAL INSTRUMENT TENDER
20164 | 4229680330700 | CLAMP, TRABECULECTOMY, PROSDOCIMO, STAINLESS STEEL, REUSABLE | SURGICAL INSTRUMENT TENDER
20165 | 4229680330800 | DILATOR, PUNCTAL, DOUBLE ENDED, REUSABLE | SURGICAL INSTRUMENT TENDER
20166 | 4229680331000 | CANNULA RANDOLPH CYCLODIALYSIS 19 GAUGE REUSABLE. | SURGICAL INSTRUMENT TENDER
20167 | 4229680331100 | CANNULA, IRRIGATION, RENTSCH/ANGLED SHAFT, REUSABLE | SURGICAL INSTRUMENT TENDER
20168 | 4229680331400 | BOWL ROUND 0.16 LITER STAINLESS STEEL REUSABLE. | SURGICAL INSTRUMENT TENDER
20169 | 4229680331800 | CANNULA, HYDRODISSECTION/AIR INJECTION, SAUTTER/GENTLY CURVED SHAFT/FLATTENED TIP, 27 GAUGE, REUSABLE | SURGICAL INSTRUMENT TENDER
20170 | 4229680331900 | CANNULA HYDRODISSECTION/AIR INJECTION SAUTER FLAT TIP DIAMETER 27 GAUGE REUSABLE | SURGICAL INSTRUMENT TENDER
20171 | 4229680332100 | RETRACTOR SCHEPENS ORBITAL STAINLESS STEEL REUSABLE. | SURGICAL INSTRUMENT TENDER
20172 | 4229680333900 | HOOK, LENS MANIPULATOR, SINSKEY, STRAIGHT, 0.2MM, ROUND HANDLE, REUSABLE | SURGICAL INSTRUMENT TENDER
20173 | 4229680334400 | STERN-GILLS SCISSORS, SHARP TIP 10MM, REUSABLE | SURGICAL INSTRUMENT TENDER
20174 | 4229680334700 | SCISSORS, STEVENS TENOTMOY, BLUNT-BLUNT, STRAIGHT, LENGTH 10 - 11 CM, STAINLESS STEEL, REUSABLE | SURGICAL INSTRUMENT TENDER
20175 | 4229680335200 | PEELER, VITREORETINAL, FOR MEMBRANE, 25 GAUGE, REUSABLE | OPHTHALMOLOGY SUPPLIES SUPPLEMENTARY
20176 | 4229680335300 | HOOK, MUSCLE, BONN MODEL, ROUND CURVE TIP, FLAT HANDLE, REUSABLE | SURGICAL INSTRUMENT TENDER
20177 | 4229680335700 | FORCEPS, IMPLANTATION, ANGLED 10.0 MM SHAFTS/SILICONE TUBE COATED TIP, STAINLESS STEEL, LENGTH 10 - 11 CM, REUSABLE | SURGICAL INSTRUMENT TENDER
20178 | 4229680336200 | FORCEPS, TISSUE, SLIM HANDLE, STAINLESS STEEL, LENGTH 10 - 11 CM, TEETH: 1X2, REUSABLE | SURGICAL INSTRUMENT TENDER
20179 | 4229680336600 | FORCEPS, TROUTMAN SUPERIOR RECTUS, TEETH 1X2, ANGLED, REUSABLE | SURGICAL INSTRUMENT TENDER
20180 | 4229680336700 | FORCEPS, MCPHERSON, KELMAN, TYING PLATFORM LENGTH 5 - 7MM, FROM TIP TO BEND 7 - 8 MM, STAINLESS STEEL, REUSABLE | SURGICAL INSTRUMENT TENDER
20181 | 4229680336800 | FORCEPS, SUTURING, TYING/TUBINGEN MODEL/CURVED/WITH TYING PLATFORM, LENGTH 10 - 11 CM, STAINLESS STEEL, REUSABLE | SURGICAL INSTRUMENT TENDER
20182 | 4229680337000 | FORCEPS, SUTURING, TYING/TUBINGEN MODEL/STRAIGHT/WITH TYING PLATFORM, LENGTH 10 - 11CM, STAINLESS STEEL, REUSABLE | SURGICAL INSTRUMENT TENDER
20183 | 4229680337500 | SCISSORS, VANNAS, CURVED, 6 - 10MM BLADES, 7 - 10 CM LENGTH, REUSABLE | OPHTHALMOLOGY SUPPLIES
20184 | 4229680337800 | MICRO SCISSORS, VITREORETINAL, VERTICAL, 23 GAUGE, REUSABLE | OPHTHALMOLOGY SUPPLIES
20185 | 4229680338000 | CANNULA, VISCOCANALOSTOMY, 30 GAUGE, REUSABLE | SURGICAL INSTRUMENT TENDER
20186 | 4229680338100 | CANNULA, VISCOELASTIC, 22 GAUGE, REUSABLE | SURGICAL INSTRUMENT TENDER
20187 | 4229680338400 | FORCEPS, WALSER SUTURING, STRAIGHT, 0.5 MM WITH TYING PLATFORM TIP, REUSABLE | SURGICAL INSTRUMENT TENDER
20188 | 4229680338500 | FORCEPS, WAUGH, STAINLESS STEEL, 1X2, LENGTH 18CM, REUSABLE | SURGICAL INSTRUMENT TENDER
20189 | 4229680338600 | SPECULUM, WEISS EYE, OPEN/FENESTRATED BLADE, ADULT, REUSABLE | SURGICAL INSTRUMENT TENDER
20190 | 4229680338800 | SCISSORS, WESTCOTT TENOTOMY, STAINLESS STEEL, BLUNT TIP 10 MM, CURVED, LENGTH 11 - 13 CM, REUSABLE | SURGICAL INSTRUMENT TENDER
20191 | 4229680339100 | SCISSORS, WESTCOTT, BLUNT TIP 18 MM, CURVED, STAINLESS STEEL, LENGTH 13.5 CM, REUSABLE | SURGICAL INSTRUMENT TENDER
20192 | 4229680339700 | SPATULA, LASIK, ZIRM/CORNEAL PROTECTOR, REUSABLE | SURGICAL INSTRUMENT TENDER
20193 | 4229680339900 | RETRACTOR ALVEOLAR OBWEGESER STAINLESS STEEL LENGTH=24.0CM REUSABLE | SURGICAL INSTRUMENT TENDER
20194 | 4229680342300 | FORCEPS, CLAMP, BONE CUTTING, CLEVELAND, STAINLESS STEEL, LENGTH 17 CM, REUSABLE | SURGICAL INSTRUMENT TENDER
20195 | 4229680342400 | BONE FILE SMOOTH OUT ACROMIAL RESECTION FLAT DIAMETER=20.0MM LENGTH=22.0CM REUSABLE | SURGICAL INSTRUMENT TENDER
20196 | 4229680342500 | FORCEPS, CLAMP, BONE HOLDING, THREAD LOCK, STAINLESS STEEL, LENGTH 20 CM, REUSABLE | SURGICAL INSTRUMENT TENDER
20197 | 4229680342600 | FORCEPS, CLAMP, BONE HOLDING, THREAD LOCK, STAINLESS STEEL, LENGTH 26 CM, REUSABLE | SURGICAL INSTRUMENT TENDER
20198 | 4229680342700 | FORCEPS, CLAMP, BONE HOLDING, THREAD LOCK, STAINLESS STEEL, LENGTH 28 CM, REUSABLE | SURGICAL INSTRUMENT TENDER
20199 | 4229680342800 | FORCEPS, CLAMP, BONE HOLDING, JOURNAL VASCULAR SURGERY/STRONG, STAINLESS STEEL, LENGTH 18 CM, REUSABLE | SURGICAL INSTRUMENT TENDER
20200 | 4229680342900 | FORCEPS, CLAMP, BONE HOLDING, VERBRUGGE, STAINLESS STEEL, LENGTH 25 CM, REUSABLE | SURGICAL INSTRUMENT TENDER
20201 | 4229680343000 | FORCEPS, CLAMP, BONE HOLDING, VERBRUGGE, STAINLESS STEEL, LENGTH 26 CM, REUSABLE | SURGICAL INSTRUMENT TENDER
20202 | 4229680343100 | FORCEPS, CLAMP, BONE HOLDING, WOLFORD, STAINLESS STEEL, LENGTH 25 CM, REUSABLE | SURGICAL INSTRUMENT TENDER
20203 | 4229680343300 | LEVER BONE DRILLING HOHMANN BLADE SIZE: 35.0MM LENGTH=29.0CM REUSABLE | SURGICAL INSTRUMENT TENDER
20204 | 4229680343500 | LEVER BONE DRILLING HOHMANN BLADE SIZE: 8.0MM LENGTH=21.5CM REUSABLE | SURGICAL INSTRUMENT TENDER
20205 | 4229680343600 | LEVER BONE SEPARATION HOHMANN/LONG TIP BLADE SIZE: 24.0MM LENGTH=27.5CM REUSABLE | SURGICAL INSTRUMENT TENDER
20206 | 4229680343900 | CALIPER, CASTROVIEJO/EPKER, STAINLESS STEEL, EFFECTIVE RANGE: 40 MM, LENGTH 8 - 9 CM, REUSABLE | SURGICAL INSTRUMENT TENDER
20207 | 4229680349300 | RETRACTOR, CHANNEL, OBWEGESER, STAINLESS STEEL, TIP SIZE: 9 MM, LENGTH 16 - 17 CM, REUSABLE | SURGICAL INSTRUMENT TENDER
20208 | 4229680349400 | RETRACTOR, CHEEK, CAWOOD MINNES, STAINLESS STEEL, LENGTH 15 - 16 CM, REUSABLE | SURGICAL INSTRUMENT TENDER
20209 | 4229680349500 | BLADE CHISEL CUTTING STR TIP SIZE: 10.0MM WORKING LENGTH=8.0CM REUSABLE | SURGICAL INSTRUMENT TENDER
20210 | 4229680349600 | BLADE CHISEL CUTTING STR TIP SIZE: 16.0MM WORKING LENGTH=8.0CM REUSABLE | SURGICAL INSTRUMENT TENDER
20211 | 4229680349700 | BLADE CHISEL CUTTING STR TIP SIZE: 25.0MM WORKING LENGTH=8.0CM REUSABLE | SURGICAL INSTRUMENT TENDER
20212 | 4229680350600 | RETRACTOR CORONOID HARGIS/WITH CHAIN STAINLESS STEEL LENGTH=19.0CM REUSABLE | SURGICAL INSTRUMENT TENDER
20213 | 4229680369900 | ELEVATOR, LANGENBECK, STAINLESS STEEL, DIAMETER 7 MM, LENGTH 16 - 18 CM, REUSABLE | SURGICAL INSTRUMENT TENDER
20214 | 4229680370000 | ELEVATOR, LANGENBECK, STAINLESS STEEL, DIAMETER 10 MM, LENGTH 19 - 20 CM, REUSABLE | SURGICAL INSTRUMENT TENDER
20215 | 4229680371700 | FORCEPS, BONE REPOSITION, STANDARD, STAINLESS STEEL, LENGTH 20 - 22 CM, REUSABLE | SURGICAL INSTRUMENT TENDER
20216 | 4229680371800 | FORCEPS SURGICAL SEQUESTRUM/STRAIGHT STAINLESS STEEL LENGTH=20.0CM REUSABLE | SURGICAL INSTRUMENT TENDER
20217 | 4229680371900 | GOUGE BONES CARVING LEXER STAINLESS STEEL DIAMETER=10.0MM LENGTH=22.0CM REUSABLE | SURGICAL INSTRUMENT TENDER
20218 | 4229680372000 | GOUGE BONES CARVING LEXER STAINLESS STEEL DIAMETER=15.0MM LENGTH=22.0CM REUSABLE | SURGICAL INSTRUMENT TENDER
20219 | 4229680372100 | GOUGE BONES CARVING LEXER STAINLESS STEEL DIAMETER=25.0MM LENGTH=22.0CM REUSABLE | SURGICAL INSTRUMENT TENDER
20220 | 4229680372500 | GUIDE, NEEDLE, STRONGLY CURVED/KNIFE SHAPE, STAINLESS STEEL, SIZE 16 CH, REUSABLE | SURGICAL INSTRUMENT TENDER
20221 | 4229680372900 | HANDLE, CHISELS, LENGTH 18 - 19 CM, REUSABLE | SURGICAL INSTRUMENT TENDER
20222 | 4229680373300 | VISE-GRIP PLIERS, AN ORTHOTICS WORKSHOP TOOL, TOTAL LENGTH 220-250 MM APPROXIMATELY | PROSTHETICS & ORTHOSIS SUPPLIES
20223 | 4229680374900 | RETRACTOR INTRAORAL L AND M STAINLESS STEEL LENGTH=25.0CM REUSABLE | SURGICAL INSTRUMENT TENDER
20224 | 4229680375000 | RETRACTOR INTRAORAL LEFT STAINLESS STEEL LENGTH=21.0CM REUSABLE | SURGICAL INSTRUMENT TENDER
20225 | 4229680375100 | RETRACTOR INTRAORAL LEFT/FO STAINLESS STEEL LENGTH=24.5CM REUSABLE | SURGICAL INSTRUMENT TENDER
20226 | 4229680375200 | RETRACTOR INTRAORAL RIGHT STAINLESS STEEL LENGTH=21.0CM REUSABLE | SURGICAL INSTRUMENT TENDER
20227 | 4229680375300 | RETRACTOR INTRAORAL RIGHT/FO STAINLESS STEEL LENGTH=24.5CM REUSABLE | SURGICAL INSTRUMENT TENDER
20228 | 4229680384000 | RETRACTOR, MANDIBULAR, HARGIS, CURVED NARROW/BEAK SHAPED TIP, STAINLESS STEEL, LENGTH 17 - 18 CM, REUSABLE | SURGICAL INSTRUMENT TENDER
20229 | 4229680384300 | OSTEOTOME, BONE CUTTING, BAUER/STRAIGHT, BLADE WIDTH 8 MM, LENGTH 20 - 21 CM, REUSABLE | SURGICAL INSTRUMENT TENDER
20230 | 4229680384400 | OSTEOTOME BONE CUTTING EPKER/CURVED BLADE WIDTH= 4.0MM LENGTH=18.0CM REUSABLE | SURGICAL INSTRUMENT TENDER
20231 | 4229680384500 | OSTEOTOME BONE CUTTING EPKER/STRAIGHT BLADE WIDTH= 4.0MM LENGTH=18.0CM REUSABLE | SURGICAL INSTRUMENT TENDER
20232 | 4229680384600 | OSTEOTOME BONE CUTTING EPKER/CURVED BLADE WIDTH= 6.0MM LENGTH=18.0CM REUSABLE | SURGICAL INSTRUMENT TENDER
20233 | 4229680384700 | OSTEOTOME BONE CUTTING EPKER/STRAIGHT/CURVED BLADE WIDTH= 6.0MM LENGTH=18.0CM REUSABLE | SURGICAL INSTRUMENT TENDER
20234 | 4229680384800 | OSTEOTOME BONE CUTTING EPKER/STRAIGHT BLADE WIDTH= 6.0MM LENGTH=18.0CM REUSABLE | SURGICAL INSTRUMENT TENDER
20235 | 4229680384900 | OSTEOTOME BONE CUTTING EPKER/STRAIGHT/CURVED BLADE WIDTH= 8.0MM LENGTH=18.0CM REUSABLE | SURGICAL INSTRUMENT TENDER
20236 | 4229680385000 | OSTEOTOME BONE CUTTING EPKER/STRAIGHT BLADE WIDTH= 8.0MM LENGTH=18.0CM REUSABLE | SURGICAL INSTRUMENT TENDER
20237 | 4229680385200 | OSTEOTOME, BONE CUTTING, LAMBOTTE/STRAIGHT, BLADE WIDTH 50 MM, LENGTH 24 CM, REUSABLE | SURGICAL INSTRUMENT TENDER
20238 | 4229680385300 | OSTEOTOME BONE CUTTING LEXER/SILICONE COATED HANDLE BLADE WIDTH= 25.0MM LENGTH=22.0CM REUSABLE | SURGICAL INSTRUMENT TENDER
20239 | 4229680386100 | RETRACTOR, PIRIFORM RIM, HARGIS, STAINLESS STEEL, LENGTH 18 - 19 CM, REUSABLE | SURGICAL INSTRUMENT TENDER
20240 | 4229680386800 | RETRACTOR, RAMUS, OBWEGESER/SMALL/LEFT, STAINLESS STEEL, LENGTH 15 - 17 CM, REUSABLE | SURGICAL INSTRUMENT TENDER
20241 | 4229680386900 | RETRACTOR, RAMUS, OBWEGESER/SMALL/RIGHT, STAINLESS STEEL, LENGTH 15 - 17 CM, REUSABLE | SURGICAL INSTRUMENT TENDER
20242 | 4229680387000 | RASPATORY RAMUS SCRAPING OBWEGESER BLADE SIZE: 5.0MM LENGTH=21.0CM REUSABLE | SURGICAL INSTRUMENT TENDER
20243 | 4229680387100 | RASPATORY RAMUS SCRAPING OBWEGESER BLADE SIZE: 7.0MM LENGTH=21.0CM REUSABLE | SURGICAL INSTRUMENT TENDER
20244 | 4229680387200 | RETRACTOR, RAMUS, OBWEGESER, STAINLESS STEEL, TIP SIZE: 70 - 75 MM X 12 MM - 22 MM, LENGTH 23 - 25 CM, REUSABLE | SURGICAL INSTRUMENT TENDER
20245 | 4229680387500 | RASPATORY, SCRAPING, LAMBOTTE, TIP WIDTH 10 MM, LENGTH 21 - 22 CM, REUSABLE | SURGICAL INSTRUMENT TENDER
20246 | 4229680387600 | RASPATORY, SCRAPING, LAMBOTTE, TIP WIDTH 20 MM, LENGTH 21 - 22 CM, REUSABLE | SURGICAL INSTRUMENT TENDER
20247 | 4229680389700 | FORCEPS, BONE REPOSITION, WITH THREAD LOCK, STAINLESS STEEL, LENGTH 17 - 18 CM, REUSABLE | SURGICAL INSTRUMENT TENDER
20248 | 4229680389800 | FORCEPS, BONE REPOSITION, WITH THREAD LOCK, STAINLESS STEEL, LENGTH 24 - 25 CM, REUSABLE | SURGICAL INSTRUMENT TENDER
20249 | 4229680389900 | RETRACTOR, ISRAEL/BLUNT, STAINLESS STEEL, TIP SIZE: 50 MM X 60 MM, LENGTH 24 - 26 CM, REUSABLE | SURGICAL INSTRUMENT TENDER
20250 | 4229680390000 | RETRACTOR, ISRAEL/BLUNT, STAINLESS STEEL, TIP SIZE: 70 MM X 70 MM, LENGTH 24 - 26 CM, REUSABLE | SURGICAL INSTRUMENT TENDER
20251 | 4229680390100 | RETRACTOR SOFT TISSUE OWEGESER/DOWNWARD STAINLESS STEEL TIP SIZE: 66.0MM X 15.0MM LENGTH=23.5CM REUSABLE | SURGICAL INSTRUMENT TENDER
20252 | 4229680390200 | HOOKLET, SHARP/1 PRONG, STAINLESS STEEL, LENGTH 21 - 22 CM, REUSABLE | SURGICAL INSTRUMENT TENDER
20253 | 4229680390300 | RETRACTOR, KOCHER, SEMISHARP/6 PRONGS, STAINLESS STEEL, LENGTH 22 - 23 CM, REUSABLE | SURGICAL INSTRUMENT TENDER
20254 | 4229680390400 | RETRACTOR, KOERTE, SHARP/8 PRONGS, STAINLESS STEEL, LENGTH 23 - 25 CM, REUSABLE | SURGICAL INSTRUMENT TENDER
20255 | 4229680390500 | RETRACTOR SOFT TISSUE OWEGESER/DOWNWARD STAINLESS STEEL TIP SIZE: 25.0MM X 7.0MM LENGTH=21.0CM REUSABLE | SURGICAL INSTRUMENT TENDER
20256 | 4229680390600 | RETRACTOR SOFT TISSUE OWEGESER/DOWNWARD STAINLESS STEEL TIP SIZE: 35.0MM X 10.0MM LENGTH=23.0CM REUSABLE | SURGICAL INSTRUMENT TENDER
20257 | 4229680390700 | RETRACTOR SOFT TISSUE OWEGESER/DOWNWARD STAINLESS STEEL TIP SIZE: 42.0MM X 10.0MM LENGTH=23.0CM REUSABLE | SURGICAL INSTRUMENT TENDER
20258 | 4229680390800 | RETRACTOR SOFT TISSUE OWEGESER/UPWARD STAINLESS STEEL TIP SIZE: 25.0MM X 7.0MM LENGTH=21.0CM REUSABLE | SURGICAL INSTRUMENT TENDER
20259 | 4229680391000 | HANDLE, SCALPEL, ROUND, STRAIGHT, NO. 3, LENGTH 14 - 15 CM, REUSABLE | SURGICAL INSTRUMENT TENDER
20260 | 4229680393100 | HOOKLET, SKIN, FIXATION/TRACTION, SHARP/2 PRONGS, LENGTH 15 - 16 CM, REUSABLE | SURGICAL INSTRUMENT TENDER
20261 | 4229680393200 | HOOK, SKIN, FIXATION/TRACTION, JOSEPH/2 PRONGS 7 MM WIDE, LENGTH 15 - 16 CM, REUSABLE | SURGICAL INSTRUMENT TENDER
20262 | 4229680394000 | SPREADER RETRACTOR ADSON/BLUNT STAINLESS STEEL LENGTH=14.0CM TEETH: 3X3 REUSABLE | SURGICAL INSTRUMENT TENDER
20263 | 4229680394600 | NIPPER, SIDE, CUTTING, PEAR-LOCK, TUNGSTEN CARBIDE, LENGTH 21 - 23 CM, REUSABLE | SURGICAL INSTRUMENT TENDER
20264 | 4229680394800 | FORCEPS, TISSUE, ADSON, TUNGSTEN CARBIDE, LENGTH 15 CM, TEETH: 1X2, REUSABLE | SURGICAL INSTRUMENT TENDER
20265 | 4229680394900 | WIRE TWISTING, CORWIN, TUNGSTEN CARBIDE, LENGTH 16 CM, REUSABLE | SURGICAL INSTRUMENT TENDER
20266 | 4229680395900 | DEPRESSOR TONGUE DISTANCING WIEDER BLADE SIZE: 36.0MM LENGTH=14.0CM REUSABLE | SURGICAL INSTRUMENT TENDER
20267 | 4229680397300 | SPREADER, RIB, CASTANEDA, ALUMINUM, OPENING WIDTH 100 - 120 MM, REUSABLE | SURGICAL INSTRUMENT TENDER
20268 | 4229680397500 | FORCEPS VASCULAR ATRAUMATIC/DEBAKEY/S-SHAPE STAINLESS STEEL LENGTH=12.5CM REUSABLE | SURGICAL INSTRUMENT TENDER
20269 | 4229680397600 | FORCEPS, ATRAUMATIC/PEDIATRIC/ANGLED, STAINLESS STEEL, TIP WIDTH 2 MM, LENGTH 15 - 16 CM, REUSABLE | SURGICAL INSTRUMENT TENDER
20270 | 4229680397800 | FORCEPS, CLAMP, DOYEN - BABY/CURVED, STAINLESS STEEL, LENGTH 13. - 14 CM, REUSABLE | SURGICAL INSTRUMENT TENDER
20271 | 4229680397900 | FORCEPS CLAMP DOYEN - BABY/CURVED STAINLESS STEEL LENGTH 17 CM REUSABLE. | SURGICAL INSTRUMENT TENDER
20272 | 4229680398000 | CURETTE, BONE, SPRATT/OVAL, SIZE: NO.000, STAINLESS STEEL, LENGTH 17 - 18 CM, REUSABLE | SURGICAL INSTRUMENT TENDER
20273 | 4229680398100 | CURETTE, BONE, SPRATT/OVAL, SIZE: NO.0000, STAINLESS STEEL, LENGTH 17 - 18 CM, REUSABLE | SURGICAL INSTRUMENT TENDER
20274 | 4229680398200 | CURETTE, BONE, SPRATT/OVAL, SIZE: NO.0, STAINLESS STEEL, LENGTH 17 - 18 CM, REUSABLE | SURGICAL INSTRUMENT TENDER
20275 | 4229680398300 | CHISEL, CUTTING, PARTSCH, BLADE WIDTH 2 MM, LENGTH 13 - 14 CM, REUSABLE | SURGICAL INSTRUMENT TENDER
20276 | 4229680398400 | CHISEL, CUTTING, PARTSCH, BLADE WIDTH 6 MM, LENGTH 13 - 14 CM, REUSABLE | SURGICAL INSTRUMENT TENDER
20277 | 4229680398500 | SCISSORS DISSECTING GUM STAINLESS STEEL LENGTH=13.0CM REUSABLE | SURGICAL INSTRUMENT TENDER
20278 | 4229680398700 | GOUGE, PARTSCH, LENGTH 13 - 14 CM, TIP WIDTH 2 MM, REUSABLE | SURGICAL INSTRUMENT TENDER
20279 | 4229680398800 | GOUGE, PARTSCH, LENGTH 13 - 14 CM, TIP WIDTH 3 MM, REUSABLE | SURGICAL INSTRUMENT TENDER
20280 | 4229680398900 | GOUGE, PARTSCH, LENGTH 13 - 14 CM, TIP WIDTH 5 MM, REUSABLE | SURGICAL INSTRUMENT TENDER
20281 | 4229680399000 | GUIDE, NEEDLE, SLIGHTLY CURVED/TRIANGULAR SHAPE, STAINLESS STEEL, SIZE 10 CH, REUSABLE | SURGICAL INSTRUMENT TENDER
20282 | 4229680399100 | FORCEPS, CLAMP, PROVIDENCE /CURVED, STAINLESS STEEL, LENGTH 13 - 14 CM, REUSABLE | SURGICAL INSTRUMENT TENDER
20283 | 4229680399300 | MALLET HAMMERING LUCAE WEIGHT: 230.0GM LENGTH=19.5CM DIAMETER=19.0MM REUSABLE | SURGICAL INSTRUMENT TENDER
20284 | 4229680399400 | ELEVATOR PERIOSTEAL WILLIGER STAINLESS STEEL DIAMETER=6.5MM LENGTH=16.0CM REUSABLE | SURGICAL INSTRUMENT TENDER
20285 | 4229680399500 | RETRACTOR, CORYLLOS, STAINLESS STEEL, TIP SIZE: 80 MM X 22 MM (+/- 5MM), LENGTH 24 - 26 CM, REUSABLE | SURGICAL INSTRUMENT TENDER
20286 | 4229680399600 | RETRACTOR, FRITSCH, STAINLESS STEEL, TIP SIZE: 33 MM X 40 MM, LENGTH 24 - 26 CM, REUSABLE | SURGICAL INSTRUMENT TENDER
20287 | 4229680399700 | RETRACTOR, SAUERBRUCH, STAINLESS STEEL, TIP SIZE: 45 MM X 15 MM, LENGTH 22 - 23 CM, REUSABLE | SURGICAL INSTRUMENT TENDER
20288 | 4229680399800 | CONTRACTOR/APPROXIMATOR, RIB, BAILEY, LENGTH 15 - 17 CM, REUSABLE | SURGICAL INSTRUMENT TENDER
20289 | 4229680399900 | SET, VAGINAL SPECULUM, DILATION, KRISTELLER, STAINLESS STEEL, SIZE: 70.0MM X 15.0MM (PAIR), REUSABLE | SURGICAL INSTRUMENT TENDER
20290 | 4229680400100 | EXPANSION DEVICE FOR MAGNETIC EXPANSION RODS (FREE OF CHARGE), SPINAL | ORTHOPEDIC & SPINAL SUPPLIES
20291 | 4229680400300 | SPREADER, STERNAL WITH 2 PAIRS OF BLADES, FOR NEONATE, TITANIUM, REUSABLE | SURGICAL INSTRUMENT TENDER
20292 | 4229680400500 | SCISSORS DISSECTING METZEBAUM CURVED TUNGSTEN CARBIDE LENGTH = 11.5CM REUSABLE | SURGICAL INSTRUMENT TENDER
20293 | 4229680400600 | KILNER ALAR RETRACTOR 2 PRONGS, SHARP WIDTH 10MM LENGTH 8.5 CM | EAR, NOSE & THROAT SUPPLIES (ENT)
20294 | 4229680400700 | PUNCH, ANTRUM/KERRISON, UPWARDS, JAW WIDTH 4 MM X 4 MM, LENGTH 9 - 10 CM, REUSABLE | SURGICAL INSTRUMENT TENDER
20295 | 4229680401100 | SCISSORS, MAYO, STRAIGHT, STAINLESS STEEL, LENGTH 17 CM, REUSABLE | SURGICAL INSTRUMENT TENDER
20296 | 4229680401300 | MARKER AREOLA BLUNT DIAMETER=36.0MM REUSABLE | SURGICAL INSTRUMENT TENDER
20297 | 4229680401400 | MARKER AREOLA BLUNT DIAMETER=40.0MM REUSABLE | SURGICAL INSTRUMENT TENDER
20298 | 4229680401500 | MARKER AREOLA BLUNT DIAMETER=42.0MM REUSABLE | SURGICAL INSTRUMENT TENDER
20299 | 4229680401600 | MARKER AREOLA BLUNT DIAMETER=45.0MM REUSABLE | SURGICAL INSTRUMENT TENDER
20300 | 4229680401800 | FORCEPS, CLAMP, BONE CUTTING, COTTLE-KAZAN, STAINLESS STEEL, LENGTH 19 CM, REUSABLE | SURGICAL INSTRUMENT TENDER
20301 | 4229680401900 | PUNCH, BONE, CITELLI, JAW WIDTH 2 - 4 MM, REUSABLE | SURGICAL INSTRUMENT TENDER
20302 | 4229680402300 | CANNULA INFILTRATION LUER LOCK/22 HOLES/BAYONET DIAMETER=3.0MM LENGTH=20.0CM REUSABLE | SURGICAL INSTRUMENT TENDER
20303 | 4229680402400 | CANNULA INFILTRATION LUER LOCK/22 HOLES/BAYONET DIAMETER=4.0MM LENGTH=20.0CM REUSABLE | SURGICAL INSTRUMENT TENDER
20304 | 4229680402500 | CANNULA INFILTRATION LUER LOCK/22 HOLES/CURVED DIAMETER=3.0MM LENGTH=20.0CM REUSABLE | SURGICAL INSTRUMENT TENDER
20305 | 4229680402600 | CANNULA INFILTRATION LUER LOCK/22 HOLES/CURVED DIAMETER=4.0MM LENGTH=20.0CM REUSABLE | SURGICAL INSTRUMENT TENDER
20306 | 4229680402700 | CANNULA INFILTRATION LUER LOCK/22 HOLES/STRAIGHT DIAMETER=3.0MM LENGTH=20.0CM REUSABLE | SURGICAL INSTRUMENT TENDER
20307 | 4229680402800 | CANNULA INFILTRATION LUER LOCK/22 HOLES/STRAIGHT DIAMETER=4.0MM LENGTH=20.0CM REUSABLE | SURGICAL INSTRUMENT TENDER
20308 | 4229680402900 | CANNULA, LIPOSUCTION, FAT REMOVAL, MERCEDES/QUICK RELEASE FASTENER, DIAMETER 3.0MM, LENGTH 20.0CM, REUSABLE | SURGICAL INSTRUMENT TENDER
20309 | 4229680403000 | CANNULA, LIPOSUCTION, FAT REMOVAL, MERCEDES/QUICK RELEASE FASTENER, DIAMETER 3 MM, LENGTH 25 CM, REUSABLE | SURGICAL INSTRUMENT TENDER
20310 | 4229680403100 | CANNULA, LIPOSUCTION, FAT REMOVAL, MERCEDES/QUICK RELEASE FASTENER, DIAMETER 4.0MM, LENGTH 20.0CM, REUSABLE | SURGICAL INSTRUMENT TENDER
20311 | 4229680403200 | CANNULA, LIPOSUCTION, FAT REMOVAL, MERCEDES/QUICK RELEASE FASTENER, DIAMETER 4.0MM, LENGTH 25.0CM, REUSABLE | SURGICAL INSTRUMENT TENDER
20312 | 4229680403300 | CANNULA, LIPOSUCTION, FAT REMOVAL, MONOPORT, FIXED HANDLE/CURVED, DIAMETER 3 MM, LENGTH 15 CM, REUSABLE | SURGICAL INSTRUMENT TENDER
20313 | 4229680403400 | CANNULA, LIPOSUCTION, FAT REMOVAL, MONOPORT, FIXED HANDLE/CURVED, DIAMETER 3 MM, LENGTH 25 CM, REUSABLE | SURGICAL INSTRUMENT TENDER
20314 | 4229680403500 | CANNULA, LIPOSUCTION, FAT REMOVAL, MONOPORT, FIXED HANDLE/CURVED, DIAMETER 6 MM, LENGTH 15 CM, REUSABLE | SURGICAL INSTRUMENT TENDER
20315 | 4229680403600 | CANNULA, LIPOSUCTION, FAT REMOVAL, MONOPORT, FIXED HANDLE/CURVED, DIAMETER 6 MM, LENGTH 25 CM, REUSABLE | SURGICAL INSTRUMENT TENDER
20316 | 4229680403700 | CANNULA, LIPOSUCTION, FAT REMOVAL, MONOPORT, QUICK RELEASE FASTENER, DIAMETER 3 MM, LENGTH 20 CM, REUSABLE | SURGICAL INSTRUMENT TENDER
20317 | 4229680403800 | CANNULA, LIPOSUCTION, FAT REMOVAL, MONOPORT, QUICK RELEASE FASTENER, DIAMETER 3 MM, LENGTH 30 CM, REUSABLE | SURGICAL INSTRUMENT TENDER
20318 | 4229680403900 | CANNULA, LIPOSUCTION, FAT REMOVAL, MONOPORT, FIXED HANDLE/STRAIGHT, DIAMETER 3 MM, LENGTH 15 CM, REUSABLE | SURGICAL INSTRUMENT TENDER
20319 | 4229680404000 | CANNULA, LIPOSUCTION, FAT REMOVAL, MONOPORT, FIXED HANDLE/STRAIGHT, DIAMETER 3 MM, LENGTH 25 CM, REUSABLE | SURGICAL INSTRUMENT TENDER
20320 | 4229680404100 | CANNULA, LIPOSUCTION, FAT REMOVAL, MONOPORT, FIXED HANDLE/STRAIGHT, DIAMETER 4 MM, LENGTH 15 CM, REUSABLE | SURGICAL INSTRUMENT TENDER
20321 | 4229680404200 | CANNULA, LIPOSUCTION, FAT REMOVAL, MONOPORT, FIXED HANDLE/STRAIGHT, DIAMETER 4 MM, LENGTH 25 CM, REUSABLE | SURGICAL INSTRUMENT TENDER
20322 | 4229680404300 | CANNULA, LIPOSUCTION, FAT REMOVAL, MONOPORT, FIXED HANDLE/STRAIGHT, DIAMETER 6 MM, LENGTH 15 CM, REUSABLE | SURGICAL INSTRUMENT TENDER
20323 | 4229680404400 | CANNULA, LIPOSUCTION, FAT REMOVAL, MONOPORT, FIXED HANDLE/STRAIGHT, DIAMETER 6 MM, LENGTH 25 CM, REUSABLE | SURGICAL INSTRUMENT TENDER
20324 | 4229680404500 | CANNULA, LIPOSUCTION, FAT REMOVAL, MONOPORT, FIXED HANDLE/STRAIGHT, DIAMETER 9 MM, LENGTH 30 CM, REUSABLE | SURGICAL INSTRUMENT TENDER
20325 | 4229680405000 | CANNULA, LIPOSUCTION, FAT REMOVAL, SHARK/QUICK RELEASE FASTENER, DIAMETER 3 MM, LENGTH 25 CM, REUSABLE | SURGICAL INSTRUMENT TENDER
20326 | 4229680405100 | CANNULA, LIPOSUCTION, FAT REMOVAL, SHARK/QUICK RELEASE FASTENER, DIAMETER 3 MM, LENGTH 30 CM, REUSABLE | SURGICAL INSTRUMENT TENDER
20327 | 4229680405200 | CANNULA, LIPOSUCTION, FAT REMOVAL, SHARK/QUICK RELEASE FASTENER, DIAMETER 4 MM, LENGTH 25 CM, REUSABLE | SURGICAL INSTRUMENT TENDER
20328 | 4229680405300 | CANNULA, LIPOSUCTION, FAT REMOVAL, SHARK/QUICK RELEASE FASTENER, DIAMETER 4 MM, LENGTH 30 CM, REUSABLE | SURGICAL INSTRUMENT TENDER
20329 | 4229680405400 | CANNULA, LIPOSUCTION, FAT REMOVAL, SHARK/QUICK RELEASE FASTENER, DIAMETER 5 MM, LENGTH 30 CM, REUSABLE | SURGICAL INSTRUMENT TENDER
20330 | 4229680405500 | CANNULA, LIPOSUCTION, FAT REMOVAL, SHARK/QUICK RELEASE FASTENER, DIAMETER 6 MM, LENGTH 30 CM, REUSABLE | SURGICAL INSTRUMENT TENDER
20331 | 4229680405600 | CANNULA, LIPOSUCTION, FAT REMOVAL, SPIRALE/QUICK RELEASE FASTENER, DIAMETER 3 MM, LENGTH 20 CM, REUSABLE | SURGICAL INSTRUMENT TENDER
20332 | 4229680405700 | CANNULA, LIPOSUCTION, FAT REMOVAL, SPIRALE/QUICK RELEASE FASTENER, DIAMETER 3 MM, LENGTH 30 CM, REUSABLE | SURGICAL INSTRUMENT TENDER
20333 | 4229680405800 | CANNULA, LIPOSUCTION, FAT REMOVAL, SPIRALE/QUICK RELEASE FASTENER, DIAMETER 4 MM, LENGTH 20 CM, REUSABLE | SURGICAL INSTRUMENT TENDER
20334 | 4229680405900 | CANNULA, LIPOSUCTION, FAT REMOVAL, SPIRALE/QUICK RELEASE FASTENER, DIAMETER 4 MM, LENGTH 30 CM, REUSABLE | SURGICAL INSTRUMENT TENDER
20335 | 4229680406000 | CANNULA, LIPOSUCTION, FAT REMOVAL, SPIRALE/QUICK RELEASE FASTENER, DIAMETER 4 MM, LENGTH 40 CM, REUSABLE | SURGICAL INSTRUMENT TENDER
20336 | 4229680406100 | CANNULA, LIPOSUCTION, FAT REMOVAL, SPIRALE/QUICK RELEASE FASTENER, DIAMETER 5 MM, LENGTH 30 CM, REUSABLE | SURGICAL INSTRUMENT TENDER
20337 | 4229680406200 | CANNULA, LIPOSUCTION, FAT REMOVAL, SPIRALE/QUICK RELEASE FASTENER, DIAMETER 5 MM, LENGTH 40 CM, REUSABLE | SURGICAL INSTRUMENT TENDER
20338 | 4229680406300 | CANNULA, LIPOSUCTION, FAT REMOVAL, SPIRALE/QUICK RELEASE FASTENER, DIAMETER 6 MM, LENGTH 30 CM, REUSABLE | SURGICAL INSTRUMENT TENDER
20339 | 4229680406400 | CANNULA, LIPOSUCTION, FAT REMOVAL, SPIRALE/QUICK RELEASE FASTENER, DIAMETER 6 MM, LENGTH 40 CM, REUSABLE | SURGICAL INSTRUMENT TENDER
20340 | 4229680406500 | CANNULA, LIPOSUCTION, FAT REMOVAL, TRIPORT/QUICK RELEASE FASTENER, DIAMETER 3 MM, LENGTH 20 CM, REUSABLE | SURGICAL INSTRUMENT TENDER
20341 | 4229680406600 | CANNULA, LIPOSUCTION, FAT REMOVAL, TRIPORT/QUICK RELEASE FASTENER, DIAMETER 3 MM, LENGTH 30 CM, REUSABLE | SURGICAL INSTRUMENT TENDER
20342 | 4229680406700 | CANNULA, LIPOSUCTION, FAT REMOVAL, TRIPORT/FIXED HANDLE, DIAMETER 4 MM, LENGTH 15 CM, REUSABLE | SURGICAL INSTRUMENT TENDER
20343 | 4229680406800 | CANNULA, LIPOSUCTION, FAT REMOVAL, TRIPORT/FIXED HANDLE, DIAMETER 4 MM, LENGTH 25 CM, REUSABLE | SURGICAL INSTRUMENT TENDER
20344 | 4229680406900 | CANNULA, LIPOSUCTION, FAT REMOVAL, TRIPORT/FIXED HANDLE, DIAMETER 6 MM, LENGTH 25 CM, REUSABLE | SURGICAL INSTRUMENT TENDER
20345 | 4229680407000 | CANNULA, LIPOSUCTION, FAT REMOVAL, TRIPORT/FIXED HANDLE, DIAMETER 6 MM, LENGTH 30 CM, REUSABLE | SURGICAL INSTRUMENT TENDER
20346 | 4229680407800 | HANDLE, DERMATOME, SCHINK, TOTAL LENGTH 30 - 33 CM, REUSABLE | SURGICAL INSTRUMENT TENDER
20347 | 4229680408200 | DISSECTOR, BREAST/BAYONET, STAINLESS STEEL, LENGTH 34 CM, REUSABLE | SURGICAL INSTRUMENT TENDER
20348 | 4229680408300 | DISSECTOR, BREAST/BAYONET, STAINLESS STEEL, LENGTH 37 CM, REUSABLE | SURGICAL INSTRUMENT TENDER
20349 | 4229680408400 | DISSECTOR, BREAST/HOOK, STAINLESS STEEL, LENGTH 36 CM, REUSABLE | SURGICAL INSTRUMENT TENDER
20350 | 4229680408500 | FORCEPS, DRESSING, STANDARD WIDTH, LENGTH 13 CM | EAR, NOSE & THROAT SUPPLIES (ENT)
20351 | 4229680408600 | FORCEPS, MEDIUM WIDE/SERRATED TIP STAINLESS STEEL, LENGTH 13 CM, REUSABLE | SURGICAL INSTRUMENT TENDER
20352 | 4229680408700 | HOOKLET DURA FIXATION/TRACTION FRAZIER/SHARP LENGTH=18.0CM REUSABLE | SURGICAL INSTRUMENT TENDER
20353 | 4229680409000 | ELEVATOR, BREAST, BRUSTHEBER, STAINLESS STEEL, LENGTH 27 - 28 CM, MAMMAPLASTY, REUSABLE | SURGICAL INSTRUMENT TENDER
20354 | 4229680409100 | ELEVATOR, SEPTUM, MCKENTY, STAINLESS STEEL, DIAMETER 4 MM, LENGTH 20 - 21 CM, REUSABLE | SURGICAL INSTRUMENT TENDER
20355 | 4229680409200 | ELEVATOR SEPTUM NAGATA STAINLESS STEEL LENGTH=16.0CM REUSABLE | SURGICAL INSTRUMENT TENDER
20356 | 4229680409300 | FORCEPS, ETHMOIDAL, 45 DEGREE, UPWARD, NO. 1, TIP WIDTH 3 MM, STAINLESS STEEL, REUSABLE | SURGICAL INSTRUMENT TENDER
20357 | 4229680409400 | MARKER FACELIFT PITANGUY LENGTH=16.0CM TIP WIDTH= 5.0MM REUSABLE | SURGICAL INSTRUMENT TENDER
20358 | 4229680409500 | FORCEPS, CLAMP, MICRO/MOSQUITO/CURVED, STAINLESS STEEL, LENGTH 12 CM, TEETH: 1X2, REUSABLE | SURGICAL INSTRUMENT TENDER
20359 | 4229680409600 | FORCEPS, TISSUE, ADLERKREUTZ, STAINLESS STEEL, LENGTH 15 - 16 CM, TEETH: 4X5, REUSABLE | SURGICAL INSTRUMENT TENDER
20360 | 4229680409700 | FORCEPS, CLAMP, AIACH/STRAIGHT, STAINLESS STEEL, LENGTH 15 - 16 CM, TIP WIDTH 5 MM, REUSABLE | SURGICAL INSTRUMENT TENDER
20361 | 4229680409800 | FORCEPS, TISSUE, JEWELER, ANGLED, STAINLESS STEEL, LENGTH 10 - 11 CM, REUSABLE | SURGICAL INSTRUMENT TENDER
20362 | 4229680409900 | FORCEPS, TISSUE, NELSON, STAINLESS STEEL, LENGTH 23 CM, TEETH: 6X7, REUSABLE | SURGICAL INSTRUMENT TENDER
20363 | 4229680410000 | FRAME, MOUTH GAG, REUSABLE | SURGICAL INSTRUMENT TENDER
20364 | 4229680410100 | RASPATORY GLABELLUM SCRAPING AUFRICHT/PUSH LENGTH=21.0CM REUSABLE | SURGICAL INSTRUMENT TENDER
20365 | 4229680410200 | FORCEPS, CLAMP, PEAN/CURVED, STAINLESS STEEL, LENGTH 24 - 25 CM, REUSABLE | SURGICAL INSTRUMENT TENDER
20366 | 4229680410300 | HANDLE TC INSERTS LENGTH=14.0CM NASAL RASPS REUSABLE | SURGICAL INSTRUMENT TENDER
20367 | 4229680410400 | HANDLE, CANNULA, FC/WITH FINGER STOP, REUSABLE | SURGICAL INSTRUMENT TENDER
20368 | 4229680410500 | HANDLE, CANNULA, FC/WITH SLIDE VALVE, REUSABLE | SURGICAL INSTRUMENT TENDER
20369 | 4229680410900 | HOOKLET SKIN FIXATION/TRACTION BARSKY LENGTH=15.0CM REUSABLE | SURGICAL INSTRUMENT TENDER
20370 | 4229680411000 | HOOKLET, RHINOLOGY, FIXATION/TRACTION, BLUNT/SHARP/2 PRONGS, LENGTH 14 - 15 CM, REUSABLE | SURGICAL INSTRUMENT TENDER
20371 | 4229680411100 | HOOKLET, MUCOSA, FIXATION/TRACTION, DOUBLE/COTTLE MILLARD, TIP SIZE: 5 MM X 12 MM, LENGTH 5 - 6 CM, REUSABLE | SURGICAL INSTRUMENT TENDER
20372 | 4229680411200 | HOOKLET WOUND FIXATION/TRACTION FLEXIBLE SHARP/3 PRONGS LENGTH=15.5CM REUSABLE | SURGICAL INSTRUMENT TENDER
20373 | 4229680411300 | HOOKLET, RHINOLOGY, FIXATION/TRACTION, SHARP/BLUNT/2 PRONGS, LENGTH 14 - 15 CM, REUSABLE | SURGICAL INSTRUMENT TENDER
20374 | 4229680411400 | KEY, HANDLE, NASAL RASPS, REUSABLE | SURGICAL INSTRUMENT TENDER
20375 | 4229680411600 | NEEDLE, LIGATURE, KRONECKER/LEFT, LENGTH 12 - 13 CM, REUSABLE | SURGICAL INSTRUMENT TENDER
20376 | 4229680411700 | MALLET HAMMERING PARTSCH WEIGHT: 175.0GM LENGTH=19.0CM REUSABLE | SURGICAL INSTRUMENT TENDER
20377 | 4229680412000 | HOOK MICRO WOUND SPREADING SHARP/1-PRONG/NO.1 LENGTH=16.0CM REUSABLE | SURGICAL INSTRUMENT TENDER
20378 | 4229680412200 | KNIFE, FREER, MUCOSA, LENGTH 15 - 16 CM, STAINLESS STEEL, REUSABLE | SURGICAL INSTRUMENT TENDER
20379 | 4229680412300 | FORCEPS, NASAL, TAMPON, HEYMANN KNIGHT, LENGTH 17 - 18 CM, STAINLESS STEEL, REUSABLE | SURGICAL INSTRUMENT TENDER
20380 | 4229680412400 | RETRACTOR NASAL AUFRICHT STAINLESS STEEL TIP SIZE: 45.0MM X 11.0MM LENGTH=19.0CM REUSABLE | SURGICAL INSTRUMENT TENDER
20381 | 4229680412500 | SAW, NASAL, CUTTING BONE, ANGLED LEFT, LENGTH 17 - 18 CM, REUSABLE | SURGICAL INSTRUMENT TENDER
20382 | 4229680412600 | SAW, NASAL, CUTTING BONE, ANGLED RIGHT, LENGTH 17 - 18 CM, REUSABLE | SURGICAL INSTRUMENT TENDER
20383 | 4229680412700 | SCISSORS SURGICAL FOMON/CURVED STAINLESS STEEL LENGTH=14.0CM REUSABLE | SURGICAL INSTRUMENT TENDER
20384 | 4229680412800 | SPECULUM, VIENNA NASAL, NO.2, LENGTH 13 - 14 CM, STAINLESS STEEL, REUSABLE | SURGICAL INSTRUMENT TENDER
20385 | 4229680413100 | SCISSORS, METZENBAUM/SHARP-BLUNT/STRAIGHT, STAINLESS STEEL, LENGTH 13 - 13.5 CM, REUSABLE | SURGICAL INSTRUMENT TENDER
20386 | 4229680413200 | SCISSORS, SHARP-SHARP/STRAIGHT, STAINLESS STEEL, LENGTH 11 - 12 CM, REUSABLE | SURGICAL INSTRUMENT TENDER
20387 | 4229680413300 | RASPATORY PALATAL SCRAPING CURVED LEFT BLADE SIZE: 4.0MM LENGTH=14.0CM REUSABLE | SURGICAL INSTRUMENT TENDER
20388 | 4229680413400 | RASPATORY PALATAL SCRAPING CURVED RIGHT BLADE SIZE: 4.0MM LENGTH=14.0CM REUSABLE | SURGICAL INSTRUMENT TENDER
20389 | 4229680413500 | ELEVATOR, PERIOSTEAL, HOWARTH, DOUBLE ENDED STAINLESS STEEL, LENGTH 21 - 22 CM, REUSABLE | SURGICAL INSTRUMENT TENDER
20390 | 4229680413600 | PROBE SURGICAL TISSUE MANIPULATION STAINLESS STEEL WITH EYE DIAMETER=2.0MM LENGTH=13.0CM REUSABLE | SURGICAL INSTRUMENT TENDER
20391 | 4229680413700 | PROBE SURGICAL TISSUE MANIPULATION STAINLESS STEEL BUTTON END DIAMETER=1.0MM LENGTH=11.5CM REUSABLE | SURGICAL INSTRUMENT TENDER
20392 | 4229680413800 | RASPATORY CARTILAGE SCRAPING DINGMAN/#1 LENGTH=15.0CM REUSABLE | SURGICAL INSTRUMENT TENDER
20393 | 4229680413900 | RASPATORY CARTILAGE SCRAPING DINGMAN/#2 LENGTH=15.0CM REUSABLE | SURGICAL INSTRUMENT TENDER
20394 | 4229680414000 | RETRACTOR, BREAST, STAINLESS STEEL, TIP SIZE: 125 MM X 30 MM (+ /- 5MM), LENGTH 27 - 28 CM, REUSABLE | SURGICAL INSTRUMENT TENDER
20395 | 4229680414100 | RETRACTOR, BREAST, STAINLESS STEEL, TIP SIZE: 145 MM X 30 MM (+ /- 5MM), LENGTH 27 - 28 CM, REUSABLE | SURGICAL INSTRUMENT TENDER
20396 | 4229680414200 | RETRACTOR, COPE WALTER, STAINLESS STEEL, LENGTH 17 - 18 CM, REUSABLE | SURGICAL INSTRUMENT TENDER
20397 | 4229680414300 | RETRACTOR, RHINOLOGY, COTTLE NEIVERT/WITH GROOVE, STAINLESS STEEL, LENGTH 18 - 20 CM, REUSABLE | SURGICAL INSTRUMENT TENDER
20398 | 4229680414400 | RETRACTOR, HOESEL, STAINLESS STEEL, TIP SIZE: 140 MM X 30 MM, LENGTH 25 - 26 CM, REUSABLE | SURGICAL INSTRUMENT TENDER
20399 | 4229680414500 | RETRACTOR, RHINOLOGY, NEIVERT/WITH GROOVE, STAINLESS STEEL, LENGTH 16 - 17 CM, REUSABLE | SURGICAL INSTRUMENT TENDER
20400 | 4229680414600 | KNIFE, COTTLE, STRAIGHT, NASAL, LENGTH 14 - 15 CM, STAINLESS STEEL, REUSABLE | SURGICAL INSTRUMENT TENDER
20401 | 4229680414700 | KNIFE, JOSEPH/STRAIGHT, DOUBLE EDGE, LENGTH 15 - 16 CM, STAINLESS STEEL, REUSABLE | SURGICAL INSTRUMENT TENDER
20402 | 4229680414800 | KNIFE, JOSEPH/CURVED, DOUBLE EDGE, LENGTH 14 - 15 CM, STAINLESS STEEL, REUSABLE | SURGICAL INSTRUMENT TENDER
20403 | 4229680414900 | RULER MEASUREMENT MM/INCH LENGTH=20.0CM REUSABLE | SURGICAL INSTRUMENT TENDER
20404 | 4229680415000 | SCISSORS, SUPERCUT/MAYO/CURVED, STAINLESS STEEL, LENGTH 23.5 CM, REUSABLE | SURGICAL INSTRUMENT TENDER
20405 | 4229680415100 | HANDLE, SCALPEL, LONG/FINE NO.5, LENGTH 22 - 23 CM, REUSABLE | SURGICAL INSTRUMENT TENDER
20406 | 4229680415200 | SCISSORS DISSECTING SUPERCUT/METZENBAUM/FINE/CURVED STAINLESS STEEL LENGTH=14.5CM REUSABLE | SURGICAL INSTRUMENT TENDER
20407 | 4229680415300 | SCISSORS DISSECTING SUPERCUT/KILNER/CURVED STAINLESS STEEL LENGTH=12.0CM REUSABLE | SURGICAL INSTRUMENT TENDER
20408 | 4229680415400 | SCISSORS DISSECTING SUPERCUT/KILNER/CURVED STAINLESS STEEL LENGTH=15.0CM REUSABLE | SURGICAL INSTRUMENT TENDER
20409 | 4229680415500 | SCISSORS SURGICAL SUPERCUT/IRIS/SHARP-SHARP/CURVED STAINLESS STEEL LENGTH=11.5CM REUSABLE | SURGICAL INSTRUMENT TENDER
20410 | 4229680415900 | ELEVATOR, SEPTUM, FREER/SHARP, STAINLESS STEEL, LENGTH 19 - 20 CM, REUSABLE | SURGICAL INSTRUMENT TENDER
20411 | 4229680416000 | FORCEPS, SEPTUM STRAIGHTENING, ASCH, LENGTH 22 - 23 CM, STAINLESS STEEL, REUSABLE | SURGICAL INSTRUMENT TENDER
20412 | 4229680416100 | FORCEPS, SKIN GRASP, TIP WIDTH 4 MM, OGURA, STAINLESS STEEL, LENGTH 11 CM, REUSABLE | SURGICAL INSTRUMENT TENDER
20413 | 4229680416200 | SCISSORS DISSECTING IRIS FINE/SHARP-SHARP/CURVED STAINLESS STEEL LENGTH=14.0CM REUSABLE | SURGICAL INSTRUMENT TENDER
20414 | 4229680416500 | SCISSORS, DISSECTING, METZENBAUM/CURVED, STAINLESS STEEL, LENGTH 17.5 - 18.5 CM, REUSABLE | SURGICAL INSTRUMENT TENDER
20415 | 4229680416700 | SCISSORS SURGICAL FOMON/ANGLED STAINLESS STEEL LENGTH=13.0CM REUSABLE | SURGICAL INSTRUMENT TENDER
20416 | 4229680416800 | SCISSORS SURGICAL HEYMANN/ANGLED STAINLESS STEEL LENGTH=18.0CM REUSABLE | SURGICAL INSTRUMENT TENDER
20417 | 4229680416900 | SCISSORS OPERATING JOSEPH/SHARP-SHARP/CURVED STAINLESS STEEL LENGTH=15.0CM REUSABLE | SURGICAL INSTRUMENT TENDER
20418 | 4229680417300 | SCISSORS DISSECTING STITCH/PECK-JOSEPH/BLUNT-BLUNT/CURVED STAINLESS STEEL LENGTH=14.0CM REUSABLE | SURGICAL INSTRUMENT TENDER
20419 | 4229680417700 | KNIFE, SWIVEL, BALLENGER, STRAIGHT, LENGTH 3 MM, STAINLESS STEEL, REUSABLE | SURGICAL INSTRUMENT TENDER
20420 | 4229680417800 | KNIFE, SWIVEL, BALLENGER, STRAIGHT, LENGTH 4 MM, STAINLESS STEEL, REUSABLE | SURGICAL INSTRUMENT TENDER
20421 | 4229680417900 | INSERT, RHINOLOGY, #1, TUNGSTEN CARBIDE, REUSABLE | SURGICAL INSTRUMENT TENDER
20422 | 4229680418000 | INSERT, RHINOLOGY, #3, TUNGSTEN CARBIDE, REUSABLE | SURGICAL INSTRUMENT TENDER
20423 | 4229680418100 | INSERT, RHINOLOGY, #5, TUNGSTEN CARBIDE, REUSABLE | SURGICAL INSTRUMENT TENDER
20424 | 4229680418200 | INSERT, RHINOLOGY, #7, TUNGSTEN CARBIDE, REUSABLE | SURGICAL INSTRUMENT TENDER
20425 | 4229680418300 | INSERT, RHINOLOGY, #9, TUNGSTEN CARBIDE, REUSABLE | SURGICAL INSTRUMENT TENDER
20426 | 4229680418400 | SCISSORS, METZENBAUM CURVED/SERRATED, TUNGSTEN CARBIDE, LENGTH 20.0 - 21.0 CM, REUSABLE | SURGICAL INSTRUMENT TENDER
20427 | 4229680418500 | FORCEPS, TISSUE, STANDARD, STAINLESS STEEL, LENGTH 18 CM, TEETH: 2X3, REUSABLE | SURGICAL INSTRUMENT TENDER
20428 | 4229680418600 | DEPRESSOR, TONGUE, DISTANCING, DAVIS -BOYLE, FENESTRATED/NO.1, REUSABLE, | SURGICAL INSTRUMENT TENDER
20429 | 4229680418800 | FORCEPS, TOWEL, GRACILE/SHARP, STAINLESS STEEL, LENGTH 11 - 12 CM, REUSABLE | SURGICAL INSTRUMENT TENDER
20430 | 4229680418900 | FORCEPS, TOWEL, GRACILE/SHARP, STAINLESS STEEL, LENGTH 13 - 15 CM, REUSABLE | SURGICAL INSTRUMENT TENDER
20431 | 4229680419000 | SPREADER OPHTHALMIC SHARP/2X3TEETH LENGTH=5.0CM REUSABLE | SURGICAL INSTRUMENT TENDER
20432 | 4229680419300 | TELESCOPE, EXAMINATION, ANGLE: 30 DEGREE, DIAMETER 4 MM, REUSABLE | SURGICAL INSTRUMENT TENDER
20433 | 4229680420100 | FORCEPS TISSUE BABCOCK/ATRAUMATIC STAINLESS STEEL LENGTH=24.0CM REUSABLE | SURGICAL INSTRUMENT TENDER
20434 | 4229680420600 | RETRACTOR, RIB, BURFORD-FINOCHIETTO/WITH 2 PAIRS OF BLADES, STAINLESS STEEL, SIZE: CHILD, REUSABLE | SURGICAL INSTRUMENT TENDER
20435 | 4229680421000 | RETRACTOR, SCAPULA, DAVIDSON/FENESTRATED, DEPTH 90 - 95 MM, WIDTH 75 - 80 MM, TOTAL LENGTH 18.5 - 19.5 CM, STAINLESS STEEL, REUSABLE | SURGICAL INSTRUMENT TENDER
20436 | 4229680421100 | RETRACTOR, MULTIPURPOSE, DEAVER, STAINLESS STEEL, TIP SIZE: 38.0 - 40.0 MM/ WIDE,LENGTH 30.0 - 32.0 CM, REUSABLE | SURGICAL INSTRUMENT TENDER
20437 | 4229680421300 | CLAMP, TANGENTIAL, OCCLUSION/DEBAKEY, STAINLESS STEEL, LENGTH 19 - 21 CM, REUSABLE | SURGICAL INSTRUMENT TENDER
20438 | 4229680421400 | FORCEPS, DEBAKEY-LIDDICOAT, VASCULAR REGULAR TITANIUM 19.5 CM, TIP WIDTH 1.8 MM,REUSABLE | SURGICAL INSTRUMENT TENDER
20439 | 4229680422000 | FORCEPS, CLAMP, DUVAL LUNG/STRAIGHT/TRIANGULAR/SERRATED, STAINLESS STEEL, LENGTH 20 - 21 CM, REUSABLE | SURGICAL INSTRUMENT TENDER
20440 | 4229680422100 | RETRACTOR/RIB SPREADER, MORSE, STAINLESS STEEL, ADULT, REUSABLE | SURGICAL INSTRUMENT TENDER
20441 | 4229680422300 | CORD, FIBER OPTIC, CONNECTION, BOTH PLUG ENDS, CAMERA ONLY, REUSABLE | SURGICAL INSTRUMENT TENDER
20442 | 4229680422400 | LIGHT CARRIER, FIBER OPTIC, FOR DISTAL ILLUMINATION ASSORTED LENGTH | EAR, NOSE & THROAT SUPPLIES (ENT)
20443 | 4229680422900 | RETRACTOR, RICHARDSON/KELLY, STAINLESS STEEL, TIP SIZE: 70 MM X 65 MM, LENGTH 25 - 26 CM, REUSABLE | SURGICAL INSTRUMENT TENDER
20444 | 4229680424000 | SCISSORS, MAYO, STRAIGHT, STAINLESS STEEL, LENGTH 23 CM, REUSABLE | SURGICAL INSTRUMENT TENDER
20445 | 4229680424100 | NEEDLE HOLDER, MAYO-HEGAR, STAINLESS STEEL, LENGTH 30 - 31 CM, REUSABLE | SURGICAL INSTRUMENT TENDER
20446 | 4229680424600 | MEDIASTINOSCOPE EXAMINATION REUSABLE | SURGICAL INSTRUMENT TENDER
20447 | 4229680425300 | SCISSORS DISSECTING METZENBAUM/SUPERCUT/CURVED STAINLESS STEEL LENGTH=26.0CM REUSABLE | SURGICAL INSTRUMENT TENDER
20448 | 4229680429100 | FORCEPS, TISSUE, RUSSIAN/STRAIGHT, STAINLESS STEEL, LENGTH 25 - 26 CM, REUSABLE | SURGICAL INSTRUMENT TENDER
20449 | 4229680429700 | FORCEPS, CLAMP, SEMB, STRONGLY CURVED, STAINLESS STEEL, LENGTH 24 - 25 CM, REUSABLE | SURGICAL INSTRUMENT TENDER
20450 | 4229680430300 | FORCEPS, CLAMP, BONE CUTTING, STILLE-HORSLEY/DOUBLE ACTION/CURVED SHAFT, STAINLESS STEEL, 27 - 28 CM REUSABLE | SURGICAL INSTRUMENT TENDER
20451 | 4229680432300 | PLIER, WITH WIRE HOLDING, LENGTH 17 CM, REUSABLE | SURGICAL INSTRUMENT TENDER
20452 | 4229680432400 | SPREADER, RIB, FINOCHIETTO, ALUMINUM, SIZE 38 MM X 44 MM X 135 MM, REUSABLE | SURGICAL INSTRUMENT TENDER
20453 | 4229680432500 | CLAMP, APPROXIMATOR, BIEMER-MUELLER, STRAIGHT, OPENING LENGTH 3 - 5 MM, JAW LENGTH 4 - 5 MM, REUSABLE | SURGICAL INSTRUMENT TENDER
20454 | 4229680432700 | FORCEPS, CLAMP, LAMBERT KAY, DEBAKEY, STAINLESS STEEL, LENGTH 20 - 21 CM, REUSABLE | SURGICAL INSTRUMENT TENDER
20455 | 4229680432800 | FORCEPS, CLAMP, VASCULAR, COOLEY, STAINLESS STEEL, LENGTH 26.5 CM, REUSABLE | SURGICAL INSTRUMENT TENDER
20456 | 4229680432900 | CLAMP, BULLDOG, DEBAKEY, CURVED JAW, JAW LENGTH 2 CM, TOTAL LENGTH 5 - 6 CM, STAINLESS STEEL, REUSABLE | SURGICAL INSTRUMENT TENDER
20457 | 4229680433200 | FORCEPS, CLAMP, VASCULAR, ATRAUMATIC/DEBAKEY/ANGLED, STAINLESS STEEL, LENGTH 19 CM, REUSABLE | SURGICAL INSTRUMENT TENDER
20458 | 4229680433300 | FORCEPS, DEBAKEY, ANGLED TIP, TIP WIDTH 2 MM, STAINLESS STEEL, LENGTH 21 CM, REUSABLE | SURGICAL INSTRUMENT TENDER
20459 | 4229680433400 | FORCEPS, CLAMP, VASCULAR, ATRAUMATIC/DEBAKEY/CURVED, STAINLESS STEEL, LENGTH 20 CM, REUSABLE | SURGICAL INSTRUMENT TENDER
20460 | 4229680433500 | FORCEPS CLAMP STANDARD STAINLESS STEEL LENGTH=20.0CM TIP LENGTH=40MM KIDNEY/PANCREAS REUSABLE | SURGICAL INSTRUMENT TENDER
20461 | 4229680433600 | FORCEPS CLAMP STANDARD STAINLESS STEEL LENGTH=20.0CM TIP LENGTH=50MM KIDNEY/PANCREAS REUSABLE | SURGICAL INSTRUMENT TENDER
20462 | 4229680433800 | CLAMP, PROFUNDA/GREGORY, ATRAUMATIC, TOTAL LENGTH 16 CM, STAINLESS STEEL, REUSABLE | SURGICAL INSTRUMENT TENDER
20463 | 4229680433900 | CLAMP, PROFUNDA/GREGORY, ATRAUMATIC, TOTAL LENGTH 18 CM, STAINLESS STEEL, REUSABLE | SURGICAL INSTRUMENT TENDER
20464 | 4229680434100 | CLAMP AORTIC ATRAUMATIC/ABDOMINAL/KOWALSKI/FIG.2 STAINLESS STEEL LENGTH=27.0 CM REUSABLE | SURGICAL INSTRUMENT TENDER
20465 | 4229680434500 | BOWL FLAT METAL DIAMETER=167.0MM HEIGHT: 45.0MM CAPACITY: 0.5L REUSABLE | SURGICAL INSTRUMENT TENDER
20466 | 4229680434600 | CLAMP, BULLDOG, GLOVER, CURVED JAW, JAW LENGTH 25 MM, TOTAL LENGTH 6 - 7 CM, STAINLESS STEEL, REUSABLE | SURGICAL INSTRUMENT TENDER
20467 | 4229680434700 | CLAMP, BULLDOG, GREGORY-STYLE/SOFT, ANGLED JAW, TOTAL LENGTH 10 - 11 CM, STAINLESS STEEL, REUSABLE | SURGICAL INSTRUMENT TENDER
20468 | 4229680434800 | CLAMP, BULLDOG, MINI, STRAIGHT JAW, JAW LENGTH 14 MM, TOTAL LENGTH 3 - 4 CM, STAINLESS STEEL, REUSABLE | SURGICAL INSTRUMENT TENDER
20469 | 4229680434900 | CANNULA, HEPARIN, DIAMETER 2.0 MM, TOTAL LENGTH 4.5 CM, REUSABLE | SURGICAL INSTRUMENT TENDER
20470 | 4229680435000 | CARRIER, TUBE HOLDING, TUBE HOLDING INLAYS, REUSABLE | SURGICAL INSTRUMENT TENDER
20471 | 4229680435200 | SCISSORS MICRO CORONARY/ANGLED 125 DEGREE STAINLESS STEEL LENGTH=18.0CM TIP WIDTH= 7.0MM REUSABLE | SURGICAL INSTRUMENT TENDER
20472 | 4229680435300 | SCISSORS MICRO CORONARY/ANGLED 60 DEGREE/ROUND HANDLE STAINLESS STEEL LENGTH=18.0CM TIP WIDTH= 10.0MM REUSABLE | SURGICAL INSTRUMENT TENDER
20473 | 4229680435400 | SCISSORS SURGICAL CUT BIPOLAR/SUPER SLIM/CURVED STAINLESS STEEL LENGTH=13.0CM REUSABLE | SURGICAL INSTRUMENT TENDER
20474 | 4229680435500 | DILATOR VASCULAR DEBAKEY NITINOL LENGTH=19.0CM TIP DIAMETER=2.5MM REUSABLE | SURGICAL INSTRUMENT TENDER
20475 | 4229680435600 | DILATOR VASCULAR DEBAKEY NITINOL LENGTH=19.0CM TIP DIAMETER=3.5MM REUSABLE | SURGICAL INSTRUMENT TENDER
20476 | 4229680435700 | DILATOR VASCULAR DEBAKEY NITINOL LENGTH=19.0CM TIP DIAMETER=4.5MM REUSABLE | SURGICAL INSTRUMENT TENDER
20477 | 4229680435800 | FORCEPS, CLAMP, MINI-GEMINI/CURVED, STAINLESS STEEL, LENGTH 18 CM, REUSABLE | SURGICAL INSTRUMENT TENDER
20478 | 4229680435900 | FORCEPS, CLAMP, MINI-GEMINI/CURVED, STAINLESS STEEL, LENGTH 23 CM, REUSABLE | SURGICAL INSTRUMENT TENDER
20479 | 4229680436100 | SCISSORS DISSECTING FINE/S-SHAPE STAINLESS STEEL LENGTH=18.0CM REUSABLE | SURGICAL INSTRUMENT TENDER
20480 | 4229680436200 | FORCEPS, RESANO, STAINLESS STEEL, LENGTH 23 CM, REUSABLE | SURGICAL INSTRUMENT TENDER
20481 | 4229680436300 | FORCEPS, CLAMP, MOSQUITO/STRAIGHT, STAINLESS STEEL, LENGTH 21 CM, REUSABLE | SURGICAL INSTRUMENT TENDER
20482 | 4229680436400 | INLAY, ADULTS TUBE HOLDER/VAR 1, REUSABLE | SURGICAL INSTRUMENT TENDER
20483 | 4229680436500 | INLAY, ADULTS TUBE HOLDER/VAR 2, REUSABLE | SURGICAL INSTRUMENT TENDER
20484 | 4229680436600 | INLAY, CHILDREN TUBE HOLDING, CARRIER, REUSABLE | SURGICAL INSTRUMENT TENDER
20485 | 4229680436700 | INLAY, INFANT TUBE HOLDING, CARRIER, REUSABLE | SURGICAL INSTRUMENT TENDER
20486 | 4229680437000 | REMOVER, SCALPEL BLADE, KLING EX, REUSABLE | SURGICAL INSTRUMENT TENDER
20487 | 4229680437200 | NEEDLE HOLDER, MICRO/STRAIGHT/WITH LOCK, TIP DIAMETER 1.2 MM, LENGTH 18 CM, STAINLESS STEEL, REUSABLE | SURGICAL INSTRUMENT TENDER
20488 | 4229680437400 | NEEDLE HOLDER MICRO/CURVED/WITH LOCK STAINLESS STEEL LENGTH=21.0CM REUSABLE | SURGICAL INSTRUMENT TENDER
20489 | 4229680437500 | FORCEPS, BIPOLAR, COAGULATION, NON-STICK/FLUSH/STRAIGHT, STAINLESS STEEL, COLORED, LENGTH 23 CM, INSULATED, TIP: 2 MM, REUSABLE | SURGICAL INSTRUMENT TENDER
20490 | 4229680437600 | FORCEPS, BIPOLAR COAGULATION, NON-STICK/FLUSH/STRAIGHT, STAINLESS STEEL, COLORED, LENGTH 30 CM, INSULATED, TIP: 2 MM, REUSABLE | SURGICAL INSTRUMENT TENDER
20491 | 4229680437700 | FORCEPS, BIPOLAR COAGULATION, NON-STICK/ANGLED/BLUNT, STAINLESS STEEL, COLORED, LENGTH 12 CM, INSULATED, TIP: 0.6 MM, REUSABLE | SURGICAL INSTRUMENT TENDER
20492 | 4229680437800 | FORCEPS, BIPOLAR, COAGULATION, NON-STICK/STRAIGHT/BLUNT, STAINLESS STEEL, COLORED, LENGTH 23 CM, INSULATED, TIP: 2 MM, REUSABLE | SURGICAL INSTRUMENT TENDER
20493 | 4229680437900 | RETRACTOR, RIB SPREADER, DEBAKEY/COMPLETE, STAINLESS STEEL, WITH 3 PAIR OF BLADES, ASSORTED SIZES, REUSABLE | SURGICAL INSTRUMENT TENDER
20494 | 4229680438000 | RETRACTOR WOUND VOLKMANN/SHARP/6 PRONGS STAINLESS STEEL LENGTH=22.5CM REUSABLE | SURGICAL INSTRUMENT TENDER
20495 | 4229680438100 | RETRACTOR, ZENKER/ANGULATED, STAINLESS STEEL, TIP SIZE: 10 MM X 3 MM, LENGTH 18 CM, REUSABLE | SURGICAL INSTRUMENT TENDER
20496 | 4229680438200 | FORCEPS, RING/STRAIGHT, STAINLESS STEEL, LENGTH 21 CM, DIAMETER 1 MM X 0.5MM, REUSABLE | SURGICAL INSTRUMENT TENDER
20497 | 4229680438300 | SCISSORS DISSECTING SUPERCUT/METZENBAUM/FINE/CURVED TUNGSTEN CARBIDE LENGTH=23.0CM REUSABLE | SURGICAL INSTRUMENT TENDER
20498 | 4229680438400 | SCISSORS DISSECTING SUPERCUT/METZENBAUM/CURVED STAINLESS STEEL LENGTH=18.0CM REUSABLE | SURGICAL INSTRUMENT TENDER
20499 | 4229680438500 | SCISSORS DISSECTING SUPERCUT/METZENBAUM/CURVED TUNGSTEN CARBIDE LENGTH=23.0CM REUSABLE | SURGICAL INSTRUMENT TENDER
20500 | 4229680438600 | SCISSORS DISSECTING MAYO LEXER/FINE/CURVED STAINLESS STEEL LENGTH=16.5CM REUSABLE | SURGICAL INSTRUMENT TENDER
20501 | 4229680438700 | SCISSORS DISSECTING SUPERCUT/REYNOLDS/CURVED STAINLESS STEEL LENGTH=15.5CM REUSABLE | SURGICAL INSTRUMENT TENDER
20502 | 4229680438800 | SCISSORS DISSECTING SUPERCUT/REYNOLDS/CURVED STAINLESS STEEL LENGTH=18.0CM REUSABLE | SURGICAL INSTRUMENT TENDER
20503 | 4229680438900 | SCISSORS SURGICAL SUPERCUT/DIETRICH-POTTS/ANGLED 125 DEGREE STAINLESS STEEL LENGTH=18.0CM TIP WIDTH= 10.0MM REUSABLE | SURGICAL INSTRUMENT TENDER
20504 | 4229680439000 | SCISSORS MICRO SUPERCUT/DIETRICH-POTTS/ANGLED 45 DEGREE STAINLESS STEEL LENGTH=18.0CM TIP WIDTH= 7.0MM REUSABLE | SURGICAL INSTRUMENT TENDER
20505 | 4229680439100 | INSTRUMENT CONNECTOR SEAL SLIM/IQ/CPL/CODING SHAFT LENGTH=200.0MM REUSABLE | SURGICAL INSTRUMENT TENDER
20506 | 4229680439300 | TUBE, SUCTION, PEDIATRIC, 90 DEGREE, DIAMETER 5 MM, LENGTH 15 - 16 CM, REUSABLE | SURGICAL INSTRUMENT TENDER
20507 | 4229680439400 | HOOK SUTURE NEUROSURGERY DIAMETER=1.5MM LENGTH=26.0CM REUSABLE | SURGICAL INSTRUMENT TENDER
20508 | 4229680439600 | SCISSORS DISSECTING TCC-BLACKLINE/FINE/CURVED STAINLESS STEEL LENGTH=17.0CM REUSABLE | SURGICAL INSTRUMENT TENDER
20509 | 4229680439700 | FORCEPS, POTTS-SMITH, TUNGSTEN CARBIDE, LENGTH 23 CM, REUSABLE | SURGICAL INSTRUMENT TENDER
20510 | 4229680439800 | FORCEPS, WANGENSTEEN, TUNGSTEN CARBIDE, LENGTH 23 CM, REUSABLE | SURGICAL INSTRUMENT TENDER
20511 | 4229680439900 | NEEDLE HOLDER, CRILE-WOOD, TUNGSTEN CARBIDE, LENGTH 20 - 21CM, REUSABLE | SURGICAL INSTRUMENT TENDER
20512 | 4229680440100 | NEEDLE HOLDER, RYDER/VASCULAR, TUNGSTEN CARBIDE, LENGTH 12- 13 CM, REUSABLE | SURGICAL INSTRUMENT TENDER
20513 | 4229680440200 | FORCEPS, MICRO, ATRAUMATIC/STRAIGHT, TITANIUM, LENGTH = 17.0- 18.0 CM, TIP WIDTH= 0.3 -0.4 MM, REUSABLE | SURGICAL INSTRUMENT TENDER
20514 | 4229680440300 | CLAMP, BULLDOG, DEBAKEY, STRAIGHT JAW, JAW LENGTH 2.5 CM, TOTAL LENGTH 8 CM, TITANIUM, REUSABLE | SURGICAL INSTRUMENT TENDER
20515 | 4229680440400 | NEEDLE HOLDER TI/MICRO/STRAIGHT/WITH LOCK LENGTH=15.0CM REUSABLE | SURGICAL INSTRUMENT TENDER
20516 | 4229680440500 | FORCEPS, RING, STRAIGHT, TITANIUM, LENGTH 21 CM, DIAMETER 1 MM X 0.5MM, REUSABLE | SURGICAL INSTRUMENT TENDER
20517 | 4229680440600 | CLAMP, BULLDOG, SHUNT, ANGLED JAW, 45 DEGREE, 12 FR, TOTAL LENGTH 7 CM, REUSABLE | SURGICAL INSTRUMENT TENDER
20518 | 4229680443700 | CLAMP, TUBE, SERRATED, STAINLESS STEEL, LENGTH 15 - 17 CM, REUSABLE | SURGICAL INSTRUMENT TENDER
20519 | 4229680443800 | TUBING CLAMP, WITH SAFETY GUARD, SERRATED, LENGTH 18 CM REUSABLE | SURGICAL INSTRUMENT TENDER
20520 | 4229680443900 | FORCEPS, TYING/WITH PLATEAU, TIP WIDTH 0.3 MM, STAINLESS STEEL, LENGTH 12 CM, REUSABLE | SURGICAL INSTRUMENT TENDER
20521 | 4229680444000 | RETRACTOR, ABDOMINAL, BALFOUR/BABY, COMPLETE, STAINLESS STEEL, REUSABLE | SURGICAL INSTRUMENT TENDER
20522 | 4229680444100 | FORCEPS, CAPSULE, MILLIN/ATRAUMATIC, STAINLESS STEEL, LENGTH 22 - 23 CM, REUSABLE | SURGICAL INSTRUMENT TENDER
20523 | 4229680444200 | FORCEPS, CAPSULE, MILLIN/ATRAUMATIC, STAINLESS STEEL, LENGTH 24 - 25 CM, REUSABLE | SURGICAL INSTRUMENT TENDER
20524 | 4229680444500 | FORCEPS, CLAMP, ATRAUMATIC/DEBAKEY/MOSQUITO/STRAIGHT, STAINLESS STEEL, LENGTH 15 CM, REUSABLE | SURGICAL INSTRUMENT TENDER
20525 | 4229680444600 | FORCEPS, CLAMP, KIDNEY PEDICLE, GUYON, STAINLESS STEEL, LENGTH 24 - 25 CM, REUSABLE | SURGICAL INSTRUMENT TENDER
20526 | 4229680444700 | CLAMP, TANGENTIAL, ATRAUMATIC, STAINLESS STEEL, LENGTH 23 - 25 CM, REUSABLE | SURGICAL INSTRUMENT TENDER
20527 | 4229680444800 | DILATOR BILE DUCT BAKES LENGTH=32.0CM TIP DIAMETER=1.0MM REUSABLE | SURGICAL INSTRUMENT TENDER
20528 | 4229680444900 | RETRACTOR, BLADDER, MILLIN/COMPLETE, STAINLESS STEEL, REUSABLE | SURGICAL INSTRUMENT TENDER
20529 | 4229680445200 | FORCEPS, BAYONET, TEETH: 1X2, LENGTH 18 - 19 CM, STAINLESS STEEL, REUSABLE | SURGICAL INSTRUMENT TENDER
20530 | 4229680445300 | FORCEPS DISSECTING MIXTER/STRAIGHT/CURVED STAINLESS STEEL LENGTH=23.0CM REUSABLE | SURGICAL INSTRUMENT TENDER
20531 | 4229680445400 | FORCEPS, CLAMP, O'SHAUGHNESSY, STAINLESS STEEL, LENGTH 23 CM, REUSABLE | SURGICAL INSTRUMENT TENDER
20532 | 4229680445500 | SCISSORS DISSECTING KILNER/CURVED STAINLESS STEEL LENGTH=12.0CM REUSABLE | SURGICAL INSTRUMENT TENDER
20533 | 4229680445700 | FORCEPS, MICRO CLAMP, MOSQUITO/STRAIGHT, STAINLESS STEEL, LENGTH 10 CM, TEETH: 1X2, REUSABLE | SURGICAL INSTRUMENT TENDER
20534 | 4229680445800 | FORCEPS, MICRO CLAMP, MOSQUITO/STRAIGHT, STAINLESS STEEL, LENGTH 12 CM, TEETH: 1X2, REUSABLE | SURGICAL INSTRUMENT TENDER
20535 | 4229680445900 | FORCEPS KIDNEY STONE RANDALL/NO.6 STAINLESS STEEL LENGTH=19.0CM REUSABLE | SURGICAL INSTRUMENT TENDER
20536 | 4229680446000 | FORCEPS, CLAMP, KOCHER-NIPPON/STRAIGHT, STAINLESS STEEL, LENGTH 14 - 15 CM, 1X2, REUSABLE | SURGICAL INSTRUMENT TENDER
20537 | 4229680446100 | HOOK, FISTULA, GYNECOLOGY, EMMETT/NO.3, ANGLED, LENGTH 21 - 23 CM, REUSABLE | SURGICAL INSTRUMENT TENDER
20538 | 4229680446200 | FORCEPS, TISSUE, ADLERKREUTZ, STAINLESS STEEL, LENGTH 25 CM, TEETH: 4X5, REUSABLE | SURGICAL INSTRUMENT TENDER
20539 | 4229680446300 | FORCEPS, CLAMP, PEAN-NIPPON/STRAIGHT, STAINLESS STEEL, LENGTH 18 - 19 CM, REUSABLE | SURGICAL INSTRUMENT TENDER
20540 | 4229680446400 | FORCEPS, CLAMP, ROBERTS/CURVED, STAINLESS STEEL, LENGTH 22 CM, REUSABLE | SURGICAL INSTRUMENT TENDER
20541 | 4229680446500 | FORCEPS, CLAMP, SPENCER-WELLS/STRAIGHT, STAINLESS STEEL, LENGTH 13 CM, REUSABLE | SURGICAL INSTRUMENT TENDER
20542 | 4229680446600 | SCOOP, GALLSTONE, SIZE: NO.000, LENGTH 32 - 34 CM, REUSABLE | SURGICAL INSTRUMENT TENDER
20543 | 4229680446700 | DIRECTOR, GROOVED, BUTTON ENDED, STAINLESS STEEL, LENGTH 14 - 15 CM, REUSABLE | SURGICAL INSTRUMENT TENDER
20544 | 4229680446800 | DIRECTOR, GROOVED, STRAIGHT, STAINLESS STEEL, LENGTH 14 - 15 CM, REUSABLE | SURGICAL INSTRUMENT TENDER
20545 | 4229680446900 | FORCEPS, CLAMP, ADSON/STRAIGHT, STAINLESS STEEL, LENGTH 18 -19 CM REUSABLE | SURGICAL INSTRUMENT TENDER
20546 | 4229680447100 | HOOKLET WOUND FIXATION/TRACTION DOUBLE/RAGNELL DAVIS LENGTH=15.0CM REUSABLE | SURGICAL INSTRUMENT TENDER
20547 | 4229680447200 | HOOKLET WOUND FIXATION/TRACTION MALLEABLE SHAFT TIP SIZE: 11.0MM LENGTH=24.0CM REUSABLE | SURGICAL INSTRUMENT TENDER
20548 | 4229680447300 | HOOKLET WOUND FIXATION/TRACTION MINI LANGENBECK TIP SIZE: 18.0MM X 6.0MM LENGTH=16.0CM REUSABLE | SURGICAL INSTRUMENT TENDER
20549 | 4229680447400 | HOOKLET WOUND FIXATION/TRACTION MINI LANGENBECK TIP SIZE: 21.0MM X 8.0MM LENGTH=16.0CM REUSABLE | SURGICAL INSTRUMENT TENDER
20550 | 4229680447500 | FORCEPS KIDNEY STONE RANDALL/NO.1 STAINLESS STEEL LENGTH=23.0CM REUSABLE | SURGICAL INSTRUMENT TENDER
20551 | 4229680447600 | FORCEPS KIDNEY STONE RANDALL/NO.2 STAINLESS STEEL LENGTH=21.0CM REUSABLE | SURGICAL INSTRUMENT TENDER
20552 | 4229680447700 | FORCEPS KIDNEY STONE RANDALL/NO.3 STAINLESS STEEL LENGTH=19.0CM REUSABLE | SURGICAL INSTRUMENT TENDER
20553 | 4229680447800 | FORCEPS, CLAMP, MILLIN, STAINLESS STEEL, LENGTH 24 - 25 CM, REUSABLE | SURGICAL INSTRUMENT TENDER
20554 | 4229680447900 | NEEDLE, LIGATURE, KRONECKER/RIGHT, LENGTH 12 - 13 CM, REUSABLE | SURGICAL INSTRUMENT TENDER
20555 | 4229680448000 | HOOKLET, GRAEFE, WOUND, FIXATION/TRACTOR, SHARP, 1 PRONG, REUSABLE | SURGICAL INSTRUMENT TENDER
20556 | 4229680448200 | HOOK, SKIN, FIXATION/TRACTION, JOSEPH/SINGLE PRONG, LENGTH 15 - 16 CM, REUSABLE | SURGICAL INSTRUMENT TENDER
20557 | 4229680448300 | NEEDLE HOLDER, HEANY/CURVED, LENGTH 20 - 21 CM, STAINLESS STEEL, REUSABLE | SURGICAL INSTRUMENT TENDER
20558 | 4229680448500 | SCISSORS, SHARP/BLUNT/CURVED, STAINLESS STEEL, LENGTH 12 - 13 CM, REUSABLE | SURGICAL INSTRUMENT TENDER
20559 | 4229680448600 | CLAMP, PENIS, STOCKMANN, STAINLESS STEEL, LENGTH 7 - 8 CM, REUSABLE | SURGICAL INSTRUMENT TENDER
20560 | 4229680448700 | FORCEPS, PERITONEAL CLAMP, BABY-MIKULICZ, STAINLESS STEEL, 1X2, LENGTH 14 - 15 CM, REUSABLE | SURGICAL INSTRUMENT TENDER
20561 | 4229680448800 | FORCEPS, PERITONEAL CLAMP, FAURES/SLIGHTLY CURVED, STAINLESS STEEL, 1X2, LENGTH 21 CM, REUSABLE | SURGICAL INSTRUMENT TENDER
20562 | 4229680448900 | PROBE SURGICAL TISSUE MANIPULATION STAINLESS STEEL BUTTON END DIAMETER=1.0MM LENGTH=14.5CM REUSABLE | SURGICAL INSTRUMENT TENDER
20563 | 4229680449000 | PROBE SURGICAL TISSUE MANIPULATION STAINLESS STEEL BUTTON END DIAMETER=1.0MM LENGTH=18.0CM REUSABLE | SURGICAL INSTRUMENT TENDER
20564 | 4229680449100 | PROBE, TISSUE MANIPULATION, STAINLESS STEEL, DOUBLE ENDED/MALLEABLE, DIAMETER 3 - 5 MM, LENGTH 40 CM, REUSABLE | SURGICAL INSTRUMENT TENDER
20565 | 4229680449200 | RETRACTOR, PROSTATE, YOUNG/BULB, STAINLESS STEEL, LENGTH 21 - 23 CM, REUSABLE | SURGICAL INSTRUMENT TENDER
20566 | 4229680449300 | RETRACTOR, PROSTATE, YOUNG/FORKED, STAINLESS STEEL, LENGTH 21 - 23 CM, REUSABLE | SURGICAL INSTRUMENT TENDER
20567 | 4229680449400 | RETRACTOR, PROSTATE, YOUNG/SLIM, STAINLESS STEEL, LENGTH 21 - 23 CM, REUSABLE | SURGICAL INSTRUMENT TENDER
20568 | 4229680449500 | RETRACTOR, BLADDER, LEGUEU, STAINLESS STEEL, TIP SIZE: 90 MM X 35 MM, LENGTH 26 - 27 CM, REUSABLE | SURGICAL INSTRUMENT TENDER
20569 | 4229680449600 | RETRACTOR, WOUND, LANGENBECK, STAINLESS STEEL, TIP SIZE: 60 MM X 25 MM, LENGTH 21.5 CM, REUSABLE | SURGICAL INSTRUMENT TENDER
20570 | 4229680449700 | RETRACTOR, SET, DOUBLE/FARABEUF, STAINLESS STEEL, LENGTH 15 - 16 CM, (PAIR), REUSABLE | SURGICAL INSTRUMENT TENDER
20571 | 4229680449900 | RETRACTOR, SET, DOUBLE/FARABEUF, STAINLESS STEEL, LENGTH 12 - 13 CM, (PAIR), REUSABLE | SURGICAL INSTRUMENT TENDER
20572 | 4229680450000 | RETRACTOR, FRITSCH, STAINLESS STEEL, TIP SIZE: 45 MM X 63 MM, LENGTH 24 - 26 CM, REUSABLE | SURGICAL INSTRUMENT TENDER
20573 | 4229680450100 | RETRACTOR, KADER, STAINLESS STEEL, TIP SIZE: 30 MM WIDE, LENGTH 28 CM, REUSABLE | SURGICAL INSTRUMENT TENDER
20574 | 4229680450200 | RETRACTOR, KOCHER, STAINLESS STEEL, TIP SIZE: 61 MM (+/- 2MM) X 25 MM, LENGTH 23 - 25 CM, REUSABLE | SURGICAL INSTRUMENT TENDER
20575 | 4229680450300 | RETRACTOR, FINGER RAKE, KOCHER/SHARP/4 PRONGS, STAINLESS STEEL, LENGTH 22 -23 CM, REUSABLE | SURGICAL INSTRUMENT TENDER
20576 | 4229680450400 | RETRACTOR, MIKULICZ, TIP SIZE: 90 - 95 MM X 35 MM, STAINLESS STEEL, LENGTH 25 - 26 CM, REUSABLE | SURGICAL INSTRUMENT TENDER
20577 | 4229680450500 | SCISSORS DISSECTING SUPERCUT/METZENBAUM FINE/CURVED STAINLESS STEEL LENGTH=18.0CM REUSABLE | SURGICAL INSTRUMENT TENDER
20578 | 4229680450600 | SCISSORS, MAYO, CURVED, STAINLESS STEEL, LENGTH 14 - 15 CM, REUSABLE | SURGICAL INSTRUMENT TENDER
20579 | 4229680450700 | SCISSORS SURGICAL POTTS/ANGLED UPWARD STAINLESS STEEL LENGTH=19.5CM REUSABLE | SURGICAL INSTRUMENT TENDER
20580 | 4229680450800 | SCISSORS DISSECTING REYNOLDS/CURVED STAINLESS STEEL LENGTH=15.5CM REUSABLE | SURGICAL INSTRUMENT TENDER
20581 | 4229680450900 | FORCEPS, SPLINTER, SERRATED/STRAIGHT, STAINLESS STEEL, LENGTH 12 - 13 CM, REUSABLE | SURGICAL INSTRUMENT TENDER
20582 | 4229680451000 | FORCEPS, CLAMP, SPONGE HOLDING, RAMPLEY/STRAIGHT, STAINLESS STEEL, LENGTH 18 - 19 CM, REUSABLE | SURGICAL INSTRUMENT TENDER
20583 | 4229680451200 | GUIDE SUTURE WOUND CLOSURE YASARGIL/SLIGHT CURVED LENGTH=18.5CM REUSABLE | SURGICAL INSTRUMENT TENDER
20584 | 4229680451300 | FORCEPS, POTTS-SMITH, TUNGSTEN CARBIDE, LENGTH 16 CM, REUSABLE | SURGICAL INSTRUMENT TENDER
20585 | 4229680451400 | FORCEPS, MICRO, ADSON, TUNGSTEN CARBIDE, LENGTH 12 CM, TEETH: 1X2, REUSABLE | SURGICAL INSTRUMENT TENDER
20586 | 4229680451500 | SCISSORS SURGICAL IRIS/SHARP-SHARP/STRAIGHT TUNGSTEN CARBIDE LENGTH=11.5CM REUSABLE | SURGICAL INSTRUMENT TENDER
20587 | 4229680451600 | NEEDLE HOLDER, DERF, LENGTH 12 CM, TUNGSTEN CARBIDE, REUSABLE | SURGICAL INSTRUMENT TENDER
20588 | 4229680451700 | NEEDLE HOLDER STRATTE/CURVED TO RIGHT TUNGSTEN CARBIDE LENGTH=23.0CM REUSABLE | SURGICAL INSTRUMENT TENDER
20589 | 4229680451900 | SCISSORS, STEVEN TENOTOMY/SHARP/SHARP, CURVED, STAINLESS STEEL, LENGTH 11 CM, REUSABLE | SURGICAL INSTRUMENT TENDER
20590 | 4229680452100 | FORCEPS, TISSUE, ADSON, STAINLESS STEEL, LENGTH 18 CM, TEETH: 2X3, REUSABLE | SURGICAL INSTRUMENT TENDER
20591 | 4229680452200 | FORCEPS, TISSUE, JUDD, STAINLESS STEEL, LENGTH 19 CM, TEETH: 3X4, REUSABLE | SURGICAL INSTRUMENT TENDER
20592 | 4229680452300 | URETHRAL BOUGIE URETHRAL DILATION V. BUREN DIAMETER=10CH LENGTH=27.0CM REUSABLE | SURGICAL INSTRUMENT TENDER
20593 | 4229680452400 | URETHRAL BOUGIE URETHRAL DILATION V. BUREN DIAMETER=14CH LENGTH=27.0CM REUSABLE | SURGICAL INSTRUMENT TENDER
20594 | 4229680452500 | BOUGIE URETHRAL DIAGNOSIS/TREATMENT V. BUREN DIAMETER=16.0FR LENGTH=27.0CM REUSABLE | SURGICAL INSTRUMENT TENDER
20595 | 4229680452600 | URETHRAL BOUGIE URETHRAL DILATION V. BUREN DIAMETER=18CH LENGTH=27.0CM REUSABLE | SURGICAL INSTRUMENT TENDER
20596 | 4229680452700 | BOUGIE URETHRAL DIAGNOSIS/TREATMENT V. BUREN DIAMETER=20.0FR LENGTH=27.0CM REUSABLE | SURGICAL INSTRUMENT TENDER
20597 | 4229680452800 | URETHRAL BOUGIE URETHRAL DILATION V. BUREN DIAMETER=22CH LENGTH=27.0CM REUSABLE | SURGICAL INSTRUMENT TENDER
20598 | 4229680452900 | BOUGIE URETHRAL DIAGNOSIS/TREATMENT V. BUREN DIAMETER=24.0FR LENGTH=27.0CM REUSABLE | SURGICAL INSTRUMENT TENDER
20599 | 4229680453000 | URETHRAL BOUGIE URETHRAL DILATION V. BUREN DIAMETER=26CH LENGTH=27.0CM REUSABLE | SURGICAL INSTRUMENT TENDER
20600 | 4229680453100 | RETRACTOR, NECK, VESICAL/MILLIN, STAINLESS STEEL, LENGTH 28 - 30 CM, REUSABLE | SURGICAL INSTRUMENT TENDER
20601 | 4229680453200 | RETRACTOR, ALM SELF RETAINING, 4X4 TEETH SHARP, LENGTH 7.0 CM, STAINLESS STEEL, REUSABLE | SURGICAL INSTRUMENT TENDER
20602 | 4229680453300 | SCISSORS BANDAGE UNIVERSAL STAINLESS STEEL LENGTH=19.0CM REUSABLE | SURGICAL INSTRUMENT TENDER
20603 | 4229680453400 | FORCEPS, BIOPSY, VAN DOREN, STAINLESS STEEL, LENGTH 25 - 25.5 CM, REUSABLE | SURGICAL INSTRUMENT TENDER
20604 | 4229680453500 | PROBE SURGICAL TISSUE MANIPULATION STAINLESS STEEL MYRTLE LEAF DIAMETER=2.0MM LENGTH=20.0CM REUSABLE | SURGICAL INSTRUMENT TENDER
20605 | 4229680453600 | FORCEPS, PLASTER BREAKING, WOLFF, STAINLESS STEEL, LENGTH 17 - 19 CM, REUSABLE | SURGICAL INSTRUMENT TENDER
20606 | 4229680453700 | FORCEPS, PLASTER BREAKING, WOLFF, STAINLESS STEEL, LENGTH 25 - 27 CM, REUSABLE | SURGICAL INSTRUMENT TENDER
20607 | 4229680453800 | KNIFE, PLASTER REMOVAL, REINER, LENGTH 18 - 19CM, REUSABLE | SURGICAL INSTRUMENT TENDER
20608 | 4229680453900 | SHEARS PLASTER REMOVAL BERGMANN/ANGLED LENGTH=23.0CM REUSABLE | SURGICAL INSTRUMENT TENDER
20609 | 4229680454000 | SHEARS PLASTER REMOVAL BRUNS/SMOOTH LENGTH=24.0CM REUSABLE | SURGICAL INSTRUMENT TENDER
20610 | 4229680454100 | SHEARS PLASTER REMOVAL STILLE LENGTH=27.0CM REUSABLE | SURGICAL INSTRUMENT TENDER
20611 | 4229680454200 | SPREADER CAST/PLASTER HENNIG STAINLESS STEEL LENGTH=28.0CM REUSABLE | SURGICAL INSTRUMENT TENDER
20612 | 4229680454300 | PROBE SURGICAL TISSUE MANIPULATION STAINLESS STEEL BUTTON END DIAMETER=1.5MM LENGTH=18.0CM REUSABLE | SURGICAL INSTRUMENT TENDER
20613 | 4229680454400 | SAW, PLASTER, OPEN UP PLASTER CAST, ENGEL, LENGTH 15 - 16 CM, REUSABLE | SURGICAL INSTRUMENT TENDER
20614 | 4229680454500 | HANDLE, SCALPEL, NO.3L/ANGULATED, LENGTH 20 - 22 CM, REUSABLE | SURGICAL INSTRUMENT TENDER
20615 | 4229680454600 | HANDLE, SCALPEL, NO.3XL, LENGTH 25 - 26 CM, REUSABLE | SURGICAL INSTRUMENT TENDER
20616 | 4229680454700 | CURETTE, UTERINE, SPOON/ASCH, STAINLESS STEEL, LENGTH 20 CM, REUSABLE | SURGICAL INSTRUMENT TENDER
20617 | 4229680454800 | WIRE CUTTING, STANDARD, TUNGSTEN CARBIDE, LENGTH 18 - 19 CM, REUSABLE | SURGICAL INSTRUMENT TENDER
20618 | 4229680454900 | CURETTE SCOOP, UTERINE, SCHROEDER, SIZE: NO.5, LENGTH 30 - 32 CM, REUSABLE | SURGICAL INSTRUMENT TENDER
20619 | 4229680455000 | CURETTE SCOOP, UTERINE, SIMON, SIZE: NO.1, LENGTH 23 - 25 CM, REUSABLE | SURGICAL INSTRUMENT TENDER
20620 | 4229680455100 | TIGHTENER, WIRE, WITH CLAMPING JAWS, STAINLESS STEEL, LENGTH = 18.0 - 19.0 CM, REUSABLE | SURGICAL INSTRUMENT TENDER
20621 | 4229680455200 | BOW, WIRE TRACTION, STABILIZING FRACTURES, KIRSCHNER, SIZE: 120.0MM X 120.0MM, REUSABLE | SURGICAL INSTRUMENT TENDER
20622 | 4229680455300 | BOW, WIRE TRACTION, STABILIZING FRACTURES, KIRSCHNER, SIZE: 155.0MM X 155.0MM, REUSABLE | SURGICAL INSTRUMENT TENDER
20623 | 4229680455400 | BOW, WIRE TRACTION, STABILIZING FRACTURES, KIRSCHNER, SIZE: 200.0MM X 155.0MM, REUSABLE | SURGICAL INSTRUMENT TENDER
20624 | 4229680455500 | BOW, WIRE TRACTION, STABILIZING FRACTURES, KIRSCHNER, SIZE: 95.0MM X 110.0MM, REUSABLE | SURGICAL INSTRUMENT TENDER
20625 | 4229680455600 | BOW, WIRE TRACTION, STABILIZING FRACTURES, KIRSCHNER, SIZE: 95.0MM X 70.0MM, REUSABLE | SURGICAL INSTRUMENT TENDER
20626 | 4229680455700 | WRENCH DOUBLE-ENDED SIZE: 14MM/17MM LENGTH=20.0CM REUSABLE | SURGICAL INSTRUMENT TENDER
20627 | 4229680455800 | SPECULUM VAGINAL DILATION BRAUN STAINLESS STEEL SIZE: 56.0MM X 13.0MM LENGTH=18.0CM REUSABLE | SURGICAL INSTRUMENT TENDER
20628 | 4229680455900 | SPECULUM VAGINAL DILATION BRAUN STAINLESS STEEL SIZE: 60.0MM X 10.0MM LENGTH=18.0CM REUSABLE | SURGICAL INSTRUMENT TENDER
20629 | 4229680456000 | SPECULUM, VAGINAL, DILATION, SEIDL, STAINLESS STEEL, SIZE: 80.0MM X 8.0MM, REUSABLE | SURGICAL INSTRUMENT TENDER
20630 | 4229680457500 | SUCTION, PYNCHON, LENGTH 24 - 26 CM, STAINLESS STEEL, REUSABLE | SURGICAL INSTRUMENT TENDER
20631 | 4229680460100 | VANNAS MICRO SCISSORS, SPRING TYPE, BAYONET-SHAPED, STRAIGHT TIPS, LENGTH 20 CM | EAR, NOSE & THROAT SUPPLIES (ENT)
20632 | 4229680460200 | VANNAS MICRO SCISSORS, SPRING TYPE, BAYONET-SHAPED, SCISSOR BLADES CURVED UPWARDS, LENGTH 20 CM | EAR, NOSE & THROAT SUPPLIES (ENT)
20633 | 4229680460500 | BLADE HANDLE BEAVER MICRO LENGTH 13 CM STAINLESS STEEL REUSABLE. | SURGICAL INSTRUMENT TENDER
20634 | 4229680460600 | BLADE HANDLE, BEAVER SCALPEL, LENGTH 15 CM, STAINLESS STEEL, REUSABLE | SURGICAL INSTRUMENT TENDER
20635 | 4229680465300 | CUP MEDICINE GRADUATED 50 CCM STAINLESS STEEL REUSABLE. | SURGICAL INSTRUMENT TENDER
20636 | 4229680471700 | FORCEPS CLAMP ALLIS INTESTINAL GRASPING STRAIGHT 15.0 -16.0 CM TOOTHED (4X5) REUSABLE. | SURGICAL INSTRUMENT TENDER
20637 | 4229680472200 | RETRACTOR GELPI STAINLESS STEEL LENGTH: 13.0 -15.0 CM REUSABLE. | SURGICAL INSTRUMENT TENDER
20638 | 4229680478100 | SCISSORS, DISSECTING, METZENBAUM FINE/STRAIGHT, STAINLESS STEEL, LENGTH 14 - 14.5 CM, REUSABLE | SURGICAL INSTRUMENT TENDER
20639 | 4229680485000 | SINGLE CLAMP, 17MM FOR ARTERIES, PAIR | EAR, NOSE & THROAT SUPPLIES (ENT)
20640 | 4229680485500 | SINGLE CLAMP, 24MM, VESSEL SIZE 2.0-5 MM, PAIR | EAR, NOSE & THROAT SUPPLIES (ENT)
20641 | 4229680487600 | NEEDLE HOLDER CRILE-WOOD TUNGSTEN CARBIDE LENGTH 18 - 19 CM REUSABLE. | SURGICAL INSTRUMENT TENDER
20642 | 4229680488000 | NEEDLE HOLDER MAYO-HEGAR TUNGSTEN CARBIDE LENGTH 26 - 27 CM REUSABLE. | SURGICAL INSTRUMENT TENDER
20643 | 4229680488300 | NEEDLE HOLDER MAYO-HEGAR TUNGSTEN CARBIDE LENGTH 14 - 15 CM REUSABLE. | SURGICAL INSTRUMENT TENDER
20644 | 4229680494000 | LONG NOSE PLIER AND SIDE CUTTING NIPPER (FOR PULLING EARMOLD TUBING), OR EQUIVALENT | EAR, NOSE & THROAT SUPPLIES (ENT)
20645 | 4229680500600 | SCISSORS DISSECTING MAYO CURVED TUNGSTEN CARBIDE LENGTH 14 - 15 CM REUSABLE. | SURGICAL INSTRUMENT TENDER
20646 | 4229680505700 | NEEDLE HOLDER, MAYO-HEGAR, TUNGSTEN CARBIDE, LENGTH 16 CM, REUSABLE | SURGICAL INSTRUMENT TENDER
20647 | 4229680509300 | RETRACTOR SELF RETAININGWEITLANER/ SHARP/2X3 TEETH STAINLESS STEEL SIZE 11.0 - 12.0 CM REUSABLE. | SURGICAL INSTRUMENT TENDER
20648 | 4229680510900 | DISSECTOR FOR LAPAROSCOPIC CURVED WITH MONOPOLAR CAUTERY 5 MM 42-45 CM DISPOSABLE STERILE.. | SUPPLEMENTARY GEN.CONS SURG SUT,LAP,ROB
20649 | 4229680511000 | CLAW SPETZLER MICRO LONG L4.6 INCH (11.7 CM) DISPOSABLE STERILE.. | SUPPLEMENTARY GENERAL CONSUMABLES
20650 | 4229680511600 | SURGICAL LENS PROCEDURES GONIO ACS GONIOSCOPY REUSABLE | OPHTHALMOLOGY SUPPLIES
20651 | 4229680511700 | LENS AVG SURGICAL GONIO, STABILIZE AND CONTROL THE GLOBE, MINIMIZE PRESSURE ON THE CORNEA TO MAINTAIN CLEAR ANGLE VISUALIZATION WITHOUT ANTERIOR CHAMBER DISTORTION AND MORE, REUSABLE | OPHTHALMOLOGY SUPPLIES
20652 | 4229680511800 | CHOPPER NUCLEUS, 45 DEGREE ANGLE, DISPOSABLE, STERILE | OPHTHALMOLOGY SUPPLIES
20653 | 4229680512000 | SPATULA, SARNICOLA CORNEA, BIG BUBBLE, REUSABLE | OPHTHALMOLOGY SUPPLIES
20654 | 4229680512100 | TRABECULOTOMY PROBE DOUBLE, RIGHT/LEFT AS PER HOSPITAL REQUEST, REUSABLE | OPHTHALMOLOGY SUPPLIES
20655 | 4229680515700 | RETRACTOR, SENN MUELLER/SHARP, STAINLESS STEEL, LENGTH 15 - 16 CM, REUSABLE | SURGICAL INSTRUMENT TENDER
20656 | 4229680516200 | FORCEPS, YASARGIL-SAMI/BAYONET, STAINLESS STEEL, LENGT 24 CM, TIP WIDTH 3 MM, REUSABLE | SURGICAL INSTRUMENT TENDER
20657 | 4229680516300 | FORCEPS, GRASPING, BAYONET, CURVED, TIP WIDTH 3 MM, STAINLESS STEEL, LENGTH 23 CM, REUSABLE | SURGICAL INSTRUMENT TENDER
20658 | 4229680516400 | FORCEPS, PTOSIS, PUTTERMAN LID CLAMP, TITANIUM, REUSABLE | SURGICAL INSTRUMENT TENDER
20659 | 4229680516500 | HOOK, LENS, MANIPULATOR, KUGLEN, STRAIGHT, PUSH-PULL MODEL, ROUND HANDLE, REUSABLE | SURGICAL INSTRUMENT TENDER
20660 | 4229680516600 | CLAMP, EYE MUSCLE, APT MODEL, REUSABLE | SURGICAL INSTRUMENT TENDER
20661 | 4229680600600 | TESSIER MOBILIZER FOR RIGHT AND LEFT MAXILLA GRADE 410-420 SERIES STAINLESS STEEL (HIGH CARBON CONTENT AND A CERTAIN PERCENTAGE OF C = HROMIUM) HEAT TREATED FOR GREATER RIGIDITY.. | SUPPLEMENTARY DENTAL SUPPLIES
20662 | 4229680600900 | HOLDER FOR CLEANING INDICATOR LOAD CHECK STAINLESS STEEL SPRING LOADED FOR QUALITY ASSURANCE MONITOR COMPATIBLE WITH CLEANING INDICATOR. | STERILIZATION SUPPLIES (CSSD) CONSUMABLE
20663 | 4229680601100 | HAND-HELD INSERTION TOOL USED TO FIT ALL MAGNACAPS AND MAGNABUTMENTS. INBUILT MAGNET PROVIDES SAFE KEEPER HANDLING. NON-STERILE. (PCSSET).. | SUPPLEMENTARY DENTAL SUPPLIES
20664 | 4229680700700 | CLIP LIGATION POLYMER EXTRA LARGE COLOR CODED 6 CLIPS PER CARTRIDGE DISPOSABLE STERILE.. | SUPPLEMENTARY GENERAL CONSUMABLES
20665 | 4229680700900 | MESH 3 D - SHAPE LIGHT LEFT SIZE 12 X 17 CM ( +/- 1 CM ) DISPOSABLE STERILE.. | SUPPLEMENTARY GENERAL CONSUMABLES
20666 | 4229680701000 | MESH 3 D - SHAPE LIGHT RIGHT SIZE 12 X 17 CM ( +/- 1 CM ) DISPOSABLE STERILE.. | SUPPLEMENTARY GENERAL CONSUMABLES
20667 | 4229680701100 | MESH 3 D - SHAPE LIGHT LEFT SIZE 10 X 16 CM ( +/- 1 CM) DISPOSABLE STERILE.. | SUPPLEMENTARY GENERAL CONSUMABLES
20668 | 4229680701200 | MESH 3 D - SHAPE LIGHT RIGHT SIZE 10 X 16 CM (+/- 1 CM ) DISPOSABLE STERILE.. | SUPPLEMENTARY GENERAL CONSUMABLES
20669 | 4229680701300 | MESH 3 D - SHAPE LIGHT LEFT SIZE 8 X 13 CM (+/- 1 CM ) DISPOSABLE STERILE.. | SUPPLEMENTARY GENERAL CONSUMABLES
20670 | 4229680701500 | MESH 3 D - SHAPE LIGHT RIGHT SIZE 8 X 13 CM ( +/- 1 CM ) DISPOSABLE STERILE.. | SUPPLEMENTARY GENERAL CONSUMABLES
20671 | 4229680706200 | FORCEPS, MICRO MINI ALLIGATOR LARYNGEAL, WITHOUT RATCHET, WITHOUT CLEANING CONNECTOR, CURVED TO LEFT, WORKING LENGTH 22 - 25 CM, REUSABLE | EAR, NOSE & THROAT SUPPLIES (ENT)
20672 | 4229680706300 | FORCEPS, MICRO MINI ALLIGATOR LARYNGEAL, WITHOUT RATCHET, WITHOUT CLEANING CONNECTOR, CURVED TO RIGHT, WORKING LENGTH 22 - 25 CM, REUSABLE | EAR, NOSE & THROAT SUPPLIES (ENT)
20673 | 4229680706400 | FORCEPS, ALLIGATOR LARYNGEAL, ROSEN MICRO-CURVED MINI FLAP RETRACTOR LEFT WITH DIAMOND DUST, LENGTH 22 - 23CM, REUSABLE | SURGICAL INSTRUMENT TENDER
20674 | 4229680706500 | FORCEPS, ALLIGATOR LARYNGEAL, ROSEN MICRO-CURVED MINI FLAP RETRACTOR RIGHT WITH DIAMOND DUST, LENGTH 22CM | EAR, NOSE & THROAT SUPPLIES (ENT)
20675 | 4229680706700 | FORCEPS, LARYNGEAL GRASPING ATRAUMATIC, HEART SHAPED, CURVED OFF SET 45 DEGREE TO THE LEFT, LENGTH 22CM. | EAR, NOSE & THROAT SUPPLIES (ENT)
20676 | 4229680706800 | FORCEPS, LARYNGEAL GRASPING ATRAUMATIC, HEART SHAPED, FORCEPS CURVED OFF SET 45 DEGREE TO THE RIGHT. LENGTH 22CM | EAR, NOSE & THROAT SUPPLIES (ENT)
20677 | 4229680706900 | FORCEPS, KLEINSASSER GRASPING, WITHOUT RATCHET, SERRATED STRAIGHT WITH CLEANING CONNECTOR WORKING LENGTH 23CM | EAR, NOSE & THROAT SUPPLIES (ENT)
20678 | 4229680707000 | MICRO-FLAP LARYNGEAL INSTRUMENT FOR MICRO-FLAP ELEVATION. LENGTH 25CM. BALL DISSECTOR LONG RIGHT ANGLE | EAR, NOSE & THROAT SUPPLIES (ENT)
20679 | 4229680707200 | FORCEPS, KLEINSASSER ARTERY, WITH RATCHET WITH CLEANING CONNECTOR WORKING LENGTH 23CM | EAR, NOSE & THROAT SUPPLIES (ENT)
20680 | 4229680707300 | MICRO-FLAP LARYNGEAL INSTRUMENT FOR MICRO-FLAP ELEVATION. LENGTH 25CM. BALL DISSECTOR STRAIGHT. | EAR, NOSE & THROAT SUPPLIES (ENT)
20681 | 4229680707400 | FORCEPS, KLEINSASSER GRASPING, WITHOUT RATCHET, SERRATED CURVED LEFT T WITH CLEANING CONNECTOR WORKING LENGTH 23CM | EAR, NOSE & THROAT SUPPLIES (ENT)
20682 | 4229680707800 | MICRO-FLAP LARYNGEAL INSTRUMENT FOR MICRO-FLAP ELEVATION. LENGTH 25CM. SPATULA CURVED. | EAR, NOSE & THROAT SUPPLIES (ENT)
20683 | 4229680708000 | FORCEPS, KLEINSASSER GRASPING, WITHOUT RATCHET, SERRATED CURVED RIGHT T WITH CLEANING CONNECTOR WORKING LENGTH 23CM | EAR, NOSE & THROAT SUPPLIES (ENT)
20684 | 4229680708100 | MICRO-FLAP LARYNGEAL INSTRUMENT FOR MICRO-FLAP ELEVATION. LENGTH 25CM. SPEAR KNIFE. | EAR, NOSE & THROAT SUPPLIES (ENT)
20685 | 4229680708200 | MICRO-FLAP LARYNGEAL INSTRUMENT. UNIVERSAL HANDLE | EAR, NOSE & THROAT SUPPLIES (ENT)
20686 | 4229680708300 | FORCEPS, MICRO MINI ALLIGATOR LARYNGEAL, CURVED TO LEFT. JAWS: 6.55MM X 0.42MM. LENGTH 22CM | EAR, NOSE & THROAT SUPPLIES (ENT)
20687 | 4229680708400 | FORCEPS, MICRO MINI ALLIGATOR LARYNGEAL, CURVED TO RIGHT. JAWS: 6.55MM X 0.42MM. LENGTH 22CM | EAR, NOSE & THROAT SUPPLIES (ENT)
20688 | 4229680708500 | FORCEPS, MICRO MINI LARYNGEAL GRASPING ATRAUMATIC, MICRO MINI HEART SHAPED, CURVED OFF SET 45 DEGREE TO THE LEFT, LENGTH 22CM | EAR, NOSE & THROAT SUPPLIES (ENT)
20689 | 4229680708600 | LARYNGEAL CUP FORCEPS, CURVED UPWARDS LEFT, LENGTH 22CM, 2MM CUP | EAR, NOSE & THROAT SUPPLIES (ENT)
20690 | 4229680708700 | LARYNGEAL CUP FORCEPS, CURVED UPWARDS RIGHT, LENGTH 22CM, 2MM CUP | EAR, NOSE & THROAT SUPPLIES (ENT)
20691 | 4229680709000 | MICRO MINI LARYNGEAL CUP FORCEPS, MICRO MINI CURVED UPWARD LEFT, LENGTH 22CM, 1MM CUP | EAR, NOSE & THROAT SUPPLIES (ENT)
20692 | 4229680709100 | MICRO MINI LARYNGEAL CUP FORCEPS, MICRO MINI CURVED UPWARD RIGHT, LENGTH 22CM, 1MM CUP | EAR, NOSE & THROAT SUPPLIES (ENT)
20693 | 4229680709400 | CLIP, LIGATION, PNEUMATIC, MULTI FIRE, TITANUM, 12-14 CLIPS, WITH 1- CO2 CYLINDER, SMALL-MEDIUM, FOC COMPATIBLE APPLIER WITH EACH 20 0 CARTRIDGE. | OBESITY/ENDOSCOPIC SURGERY/SUTURING & ROBOTIC SURGERY
20694 | 4229680709500 | CLIP, LIGATION, PNEUMATIC, MULTI FIRE, TITANUM, 8-10 CLIPS, WITH 1- CO2 CYLINDER, MEDIUM-LARGE, FOC COMPATIBLE APPLIER WITH EACH 200 CARTRIDGE. | OBESITY/ENDOSCOPIC SURGERY/SUTURING & ROBOTIC SURGERY
20695 | 4229680800900 | CABLE, CONNECTION, BIPOLAR, HIGH FREQUENCY, LENGTH 3 M, COMPATIBLE WITH END USER MACHINE, REUSABLE | SURGICAL INSTRUMENT TENDER
20696 | 4229680801000 | BIPOLAR CORD, UNIVERSAL TO FITS ALL ELECTROSURGICAL MACHINES, ASSORTED CONNECTIONS TYPE, REUSABLE | NEUROSCIENCES CONSUMABLES SUPPLEMENTARY
20697 | 4229680801100 | CABLE, CONNECTION, BIPOLAR, RESECTOSCOPE, LENGTH 3 M, COMPATIBLE WITH END USER MACHINE, REUSABLE | SURGICAL INSTRUMENT TENDER
20698 | 4229680801900 | SPATULA, MERMOUD, PREDESCEMETIC, REUSABLE | OPHTHALMOLOGY SUPPLIES
20699 | 4229680802300 | INSERT TRAY, FOR PLASTIC CONTAINER FOR STERILIZING AND STORAGE PERFORATED WITH LID, WITH SILICON MAT, FOR TWO-LEVEL STORAGE, FOR USE UP TO 36 CM LAPAROSCOPIC INSTRUMENTS, EXTERNAL DIMENSIONS 58.5 CM X 25.5 CM X 14.5 CM OR EQUIVALENT, REUSABLE | SURGICAL INSTRUMENT TENDER
20700 | 4229680802400 | TRAY, STERILIZATION, FOR MINIMALLY INVASIVE SURGERY INSTRUMENT, SIZE 54 CM X 24 CM X 8 CM, WITH LID, REUSABLE | SURGICAL INSTRUMENT TENDER
20701 | 4229680900500 | EVACUATOR, ELLIK, REUSABLE | SURGICAL INSTRUMENT TENDER
20702 | 4229680900800 | CLAMP, MINIMALLY INVASIVE, CHITWOOD, 1X2 DEBAKEY/SERRATED, ANGLED SHANKS, SLIDER SHAFT, JAW LENGTH 5 - 6.5 CM, TOTAL LENGTH 32 - 36 CM, STAINLESS STEEL, REUSABLE | SURGICAL INSTRUMENT TENDER
20703 | 4229681603900 | SET, COMPLETE INSTRUMENTATION FOR GLENOID BONE LOSS RECONSTRUCTION, INCLUDING NECESSARY CASES | ORTHOPEDIC & SPINAL SUPPLIES
20704 | 4229681604100 | KIT, FOR HIP ARTHROSCOPY ACCESS NEEDLES AND CANNULA | ORTHOPEDIC & SPINAL SUPPLIES
20705 | 4229681606100 | DEPRESSOR DOUGHTY TONGUEBLADE DEPTH: 102MM REUSABLE | SURGICAL INSTRUMENT TENDER
20706 | 4229681608500 | SCISSOR, NASAL, CURVED TO THE LEFT, WITH CLEANING CONNECTOR, WORKING LENGTH 13 CM | EAR, NOSE & THROAT SUPPLIES (ENT)
20707 | 4229681608600 | SCISSOR, NASAL, CURVED TO THE RIGHT, WITH CLEANING CONNECTOR, WORKING LENGTH 13 CM | EAR, NOSE & THROAT SUPPLIES (ENT)
20708 | 4229681614100 | LAPAROSCOPIC OUTER SHEATH, INSULATED OUTER TUBE, WITH LUER-LOCK CONNECTOR, SIZE 3.5 MM, LENGTH 36 CM, REUSABLE | SURGICAL INSTRUMENT TENDER
20709 | 4230000000200 | FLEXIBLE URETEROSCOPE SHAFT DIAMETER 8.0-9.5 FR WITH WORKING CHANNEL 3.6 FR BUILT IN LED LIGHT SOURCE ARTICULATION TIP DEFLECTION ( 270 DEGREE OR MORE ) IN BOTH DIRECTION FOR USE WITH LAPTOP/TABLE AND MONITOR DISPOSABLE STERILE (ONE SCREEN FREE OF CHARGE WITH EVERY 150 PC).. | SUPPLEMENTARY GENERAL CONSUMABLES
20710 | 4231150000700 | BANDAGE ELASTIC ADHESIVE HYPOALLERGENIC WITH INTERLEAF PLASTIC LAYER INDIVIDUALLY WRAPPED PACKED IN A RIGID OUTER SUITABLE SIZE AND NOT IN A CLOTH SIZE: 10 X 450 CM.. | SUPPLEMENTARY GEN.SUPPLIES NURS,BURN
20711 | 4231150000800 | BANDAGE CREPE COTTON WITH CLIPS INDIVIDUALLY WRAPPED PACKED IN A RIGID OUTER CARTON OF SUITABLE SIZE AND NOT IN CLOTH SIZE : 20 X 450 CM.. | SUPPLEMENTARY GEN.SUPPLIES NURS,BURN
20712 | 4231150001100 | BANDAGE ORTHOPEDIC HIGH STRENGTH NON-WOVEN FABRIC OF PURIFIED COTTON SIZE: 5 X 250-300 CM.. | SUPPLEMENTARY GEN.SUPPLIES NURS,BURN
20713 | 4231150001200 | BANDAGE RUBBER ELASTIC STRETCH WITH 2 FASTENER DOUBLE WRAPPED PEEL PACK OR SINGLE THICK PLASTIC PEEL POUCH 10 CM X 4.5-5 M STERILE.. | SUPPLEMENTARY GEN.SUPPLIES NURS,BURN
20714 | 4231150001400 | BANDAGE RUBBER ELASTIC STRETCH WITH 2 FASTENER DOUBLE WRAPPED PEEL PACK OR SINGLE THICK PLASTIC PEEL POUCH 15 CM X 4.5-5 M STERILE.. | SUPPLEMENTARY GEN.SUPPLIES NURS,BURN
20715 | 4231150001500 | BANDAGE RUBBER ELASTIC STRETCH WITH 2 FASTENER DOUBLE WRAPPED PEEL PACK OR SINGLE THICK PLASTIC PEEL POUCH 5 CM X 4.5-5 M STERILE.. | SUPPLEMENTARY GEN.SUPPLIES NURS,BURN
20716 | 4231150001600 | BANDAGE RUBBER ELASTIC STRETCH WITH 2 FASTENER DOUBLE WRAPPED PEEL PACK OR SINGLE THICK PLASTIC PEEL POUCH 7.5 CM X 4.5-5 M STERILE.. | SUPPLEMENTARY GEN.SUPPLIES NURS,BURN
20717 | 4231150002000 | BANDAGE TUBULAR CODE L (FOR LARGE TRUNK) SIZE: 30 TO 32.50 CM WIDTH X 10 - 30 METERS LENGTH PACKING: INDIVIDUALLY WRAPPED (ONE ROLL/PKT) PACKED IN A RIGID OUTER CARTON OF SUITABLE SIZE AND NOT IN CLOTH. | SUPPLEMENTARY GEN.SUPPLIES NURS,BURN
20718 | 4231150002100 | BANDAGE TUBULAR SOFT WITH TWO WAY STRETCH LATEX FREE NON-IRRITATING SIZE : 10.5-11 CM X 1 M WET/DRY WRAPPING SUITABLE FOR EB PATIENTS (WOUND AND OSTOMY CARE).. | SUPPLEMENTARY GEN.SUPPLIES NURS,BURN
20719 | 4231150002200 | BANDAGE TUBULAR SOFT WITH TWO WAY STRETCH LATEX FREE NON-IRRITATING SIZE : 7-7.5 CM X 1 M WET/DRY WRAPPING SUITABLE FOR EB PATIENTS (WOUND AND OSTOMY CARE).. | SUPPLEMENTARY GEN.SUPPLIES NURS,BURN
20720 | 4231150002300 | BANDAGE TUBULAR SOFT WITH TWO WAY STRETCH LATEX FREE NON-IRRITATING SIZE : 5-5.5 CM X 1M WET/DRY WRAPPING SUITABLE FOR EB PATIENTS (WOUND AND OSTOMY CARE).. | SUPPLEMENTARY GEN.SUPPLIES NURS,BURN
20721 | 4231150002600 | TAPE ADHESIVE HYPOALLERGENIC NON - WOVEN SOFT AND STRETCHABLE SIZE : 15 CM X 10 M APPROXIMATELY NON STERILE.. | SUPPLEMENTARY GEN.SUPPLIES NURS,BURN
20722 | 4231150002700 | TAPE ADHESIVE HYPOALLERGENIC NON - WOVEN SOFT AND STRETCHABLE SIZE : 5 CM X 10 M APPROXIMATELY NON STERILE.. | SUPPLEMENTARY GEN.SUPPLIES NURS,BURN
20723 | 4231150002900 | TAPE ADHESIVE HYPOALLERGENIC NON - WOVEN SOFT AND STRETCHABLE SIZE : 20 CM X 10 M APPROXIMATELY NON STERILE.. | SUPPLEMENTARY GEN.SUPPLIES NURS,BURN
20724 | 4231150003000 | TAPE ADHESIVE HYPOALLERGENIC NON - WOVEN SOFT AND STRETCHABLE SIZE : 30 CM X 10 M APPROXIMATELY NON STERILE.. | SUPPLEMENTARY GEN.SUPPLIES NURS,BURN
20725 | 4231150005000 | HEMOSTASIS ABSORBABLE OXIDIZED REGENERATED CELLULOSE NON WOVEN TEXTURE BACTERICIDAL 4X4 INCH STERILE.. | SUPPLEMENTARY GENERAL CONSUMABLES
20726 | 4231150005200 | HEMOSTASIS ABSORBABLE OXIDIZED REGENERATED CELLULOSE NON WOVEN TEXTURE BACTERICIDAL 1X2 INCH STERILE.. | SUPPLEMENTARY GENERAL CONSUMABLES
20727 | 4231150008100 | DRESSING MULTI TRAUMA MULTI LAYERS HIGHLY ABSORBENT PAD SOFT WITHOUT ADHESIVE BORDER SIZE 10 X 30 INCH ( +/- 2 INCH) STERILE (WOUND AND OSTOMY CARE).... | SUPPLEMENTARY GEN.SUPPLIES NURS,WOUND
20728 | 4231150008800 | SLING, BANDAGE, TRIANGULAR, MEDIUM, 95 X 95 X 135 CM (+/- 5 CM) | REHABILITATION,PHYSIOTHERAPY SUPPLIES
20729 | 4231150008900 | DRESSING KIT CONTAINS CHG IMPREGNATED SOFT SPONGE DISK (SIZE 1.5 MM HOLE AND CONTAIN MORE THAN 50 MG CHG ABLE TO ABSORB 8 TIMES OF ITS WEIGHT COVER THE SITE 360 CAN STAY FOR 7 DAYS CAN PROTECT THE EXIT SITE) 3 LAYERS FACE MASK LOOP PAIRS OF EXAMINATION GLOVES MEDIUM YELLOW WASTE BAG DISPOSABLE TOWEL SIZE 50X50 IV TRANSPARENT SECUREMENT DRESSING 7 X 9 CM (BREATHABLE CAN STAY FOR 7 DAYS PORTED AND HYPOALLERGIC) APPLICATOR 2% CHLORHEXIDINE WITH 70% ISOPROPYL ALCOHOL 3 ML STERILE (WOUND AND OSTOMY CARE).. | SUPPLEMENTARY GEN.SUPPLIES NURS,BURN
20730 | 4231150009000 | DRESSING KIT, CONTAINS CHG IMPREGNATED SOFT SPONGE DISK (SIZE 4MM HOLE AND CONTAIN MORE THAN 90 MG CHG, ABLE TO ABSORB 8 TIMES OF ITS WEIGHT, COVER THE SITE 360, CAN STAY FOR 7 DAYS, CAN PROTECT THE EXIT SITE), 3 LAYERS FACE MASK LOOP, PAIRS OF EXAMINATION GLOVES MEDIUM, YELLOW WASTE BAG, DISPOSABLE TOWEL SIZE 50X50, IV TRANSPARENT SECUREMENT DRESSING 10 X 12 CM (BREATHABLE, CAN STAY FOR 7 DAYS, PORTED AND HYPOALLERGIC), APPLICATOR 2% CHLORHEXIDINE WITH 70% ISOPROPYL ALCOHOL 3 ML, STERILE (WOUND AND OSTOMY CARE) | SUPPLEMENTARY GEN.SUPPLIES NURS,BURN
20731 | 4231150009100 | DRESSING KIT CONTAINS CHG IMPREGNATED SOFT SPONGE DISK (SIZE 7MM HOLE AND CONTAIN MORE THAN 80 MG CHG ABLE TO ABSORB 8 TIMES OF ITS WEIGHT COVER THE SITE 360 CAN STAY FOR 7 DAYS CAN PROTECT THE EXIT SITE) 3 LAYERS FACE MASK LOOP PAIRS OF EXAMINATION GLOVES MEDIUM YELLOW WASTE BAG DISPOSABLE TOWEL SIZE 50X50 IV TRANSPARENT SECUREMENT DRESSING 10 X 12 CM(BREATHABLE CAN STAY FOR 7 DAYS PORTED AND HYPOALLERGIC) APPLICATOR 2% CHLORHEXIDINE WITH 70% ISOPROPYL ALCOHOL 3 ML STERILE (WOUND AND OSTOMY CARE).. | SUPPLEMENTARY GEN.SUPPLIES NURS,BURN
20732 | 4231150009200 | DRESSING FOR CENTRAL LINE TRANSPARENT: IV SECUREMENT DRESSINGS IMPREGNATED WITH 2-3% CHLORHEXIDINE FOR CENTRAL LINES WITH SILVER HIGHLY BREATHABLE FOR MOISTURE EVAPORATION LATEX FREE PEDIATRIC SIZE 6 X 25 CM (+/- 1 CM) WATERPROOF 2 SECURING STRIP DOCUMENTATION LABEL DISPOSABLE STERILE MSDS SHOULD BE PROVIDED IN SOFT COPY ( WOUND AND OSTOMY CARE).. | SUPPLEMENTARY GEN.SUPPLIES NURS,BURN
20733 | 4231150009500 | DRESSING POSTOPERATIVE TRANSPARENT WATERPROOF BORDER WITH ABSORBENT FLEXIBLE AND STRETCHABLE PAD SIZE 10 CM X 20 CM (+/- 2CM) DISPOSABLE STERILE (WOUND AND OSTOMY CARE).. | SUPPLEMENTARY GEN.SUPPLIES NURS,BURN
20734 | 4231150009600 | DRESSING POSTOPERATIVE TRANSPARENT WATERPROOF BORDER WITH ABSORBENT FLEXIBLE AND STRETCHABLE PAD SIZE 10 CM X 25 CM (+/- 2CM) DISPOSABLE STERILE (WOUND AND OSTOMY CARE).. | SUPPLEMENTARY GEN.SUPPLIES NURS,BURN
20735 | 4231150009700 | DRESSING POSTOPERATIVE TRANSPARENT WATERPROOF BORDER WITH ABSORBENT FLEXIBLE AND STRETCHABLE PAD SIZE 10 CM X 15 CM (+/- 2CM) DISPOSABLE STERILE (WOUND AND OSTOMY CARE).. | SUPPLEMENTARY GEN.SUPPLIES NURS,BURN
20736 | 4231150009800 | DRESSING POSTOPERATIVE TRANSPARENT WATERPROOF BORDER WITH ABSORBENT FLEXIBLE AND STRETCHABLE PAD SIZE 6 CM X 8 CM (+/- 1CM) DISPOSABLE STERILE (WOUND AND OSTOMY CARE).. | SUPPLEMENTARY GEN.SUPPLIES NURS,BURN
20737 | 4231150009900 | DRESSING POSTOPERATIVE TRANSPARENT WATERPROOF BORDER WITH ABSORBENT FLEXIBLE AND STRETCHABLE PAD SIZE 10 CM X 10 CM (+/- 2CM) DISPOSABLE STERILE (WOUND AND OSTOMY CARE).. | SUPPLEMENTARY GEN.SUPPLIES NURS,BURN
20738 | 4231150010000 | DRESSING FLEXIBLE AND STRETCHABLE FOAM FOUR LAYERS ABSORBENT LOCK IN EXUDATE UNDER COMPRESSION WEAR TIME NOT LESS THAN 24 HOURS WITH SOFT SILICONE FOAM ADHESIVE BORDER PERMEABLE SIZE 5 X 12 CM (+\-2) DISPOSABLE STERILE (WOUND AND OSTOMY CARE.. | SUPPLEMENTARY GEN.SUPPLIES NURS,BURN
20739 | 4231150010100 | DRESSING FLEXIBLE AND STRETCHABLE FOAM FIVE LAYERS ABSORBENT LOCK IN EXUDATE UNDER COMPRESSION WEAR TIME NOT LESS THAN 24 HOURS WITH SOFT SILICON FOAM ADHESIVE BORDER PERMEABLE SIZE 10 X 10 CM (+\-2) DISPOSABLE STERILE (WOUND AND OSTOMY CARE.. | SUPPLEMENTARY GEN.SUPPLIES NURS,BURN
20740 | 4231150010200 | DRESSING FLEXIBLE AND STRETCHABLE FOAM FIVE LAYERS ABSORBENT LOCK IN EXUDATE UNDER COMPRESSION WEAR TIME NOT LESS THAN 24 HOURS WITH SOFT SILICON FOAM ADHESIVE BORDER PERMEABLE SIZE 7.5 X 7.5 CM (+\-2) DISPOSABLE STERILE (WOUND AND OSTOMY CARE.. | SUPPLEMENTARY GEN.SUPPLIES NURS,BURN
20741 | 4231150010300 | DRESSING FLEXIBLE AND STRETCHABLE FOAM FOUR LAYERS ABSORBENT LOCK IN EXUDATE UNDER COMPRESSION WEAR TIME NOT LESS THAN 24 HOURS WITH SOFT SILICONE FOAM ADHESIVE BORDER PERMEABLE SIZE 15 X 15 CM (+\-2) DISPOSABLE STERILE (WOUND AND OSTOMY CARE.. | SUPPLEMENTARY GEN.SUPPLIES NURS,BURN
20742 | 4231150010400 | DRESSING FLEXIBLE AND STRETCHABLE FOAM FOUR LAYERS ABSORBENT LOCK IN EXUDATE UNDER COMPRESSION WEAR TIME NOT LESS THAN 24 HOURS WITH SOFT SILICONE FOAM ADHESIVE BORDER PERMEABLE SIZE 5 X 5 CM (+\-1) DISPOSABLE STERILE (WOUND AND OSTOMY CARE.. | SUPPLEMENTARY GEN.SUPPLIES NURS,BURN
20743 | 4231150010700 | DRESSING WOUND DRESSING PAD FOR WET THERAPY CONTAIN RINGER LACTATE SIZE 4 CM ROUND STERILE MSDS SHOULD BE PROVIDED IN SOFT COPY (WOUND AND OSTOMY CARE).. | SUPPLEMENTARY GEN.SUPPLIES NURS,BURN
20744 | 4231150010800 | DRESSING RADIOTHERAPY INDUCED SKIN REACTION TRANSPARENT PREVENTIVE SILICONE FILM 10X25 CM (+/- 2CM ) (WOUND AND OSTOMY CARE).. | SUPPLEMENTARY GEN.SUPPLIES NURS,BURN
20745 | 4231150010900 | DRESSING RADIOTHERAPY INDUCED SKIN REACTION TRANSPARENT PREVENTIVE SILICONE FILM 15X20 CM (+/- 2 CM) (WOUND AND OSTOMY CARE).. | SUPPLEMENTARY GEN.SUPPLIES NURS,BURN
20746 | 4231150011100 | DRESSING POSTOPERATIVE TRANSPARENT WATERPROOF BORDER WITH ABSORBENT SILVER PAD FLEXIBLE AND STRETCHABLE PAD SIZE 10 CM X 30 CM (+/- 2CM) DISPOSABLE STERILE (WOUND AND OSTOMY CARE).. | SUPPLEMENTARY GEN.SUPPLIES NURS,BURN
20747 | 4231150011200 | DRESSING SOFT WICKING FABRIC IMPREGNATED WITH SILVER FOR MANAGING SKIN INTERTRIGO DERMATITIS MOISTURE RASH FOLDS FRICTION SIZE APPROX. 25 X 95 CM (+/- 5 CM) NON STERILE (WOUND AND OSTOMY CARE).. | SUPPLEMENTARY GEN.SUPPLIES NURS,BURN
20748 | 4231150011300 | DRESSING FLEXIBLE AND STRETCHABLE FOAM FIVE LAYERS OVAL SHAPE ABSORBENT LOCK IN EXUDATE UNDER COMPRESSION WEAR TIME NOT LESS THAN 24 HOURS WITH SOFT SILICON FOAM ADHESIVE BORDER PERMEABLE SIZE 12 X 15 CM (+\-2) DISPOSABLE STERILE (WOUND AND OSTOMY CARE.. | SUPPLEMENTARY GEN.SUPPLIES NURS,BURN
20749 | 4231150011400 | DRESSING FLEXIBLE AND STRETCHABLE FOAM FIVE LAYERS OVAL SHAPE ABSORBENT LOCK IN EXUDATE UNDER COMPRESSION WEAR TIME NOT LESS THAN 24 HOURS WITH SOFT SILICON FOAM ADHESIVE BORDER PERMEABLE SIZE 15 X 20 CM (+\-2) DISPOSABLE STERILE (WOUND AND OSTOMY CARE.. | SUPPLEMENTARY GEN.SUPPLIES NURS,BURN
20750 | 4231150011500 | DRESSING FLEXIBLE AND STRETCHABLE FOAM FIVE LAYERS OVAL SHAPE ABSORBENT LOCK IN EXUDATE UNDER COMPRESSION WEAR TIME NOT LESS THAN 24 HOURS WITH SOFT SILICON FOAM ADHESIVE BORDER PERMEABLE SIZE 8 X 10 CM (+\-2) DISPOSABLE STERILE (WOUND AND OSTOMY CARE.. | SUPPLEMENTARY GEN.SUPPLIES NURS,BURN
20751 | 4231150011600 | KIT PORTABLE NEGATIVE PRESSURE WOUND THERAPY SYSTEM (NPWT) IT CAN BE USED UP TO 14 DAYS DOUBLE LUMEN ANTI BLOCK TUBING WITH SILICON DRESSING SIZE 10CM X 20CM WITH CANISTER 50ML STERILE DISPOSABLE (WOUND AND OSTOMY CARE).. | SUPPLEMENTARY GEN.SUPPLIES NURS,BURN
20752 | 4231150011700 | SUTURE POLYESTER COATED SILICON OR POLYBUTILATE MULTIFILAMENT NON-ABSORBABLE SIZE 2/0 25-26 MM 1/2 CIRCLE ROUND BODY DOUBLE ARM NEEDLE 90-95 CM GREEN STERILE.. | SUPPLEMENTARY GEN.CONS SURG SUT,LAP,ROB
20753 | 4231150011800 | SUTURE POLYGLACTIN 910 MULTIFILAMENT RAPID ABSORPTION SIZE 2/0 25-26 MM 1/2 CIRCLE ROUND BODY NEEDLE 70-75 CM UNDYED STERILE.. | SUPPLEMENTARY GEN.CONS SURG SUT,LAP,ROB
20754 | 4231150012100 | DRESSING POLYMERIC MEMBRANE FOAM NON-ADHESIVE WITH SURFACTANT GLYCERIN SEMIPERMEABLE SIZE 12CM X 12CM ( +/- 2 CM) DISPOSABLE STERILE SUITABLE FOR EB PATIENTS (WOUND AND OSTOMY CARE).. | SUPPLEMENTARY GEN.SUPPLIES NURS,BURN
20755 | 4231150012200 | DRESSING POLYMERIC SILVER FOAM NON-ADHESIVE WITH SURFACTANT GLYCERIN SEMIPERMEABLE SIZE 12 X 12CM ( +/- 2 CM) DISPOSABLE STERILE SUITABLE FOR EB PATIENTS (WOUND AND OSTOMY CARE).. | SUPPLEMENTARY GEN.SUPPLIES NURS,BURN
20756 | 4231150012300 | DRESSING POLYURETHANE FOAM ADHESIVE BORDER CIRCULAR CUTTING IN THE MIDDLE WITH A SIDE CUT FOR SECUREMENT THE TUBE 7 X 7 CM (+/- 1 CM) DISPOSABLE STERILE (WOUND AND OSTOMY CARE).. | SUPPLEMENTARY GEN.SUPPLIES NURS,BURN
20757 | 4231150012800 | DRESSING, ANTIMICROBACTERIAL, WITH SILVER AND ZINC, FOR ELBOW PROCEDURES, 10 X 20 CM (+\-2), DISPOSABLE, STERILE | ORTHOPEDIC & SPINAL SUPPLIES
20758 | 4231150012900 | DRESSING, ANTIMICROBACTERIAL, WITH SILVER AND ZINC, FOR INTRAMEDULLARY NAIL PROCEDURES, 12 X 15 CM (+\-2), DISPOSABLE, STERILE | ORTHOPEDIC & SPINAL SUPPLIES
20759 | 4231150013000 | DRESSING, ANTIMICROBACTERIAL, WITH SILVER AND ZINC, FOR HIP AND KNEE ARTHROPLASTY PROCEDURES, 15 X 29 CM (+\-2), DISPOSABLE, STERILE | ORTHOPEDIC & SPINAL SUPPLIES
20760 | 4231150013400 | DRESSING GAUZE, COMBINATION OF NEEM, HYPERICUM, CONTAINING AZADIRACHTIN AND HYPORFIN, 10 X 10 (+/-2CM), STERILE (WOUND AND OSTOMY CARE) | GENERAL MEDICAL CONSUMABLES
20761 | 4231150200200 | CATHETER CENTRAL VENOUS CATHETER REPAIR KIT CONTENTS; 2.7 FR EXTERNAL CATHETER REPAIR SEGMENT SILICONE ADHESIVE END CAP SYRINGE 3ML NEEDLE BLUNT 18G X 25 MM DISPOSABLE STERILE.. | SUPPLEMENTARY GENERAL CONSUMABLES
20762 | 4231150200300 | CATHETER CENTRAL VENOUS CATHETER KIT CONTENTS; 4-4.2 FR EXTERNAL CATHETER SEGMENT SINGLE LUMEN GUIDEWIRE INTRODUCER DILATOR T = UNNELER SILICONE ADHESIVE END CAP SYRINGE 10-20ML NEEDLE BLUNT 20G X 25 MM DISPOSABLE STERILE... | SUPPLEMENTARY GENERAL CONSUMABLES
20763 | 4231150200400 | CATHETER CENTRAL VENOUS CATHETER REPAIR KIT CONTENTS; 4.2 FR EXTERNAL CATHETER REPAIR SEGMENT SILICONE ADHESIVE END CAP SYRINGE 3ML NEEDLE BLUNT 18G X 25 MM DISPOSABLE STERILE.. | SUPPLEMENTARY GENERAL CONSUMABLES
20764 | 4231150200500 | CENTRAL VENOUS CATHETER SET BROVIAC OR EQUIVALENT SINGLE LUMEN RADIOPAQUE SILICONE CONSTRUCTION DISPOSABLE STERILE. ASSORTED SIZES AS PER HOSPITAL REQUEST. | INTERVENTIONAL RADIO,CARDIAC CATH
20765 | 4231150200700 | DRESSING SUPER ABSORBENT POLYURETHANE FLUID RETENTION NON-ADHESIVE INDIVIDUALLY PACKED SIZE 20 X 40 CM (+\-2) DISPOSABLE STERILE (WOUND AND OSTOMY CARE ). | SUPPLEMENTARY GEN.SUPPLIES NURS,BURN
20766 | 4231150201200 | TRAUMA BANDAGE ELASTIC WITH ABSORBENT PAD PRESSURE APPLICATOR TO STOP HEAVY BLEEDING 15 CM X 4-5 M.. | SUPPLEMENTARY GEN.SUPPLIES NURS,BURN
20767 | 4231150201300 | DRESSING KIT FOR HEMODIALYSIS INERTION CATHETER ( PRE AND POST DIALYSIS ) ALL STERILE THE FIRST SET IS FOR PRE DIALYSIS WHICH CONTENTS: (3) 2% CHLORHEXIDINE SWAB STICK (2) SYRINGE 3 ML (2) SYRINGE 10 ML (2) NEEDLE G20 (5) GAUZE SWAB 5X5 CM 8 PLY ( 5) GAUZE SWAB 10 X 10 CM 12 PLY (1) TRANSPARENT ADHESIVE 2.5 CM X 0.5 M (1) NON WOVEN SWAB WITH (T) CUT 5 X 5 CM (1) NON ADHERENT SPONGE 5 X 5 CM (1) WATER PROOF ADHESIVE DRESSING 10 X 15 CM (1) TOWEL 40 X 40 CM (2) PLASTIC FORCEP TWEEZERS (1 PAIR) SURGICAL GLOVES POWDER FREE IN A SINGLE PACKAGE (1) FACE MASK (1) STERILE FIELD 50 X 50 CM (1) WASTE BAG (2) GALLIPOT TRAY THE SECOND SET IS FOR POST DIALYSIS WHICH CONTENTS: (2) SYRINGE 3 ML (2) SYRINGE 10 ML (5) GAUZE SWAB 10 X 10 CM 12 PLY (2) LUER LOCK PLUG ( EACH SET HAS A SEPARATE PACKAGE AND THE TWO SET SHOULD BE IN ONE KIT ).. | SUPPLEMENTARY GEN.SUPPLIES NURS,BURN
20768 | 4231150201500 | DRESSING CVC ADULT WITH 13-CONTENTS STERILE THE KIT SHOULD CONTAINS CSR OUTER WRAP 17 X 17 INCH SURGICAL DRAPE 18 X 25 INCH (PLAIN) DISINFECTANT APPLICATOR 1ML STERI STRIP 127X10CM (12MMX100MM) DRESSING FILM 6X7CM NITRILE EXAMINATION GLOVES MEDIUM SIZE NON-WOVEN GAUZE 4 X 4 4PLY PLASTIC TWEEZER 3 LAYERS FACE MASK EARLOOP.... | SUPPLEMENTARY GEN.SUPPLIES NURS,BURN
20769 | 4231150201600 | DRESSING KIT 2 INCLUDES 1 STERILE FIELD (WRAPPER) 1 STERILE DRAPE 50 X 50 CM (+/- 5 CM) 1 TOWEL 40 X 40 CM (+/- 5 CM) GAUZE SWABS 4 PLY 10 X 10 CM (5 PCS) 3 FORCEPS (EACH FORCEPS HAS UNIQUE COLOR) 1 TRAY MEDIUM SIZE 1 TIE WRAP 10CM 1 SELF ADHESIVE PE BAG 35 X 35 CM (+/- 5 CM).... | SUPPLEMENTARY GEN.SUPPLIES NURS,BURN
20770 | 4231150201700 | CUSTOM DRESSING KIT FOR LEFT VENTRICULAR ASSIST DEVICE (LVAD) THE KIT CONTAINS (CSR OUTER WRAP 25 X25 INCH GAUZE SWABS 4 X 4 16 PLY 5/BUNDLE FOLEY CATHETER SECUREMENT DEVICE DRAIN SPONGE 4X4 INCH (COMPRESSES ABSORBENTS DRESSING 15X8 CM FILM DRESSING 10X12CM DISINFECTANT APPLICATOR 1ML SMALL FENESTRATED DRAPE 18 X 26 INCH SURGICAL MASK ALCOHOL PADS 70% ISOPROPYL ALCOHOL SURGICAL GLOVES 7.5 / (PAIR) PREFILLED NORMAL SALINE 10ML SYRINGE... | SUPPLEMENTARY GEN.SUPPLIES NURS,BURN
20771 | 4231150201800 | DRESSING KIT TRAY CONSISTS ONE METAL SCISSOR ONE METAL FORCEP GAUZE SWABS 10 X 10 CM (10 PCS) ONE WASTE BAG WITH TAPE AND ONE WATERPROOF DRAPE ALL IN WRAPPING DISPOSABLE STERILE (WOUND AND OSTOMY CARE).. | SUPPLEMENTARY GEN.SUPPLIES NURS,BURN
20772 | 4231150201900 | DRESSING POSTOPERATIVE WATERPROOF WITH SILVER NYLON ABSORBENT PAD FLEXIBLE ADHESIVE BORDER SIZE 10 CM X 28 CM (+/- 2 CM) DISPOSABLE STERILE (WOUND AND OSTOMY CARE).. | SUPPLEMENTARY GEN.SUPPLIES NURS,BURN
20773 | 4231150202000 | DRESSING GLOVE WITH OPEN FINGERS ( MITTEN ) WITH NYLON CLOTH PURE METALLIC SILVER AND 0.9% SILVER OXIDE NON-ADHERENT TO BE USED FOR 7 DAYS SIZE MEDIUM DISPOSABLE STERILE (WOUND AND OSTOMY CARE).. | SUPPLEMENTARY GEN.SUPPLIES NURS,BURN
20774 | 4231150202100 | DRESSING GLOVE WITH OPEN FINGERS ( MITTEN ) WITH NYLON CLOTH PURE METALLIC SILVER AND 0.9% SILVER OXIDE NON-ADHERENT TO BE USED FOR 7 DAYS SIZE LARGE DISPOSABLE STERILE (WOUND AND OSTOMY CARE).. | SUPPLEMENTARY GEN.SUPPLIES NURS,BURN
20775 | 4231150202200 | CENTRAL VENOUS CATHETER BROVIAC OR EQUIVALENT SINGLE LUMEN RADIOPAQUE SILICON CONSTRUCTION DISPOSABLE STERILE. ASSORTED SIZES AS PER HOSPITAL REQUEST.. | INTERVENTIONAL RADIO,CARDIAC CATH
20776 | 4231150202300 | BALLOON ANGIOPLASTY NEUROVASCULAR INTRACRANIAL DRUG-ELUTING DUAL LUMEN ASSORTED BALLOON DIAMETER AND LENGTH AS PER HOSPITAL REQUEST.-.. | INTERVENTIONAL RADIO,CARDIAC CATH
20777 | 4231150202400 | BALLOON ANGIOPLASTY URETERAL DRUG-ELUTING DUAL LUMEN ASSORTED BALLOON DIAMETER AND LENGTH AS PER HOSPITAL REQUEST.-.. | INTERVENTIONAL RADIO,CARDIAC CATH
20778 | 4231150202500 | CLOSURE DEVICE FOR ASD / PFO WITH THE ABILITY TO PERFORM TRANSSEPTAL PUNCTURE THROUGH THE DEVICE ASSORTED SIZES AS PER HOSPITAL REQUEST.-.. | INTERVENTIONAL RADIO,CARDIAC CATH
20779 | 4231150202600 | HAND CONTROLLER SINGLE USE FOR CATH LAB CORONARY INJECTOR STERILE.-.. | INTERVENTIONAL RADIO,CARDIAC CATH
20780 | 4231150202700 | MECHANICAL CLOSURE SYSTEM FOR VARICOSE VEIN TREATMENT.-.. | INTERVENTIONAL RADIO,CARDIAC CATH
20781 | 4231150300100 | ARTHRO PAD, ELASTIC BANDAGE, MADE FROM POLYURETHANE FOAM, ENCLOSED IN A DOUBLE LAYER, OF TUBULAR BANDAGE, NATURAL COLORED, FOR KNEE, SIZE: EXTRA LARGE , WIDTH 30 CM APPROXIMATELY | REHABILITATION AND PHYSIOTHERAPY CONSUMA
20782 | 4231150300200 | ARTHRO PAD, ELASTIC BANDAGE, MADE FROM POLYURETHANE FOAM, ENCLOSED IN A DOUBLE LAYER, OF TUBULAR BANDAGE, NATURAL COLORED, FOR KNEE, SIZE: DOUBLE EXTRA LARGE , WIDTH 35 CM APPROXIMATELY | REHABILITATION AND PHYSIOTHERAPY CONSUMA
20783 | 4231150300300 | ARTHRO PAD, ELASTIC BANDAGE, MADE FROM POLYURETHANE FOAM, ENCLOSED IN A DOUBLE LAYER, OF TUBULAR BANDAGE, NATURAL COLORED, FOR KNEE, SIZE: LARGE , WIDTH 25 CM APPROXIMATELY | REHABILITATION AND PHYSIOTHERAPY CONSUMA
20784 | 4231150300400 | ARTHRO PAD, ELASTIC BANDAGE, MADE FROM POLYURETHANE FOAM, ENCLOSED IN A DOUBLE LAYER, OF TUBULAR BANDAGE, NATURAL COLORED, FOR KNEE, SIZE: MEDIUM , WIDTH 20 CM APPROXIMATELY | REHABILITATION AND PHYSIOTHERAPY CONSUMA
20785 | 4231150300500 | ARTHRO PAD, ELASTIC BANDAGE, MADE FROM POLYURETHANE FOAM, ENCLOSED IN A DOUBLE LAYER, OF TUBULAR BANDAGE, NATURAL COLORED, FOR KNEE, SIZE: SMALL , WIDTH 17 CM APPROXIMATELY | REHABILITATION AND PHYSIOTHERAPY CONSUMA
20786 | 4231150400000 | DRESSING BURN PAD 45 X 45 CM MADE OF COTTON TISSUE ENCLOSED INTO NOT LESS THAN 20 THREAD/CM GAUZE LOCK-STITCHED ALL EDGES BUNDLED AND PROVIDED WITH SAFETY PINS 1PC/PACK DISPOSABLE STERILE (WOUND AND OSTOMY CARE). | SUPPLEMENTARY GEN.SUPPLIES NURS,BURN
20787 | 4231150400100 | DRESSING BURN PAD 45 X 75 CM MADE OF COTTON TISSUE ENCLOSED INTO NOT LESS THAN 20 THREAD/CM GAUZE LOCK-STITCHED ALL EDGES BUNDLED AND PROVIDED WITH SAFETY PINS 1PC/PACK DISPOSABLE STERILE (WOUND AND OSTOMY CARE). | SUPPLEMENTARY GEN.SUPPLIES NURS,BURN
20788 | 4231150502000 | DRESSING NOT LESS THAN FOUR LAYERS ABSORBENT WITH SOFT SILICON FOAM ADHESIVE BORDER PERMEABLE SIZE 10 X 10 CM (+\-2) DISPOSABLE STERILE ( WOUND AND OSTOMY CARE ). | SUPPLEMENTARY GEN.SUPPLIES NURS,BURN
20789 | 4231150502100 | DRESSING NOT LESS THAN FOUR LAYERS ABSORBENT WITH SOFT SILICON FOAM ADHESIVE BORDER PERMEABLE SIZE 5 X 12.5 CM (+\-0.5 CM) DISPOSABLE STERILE (WOUND AND OSTOMY CARE). | SUPPLEMENTARY GEN.SUPPLIES NURS,BURN
20790 | 4231150502200 | DRESSING HYDROCOLLOID THIN 20 X 20 CM DISPOSABLE STERILE (WOUND AND OSTOMY CARE). | SUPPLEMENTARY GEN.SUPPLIES NURS,BURN
20791 | 4231150502500 | DRESSING TRANSPARENT ADHESIVE FILM SIZE 15 X 20 CM PACKING INDIVIDUALLY WRAPPED DISPOSABLE STERILE (WOUND AND OSTOMY CARE). | SUPPLEMENTARY GEN.SUPPLIES NURS,BURN
20792 | 4231150502600 | TAPE SELF ADHESIVE SILK EASILY CUT WITHOUT SCISSOR SIZE: 1.25 CM X 9 M APPROXIMATELY. | SUPPLEMENTARY GEN.SUPPLIES NURS,BURN
20793 | 4231150502700 | DRESSING GAUZE IMPREGNATED WITH CHLORHEXIDINE SIZE: 15 X 20 CM INDIVIDUALLY PACK DISPOSABLE STERILE MSDS SHOULD BE PROVIDED IN SOFT COPY (WOUND AND OSTOMY CARE).. | SUPPLEMENTARY GEN.SUPPLIES NURS,BURN
20794 | 4231150502800 | DRESSING GAUZE IMPREGNATED IN PLAIN PARAFFIN NON-ADHERENT SIZE 10 X 10 CM (+/- 1 CM) INDIVIDUALLY PACKED DISPOSABLE STERILE (WOUND AND OSTOMY CARE).. | SUPPLEMENTARY GEN.SUPPLIES NURS,BURN
20795 | 4231150503200 | TAPE SELF ADHESIVE ZINC OXIDE EASILY CUT WITHOUT SCISSOR SIZE: 10 CM X 9 M APPROXIMATELY.. | SUPPLEMENTARY GEN.SUPPLIES NURS,BURN
20796 | 4231150503800 | DRESSING ADHESIVE BAND-AID WATERPROOF SIZE: 2.5 X 7.2 CM (+/- 0.5) PACKING: 100 PIECES/PACK.. | SUPPLEMENTARY GEN.SUPPLIES NURS,BURN
20797 | 4231150504000 | DRESSING PIV TRANSPARENT ANCHORING MEDICAL IV DRESSING FOR FIXING THE PERIPHERAL LINE FOR PEDIATRIC SIZE 5 X 6 CM (+/- 0.5 CM) LATEX FREE BREATHAB LE WATERPROOF WITH 2 PARTS (TRANSPARENT AND CLOTH LIKE) 2 SECURING STERILE STRIPS FUNNY LOGO DISPOSABLE STERILE.. | SUPPLEMENTARY GEN.SUPPLIES NURS,BURN
20798 | 4231150504400 | DRESSING SUPER ABSORBENT POLYURETHANE FLUID RETENTION NON-ADHESIVE INDIVIDUALLY PACKED SIZE 10 X 10 CM (+\-2) DISPOSABLE STERILE ( WOUND AND OSTOMY CARE ). | SUPPLEMENTARY GEN.SUPPLIES NURS,BURN
20799 | 4231150504500 | DRESSING SOFT SILICONE FOAM SELF ADHESIVE WITHOUT BORDER 20 X 20 CM (+/-2 CM) DISPOSABLE STERILE (WOUND AND OSTOMY CARE). | SUPPLEMENTARY GEN.SUPPLIES NURS,BURN
20800 | 4231150504600 | DRESSING TRANSPARENT WITH LABEL ADHESIVE WATER-PROOF SEMI -PERMEABLE CLEAR THIN FILM DESIGNED FOR I.V. CATHETER SITE AND TO SECUREMENT OR COVER INTRAVASCULAR DEVICES INDIVIDUALLY PACKED SIZE 4.5 X 4.5 CM (+/- 0.5 CM) DISPOSABLE STERILE.. | SUPPLEMENTARY GEN.SUPPLIES NURS,BURN
20801 | 4231150504800 | DRESSING SEMI-PERMEABLE TRANSPARENT FILM WITH FRAME MOISTURE VAPOR ADHESIVE SIZE 10 X 12 CM (+/- 1CM) DISPOSABLE STERILE (WOUND AND OSTOMY CARE). | SUPPLEMENTARY GEN.SUPPLIES NURS,BURN
20802 | 4231150504900 | DRESSING SEMI-PERMEABLE TRANSPARENT FILM WITH FRAME MOISTURE VAPOR ADHESIVE SIZE 6 X 7 CM (+/- 1CM) DISPOSABLE STERILE (WOUND AND OSTOMY CARE). | SUPPLEMENTARY GEN.SUPPLIES NURS,BURN
20803 | 4231150505000 | WOOL FELT PAD WITH ADHESIVE BACKING HIGH DENSITY FELT NON-TOXIC HYPOALLERGENIC ADHESIVE FREE OF ZINC OXIDE AND LEAVES NO RESIDUE ON THE SKIN SIZE 22 CM X 45 CM X 5 MM (WOUND AND OSTOMY CARE). | SUPPLEMENTARY GEN.SUPPLIES NURS,BURN
20804 | 4231150505100 | BANDAGE, COHESIVE, ELASTIC CONFORMING BANDAGE, WITH DOUBLE ADHESIVE EFFECT, LATEX FREE, PERMEABLE TO AIR, CONSIST OF VISCOSE, COTTON, POLYAMIDE, ROLL OF 12 CM X 4-5 M | SUPPLEMENTARY GEN.SUPPLIES NURS,BURN
20805 | 4231150505200 | BANDAGE, COHESIVE, ELASTIC CONFORMING BANDAGE, WITH DOUBLE ADHESIVE EFFECT, LATEX FREE, PERMEABLE TO AIR, CONSIST OF VISCOSE, COTTON, POLYAMIDE, ROLL OF 8 CM X 4-5 M | SUPPLEMENTARY GEN.SUPPLIES NURS,BURN
20806 | 4231150505500 | DRAIN SILICONE ROUND RADIO-OPAQUE 10 MM 3/4 FLAT FLUTED WITH COLLECTION BULB RESERVOIR GRADUATED SELF EXPANDABLE SIZE: 400-450 ML WITHOUT TROCAR DISPOSABLE STERILE.. | SUPPLEMENTARY GENERAL CONSUMABLES
20807 | 4231150506600 | ABDOMINAL BINDER (ABDOMINAL BELT) SUPPORT WITH VELCRO FASTENER BREATHABLE 100 - 120 CM (+/- 5CM).. | SUPPLEMENTARY GEN.SUPPLIES NURS,BURN
20808 | 4231150508800 | UNDER CAST PADDING FOR LYMPHEDEMA FOR COMPRESSION DRESSINGS AND TAPE MADE FROM WHITE POLYURETHANE FOAM STURDY AND REDUCES MOISTURE P ENETRATION THICKNESS 0.8 MM. DIMENSIONS 7 CM X 27.5 CM. (LYMPHEDEMA). | SUPPLEMENTARY REHAB,PHYSIOTHERAPY SUPPL.
20809 | 4231150513800 | TAPE SELF ADHESIVE HYPOALLERGENIC SURGICAL PAPER SIZE: 1.25 CM X 9 M APPROXIMATELY.. | SUPPLEMENTARY GEN.SUPPLIES NURS,BURN
20810 | 4231150516100 | BANDAGE ELASTIC GAUZE CONFORMING 7.5 CM X 4-4.5 M PEEL PACK STERILE.. | SUPPLEMENTARY GEN.SUPPLIES NURS,BURN
20811 | 4231150517000 | DRESSING FILM TRANSPARENT ULTRA THIN BREATHABLE SOFT SILICONE HYPOALLERGENIC FOR FRAGILE SKIN SIZE 10 X 12 CM (+/- 2 CM) DISPOSABLE STERILE (WOUND AND OSTOMY CARE).. | SUPPLEMENTARY GEN.SUPPLIES NURS,BURN
20812 | 4231150517900 | DRESSING TRANSPARENT ADHESIVE FILM SIZE 10 X 14 CM (+/- 1 CM) PACKING INDIVIDUALLY WRAPPED DISPOSABLE STERILE (WOUND AND OSTOMY CARE).... | SUPPLEMENTARY GEN.SUPPLIES NURS,BURN
20813 | 4231150518300 | DRESSING NOT LESS THAN FIVE LAYERS HYDROCELLULAR FOAM ADHESIVE BORDER WITH CHANGING INDICATOR 20 X 20 CM (+/- 2 CM) STERILE (WOUND AND OSTOMY CARE).... | SUPPLEMENTARY GEN.SUPPLIES NURS,BURN
20814 | 4231150518400 | DRESSING NON ADHERENT CONTACT LAYER WITH SILICONE SIZE XL FINGER DISPOSABLE STERILE (WOUND AND OSTOMY CARE).. | SUPPLEMENTARY GEN.SUPPLIES NURS,BURN
20815 | 4231150518500 | OSTOMY COHESIVE SEAL THICK DIAMETER 45MM (+/- 10MM) RING SHAPE DISPOSABLE (WOUND AND OSTOMY CARE).. | SUPPLEMENTARY GEN.SUPPLIES NURS,BURN
20816 | 4231150519300 | DRESSING ANTI-MICROBIAL SPONGE 1.5 MM CENTER HOLE ABSORBENT IMPREGNATED WITH CHLORHEXIDINE GLUCONATE (CHG) ABLE TO COVER THE SITE OF INSERTION 360 DEGREE WITH TRANSPARENT FILM DISPOSABLE STERILE MSDS SHOULD BE PROVIDED IN SOFT COPY ( WOUND AND OSTOMY CARE).. | SUPPLEMENTARY GEN.SUPPLIES NURS,BURN
20817 | 4231150520000 | DRESSING HIGH ABSORBENT (ABSORB NOT LESS THAN 150 ML) MULTILAYER SILICONE FOAM DRESSING WITH BORDER SIZE 12 X 12 CM (+\-2 CM) D = IS POSABLE STERILE (WOUND AND OSTOMY CARE)... | SUPPLEMENTARY GEN.SUPPLIES NURS,BURN
20818 | 4231150523200 | TAPE SELF ADHESIVE HYPOALLERGENIC SURGICAL PAPER SIZE: 2.5 CM X 9 M APPROXIMATELY. | SUPPLEMENTARY GEN.SUPPLIES NURS,BURN
20819 | 4231150523400 | BANDAGE CREPE COTTON WITH CLIPS INDIVIDUALLY WRAPPED PACKED IN A RIGID OUTER CARTON OF SUITABLE SIZE AND NOT IN CLOTH SIZE : 5 X 450 CM. | SUPPLEMENTARY GEN.SUPPLIES NURS,BURN
20820 | 4231150523500 | BANDAGE CREPE COTTON WITH CLIPS INDIVIDUALLY WRAPPED PACKED IN A RIGID OUTER CARTON OF SUITABLE SIZE AND NOT IN CLOTH SIZE : 10 X 450 CM. | SUPPLEMENTARY GEN.SUPPLIES NURS,BURN
20821 | 4231150523600 | BANDAGE CREPE COTTON WITH CLIPS INDIVIDUALLY WRAPPED PACKED IN A RIGID OUTER CARTON OF SUITABLE SIZE AND NOT IN CLOTH SIZE : 15 X 450 CM. | SUPPLEMENTARY GEN.SUPPLIES NURS,BURN
20822 | 4231150523700 | BANDAGE CREPE COTTON WITH CLIPS INDIVIDUALLY WRAPPED PACKED IN A RIGID OUTER CARTON OF SUITABLE SIZE AND NOT IN CLOTH SIZE : 7.5 X 450 CM. | SUPPLEMENTARY GEN.SUPPLIES NURS,BURN
20823 | 4231150523800 | BANDAGE ELASTIC ADHESIVE HYPOALLERGENIC WITH INTERLEAF PLASTIC LAYER INDIVIDUALLY WRAPPED PACKED IN A RIGID OUTER SUITABLE SIZE AND NOT IN A CLOTH SIZE: 7.5 X 450 CM. | SUPPLEMENTARY GEN.SUPPLIES NURS,BURN
20824 | 4231150523900 | BANDAGE ELASTIC NET TUBULAR (FOR ADULT) SIZE: 6-6.5 CM X 20-25 METERS ROLL LENGTH PACKING: INDIVIDUALLY WRAPPED (ONE ROLL/PKT) PACKED IN A RIGID OUTER CARTON OF SUITABLE SIZE AND NOT IN CLOTH.. | SUPPLEMENTARY GEN.SUPPLIES NURS,BURN
20825 | 4231150524000 | BANDAGE ELASTIC NET TUBULAR (FOR ADULT) SIZE: ABOUT 4-4.5 CM X 20-25 METERS ROLL LENGTH PACKING: INDIVIDUALLY WRAPPED (ONE ROLL/PKT) PACKED IN A RIGID OUTER CARTON OF SUITABLE SIZE AND NOT IN CLOTH.. | SUPPLEMENTARY GEN.SUPPLIES NURS,BURN
20826 | 4231150524200 | BANDAGE GAUZE OF ABSORBENT COTTON NOT LESS THAN 15 THREADS/CM2 STITCHED EDGES SIZE: 5 X 400-450 CM PACKING: INDIVIDUALLY WRAPPED PACKED IN A RIGID OUTER CARTON OF SUITABLE SIZE AND NOT IN CLOTH.. | SUPPLEMENTARY GEN.SUPPLIES NURS,BURN
20827 | 4231150524300 | BANDAGE GAUZE OF ABSORBENT COTTON NOT LESS THAN 15 THREADS/CM2 STITCHED EDGES SIZE: 7.5 X 400-450 CM PACKING: INDIVIDUALLY WRAPPED PACKED IN A RIGID OUTER CARTON OF SUITABLE SIZE AND NOT IN CLOTH. | SUPPLEMENTARY GEN.SUPPLIES NURS,BURN
20828 | 4231150524400 | BANDAGE GAUZE OF ABSORBENT COTTON NOT LESS THAN 15 THREADS/CM2 STITCHED EDGES SIZE: 10 X 400-450 CM PACKING: INDIVIDUALLY WRAPPED PACKED IN A RIGID OUTER CARTON OF SUITABLE SIZE AND NOT IN CLOTH.. | SUPPLEMENTARY GEN.SUPPLIES NURS,BURN
20829 | 4231150524500 | BANDAGE ORTHOPEDIC HIGH STRENGTH NON-WOVEN FABRIC OF PURIFIED COTTON SIZE: 10 X 250-300 CM. | SUPPLEMENTARY GEN.SUPPLIES NURS,BURN
20830 | 4231150524600 | BANDAGE ORTHOPEDIC HIGH STRENGTH NON-WOVEN FABRIC OF PURIFIED COTTON SIZE: 15 X 250-300 CM.. | SUPPLEMENTARY GEN.SUPPLIES NURS,BURN
20831 | 4231150524700 | BANDAGE ORTHOPEDIC HIGH STRENGTH NON-WOVEN FABRIC OF PURIFIED COTTON SIZE: 20 X 250-300 CM. | SUPPLEMENTARY GEN.SUPPLIES NURS,BURN
20832 | 4231150524800 | BANDAGE ORTHOPEDIC HIGH STRENGTH NON-WOVEN FABRIC OF PURIFIED COTTON SIZE: 7.5 X 250-300 CM. | SUPPLEMENTARY GEN.SUPPLIES NURS,BURN
20833 | 4231150524900 | BANDAGE TUBULAR (FOR ADULT LIMBS) SIZE: 4.5 TO 5.5 CM WIDTH X 20-25 METERS LENGTH PACKING: INDIVIDUALLY WRAPPED (ONE ROLL/PKT) PACKED IN A RIGID OUTER CARTON OF SUITABLE SIZE AND NOT IN CLOTH. | SUPPLEMENTARY GEN.SUPPLIES NURS,BURN
20834 | 4231150525000 | BANDAGE TUBULAR (FOR BULKY FINGER) SIZE: ABOUT 1.3 TO 2 CM WIDTH X 20-25 METERS LENGTH PACKING: INDIVIDUALLY WRAPPED (ONE ROLL/PKT) PACKED IN A RIG ID OUTER CARTON OF SUITABLE SIZE AND NOT IN CLOTH. | SUPPLEMENTARY GEN.SUPPLIES NURS,BURN
20835 | 4231150525100 | BANDAGE TUBULAR (FOR CHILD LIMB) SIZE: ABOUT 2 TO 2.5 CM WIDTH X 20-25 METERS LENGTH PACKING: INDIVIDUALLY WRAPPED (ONE ROLL/PKT) PACKED IN A RIGID OUTER CARTON OF SUITABLE SIZE AND NOT IN CLOTH.. | SUPPLEMENTARY GEN.SUPPLIES NURS,BURN
20836 | 4231150525200 | BANDAGE TUBULAR ELASTICATED SUPPORT (FOR LARGE ADULT LIMBS) SIZE: 6.25 - 6.5 CM WIDTH X 10-20 METERS LENGTH PACKING: INDIVIDUALLY WRAPPED (ONE ROLL/PKT) PACKED IN A RIGID OUTER CARTON OF SUITABLE SIZE AND NOT IN CLOTH. | SUPPLEMENTARY GEN.SUPPLIES NURS,BURN
20837 | 4231150525300 | BANDAGE TUBULAR ELASTICATED SUPPORT (FOR LARGE ARM MEDIUM ANKLE SMALL KNEE) SIZE: 7.5 CM WIDTH X 10-20 METERS LENGTH PACKING: INDIVIDUALLY WRAPPED (ONE ROLL/PKT) PACKED IN A RIGID OUTER CARTON OF SUITABLE SIZE AND NOT IN CLOTH. | SUPPLEMENTARY GEN.SUPPLIES NURS,BURN
20838 | 4231150525500 | DRESSING KIT CONSISTS : GAUZE SWABS 10 X 10 CM (10 PCS) WASTE BAG PLASTIC WITH WIRE TO CLOSE THE BAG DIVIDING TRAY WATERPROOF STERILE SHEET NON POROUS 30 X 50 CM METALLIC FORCEPS PLASTIC SCALP HOLDER. | SUPPLEMENTARY GEN.SUPPLIES NURS,BURN
20839 | 4231150525800 | BANDAGE GAUZE OF ABSORBENT COTTON NOT LESS THAN 15 THREADS/CM2 STITCHED EDGES SIZE: 15 X 400-450 CM PACKING: INDIVIDUALLY WRAPPED PACKED IN A RIGID OUTER CARTON OF SUITABLE SIZE AND NOT IN CLOTH. | SUPPLEMENTARY GEN.SUPPLIES NURS,BURN
20840 | 4231150526100 | TAPE ADHESIVE HYPOALLERGENIC POROUS TRANSLUCENT SIZE: 7.5 CM X 9 M APPROXIMATELY.. | SUPPLEMENTARY GEN.SUPPLIES NURS,BURN
20841 | 4231150526200 | TAPE ADHESIVE HYPOALLERGENIC POROUS TRANSLUCENT SIZE: 1.25 CM X 9 M APPROXIMATELY.. | SUPPLEMENTARY GEN.SUPPLIES NURS,BURN
20842 | 4231150526300 | TAPE ADHESIVE HYPOALLERGENIC POROUS TRANSLUCENT SIZE: 2.5 CM X 9 M APPROXIMATELY. | SUPPLEMENTARY GEN.SUPPLIES NURS,BURN
20843 | 4231150526400 | TAPE ADHESIVE HYPOALLERGENIC POROUS TRANSLUCENT SIZE: 5 CM X 9 M APPROXIMATELY. | SUPPLEMENTARY GEN.SUPPLIES NURS,BURN
20844 | 4231150526500 | TAPE SELF ADHESIVE SILK EASILY CUT WITHOUT SCISSOR SIZE: 2.5 CM X 9 M APPROXIMATELY.. | SUPPLEMENTARY GEN.SUPPLIES NURS,BURN
20845 | 4231150526600 | TAPE SELF ADHESIVE ZINC OXIDE EASILY CUT WITHOUT SCISSOR SIZE: 1.25 CM X 9 M APPROXIMATELY.. | SUPPLEMENTARY GEN.SUPPLIES NURS,BURN
20846 | 4231150526700 | TAPE SELF ADHESIVE ZINC OXIDE EASILY CUT WITHOUT SCISSOR SIZE: 2.5 CM X 9 M APPROXIMATELY.. | SUPPLEMENTARY GEN.SUPPLIES NURS,BURN
20847 | 4231150526800 | TAPE SELF ADHESIVE ZINC OXIDE EASILY CUT WITHOUT SCISSOR SIZE: 5 CM X 9 M APPROXIMATELY.. | SUPPLEMENTARY GEN.SUPPLIES NURS,BURN
20848 | 4231150526900 | TAPE SELF ADHESIVE ZINC OXIDE EASILY CUT WITHOUT SCISSOR SIZE: 7.5 CM X 9 M APPROXIMATELY. | SUPPLEMENTARY GEN.SUPPLIES NURS,BURN
20849 | 4231150527100 | DRESSING PACK FOR HEAVY DRAINAGE CONTAINS: GAUZE SWAB 10 X 10 CM-8 PLY 20 X 40 CM ABDOMINAL PAD DISPOSABLE STERILE.. | SUPPLEMENTARY GEN.SUPPLIES NURS,BURN
20850 | 4231150603600 | BANDAGE COHESIVE FOR LYMPHEDEMA 2 COMPRESSION SYSTEM WITH COMFORT FOAM LAYER PROTECTS THE SKIN DURING COMPRESSION THERAPY DOES NOT STICK TO SKIN OR HAIR ONLY TO ITSELF NO NEED FOR TAPES OR PINS WITH VISUAL INDICATORS CONTROLS COMPRESSION LEVELS ACCORDING TO STRETCH FORCES LATEX FREE FLEXIBLE DURABLE AND STRONG NON-SLIP OFFERING COMPRESSION AND SUPPORT WIDTH 10CM X LENGTH 3.5-4.0M (LYMPHEDEMA).. | SUPPLEMENTARY REHAB,PHYSIOTHERAPY SUPPL.
20851 | 4231150604200 | BANDAGE, COMPRESSION, STRONG, MULTIDIRECTIONAL, MEDIUM STRETCH, ELASTIC, SIZE: 10 CM WIDTH, 5 METER LENGTH (LYMPHEDEMA) | REHABILITATION,PHYSIOTHERAPY SUPPLIES
20852 | 4231150604300 | BANDAGE, COMPRESSION, STRONG, MULTIDIRECTIONAL, MEDIUM STRETCH, ELASTIC, SIZE: 8 CM WIDTH, 4 METER LENGTH (LYMPHEDEMA) | REHABILITATION,PHYSIOTHERAPY SUPPLIES
20853 | 4231150604400 | BANDAGE LIGHT MULTIDIRECTIONAL MEDIUM STRETCH ELASTIC COMPRESSION FOR LYMPHEDEMA SIZE: 12 CM WIDTH 5 METER LENGTH (LYMPHEDEMA).. | SUPPLEMENTARY REHAB,PHYSIOTHERAPY SUPPL.
20854 | 4231150604500 | BANDAGE LIGHT MULTIDIRECTIONAL MEDIUM STRETCH ELASTIC COMPRESSION FOR LYMPHEDEMA SIZE: 15 CM WIDTH 5 METER LENGTH (LYMPHEDEMA).. | SUPPLEMENTARY REHAB,PHYSIOTHERAPY SUPPL.
20855 | 4231150604600 | BANDAGE LIGHT MULTIDIRECTIONAL MEDIUM STRETCH ELASTIC COMPRESSION FOR LYMPHEDEMA SIZE: 20 CM WIDTH 5 METER LENGTH (LYMPHEDEMA).. | SUPPLEMENTARY REHAB,PHYSIOTHERAPY SUPPL.
20856 | 4231150604700 | BANDAGE LIGHT MULTIDIRECTIONAL MEDIUM STRETCH ELASTIC COMPRESSION FOR LYMPHEDEMA SIZE: 6 CM WIDTH 5 METER LENGTH (LYMPHEDEMA).. | SUPPLEMENTARY REHAB,PHYSIOTHERAPY SUPPL.
20857 | 4231150604800 | STOCKING, ANTI-EMBOLISM, (CLOSE TOES) THIGH LENGTH, SMALL | GENERAL MEDICAL CONSUMABLES
20858 | 4231150604900 | STOCKING, ANTI-EMBOLISM, (CLOSE TOES) THIGH LENGTH, MEDIUM | GENERAL MEDICAL CONSUMABLES
20859 | 4231150605000 | STOCKING, ANTI-EMBOLISM, (CLOSE TOES) THIGH LENGTH, X-LARGE | GENERAL MEDICAL CONSUMABLES
20860 | 4231150605100 | STOCKING, ANTI-EMBOLISM, BELOW KNEE, WITH INSPECTION TOE, SIZE: MEDIUM | GENERAL MEDICAL CONSUMABLES
20861 | 4231150607200 | BANDAGE TUBULAR CODE C (FOR MEDIUM ARMS AND SMALL ANKLES) SIZE: 6.75 TO 7 CM WIDTH X 10 - 20 METERS LENGTH PACKING: INDIVIDUALLY WRAPPED (ONE ROLL/PK T) PACKED IN A RIGID OUTER CARTON OF SUITABLE SIZE AND NOT IN CLOTH. | SUPPLEMENTARY GEN.SUPPLIES NURS,BURN
20862 | 4231150607400 | BANDAGE TUBULAR CODE G (FOR LARGE THIGHS) SIZE: 12 TO 13 CM WIDTH X 10 - 20 METERS LENGTH PACKING: INDIVIDUALLY WRAPPED (ONE ROLL/PKT) PACKED IN A RIGID OUTER CARTON OF SUITABLE SIZE AND NOT IN CLOTH.. | SUPPLEMENTARY GEN.SUPPLIES NURS,BURN
20863 | 4231150607600 | BANDAGE TUBULAR CODE J (FOR SMALL TRUNK) SIZE: 16 - 18 CM WIDTH X 10 - 20 METERS LENGTH PACKING: INDIVIDUALLY WRAPPED (ONE ROLL/PKT) PACKED IN A RIGID OUTER CARTON OF SUITABLE SIZE AND NOT IN CLOTH.. | SUPPLEMENTARY GEN.SUPPLIES NURS,BURN
20864 | 4231150607700 | BANDAGE TUBULAR CODE K (FOR MEDIUM TRUNK) SIZE: 20 TO 22 CM WIDTH X 10 - 25 METERS LENGTH PACKING: INDIVIDUALLY WRAPPED (ONE ROLL/PKT) PACKED IN A RIGID OUTER CARTON OF SUITABLE SIZE AND NOT IN CLOTH.. | SUPPLEMENTARY GEN.SUPPLIES NURS,BURN
20865 | 4231150607800 | BANDAGE ELASTIC NET TUBULAR (FOR ADULT) SIZE: ABOUT 8.5-9 CM X 20-25 METERS ROLL LENGTH PACKED IN A RIGID OUTER CARTON OF SUITABLE SIZE AND NOT IN CLOTH... | SUPPLEMENTARY GEN.SUPPLIES NURS,BURN
20866 | 4231150607900 | BANDAGE TUBULAR CODE E (FOR LARGE ANKLES MEDIUM KNEES AND SMALL THIGHS) SIZE: 8.5 TO 9 CM WIDTH X 10 - 20 METERS LENGTH PACKING: INDIVIDUALLY WRAPPED (ONE ROLL/PKT) PACKED IN A RIGID OUTER CARTON OF SUITABLE SIZE AND NOT IN CLOTH.. | SUPPLEMENTARY GEN.SUPPLIES NURS,BURN
20867 | 4231150608000 | BANDAGE TUBULAR ELASTICATED SUPPORT (FOR LARGE KNEE MEDIUM THIGHS) SIZE: 10CM WIDTH X 10-25 METERS LENGTH PACKING: INDIVIDUALLY WRAPPED (ONE ROLL/PKT) PACKED IN A RIGID OUTER CARTON OF SUITABLE SIZE AND NOT IN CLOTH.. | SUPPLEMENTARY GEN.SUPPLIES NURS,BURN
20868 | 4231150608800 | BANDAGE RUBBER ELASTIC STRETCH WITH 2 FASTENER DOUBLE WRAPPED PEEL PACK OR SINGLE THICK PLASTIC PEEL POUCH 20 CM X 4.5-5 M STERILE.. | SUPPLEMENTARY GEN.SUPPLIES NURS,BURN
20869 | 4231150608900 | BANDAGE COMPRESSION SHORT STRETCH FOR LYMPHEDEMA NON-ELASTIC SIZE: 4 CM WIDTH 5 M LENGTH (LYMPHEDEMA).. | SUPPLEMENTARY REHAB,PHYSIOTHERAPY SUPPL.
20870 | 4231150609000 | BANDAGE COMPRESSION SHORT STRETCH FOR LYMPHEDEMA NON-ELASTIC SIZE: 6 CM WIDTH 5 M LENGTH (LYMPHEDEMA).. | SUPPLEMENTARY REHAB,PHYSIOTHERAPY SUPPL.
20871 | 4231150610600 | ARTHRO PAD, ELASTIC BANDAGE, MADE FROM POLYURETHANE FOAM, ENCLOSED IN A DOUBLE LAYER, OF TUBULAR BANDAGE, NATURAL COLORED, FOR ELBOW, SIZE: SMALL , WIDTH 7.5 CM APPROXIMATELY | REHABILITATION,PHYSIOTHERAPY SUPPLIES
20872 | 4231150610700 | ARTHRO PAD, ELASTIC BANDAGE, MADE FROM POLYURETHANE FOAM, ENCLOSED IN A DOUBLE LAYER, OF TUBULAR BANDAGE, NATURAL COLORED, FOR ELBOW, SIZE: MEDIUM , WIDTH 8.5 CM APPROXIMATELY | REHABILITATION,PHYSIOTHERAPY SUPPLIES
20873 | 4231150610800 | ARTHRO PAD, ELASTIC BANDAGE, MADE FROM POLYURETHANE FOAM, ENCLOSED IN A DOUBLE LAYER, OF TUBULAR BANDAGE, NATURAL COLORED, FOR ELBOW, SIZE: LARGE , WIDTH 10 CM APPROXIMATELY | REHABILITATION,PHYSIOTHERAPY SUPPLIES
20874 | 4231150610900 | ARTHRO PAD, ELASTIC BANDAGE, MADE FROM POLYURETHANE FOAM, ENCLOSED IN A DOUBLE LAYER, OF TUBULAR BANDAGE, NATURAL COLORED, FOR ELBOW, SIZE: EXTRA LARGE , WIDTH 12 CM APPROXIMATELY | REHABILITATION,PHYSIOTHERAPY SUPPLIES
20875 | 4231150611000 | ARTHRO PAD, ELASTIC BANDAGE, MADE FROM POLYURETHANE FOAM, ENCLOSED IN A DOUBLE LAYER, OF TUBULAR BANDAGE, NATURAL COLORED, FOR ELBOW, SIZE: DOUBLE EXTRA LARGE , WIDTH 15 CM APPROXIMATELY | REHABILITATION,PHYSIOTHERAPY SUPPLIES
20876 | 4231150611100 | BANDAGE FOR LYMPHEDEMA MADE OF FOAM CUBES ENCASED BETWEEN TWO NON-WOVEN BANDAGES CUBE SIZE: 5 MM X 5 MM (SMALL BLOCKS) ROLL BANDAGE SIZE: 10 CM WIDTH X 3 METERS LENGTH (LYMPHEDEMA).. | SUPPLEMENTARY REHAB,PHYSIOTHERAPY SUPPL.
20877 | 4231150611200 | BANDAGE FOR LYMPHEDEMA MADE OF FOAM CUBES ENCASED BETWEEN TWO NON-WOVEN BANDAGES CUBE SIZE: 15 MM X 15 MM (BIG BLOCKS) ROLL BANDAGE SIZE: 10 CM WIDTH X 3 METERS LENGTH (LYMPHEDEMA).. | SUPPLEMENTARY REHAB,PHYSIOTHERAPY SUPPL.
20878 | 4231150611300 | PAD FOAM, FOR LYMPHEDEMA USE, RECTANGULAR SHAPE (LYMPHEDEMA) | REHABILITATION,PHYSIOTHERAPY SUPPLIES
20879 | 4231150611400 | SHORT STRETCH, NON-ELASTIC, COMPRESSION, BANDAGE, FOR LYMPHEDEMA, (65 % STRETCH FOR A FORCE OF 45 CN/CM), SIZE: 8 CM WIDTH, 5 M LENGTH (LYMPHEDEMA) | REHABILITATION,PHYSIOTHERAPY SUPPLIES
20880 | 4231150611500 | SHORT STRETCH, NON-ELASTIC, COMPRESSION, BANDAGE, FOR LYMPHEDEMA, (65 % STRETCH FOR A FORCE OF 45 CN/CM), SIZE: 10 CM WIDTH, 5 M LENGTH (LYMPHEDEMA) | REHABILITATION,PHYSIOTHERAPY SUPPLIES
20881 | 4231150611600 | BANDAGE LIGHT MULTIDIRECTIONAL MEDIUM STRETCH ELASTIC COMPRESSION FOR LYMPHEDEMA SIZE: 8 CM WIDTH 5 METER LENGTH (LYMPHEDEMA).. | SUPPLEMENTARY REHAB,PHYSIOTHERAPY SUPPL.
20882 | 4231150611700 | BANDAGE LIGHT MULTIDIRECTIONAL MEDIUM STRETCH ELASTIC COMPRESSION FOR LYMPHEDEMA SIZE: 10 CM WIDTH 5 METER LENGTH (LYMPHEDEMA).. | SUPPLEMENTARY REHAB,PHYSIOTHERAPY SUPPL.
20883 | 4231150612100 | SHORT STRETCH, NON-ELASTIC, COMPRESSION, BANDAGE, FOR LYMPHEDEMA, (65 % STRETCH FOR A FORCE OF 45 CN/CM), SIZE: 12 CM WIDTH, 5 M LENGTH (LYMPHEDEMA) | REHABILITATION,PHYSIOTHERAPY SUPPLIES
20884 | 4231150612200 | SHORT STRETCH, NON-ELASTIC, COMPRESSION, BANDAGE, FOR LYMPHEDEMA, (65 % STRETCH FOR A FORCE OF 45 CN/CM), SIZE: 15 CM WIDTH, 5 M LENGTH (LYMPHEDEMA) | SUPPLEMENTARY REHAB,PHYSIOTHERAPY SUPPL.
20885 | 4231150612700 | BANDAGE ELASTIC CONFORMING FOR LYMPHEDEMA FOR WRAPPING FINGERS AND TOES SIZES 4CM WIDTH X 4M LENGTH (LYMPHEDEMA).. | SUPPLEMENTARY REHAB,PHYSIOTHERAPY SUPPL.
20886 | 4231150613900 | BANDAGE PADDING FOR LYMPHEDEMA USED TO EVENLY DISTRIBUTE PRESSURE OF COMPRESSION BANDAGE MADE OF POLYURETHANE FOAM LATEX-FREE NON-SLIP TEXTURE TEAR RESISTANT WIDTH 10CM X LENGTH 2.5M (LYMPHEDEMA).. | SUPPLEMENTARY REHAB,PHYSIOTHERAPY SUPPL.
20887 | 4231150614000 | BANDAGE PADDING FOR LYMPHEDEMA USED TO EVENLY DISTRIBUTE PRESSURE OF COMPRESSION BANDAGE MADE OF POLYURETHANE FOAM LATEX-FREE NON-SLIP TEXTURE TEAR RESISTANT WIDTH 12CM X LENGTH 2.5M (LYMPHEDEMA).. | SUPPLEMENTARY REHAB,PHYSIOTHERAPY SUPPL.
20888 | 4231150614100 | BANDAGE PADDING FOR LYMPHEDEMA USED TO EVENLY DISTRIBUTE PRESSURE OF COMPRESSION BANDAGE MADE OF POLYURETHANE FOAM LATEX-FREE NON-SLIP TEXTURE TEAR RESISTANT WIDTH 15CM X LENGTH 2.5M (LYMPHEDEMA).. | SUPPLEMENTARY REHAB,PHYSIOTHERAPY SUPPL.
20889 | 4231150614300 | BANDAGE ELASTIC CONFORMING FOR LYMPHEDEMA FOR WRAPPING FINGERS AND TOES SIZE 6CM WIDTH X 4M LENGTH (LYMPHEDEMA).. | SUPPLEMENTARY REHAB,PHYSIOTHERAPY SUPPL.
20890 | 4231150614500 | SHORT STRETCH, NON-ELASTIC, COMPRESSION, BANDAGE, FOR LYMPHEDEMA, (65 % STRETCH FOR A FORCE OF 45 CN/CM), SIZE: 20 CM WIDTH, 5 M LENGTH (LYMPHEDEMA) | SUPPLEMENTARY REHAB,PHYSIOTHERAPY SUPPL.
20891 | 4231150614600 | SPILL ABSORBENT PAD 45 X 45 CM ( +/- 5 cm ), WITH INSTANT ABSORPTION CAPACITY OF 1 LITER. USED TO ABSORB BODILY SPILLS ON SURFACES AND FLOORS, WITH ACTIVE AGAINST ALL KNOWN MICROORGANISMS ASSOCIATED WITH BLOOD AND URINE AND FECAL SPILLS INCLUDING BACTERIAL ENDOSPORES AND NON-ENVELOPED VIRUSES, SAFE TO USE ON URINE SPILLS | SUPPLEMENTARY GEN.SUPPLIES NURS.WOUND
20892 | 4231151000000 | DRESSING NOT LESS THAN FOUR LAYERS ABSORBENT WITH SOFT SILICON FOAM WITH SILVER ADHESIVE BORDER PERMEABLE SIZE 10 X 10 CM (+\-2) DISPOSABLE STERILE ( WOUND AND OSTOMY CARE ).. | SUPPLEMENTARY GEN.SUPPLIES NURS,BURN
20893 | 4231151000100 | DRESSING HYDRO CAPILLARY FOAM NON-ADHESIVE WITH IBUPROFEN SIZE 15 X 15 CM (+\-2) DISPOSABLE STERILE (WOUND AND OSTOMY CARE).. | SUPPLEMENTARY GEN.SUPPLIES NURS,BURN
20894 | 4231151000200 | DRESSING HYDRO CAPILLARY FOAM NON-ADHESIVE WITH IBUPROFEN SIZE 5 X 7 CM (+\-2) DISPOSABLE STERILE (WOUND AND OSTOMY CARE). | SUPPLEMENTARY GEN.SUPPLIES NURS,BURN
20895 | 4231151001000 | DRESSING NOT LESS THAN FIVE LAYERS WITH SOFT SILICONE FOAM ADHESIVE BORDER ABSORBENT FIBER LAYER LOCK IN EXUDATE UNDER COMPRESSION WEAR TIME NOT LESS THAN 24 HOURS HEEL SHAPE THE FOAM SHOULD COVER HEEL AND MALLEOLUS SIZE 23 X 25 (+/- 3 CM) STERILE (WOUND AND OSTOMY CARE).. | SUPPLEMENTARY GEN.SUPPLIES NURS,BURN
20896 | 4231151001200 | DRESSING TOPICAL PROTEASE MODULATING MATRIX CELLULOSE AND COLLAGEN 28 CM2 (+/-2 CM2) STERILE (WOUND AND OSTOMY CARE).. | SUPPLEMENTARY GEN.SUPPLIES NURS,BURN
20897 | 4231151001300 | DRESSING KIT FOR NEGATIVE PRESSURE WOUND THERAPY (NPWT) LARGE FOAM DRESSING DRESSING DRAPE AND TUBING 25 X 15 CM (+/- 2 CM) CONSUMABLE STERILE IT SHOULD BE COMPATIBLE WITH THE HOSPITAL MACHINE (WOUND AND OSTOMY CARE). | SUPPLEMENTARY GEN.SUPPLIES NURS,BURN
20898 | 4231151002000 | DRESSING NOT LESS THAN FIVE LAYERS WITH SOFT SILICONE FOAM ADHESIVE BORDER ABSORBENT FIBER LAYER LOCK IN EXUDATE UNDER COMPRESSION WEAR TIME NOT LESS THAN 24 HOURS SACRUM SHAPE SIZE 23 X 23 CM (+/- 2CM) DISPOSABLE STERILE (WOUND AND OSTOMY CARE).. | SUPPLEMENTARY GEN.SUPPLIES NURS,BURN
20899 | 4231151002200 | DRESSING SOFT SILICONE FOAM SELF ADHESIVE WITHOUT BORDER 15 X 15 CM (+/-2 CM) DISPOSABLE STERILE (WOUND AND OSTOMY CARE).. | SUPPLEMENTARY GEN.SUPPLIES NURS,BURN
20900 | 4231151002300 | DRESSING SOFT SILICONE FOAM SELF ADHESIVE WITHOUT BORDER 5 X 5 CM (+/-1 CM) DISPOSABLE STERILE (WOUND AND OSTOMY CARE).. | SUPPLEMENTARY GEN.SUPPLIES NURS,BURN
20901 | 4231151002400 | DRESSING NOT LESS THAN FOUR LAYERS ABSORBENT WITH SOFT SILICON FOAM ADHESIVE BORDER PERMEABLE SIZE 10 X 30 CM (+\-2) DISPOSABLE STERILE ( WOUND AND OSTOMY CARE ).. | SUPPLEMENTARY GEN.SUPPLIES NURS,BURN
20902 | 4231151003700 | DRESSING HYDRO CAPILLARY FOAM NON-ADHESIVE WITH IBUPROFEN SIZE 10 X 10 CM (+\-2) DISPOSABLE STERILE (WOUND AND OSTOMY CARE). | SUPPLEMENTARY GEN.SUPPLIES NURS,BURN
20903 | 4231151004400 | DRESSING THIN FOAM ABSORBENT SOFT SILICONE WITHOUT BORDER NON-ADHESIVE 15 X 15 CM (+/-2CM) SUITABLE FOR EB PATIENTS DISPOSABLE STERILE (WOUND AND OSTOMY CARE).. | SUPPLEMENTARY GEN.SUPPLIES NURS,BURN
20904 | 4231151004500 | DRESSING THIN FOAM ABSORBENT SOFT SILICONE WITHOUT BORDER NON-ADHESIVE 20 X 20 CM (+/-2CM) SUITABLE FOR EB PATIENTS DISPOSABLE STERILE (WOUND AND OSTOMY CARE).. | SUPPLEMENTARY GEN.SUPPLIES NURS,BURN
20905 | 4231151004600 | DRESSING THICK FOAM ABSORBENT SOFT SILICONE WITHOUT BORDER NON-ADHESIVE 15 X 15 CM (+/-2CM) SUITABLE FOR EB PATIENTS DISPOSABLE STERILE (WOUND AND OSTOMY CARE).. | SUPPLEMENTARY GEN.SUPPLIES NURS,BURN
20906 | 4231151004700 | DRESSING THICK FOAM ABSORBENT SOFT SILICONE WITHOUT BORDER NON-ADHESIVE 10 X 10 CM (+/-2CM) SUITABLE FOR EB PATIENTS DISPOSABLE STERILE (WOUND AND OSTOMY CARE).. | SUPPLEMENTARY GEN.SUPPLIES NURS,BURN
20907 | 4231151004800 | DRESSING, THICK FOAM, ABSORBENT, SOFT, SILICONE, WITHOUT BORDER, NON-ADHESIVE, 6 X 8.5 CM (+/-1CM), SUITABLE FOR EB PATIENTS, DISPOSABLE, STERILE, (WOUND AND OSTOMY CARE) | SUPPLEMENTARY GEN.SUPPLIES NURS,BURN
20908 | 4231151004900 | DRESSING THICK FOAM SHIFTING FLUIDS SOFT SILICONE WITHOUT BORDER NON-ADHESIVE 10 X 12 CM (+/-2CM) SUITABLE FOR EB PATIENTS DISPOSABLE STERILE (WOUND AND OSTOMY CARE).. | SUPPLEMENTARY GEN.SUPPLIES NURS,BURN
20909 | 4231151005000 | DRESSING THICK FOAM SHIFTING FLUIDS SOFT SILICONE WITHOUT BORDER NON-ADHESIVE 15 X 20 CM (+/-2CM) SUITABLE FOR EB PATIENTS DISPOSABLE STERILE (WOUND AND OSTOMY CARE).. | SUPPLEMENTARY GEN.SUPPLIES NURS,BURN
20910 | 4231151005100 | DRESSING THICK FOAM SHIFTING FLUIDS SOFT SILICONE WITHOUT BORDER NON-ADHESIVE 7.5 X 8.5 CM (+/-1CM) SUITABLE FOR EB PATIENTS DISPOSABLE STERILE (WOUND AND OSTOMY CARE).. | SUPPLEMENTARY GEN.SUPPLIES NURS,BURN
20911 | 4231151005800 | DRESSING HEMOSTATIC HIGHLY ABSORBENT AND CONFORMABLE COMPOSED OF NATURAL BIODEGRADABLE CHITOSAN FIBERS SIZE 10 X 10CM(+/-2 CM) SUITABLE FOR EB PATIENTS (WOUND AND OSTOMY CARE).. | SUPPLEMENTARY GEN.SUPPLIES NURS,BURN
20912 | 4231151006700 | DRESSING, POLYMERIC ADHESIVE FLEXIBLE, SURGICAL, WITH SPECIALIZED WOUND CLEANSER, GLYCERIN AND SUPERABSORBENT SIZE 13 X 28 CM (+/- 2CM), (WOUND AND OSTOMY CARE) | SUPPLEMENTARY GEN.SUPPLIES NURS,BURN
20913 | 4231151008500 | DRESSING NOT LESS THAN FIVE LAYERS WITH SOFT SILICONE FOAM ADHESIVE BORDER ABSORBENT FIBER LAYER LOCK IN EXUDATE UNDER COMPRESSION WEAR TIME NOT LESS THAN 24 HOURS SACRUM SHAPE SIZE 18 X 18 CM (+/- 2CM) DISPOSABLE STERILE (WOUND AND OSTOMY CARE).. | SUPPLEMENTARY GEN.SUPPLIES NURS,BURN
20914 | 4231151008600 | DRESSING SOFT SILICON REGULAR FOAM WITH SILVER SELF ADHESIVE NO BORDER 6 X 8.5 CM (+/- 1) DISPOSABLE STERILE (WOUND AND OSTOMY CARE)... | SUPPLEMENTARY GEN.SUPPLIES NURS,BURN
20915 | 4231151009300 | DRESSING NOT LESS THAN FOUR LAYERS ABSORBENT WITH SOFT SILICON FOAM ADHESIVE BORDER PERMEABLE SIZE 7.5 X 7.5 CM (+\-2) DISPOSABLE STERILE (WOUND AND OSTOMY CARE).. | SUPPLEMENTARY GEN.SUPPLIES NURS,BURN
20916 | 4231151009400 | DRESSING NOT LESS THAN FOUR LAYERS ABSORBENT WITH SOFT SILICON FOAM ADHESIVE BORDER PERMEABLE SIZE 15 X 15 CM (+\-2) DISPOSABLE STERILE ( WOUND AND OSTOMY CARE ).. | SUPPLEMENTARY GEN.SUPPLIES NURS,BURN
20917 | 4231151009900 | DRESSING FOR BURN CELLULOSE FACE MASK SATURATED WITH SALINE 95% NORMAL PH ASSORTED SIZES DISPOSABLE STERILE.. | SUPPLEMENTARY GENERAL CONSUMABLES
20918 | 4231151010000 | DRESSING FOR BURN CELLULOSE SHEET SATURATED WITH SALINE 95% NORMAL PH SIZE 15 X 20 CM ( +/- 1 CM ) DISPOSABLE STERILE.. | SUPPLEMENTARY GENERAL CONSUMABLES
20919 | 4231151010100 | DRESSING FOR BURN FLEXIBLE STRETCHABLE IMPREGNATED WITH SILVER ACTIVE FOR 7 DAYS SIZE 16 X 16 INCH (+/- 3INCH) DISPOSABLE STERILE (WOUND AND OSTOMY CARE).. | SUPPLEMENTARY GEN.SUPPLIES NURS,BURN
20920 | 4231151010200 | DRESSING FOR BURN FLEXIBLE STRETCHABLE IMPREGNATED WITH SILVER ACTIVE FOR 7 DAYS SIZE 6 X 6 INCH (+/- 2INCH) DISPOSABLE STERILE (WOUND AND OSTOMY CARE).. | SUPPLEMENTARY GEN.SUPPLIES NURS,BURN
20921 | 4231151010300 | DRESSING FOR BURN TEMPORARY BIOSYNTHETIC SKIN DRESSING FOR BURN GLOVES ASSORTED SIZES DISPOSABLE STERILE.. | SUPPLEMENTARY GENERAL CONSUMABLES
20922 | 4231151010400 | DRESSING FOR BURN TEMPORARY BIOSYNTHETIC SKIN DRESSING FOR BURN SHEET ASSORTED SIZES DISPOSABLE STERILE.. | SUPPLEMENTARY GENERAL CONSUMABLES
20923 | 4231151010500 | DRESSING FOR CENTRAL LINE TRANSPARENT: IV SECUREMENT DRESSINGS IMPREGNATED WITH 2-3% CHLORHEXIDINE FOR CENTRAL LINES WITH SILVER HIGHLY BREATHABLE FOR MOISTURE EVAPORATION LATEX FREE PEDIATRIC SIZE 6 X 7 CM (+/- 1 CM) WATERPROOF 2 SECURING STRIP DOCUMENTATION LABEL DISPOSABLE STERILE MSDS SHOULD BE PROVIDED IN SOFT COPY ( WOUND AND OSTOMY CARE).. | SUPPLEMENTARY GEN.SUPPLIES NURS,BURN
20924 | 4231151010600 | DRESSING MULTILAYERS WITH SOFT SILICONE FOAM ADHESIVE BORDER ABSORBENT FIBER LAYER HEEL SHAPE FOAM SHOULD COVER HEEL AND MALLEOLUS SIZE 16 X 16 (+/- 2 CM) FOR PEDIATRIC STERILE (WOUND AND OSTOMY CARE).... | SUPPLEMENTARY GEN.SUPPLIES NURS,BURN
20925 | 4231151011100 | DRESSING HYDROPOLYMER FOAM WITH BORDER 5 X 5 CM (+/- 2 CM) DISPOSABLE STERILE (WOUND AND OSTOMY CARE).. | SUPPLEMENTARY GEN.SUPPLIES NURS,BURN
20926 | 4231151011500 | DRESSING SOFT SILICON THIN FOAM SELF ADHESIVE NO BOARDER 15 X 15 CM (+/- 2) DISPOSABLE STERILE (WOUND AND OSTOMY CARE).. | SUPPLEMENTARY GEN.SUPPLIES NURS,BURN
20927 | 4231151011800 | DRESSING NOT LESS THAN FIVE LAYERS HYDROCELLULAR FOAM ADHESIVE BORDER WITH CHANGING INDICATOR 15 X 15 CM (+/- 2 CM) STERILE (WOUND / AND OSTOMY CARE)..... | SUPPLEMENTARY GEN.SUPPLIES NURS,BURN
20928 | 4231151011900 | DRESSING POLYMERIC MEMBRANE FOAM NON-ADHESIVE WITH SURFACTANT GLYCERIN SEMIPERMEABLE ROLL 10 X NOT LESS THAN 60 CM DISPOSABLE STERILE SUITABLE FOR EB PATIENTS (WOUND AND OSTOMY CARE).. | SUPPLEMENTARY GEN.SUPPLIES NURS,BURN
20929 | 4231151012000 | DRESSING POLYMERIC MEMBRANE FOAM NON-ADHESIVE WITH SURFACTANT GLYCERIN SEMIPERMEABLE ROLL 20 X NOT LESS THAN 60 CM DISPOSABLE STERILE SUITABLE FOR EB PATIENTS (WOUND AND OSTOMY CARE).. | SUPPLEMENTARY GEN.SUPPLIES NURS,BURN
20930 | 4231151012100 | DRESSING TOPICAL PROTEASE MODULATING MATRIX CELLULOSE AND COLLAGEN WITH SILVER 115 CM2 (+/- 15 CM2) STERILE (WOUND AND OSTOMY CARE).. | SUPPLEMENTARY GEN.SUPPLIES NURS,BURN
20931 | 4231151012200 | DRESSING TOPICAL PROTEASE MODULATING MATRIX CELLULOSE AND COLLAGEN WITH SILVER 28 CM2 (+/-2 CM2) STERILE (WOUND AND OSTOMY CARE).. | SUPPLEMENTARY GEN.SUPPLIES NURS,BURN
20932 | 4231151012500 | DRESSING NOT LESS THAN FOUR LAYERS ABSORBENT WITH SOFT SILICON FOAM ADHESIVE BORDER PERMEABLE SIZE 10 X 20 CM (+\-2) DISPOSABLE STERILE ( WOUND AND OSTOMY CARE ).. | SUPPLEMENTARY GEN.SUPPLIES NURS,BURN
20933 | 4231151012700 | DRESSING ANTI-MICROBIAL SPONGE 4 MM CENTER HOLE ABSORBENT IMPREGNATED WITH CHLORHEXIDINE GLUCONATE (CHG) ABLE TO COVER THE SITE OF INSERTION 360 DEGREE WITH TRANSPARENT FILM DISPOSABLE STERILE MSDS SHOULD BE PROVIDED IN SOFT COPY ( WOUND AND OSTOMY CARE).. | SUPPLEMENTARY GEN.SUPPLIES NURS,BURN
20934 | 4231151014800 | DRESSING ABSORBENT HYDROFIBER PAD ADHESIVE SILICONE BORDER SIZE 12 X 12 CM (+/- 2CM) DISPOSABLE STERILE (WOUND AND OSTOMY CARE).. | SUPPLEMENTARY GEN.SUPPLIES NURS,BURN
20935 | 4231151016300 | DRESSING SELF ADHESIVE SILICONE FOAM NO BORDER THIN WITH CUTTING GUIDE INDICATOR FOR MULTI DEVICES 12 X 12 CM (+/- 2 CM) DISPOSABLE / STERILE (WOUND AND OSTOMY CARE).... | SUPPLEMENTARY GEN.SUPPLIES NURS,BURN
20936 | 4231151016800 | BURN SHEET SPUN BOUNDED SHEET THAT CAN BE USED TO PROVIDE A STERILE ENVIRONMENT TO PROTECT A PATIENT FROM INFECTION. ITS DURABLE CON = STRUCTION RESISTS TEARING SIZE 60IN X 90IN (+/ - 3IN) STERILE DISPOSABLE (WOUND AND OSTOMY CARE).. | SUPPLEMENTARY GEN.SUPPLIES NURS,BURN
20937 | 4231151017000 | DRESSING SOFT SILICON SELF ADHESIVE WATERPROOF FOR SCAR REDUCTION SIZE 10 X 18CM ( +/- 2 CM ).. | SUPPLEMENTARY GEN.SUPPLIES NURS,BURN
20938 | 4231151018100 | DRESSING ABSORBENT EXTRA STRENGTH HYDROFIBER WITHOUT SILVER TRANSFORM INTO SOFT AND FLEXIBLE GEL FIBER ONCE ABSORBS WITH WOUND EXUDATE AND REMAINS MOIST SIZE 15 X 15 CM (+/- 2 CM) STERILE (WOUND AND OSTOMY CARE).. | SUPPLEMENTARY GEN.SUPPLIES NURS,BURN
20939 | 4231151019100 | DRESSING SOFT SILICONE FOAM SELF ADHESIVE WITHOUT BORDER 10 X 10 CM (+/-2 CM) DISPOSABLE STERILE (WOUND AND OSTOMY CARE).. | SUPPLEMENTARY GEN.SUPPLIES NURS,BURN
20940 | 4231151019300 | DRESSING NOT LESS THAN FOUR LAYERS ABSORBENT WITH SOFT SILICON FOAM WITH SILVER ADHESIVE BORDER PERMEABLE SIZE 15 X 15 CM (+\-2) DISPOSABLE STERILE (WOUND AND OSTOMY CARE).. | SUPPLEMENTARY GEN.SUPPLIES NURS,BURN
20941 | 4231151019500 | DRESSING HIGH ABSORBENT (ABSORB NOT LESS THAN 150 ML) MULTILAYER / SILICONE FOAM DRESSING WITH BORDER SIZE 15 X 25 CM (+\-2 CM) / DI SPOSABLE STERILE (WOUND AND OSTOMY CARE).... | SUPPLEMENTARY GEN.SUPPLIES NURS,BURN
20942 | 4231151019600 | DRESSING ABSORBENT HYDROFIBER PAD ADHESIVE SILICONE BORDER SIZE 18 X 18 CM (+/- 2CM) DISPOSABLE STERILE (WOUND AND OSTOMY CARE).. | SUPPLEMENTARY GEN.SUPPLIES NURS,BURN
20943 | 4231151019700 | DRESSING FOAM IMPREGNATED WITH LIPIDO-COLLOID WITHOUT SILVER WITHOUT BORDER SIZE 10 X 10 CM (+/- 2 CM) SUITABLE FOR EB PATIENTS (WOUND AND OSTOMY CARE).. | SUPPLEMENTARY GEN.SUPPLIES NURS,BURN
20944 | 4231151019800 | DRESSING FOAM IMPREGNATED WITH LIPIDO-COLLOID WITHOUT SILVER WITHOUT BORDER SIZE 15 X 20 CM (+/- 2 CM) SUITABLE FOR EB PATIENTS (WOUND AND OSTOMY CARE).. | SUPPLEMENTARY GEN.SUPPLIES NURS,BURN
20945 | 4231151200000 | GAUZE SWAB (100% COTTON) 12 PLY GREEN FOLDED EDGES NOT LESS THAN 15 THREADS/CM2 SIZE: 10 X 10 CM DISPOSABLE NON-STERILE.. | SUPPLEMENTARY GEN.SUPPLIES NURS,BURN
20946 | 4231151200100 | GAUZE, SWAB, (100% COTTON), 12 PLY, WHITE, FOLDED EDGES, NOT LESS THAN 15 THREADS/CM2, BLEACHED, DOUBLE WRAPPED, SIZE: 10 X 10 CM, PACKING 5 PIECES/PACK, DISPOSABLE, STERILE | SUPPLEMENTARY GEN.SUPPLIES NURS,BURN
20947 | 4231151200200 | GAUZE, SWAB, (100% COTTON), 16 PLY, WHITE, FOLDED EDGES, NOT LESS THAN 15 THREADS/CM2, BLEACHED, DOUBLE WRAPPED, SIZE: 10 X 10 CM, PACKING 5 PIECES/PACK, DISPOSABLE, STERILE | SUPPLEMENTARY GEN.SUPPLIES NURS,BURN
20948 | 4231151200400 | GAUZE SWAB (100% COTTON) 8 PLY WHITE FOLDED EDGES NOT LESS THAN 15 THREADS/CM2 BLEACHED DOUBLE WRAPPED SIZE 5 X 5 CM PACKING 5 PIECES/PACK DISPOSABLE STERILE.. | SUPPLEMENTARY GEN.SUPPLIES NURS,BURN
20949 | 4231151202000 | GAUZE SWAB (100% COTTON) 12 PLY WHITE FOLDED EDGES NOT LESS THAN 15 THREADS/CM 2 BLEACHED SIZE: 10 X 10 CM DISPOSABLE NON - STERILE.. | SUPPLEMENTARY GEN.SUPPLIES NURS,BURN
20950 | 4231151202900 | GAUZE SWAB (100% COTTON) 12 PLY WHITE FOLDED EDGES NOT LESS THAN 15 THREADS/CM2 BLEACHED DOUBLE WRAPPED SIZE: 5 X 5 CM DISPOSABLE STERILE.. | SUPPLEMENTARY GEN.SUPPLIES NURS,BURN
20951 | 4231151203000 | GAUZE SWAB (100% COTTON) 16 PLY X-RAY DETECTABLE WHITE FOLDED EDGES NOT LESS THAN 15 THREADS/CM2 BLEACHED SIZE: 10 X 10 CM 5 PIECES/PACK DISPOSABLE NON-STERILE.. | SUPPLEMENTARY GEN.SUPPLIES NURS,BURN
20952 | 4231151203300 | SPONGE LAPAROTOMY (100% COTTON) 12 PLY X-RAY DETECTABLE WHITE FOLDED EDGES NOT LESS THAN 15 THREADS/CM2 BLEACHED WITH TAIL AND STITCHES TO ALL SIDES DOUBLE WRAPPED SIZE: 45 X 45 CM PACKING: 5 PIECES/PACK DISPOSABLE STERILE.. | SUPPLEMENTARY GEN.SUPPLIES NURS,BURN
20953 | 4231151203700 | GAUZE SWAB (100% COTTON) 16 PLY X-RAY DETECTABLE WHITE FOLDED EDGES NOT LESS THAN 15 THREADS/CM2 BLEACHED SIZE: 10 X 20 CM DISPOSABLE NON-STERILE.. | SUPPLEMENTARY GEN.SUPPLIES NURS,BURN
20954 | 4231151204200 | GAUZE SWAB (100% COTTON) 16 PLY X-RAY DETECTABLE GREEN FOLDED EDGES NOT LESS THAN 15 THREADS/CM2 SIZE: 10 X 10 CM DISPOSABLE NON-STERILE.. | SUPPLEMENTARY GEN.SUPPLIES NURS,BURN
20955 | 4231151204600 | GAUZE SWAB (100% COTTON) 8 PLY WHITE FOLDED EDGES NOT LESS THAN 15 THREADS/CM 2 BLEACHED SIZE: 10 X 10 CM DISPOSABLE NON - STERILE.. | SUPPLEMENTARY GEN.SUPPLIES NURS,BURN
20956 | 4231151205200 | GAUZE ABSORBENT (100% COTTON) WHITE OF PLAIN WEAVE (14 TO 15) THREADS/CM 2 BLEACHED SIZE: 90 CM X 90 M PACKING : IN A RIGID OUTER PACKING CONTAINER OF SUITABLE SIZE DISPOSABLE NON - STERILE.. | SUPPLEMENTARY GEN.SUPPLIES NURS,BURN
20957 | 4231151205300 | GAUZE, SWAB, (100% COTTON), 4 PLY, WHITE, FOLDED EDGES, NOT LESS THAN 15 THREADS/CM 2, BLEACHED, SIZE: 10 X 10 CM, DISPOSABLE, STERILE | GENERAL MEDICAL CONSUMABLES
20958 | 4231151205400 | GAUZE SWAB (100% COTTON) 32 PLY X - RAY DETECTABLE WHITE FOLDED EDGES AND STITCHES TO ALL SIDES NOT LESS THAN 15 THREADS/CM2 BLEACHED DOUBLE WRAPPED SIZE: 10 X 10 CM DISPOSABLE STERILE.. | SUPPLEMENTARY GEN.SUPPLIES NURS,BURN
20959 | 4231151205500 | GAUZE SWAB 6 PLY PRE - CUT T - SLIT FOLDED EDGES SIZE: 10 X 10 CM 2 PIECES / PACKET STERILE.. | SUPPLEMENTARY GEN.SUPPLIES NURS,BURN
20960 | 4231151205600 | SKIN BARRIER, TO HUMIDIFY AND PROTECT TRACHEOSOPGHEGEAL PUNCTURE | EAR, NOSE & THROAT SUPPLIES (ENT)
20961 | 4231151205700 | GEL HIGH CONDUCTIVITY WATER SOLUBLE FOR DEFIBRILLATION 60 GRAM TUBE.. | SUPPLEMENTARY GEN.SUPPLIES NURS,BURN
20962 | 4231151205800 | GEL PREP CHLORIDE AND ACETONE FREE 4-4.5 OZ TUBE.. | SUPPLEMENTARY GEN.SUPPLIES NURS,BURN
20963 | 4231151206700 | GAUZE SWAB (100% COTTON) 12 PLY WHITE FOLDED EDGES NOT LESS THAN 15 THREADS/CM 2 BLEACHED SIZE: 5 X 5 CM DISPOSABLE NON - STERILE.. | SUPPLEMENTARY GEN.SUPPLIES NURS,BURN
20964 | 4231151206800 | GAUZE SWAB (100% COTTON) 16 PLY WHITE FOLDED EDGES NOT LESS THAN 15 THREADS/CM 2 BLEACHED SIZE: 5 X 5 CM DISPOSABLE NON - STERILE.. | SUPPLEMENTARY GEN.SUPPLIES NURS,BURN
20965 | 4231151206900 | GAUZE SWAB (100% COTTON) 8 PLY WHITE FOLDED EDGES NOT LESS THAN 15 THREADS/CM 2 BLEACHED SIZE: 5 X 5 CM DISPOSABLE NON - STERILE.. | SUPPLEMENTARY GEN.SUPPLIES NURS,BURN
20966 | 4231151207800 | GAUZE SWAB (100% COTTON) 8 PLY X - RAY DETECTABLE WHITE FOLDED EDGES AND STITCHES TO ALL SIDES NOT LESS THAN 15 THREADS/CM2 BLEACHED DOUBLE WRAPPED SIZE: 10 X 10 CM 5 PIECES/PACK DISPOSABLE STERILE.... | SUPPLEMENTARY GEN.SUPPLIES NURS,BURN
20967 | 4231151300700 | DRESSING CONFORMABLE HYDROGEL NON-WOVEN SIZE 10 CM X 10 CM (-/+ 1 CM) SUITABLE FOR EB PATIENTS (WOUND AND OSTOMY CARE).. | SUPPLEMENTARY GEN.SUPPLIES NURS,BURN
20968 | 4231151300800 | DRESSING CONFORMABLE HYDROGEL NON-WOVEN SIZE 10 CM X 20 CM (-/+ 2 CM) SUITABLE FOR EB PATIENTS (WOUND AND OSTOMY CARE).. | SUPPLEMENTARY GEN.SUPPLIES NURS,BURN
20969 | 4231151300900 | DRESSING HYDRO BALANCE FOR WOUND PLAIN SIZE 15 X 20 CM (+\-2) STERILE SUITABLE FOR EB PATIENTS (WOUND AND OSTOMY CARE).. | SUPPLEMENTARY GEN.SUPPLIES NURS,BURN
20970 | 4231151301600 | DRESSING CONFORMABLE HYDROGEL NON-WOVEN SIZE 10 CM X 40 CM (-/+ 3 CM) SUITABLE FOR EB PATIENTS (WOUND AND OSTOMY CARE).. | SUPPLEMENTARY GEN.SUPPLIES NURS,BURN
20971 | 4231151302000 | DRESSING NON ADHERENT CONTACT LAYER COATED WITH MANUKA HONEY SIZE 10 X 10 CM (+\-2 CM) DISPOSABLE STERILE (WOUND AND OSTOMY CARE).. | SUPPLEMENTARY GEN.SUPPLIES NURS,BURN
20972 | 4231151302100 | DRESSING NON ADHERENT CONTACT LAYER COATED WITH MANUKA HONEY SIZE 10 X 20 CM (+\-2 CM) DISPOSABLE STERILE (WOUND AND OSTOMY CARE).. | SUPPLEMENTARY GEN.SUPPLIES NURS,BURN
20973 | 4231151302200 | DRESSING NON ADHERENT CONTACT LAYER IMPREGNATED WITH PETROLATUM KNITTED CELLULOSE ACETATE FABRIC 8 (+/- 2 CM) X 150 (+/- 10CM) DISPOSABLE STERILE (WOUND AND OSTOMY CARE).. | SUPPLEMENTARY GEN.SUPPLIES NURS,BURN
20974 | 4231151302300 | DRESSING NON ADHERENT CONTACT LAYER IMPREGNATED WITH POVIDONE IODINE 10 X 10 CM (+/- 2CM) DISPOSABLE STERILE (WOUND AND OSTOMY CARE).. | SUPPLEMENTARY GEN.SUPPLIES NURS,BURN
20975 | 4231151302600 | TUBE HYDROGEL REPLICINE KERATIN PROTEIN 15% THIN LOW VISCOSITY 20-30GM SUITABLE FOR EB PATIENTS (WOUND AND OSTOMY CARE).. | SUPPLEMENTARY GEN.SUPPLIES NURS,BURN
20976 | 4231151302700 | TUBE HYDROGEL REPLICINE KERATIN PROTEIN 15% THICK HIGH VISCOSITY 20-30GM SUITABLE FOR EB PATIENTS (WOUND AND OSTOMY CARE).. | SUPPLEMENTARY GEN.SUPPLIES NURS,BURN
20977 | 4231151304000 | CASTING PLASTER OF FIBERGLASS ( MADE OF PURE FIBERGLASS ) SIZE: 10 CM X 3.6-4 M PACKING: KNITTED/POLYURETHANE COMFORTABLE FOIL PACK.. | SUPPLEMENTARY GEN.SUPPLIES NURS,BURN
20978 | 4231151304100 | CASTING PLASTER OF FIBERGLASS ( MADE OF PURE FIBERGLASS ) SIZE: 12.5 CM X 3.6-4 M PACKING: KNITTED/POLYURETHANE COMFORTABLE FOIL PACK.. | SUPPLEMENTARY GEN.SUPPLIES NURS,BURN
20979 | 4231151304200 | DRESSING ACTIVE LEPTOSPERMUM MANUKA HONEY (99%) TUBE SIZE NOT LESS THAN 20GM DISPOSABLE STERILE (WOUND AND OSTOMY CARE).. | SUPPLEMENTARY GEN.SUPPLIES NURS,BURN
20980 | 4231151304800 | NASAL GEL PAD, COVER NASAL BRIDGE, FOR BIPAP MASK, SIZE LARGE, WASHABLE, REUSABLE FOR THE SAME PATIENT. INDIVIDUAL PACK | ANESTHESIA AND RESPIRATORY SUPPLEMENTARY
20981 | 4231151304900 | NASAL GEL PAD, COVER NASAL BRIDGE, FOR BIPAP MASK, SIZE MEDIUM, WASHABLE, REUSABLE FOR THE SAME PATIENT INDIVIDUAL PACK. INDIVIDUAL PACK. | ANESTHESIA AND RESPIRATORY SUPPLEMENTARY
20982 | 4231151305000 | NASAL GEL PAD, COVER NASAL BRIDGE, FOR BIPAP MASK, SIZE SMALL, WASHABLE, REUSABLE FOR THE SAME PATIENT INDIVIDUAL PACK. | ANESTHESIA AND RESPIRATORY SUPPLEMENTARY
20983 | 4231151305100 | DRESSING HYDROGEL TUBE 15 GM (WOUND AND OSTOMY).. | SUPPLEMENTARY GEN.SUPPLIES NURS,BURN
20984 | 4231151305200 | GEL ENZYME WITH ALGINATE 30-35 GM FOR HIGH EXUDING WOUND STERILE (WOUND AND OSTOMY CARE) /.. | SUPPLEMENTARY GEN.SUPPLIES NURS,BURN
20985 | 4231151305500 | GEL ENZYME WITH ALGINATE 30-35 GM FOR LOW EXUDING WOUND STERILE (WOUND AND OSTOMY CARE).. | SUPPLEMENTARY GEN.SUPPLIES NURS,BURN
20986 | 4231151305600 | GEL CONTAINS MALTODEXTRIN AND GLYCERIN FOR FILLING WOUND SITE TO PROTECT THE WOUND FROM DEHYDRATION 10-15 ML TUBE (WOUND AND OSTOMY CARE)... | SUPPLEMENTARY GEN.SUPPLIES NURS,BURN
20987 | 4231151305700 | GEL CONTAINS MALTODEXTRIN AND GLYCERIN FOR FILLING WOUND SITE TO PROTECT THE WOUND FROM DEHYDRATION 80-100 ML TUBE (WOUND AND OSTOMY CARE)... | SUPPLEMENTARY GEN.SUPPLIES NURS,BURN
20988 | 4231151400100 | DRESSING ABSORBENT EXTRA STRENGTH HYDROFIBER WITH SILVER TRANSFORM INTO SOFT AND FLEXIBLE GEL FIBER ONCE ABSORBS WITH WOUND EXUDATE AND REMAINS MOIST SIZE 2 X NOT LESS THAN 30 CM STERILE (WOUND AND OSTOMY CARE).. | SUPPLEMENTARY GEN.SUPPLIES NURS,BURN
20989 | 4231151400700 | DRESSING HEMOSTATIC HIGHLY ABSORBENT AND CONFORMABLE COMPOSED OF NATURAL BIODEGRADABLE CHITOSAN FIBERS SIZE 5 X 5CM (+/-1 CM) SUITABLE FOR EB PATIENTS (WOUND AND OSTOMY CARE).. | SUPPLEMENTARY GEN.SUPPLIES NURS,BURN
20990 | 4231151401000 | DRESSING GAUZE IMPREGNATED WITH CHLORHEXIDINE SIZE: 10 X 10 CM INDIVIDUALLY PACK DISPOSABLE STERILE MSDS SHOULD BE PROVIDED IN SOFT COPY (WOUND AND OSTOMY CARE).. | SUPPLEMENTARY GEN.SUPPLIES NURS,BURN
20991 | 4231151401100 | DRESSING, GAUZE, IMPREGNATED WITH CHLORHEXIDINE, SIZE: 5 X 5 CM, INDIVIDUALLY PACK, DISPOSABLE, STERILE, MSDS SHOULD BE PROVIDED IN SOFT COPY, (WOUND AND OSTOMY CARE) | SUPPLEMENTARY GEN.SUPPLIES NURS,BURN
20992 | 4231151401200 | DRESSING ABSORBENT WITH SILVER PAD FLEXIBLE ADHESIVE HYDROCOLLOID BORDER 10 X 10 CM (+/- 2CM) DISPOSABLE STERILE (WOUND AND OSTOMY CARE).. | SUPPLEMENTARY GEN.SUPPLIES NURS,BURN
20993 | 4231151401300 | DRESSING ABSORBENT WITH SILVER PAD FLEXIBLE ADHESIVE HYDROCOLLOID BORDER 10 X 15 CM (+/- 2CM) DISPOSABLE STERILE (WOUND AND OSTOMY CARE).. | SUPPLEMENTARY GEN.SUPPLIES NURS,BURN
20994 | 4231151401400 | DRESSING ABSORBENT WITH SILVER PAD FLEXIBLE ADHESIVE HYDROCOLLOID BORDER 10 X 25 CM (+/- 2CM) DISPOSABLE STERILE (WOUND AND OSTOMY CARE).. | SUPPLEMENTARY GEN.SUPPLIES NURS,BURN
20995 | 4231151401500 | DRESSING ABSORBENT WITH SILVER PAD FLEXIBLE ADHESIVE HYDROCOLLOID BORDER 10 X 35 CM (+/- 2CM) DISPOSABLE STERILE (WOUND AND OSTOMY CARE).. | SUPPLEMENTARY GEN.SUPPLIES NURS,BURN
20996 | 4231151401600 | DRESSING ABSORBENT EXTRA STRENGTH HYDROFIBER WITHOUT SILVER TRANSFORM INTO SOFT AND FLEXIBLE GEL FIBER ONCE ABSORBS WITH WOUND EXUDATE AND REMAINS MOIST SIZE 10 X 10 CM (+/- 2 CM) STERILE (WOUND AND OSTOMY CARE).. | SUPPLEMENTARY GEN.SUPPLIES NURS,BURN
20997 | 4231151401700 | DRESSING ABSORBENT EXTRA STRENGTH HYDROFIBER WITHOUT SILVER TRANSFORM INTO SOFT AND FLEXIBLE GEL FIBER ONCE ABSORBS WITH WOUND EXUDATE AND REMAINS MOIST SIZE 5 X 5 CM (WOUND AND OSTOMY CARE).. | SUPPLEMENTARY GEN.SUPPLIES NURS,BURN
20998 | 4231151401800 | DRESSING NANO CRYSTALLINE SILVER SIZE 10 X 20 CM (SILVER) DISPOSABLE STERILE (WOUND AND OSTOMY CARE).. | SUPPLEMENTARY GEN.SUPPLIES NURS,BURN
20999 | 4231151401900 | DRESSING SOFT SILICONE FOAM WITH SILVER WITHOUT BORDER SIZE 15 X 30 CM (+/- 5 CM) STERILE (WOUND AND OSTOMY CARE).. | SUPPLEMENTARY GEN.SUPPLIES NURS,BURN
21000 | 4231151402000 | DRESSING NON ADHERENT CONTACT LAYER LIPIDO COLLOID WITH SILVER 15 X 20 CM (+/-2 CM) SUITABLE FOR EB PATIENTS DISPOSABLE STERILE (WOUND AND OSTOMY CARE).. | SUPPLEMENTARY GEN.SUPPLIES NURS,BURN
21001 | 4231151402200 | DRESSING TRANSPARENT I.V. SECUREMENT TRANSPARENT DRESSINGS IMPREGNATED WITH 2-3% CHLORHEXIDINE GEL PAD FOR CENTRAL LINES HIGHLY BREATHABLE FOR MOISTURE EVAPORATION LATEX FREE BREATHABLE WATERPROOF WITH 2 PARTS (TRANSPARENT AND CLOTH LIKE) 2 SECURING STRIP DOCUMENTATION LABEL ADULT SIZE: 8 X 11 CM (+/- 1CM) DISPOSABLE STERILE MSDS SHOULD BE PROVIDED IN SOFT COPY (WOUND AND OSTOMY CARE).. | SUPPLEMENTARY GEN.SUPPLIES NURS,BURN
21002 | 4231151402300 | DRESSING ABSORBENT EXTRA STRENGTH HYDROFIBER WITH SILVER TRANSFORM INTO SOFT AND FLEXIBLE GEL FIBER ONCE ABSORBS WITH WOUND EXUDATE AND REMAINS MOIST SIZE 15 X 15 CM (+/- 2 CM) STERILE (WOUND AND OSTOMY CARE).. | SUPPLEMENTARY GEN.SUPPLIES NURS,BURN
21003 | 4231151402500 | DRESSING ODOR CONTROL ACTIVATED CHARCOAL WITH SILVER COVERED WITH SLEEVE SIZE 5 X 10 CM (+/-2 CM) STERILE (WOUND AND OSTOMY CARE)... | SUPPLEMENTARY GEN.SUPPLIES NURS,BURN
21004 | 4231151402600 | DRESSING ANTIMICROBACTERIAL WITH NATURAL FATTY ACID WORKS BY PHYSICAL ATTRACTION SWAB 4 X 6 CM (+\-2) DISPOSABLE STERILE ( WOUND AND OSTOMY CARE ).. | SUPPLEMENTARY GEN.SUPPLIES NURS,BURN
21005 | 4231151402700 | DRESSING ANTIMICROBACTERIAL WITH NATURAL FATTY ACID WORKS BY PHYSICAL ATTRACTION ROPE SIZE 2 X 50 CM (+\-2) DISPOSABLE STERILE ( WOUND AND OSTOMY CARE ).. | SUPPLEMENTARY GEN.SUPPLIES NURS,BURN
21006 | 4231151402800 | DRESSING ANTIMICROBACTERIAL WITH NATURAL FATTY ACID WORKS BY PHYSICAL ATTRACTION WITH ABSORBENT PAD SIZE 10 X 10 CM (+\-2) DISPOSABLE STERILE ( WOUND AND OSTOMY CARE ).. | SUPPLEMENTARY GEN.SUPPLIES NURS,BURN
21007 | 4231151402900 | DRESSING ANTIMICROBIAL HYDRO BALANCE FOR WOUND WITH POLYHEXAMETHYLENE BIGUANIDE (PHMB) SIZE 9 X 9 CM (+\-2) STERILE (WOUND AND OSTOMY CARE).. | SUPPLEMENTARY GEN.SUPPLIES NURS,BURN
21008 | 4231151403000 | DRESSING ANTIMICROBIAL HYDRO BALANCE FOR WOUND WITH POLYHEXAMETHYLENE BIGUANIDE (PHMB) SIZE 5 X 5 CM (+\-2) STERILE (WOUND AND OSTOMY CARE).. | SUPPLEMENTARY GEN.SUPPLIES NURS,BURN
21009 | 4231151403200 | DRESSING CADEXOMER IODINE COMPOSED OF 0.9% IODINE + POLYETHYLENE GLYCOL + STARCH 5GM 5 CM X 5 CM (+/- 1 CM) DISPOSABLE STERILE (WOUND AND OSTOMY CARE).. | SUPPLEMENTARY GEN.SUPPLIES NURS,BURN
21010 | 4231151403400 | DRESSING FLEXIBLE GAUZE SATURATED WITH ZINC OXIDE AND CALAMINE SIZE AT LEAST 10 X 900 CM DISPOSABLE STERILE (WOUND AND OSTOMY CARE).. | SUPPLEMENTARY GEN.SUPPLIES NURS,BURN
21011 | 4231151403500 | DRESSING ABSORBENT EXTRA STRENGTH HYDROFIBER WITH SILVER TRANSFORM INTO SOFT AND FLEXIBLE GEL FIBER ONCE ABSORBS WITH WOUND EXUDATE AND REMAINS MOIST SIZE 10 X 10 CM (+/- 2 CM) STERILE (WOUND AND OSTOMY CARE).. | SUPPLEMENTARY GEN.SUPPLIES NURS,BURN
21012 | 4231151403600 | DRESSING HYPERTONIC CLEANSING WOUND ABSORBS EXUDATES FOR INFECTED AND NON INFECTED WOUNDS SIZE 10 X 10 CM (+/- 2 CM) DISPOSABLE STERILE (WOUND AND OSTOMY CARE).. | SUPPLEMENTARY GEN.SUPPLIES NURS,BURN
21013 | 4231151403700 | DRESSING HYPERTONIC CLEANSING WOUND ABSORBS EXUDATES FOR INFECTED AND NON INFECTED WOUNDS SIZE 2 X 100 (+/- 2 CM) DISPOSABLE STERILE (WOUND AND OSTOMY CARE).. | SUPPLEMENTARY GEN.SUPPLIES NURS,BURN
21014 | 4231151403800 | DRESSING HYPERTONIC CLEANSING WOUND ABSORBS EXUDATES FOR INFECTED AND NON INFECTED WOUNDS SIZE 5 X 5 CM (+/- 2 CM) DISPOSABLE STERILE (WOUND AND OSTOMY CARE).. | SUPPLEMENTARY GEN.SUPPLIES NURS,BURN
21015 | 4231151403900 | DRESSING ANTI-MICROBIAL SPONGE 7 MM CENTER HOLE ABSORBENT IMPREGNATED WITH CHLORHEXIDINE GLUCONATE (CHG) ABLE TO COVER THE SITE OF INSERTION 360 DEGREE DISPOSABLE STERILE MSDS SHOULD BE PROVIDED IN SOFT COPY ( WOUND AND OSTOMY CARE).. | SUPPLEMENTARY GEN.SUPPLIES NURS,BURN
21016 | 4231151404000 | DRESSING ANTI-MICROBIAL SPONGE 4 MM CENTER HOLE ABSORBENT IMPREGNATED WITH CHLORHEXIDINE GLUCONATE (CHG) ABLE TO COVER THE SITE OF INSERTION 360 DEGREE DISPOSABLE STERILE MSDS SHOULD BE PROVIDED IN SOFT COPY ( WOUND AND OSTOMY CARE).. | SUPPLEMENTARY GEN.SUPPLIES NURS,BURN
21017 | 4231151404100 | DRESSING ANTI-MICROBIAL SPONGE 1.5 MM CENTER HOLE ABSORBENT IMPREGNATED WITH CHLORHEXIDINE GLUCONATE (CHG) ABLE TO COVER THE SITE OF INSERTION 360 DEGREE DISPOSABLE STERILE MSDS SHOULD BE PROVIDED IN SOFT COPY ( WOUND AND OSTOMY CARE).. | SUPPLEMENTARY GEN.SUPPLIES NURS,BURN
21018 | 4231151404300 | DRESSING NYLON CLOTH PURE METALLIC SILVER AND 0.9% SILVER OXIDE TO BE USED FOR 7 DAYS SIZE 10 X 10 CM (+\-2 CM) DISPOSABLE STERILE (WOUND AND OSTOMY CARE).. | SUPPLEMENTARY GEN.SUPPLIES NURS,BURN
21019 | 4231151404400 | DRESSING WOUND CONTACT 3 D NYLON CLOTH PLATED BY SILVER REVEALS 99.1% PURE METALLIC SILVER AND 0.9% SILVER OXIDE TO BE USED FOR 7 DAYS SIZE 2.5 X 60 CM DISPOSABLE STERILE (WOUND AND OSTOMY CARE).. | SUPPLEMENTARY GEN.SUPPLIES NURS,BURN
21020 | 4231151404500 | DRESSING WOUND CONTACT 3 D NYLON CLOTH PLATED BY SILVER REVEALS 99.1% PURE METALLIC SILVER AND 0.9% SILVER OXIDE TO BE USED FOR 7 DAYS SIZE 5 X 5 CM (+\-1) DISPOSABLE STERILE (WOUND AND OSTOMY CARE).. | SUPPLEMENTARY GEN.SUPPLIES NURS,BURN
21021 | 4231151404700 | DRESSING ODOR CONTROL ACTIVATED CHARCOAL WITH SILVER COVERED WITH SLEEVE SIZE 10 X 20 CM (+/-2 CM) STERILE (WOUND AND OSTOMY CARE).. | SUPPLEMENTARY GEN.SUPPLIES NURS,BURN
21022 | 4231151405500 | DRESSING ABSORBENT EXTRA STRENGTH HYDROFIBER WITH SILVER TRANSFORM INTO SOFT AND FLEXIBLE GEL FIBER ONCE ABSORBS WITH WOUND EXUDATE AND REMAINS MOIST FOR BURN SIZE 23 X 30 CM (+/- 5 CM) STERILE (WOUND AND OSTOMY CARE).. | SUPPLEMENTARY GEN.SUPPLIES NURS,BURN
21023 | 4231151405600 | DRESSING ABSORBENT EXTRA STRENGTH HYDROFIBER WITH SILVER TRANSFORM INTO SOFT AND FLEXIBLE GEL FIBER ONCE ABSORBS WITH WOUND EXUDATE AND REMAINS MOIST FOR BURN SIZE 55 X 45 CM (+/- 5 CM) STERILE (WOUND AND OSTOMY CARE).. | SUPPLEMENTARY GEN.SUPPLIES NURS,BURN
21024 | 4231151408400 | DRESSING FLEXIBLE AND STRETCHABLE FOAM FIVE LAYERS ABSORBENT LOCK IN EXUDATE UNDER COMPRESSION WEAR TIME NOT LESS THAN 24 HOURS WITH SOFT SILICON FOAM ADHESIVE BORDER PERMEABLE SIZE 15 X 20 CM (+\-2) DISPOSABLE STERILE (WOUND AND OSTOMY CARE.. | SUPPLEMENTARY GEN.SUPPLIES NURS,BURN
21025 | 4231151408500 | DRESSING ANTIMICROBIAL GAUZE IMPREGNATED WITH PHMB ROLL SIZE 4.5 INCH (+/- 1 INCH) X 4 YARD STERILE (WOUND AND OSTOMY CARE).. | SUPPLEMENTARY GEN.SUPPLIES NURS,BURN
21026 | 4231151408600 | DRESSING NOT LESS THAN FOUR LAYERS ABSORBENT WITH SOFT SILICON FOAM WITH SILVER ADHESIVE BORDER PERMEABLE SIZE 15 X 20 CM (+\-2) DISPOSABLE STERILE (WOUND AND OSTOMY CARE).. | SUPPLEMENTARY GEN.SUPPLIES NURS,BURN
21027 | 4231151408700 | DRESSING NOT LESS THAN FIVE LAYERS WITH SOFT SILICONE SILVER FOAM ADHESIVE BORDER ABSORBENT FIBER LAYER LOCK IN EXUDATE UNDER COMPRESSION WEAR TIME NOT LESS THAN 24 HOURS SACRUM SHAPE SIZE 18 X 18 CM (+/- 2CM) DISPOSABLE STERILE (WOUND AND OSTOMY CARE).. | SUPPLEMENTARY GEN.SUPPLIES NURS,BURN
21028 | 4231151408900 | DRESSING CADEXOMER IODINE COMPOSED OF 0.9% IODINE 10-15 GM DISPOSABLE STERILE (WOUND AND OSTOMY CARE)... | SUPPLEMENTARY GEN.SUPPLIES NURS,BURN
21029 | 4231151409000 | DRESSING SOFT SILICONE FOAM WITH SILVER WITHOUT BORDER SIZE 10 X 15 CM (+/- 2 CM) STERILE (WOUND AND OSTOMY CARE).. | SUPPLEMENTARY GEN.SUPPLIES NURS,BURN
21030 | 4231151409100 | DRESSING SOFT SILICONE FOAM WITH SILVER WITHOUT BORDER SIZE 8 X 10 CM (+/- 2 CM) STERILE (WOUND AND OSTOMY CARE).. | SUPPLEMENTARY GEN.SUPPLIES NURS,BURN
21031 | 4231151409200 | DRESSING NON-ABSORBENT GEL PAD ANTIBACTERIAL WORK WITH PHYSICAL ATTRACTION SIZE 7 X 15 CM (+/- 1 CM) DISPOSABLE STERILE (WOUND AND O STOMY CARE).... | SUPPLEMENTARY GEN.SUPPLIES NURS,BURN
21032 | 4231151409300 | MESH NON-WOVEN FABRIC WITH POLY-L-LACTIC ACID (PLLA) ANTIMICROBIAL FOR TISSUE REPAIR IN GRANULATING WOUND – SKIN REGENERATION SIZE 10 X 7 CM ( +/- 2 CM ) DISPOSABLE STERILE (WOUND AND OSTOMY CARE).... | SUPPLEMENTARY GEN.SUPPLIES NURS,WOUND
21033 | 4231151409400 | DRESSING FILM TRANSPARENT BREATHABLE SOFT SILICONE ADHESIVE IMPREGNATED WITH 2-3% CHLORHEXIDINE AS THE SOLE ANTIMICROBIAL AGENT HYPOALLERGENIC SIZE 6 X 7 CM (+/- 1 CM) DISPOSABLE STERILE (WOUND AND OSTOMY CARE).... | SUPPLEMENTARY GEN.SUPPLIES NURS,WOUND
21034 | 4231151409500 | DRESSING FILM TRANSPARENT BREATHABLE SOFT SILICONE ADHESIVE IMPREGNATED WITH 2-3% CHLORHEXIDINE AS THE SOLE ANTIMICROBIAL AGENT HYPOALLERGENIC SIZE 10 X 12 CM (+/- 2 CM) DISPOSABLE STERILE (WOUND AND OSTOMY CARE).... | SUPPLEMENTARY GEN.SUPPLIES NURS,WOUND
21035 | 4231151500900 | DRESSING HYDROCOLLOID THICK 15 X 15 CM DISPOSABLE STERILE (WOUND AND OSTOMY CARE).. | SUPPLEMENTARY GEN.SUPPLIES NURS,BURN
21036 | 4231151501000 | DRESSING HYDROCOLLOID THIN 7.5 X 7.5 CM DISPOSABLE STERILE (WOUND AND OSTOMY CARE).. | SUPPLEMENTARY GEN.SUPPLIES NURS,BURN
21037 | 4231151501500 | DRESSING HYDROCOLLOID THIN 15 X 20 CM DISPOSABLE STERILE (WOUND AND OSTOMY CARE).. | SUPPLEMENTARY GEN.SUPPLIES NURS,BURN
21038 | 4231151501600 | DRESSING HYDROCOLLOID THIN 5 X NOT LESS THAN 20 CM DISPOSABLE STERILE (WOUND AND OSTOMY CARE).. | SUPPLEMENTARY GEN.SUPPLIES NURS,BURN
21039 | 4231151501800 | DRESSING HYDROCOLLOID THICK 10 X 10 CM DISPOSABLE STERILE (WOUND AND OSTOMY CARE).. | SUPPLEMENTARY GEN.SUPPLIES NURS,BURN
21040 | 4231151501900 | DRESSING HYDROCOLLOID THICK 20 X 20 CM DISPOSABLE STERILE (WOUND AND OSTOMY CARE).. | SUPPLEMENTARY GEN.SUPPLIES NURS,BURN
21041 | 4231151502000 | DRESSING HYDROCOLLOID THIN 2.5 X 5 CM (+/- 0.5) DISPOSABLE STERILE (WOUND AND OSTOMY CARE).. | SUPPLEMENTARY GEN.SUPPLIES NURS,BURN
21042 | 4231151502100 | DRESSING HYDROCOLLOID SACRUM SHAPE 16 X 18 CM (+/- 2CM) DISPOSABLE STERILE (WOUND AND OSTOMY CARE).. | SUPPLEMENTARY GEN.SUPPLIES NURS,BURN
21043 | 4231151502200 | DRESSING HYDROCOLLOID THIN 10 X 10 CM DISPOSABLE STERILE (WOUND AND OSTOMY CARE).. | SUPPLEMENTARY GEN.SUPPLIES NURS,BURN
21044 | 4231151502300 | DRESSING HYDROCOLLOID THIN 5 X 5 CM DISPOSABLE STERILE (WOUND AND OSTOMY CARE).. | SUPPLEMENTARY GEN.SUPPLIES NURS,BURN
21045 | 4231151502400 | DRESSING NON ADHERENT CONTACT LAYER LIPIDO COLLOID WITH SILVER 10 X 12 CM (+/-1 CM) SUITABLE FOR EB PATIENTS DISPOSABLE STERILE (WOUND AND OSTOMY CARE).. | SUPPLEMENTARY GEN.SUPPLIES NURS,BURN
21046 | 4231151502600 | DRESSING NON ADHERENT CONTACT LAYER LIPIDO COLLOID WITH SILVER 5 X 5 CM (+/-1CM) SUITABLE FOR EB PATIENTS DISPOSABLE STERILE (WOUND AND OSTOMY CARE).. | SUPPLEMENTARY GEN.SUPPLIES NURS,BURN
21047 | 4231151502700 | DRESSING NON ADHERENT CONTACT LAYER LIPIDO COLLOID 10 X 10 CM (+/- 2 CM) SUITABLE FOR EB PATIENTS DISPOSABLE STERILE (WOUND AND OSTOMY CARE).. | SUPPLEMENTARY GEN.SUPPLIES NURS,BURN
21048 | 4231151502900 | DRESSING NON ADHERENT CONTACT LAYER LIPIDO COLLOID 15 X 20 CM (+/- 2 CM) SUITABLE FOR EB PATIENTS DISPOSABLE STERILE (WOUND AND OSTOMY CARE).. | SUPPLEMENTARY GEN.SUPPLIES NURS,BURN
21049 | 4231151503000 | DRESSING NON ADHERENT CONTACT LAYER LIPIDO COLLOID 5 X 5 CM (+/- 1 CM) SUITABLE FOR EB PATIENTS DISPOSABLE STERILE (WOUND AND OSTOMY CARE).. | SUPPLEMENTARY GEN.SUPPLIES NURS,BURN
21050 | 4231151503100 | DRESSING NON ADHERENT CONTACT LAYER SOFT SILICONE PAINLESS SIZE 10 X 18 CM (+/-2 CM) SUITABLE FOR EB PATIENTS DISPOSABLE STERILE (WOUND AND OSTOMY CARE).. | SUPPLEMENTARY GEN.SUPPLIES NURS,BURN
21051 | 4231151503200 | DRESSING NON ADHERENT CONTACT LAYER SOFT SILICONE PAINLESS SIZE 20 X 30 CM (+/-2 CM) SUITABLE FOR EB PATIENTS DISPOSABLE STERILE (WOUND AND OSTOMY CARE).. | SUPPLEMENTARY GEN.SUPPLIES NURS,BURN
21052 | 4231151503300 | DRESSING NON ADHERENT CONTACT LAYER SOFT SILICONE PAINLESS SIZE 5 X 7 CM (+/-1 CM) SUITABLE FOR EB PATIENTS DISPOSABLE STERILE (WOUND AND OSTOMY CARE).. | SUPPLEMENTARY GEN.SUPPLIES NURS,BURN
21053 | 4231151503400 | DRESSING NON ADHERENT CONTACT LAYER SOFT SILICONE PAINLESS SIZE 7 X 10 CM (+/-1 CM) SUITABLE FOR EB PATIENTS DISPOSABLE STERILE (WOUND AND OSTOMY CARE).. | SUPPLEMENTARY GEN.SUPPLIES NURS,BURN
21054 | 4231151503800 | DRESSING ABSORBENT EXTRA STRENGTH HYDROFIBER WITHOUT SILVER TRANSFORM INTO SOFT AND FLEXIBLE GEL FIBER ONCE ABSORBS WITH WOUND EXUDATE AND REMAINS MOIST SIZE 2-2.5 X 45-50 CM STERILE (WOUND AND OSTOMY CARE).. | SUPPLEMENTARY GEN.SUPPLIES NURS,BURN
21055 | 4231151505000 | DRESSING NOT LESS THAN FIVE LAYERS WITH SOFT SILICONE SILVER FOAM ADHESIVE BORDER ABSORBENT FIBER LAYER LOCK IN EXUDATE UNDER COMPRESSION WEAR TIME NOT LESS THAN 24 HOURS SACRUM SHAPE SIZE 23 X 23 CM (+/- 2CM) DISPOSABLE STERILE (WOUND AND OSTOMY CARE).. | SUPPLEMENTARY GEN.SUPPLIES NURS,BURN
21056 | 4231151505100 | DRESSING NOT LESS THAN FIVE LAYERS HYDROCELLULAR FOAM ADHESIVE BORDER WITH CHANGING INDICATOR 10 X 10 CM (+/- 2 CM) STERILE (WOUND / AND OSTOMY CARE... | SUPPLEMENTARY GEN.SUPPLIES NURS,BURN
21057 | 4231151509100 | DRESSING MULTILAYERS WITH SOFT SILICONE FOAM WITH SILVER ADHESIVE WITHOUT BORDER ABSORBENT FIBER LAYER HEEL SHAPE FOAM SHOULD COVER HEEL AND MALLEOLUS SIZE 15 X 25 CM (+/- 2 CM) STERILE (WOUND AND OSTOMY CARE).... | SUPPLEMENTARY GEN.SUPPLIES NURS,WOUND
21058 | 4231151513200 | DRESSING NON ADHERENT CONTACT LAYER AMMONIUM POLYACRYLATE POLYMER POLY-ABSORBENT FIBERS WITH LIPIDO-COLLOID WITH SILVER SIZE 6X6 CM (+/- 1 CM) (WOUND AND OSTOMY).. | SUPPLEMENTARY GEN.SUPPLIES NURS,BURN
21059 | 4231151517300 | DRESSING ABSORBENT EXTRA STRENGTH HYDROFIBER WITH SILVER TRANSFORM INTO SOFT AND FLEXIBLE GEL FIBER ONCE ABSORBS WITH WOUND EXUDATE AND REMAINS MOIST FOR BURN SIZE 23 X 100 CM (+/- 5 CM) STERILE (WOUND AND OSTOMY CARE).. | SUPPLEMENTARY GEN.SUPPLIES NURS,BURN
21060 | 4231151521400 | DRESSING NON ADHERENT CONTACT LAYER SOFT SILICONE SIZE 8 X 10 CM (+/- 2 CM) STERILE (WOUND AND OSTOMY CARE).. | SUPPLEMENTARY GEN.SUPPLIES NURS,BURN
21061 | 4231151525500 | DRESSING NON ADHERENT CONTACT LAYER WITH SILICONE SIZE LARGE FINGER DISPOSABLE STERILE (WOUND AND OSTOMY CARE).. | SUPPLEMENTARY GEN.SUPPLIES NURS,BURN
21062 | 4231151529600 | DRESSING NON ADHERENT CONTACT LAYER WITH SILICONE SIZE MEDIUM FINGER DISPOSABLE STERILE (WOUND AND OSTOMY CARE).. | SUPPLEMENTARY GEN.SUPPLIES NURS,BURN
21063 | 4231151533700 | DRESSING NON ADHERENT CONTACT LAYER WITH SILICONE SIZE SMALL FINGER DISPOSABLE STERILE (WOUND AND OSTOMY CARE).. | SUPPLEMENTARY GEN.SUPPLIES NURS,BURN
21064 | 4231151537800 | DRESSING NANO-OLIGO SACCHARIDE FACTOR POLYACRYLATE POLY ABSORBENT FIBERS IMPREGNATED WITH LIPIDO-COLLOID WITHOUT SILICON BORDER SIZE 10 X 10 CM (+/- 2 CM) (WOUND AND OSTOMY CARE).. | SUPPLEMENTARY GEN.SUPPLIES NURS,BURN
21065 | 4231151541900 | DRESSING NANO-OLIGO SACCHARIDE FACTOR POLYACRYLATE POLY ABSORBENT FIBERS IMPREGNATED WITH LIPIDO-COLLOID WITHOUT SILICON BORDER SIZE 6 X 6 CM (+/- 1 CM) (WOUND AND OSTOMY CARE).. | SUPPLEMENTARY GEN.SUPPLIES NURS,BURN
21066 | 4231151546000 | DRESSING NANO-OLIGO SACCHARIDE FACTOR POLYACRYLATE POLY ABSORBENT FIBERS IMPREGNATED WITH LIPIDO-COLLOID ADHESIVE SILICON BORDER SIZE 10 X 10 CM (+/- 2 CM) (WOUND AND OSTOMY CARE).. | SUPPLEMENTARY GEN.SUPPLIES NURS,BURN
21067 | 4231151550100 | DRESSING NON ADHERENT CONTACT LAYER AMMONIUM POLYACRYLATE POLYMER POLY-ABSORBENT FIBERS WITH LIPIDO-COLLOID WITH SILVER SIZE 10X10 CM (+/- 2 CM) (WOUND AND OSTOMY).. | SUPPLEMENTARY GEN.SUPPLIES NURS,BURN
21068 | 4231151554200 | DRESSING NON ADHERENT CONTACT LAYER AMMONIUM POLYACRYLATE POLYMER POLY-ABSORBENT FIBERS WITH LIPIDO-COLLOID WITH SILVER SIZE 15X15 CM (+/- 2 CM) (WOUND AND OSTOMY).. | SUPPLEMENTARY GEN.SUPPLIES NURS,BURN
21069 | 4231151558300 | DRESSING NON ADHERENT CONTACT LAYER NANO-OLIGO SACCHARIDE FACTOR WITH NON OCCLUSIVE LIPIDO-COLLOID SIZE 10X10 CM (+/- 2 CM) (WOUND AND OSTOMY).. | SUPPLEMENTARY GEN.SUPPLIES NURS,BURN
21070 | 4231151562400 | DRESSING NON ADHERENT CONTACT LAYER NANO-OLIGO SACCHARIDE FACTOR WITH NON OCCLUSIVE LIPIDO-COLLOID SIZE 15X20 CM (+/- 2 CM) (WOUND AND OSTOMY).. | SUPPLEMENTARY GEN.SUPPLIES NURS,BURN
21071 | 4231151566500 | DRESSING NON ADHERENT CONTACT LAYER NANO-OLIGO SACCHARIDE FACTOR WITH NON OCCLUSIVE LIPIDO-COLLOID SIZE 5X7 CM (+/- 1 CM) (WOUND AND OSTOMY).. | SUPPLEMENTARY GEN.SUPPLIES NURS,BURN
21072 | 4231151700100 | SPRAY DRESSING SPRAY NON MEDICATED SURGICAL FOR PROTECTION AGAINST SKIN BURN AND WOUND 200-300 ML (WOUND AND OSTOMY CARE).. | SUPPLEMENTARY GEN.SUPPLIES NURS,BURN
21073 | 4231151700300 | ADHESIVE REMOVER, SPRAY, PAINLESS, ODOURLESS, SILICONE BASED, TO FACILITATE EASY AND EFFECTIVE REMOVAL OF ALL ADHESIVE PLASTERS, 50-60 ML, SUITABLE FOR EB PATIENTS, (WOUND AND OSTOMY CARE) | SUPPLEMENTARY GEN.SUPPLIES NURS,BURN
21074 | 4231151700400 | SPRAY SILICONE BASED PAINLESS SKIN ADHESIVE REMOVER STING FREE 100-120 ML (WOUND AND OSTOMY CARE).... | SUPPLEMENTARY GEN.SUPPLIES NURS,BURN
21075 | 4231151700500 | SPRAY PROTECTIVE SKIN BARRIER FILM NON-ALCOHOL NO STING 25 - 50 ML (WOUND AND OSTOMY).. | SUPPLEMENTARY GEN.SUPPLIES NURS,BURN
21076 | 4231151700900 | STAPLER CIRCULAR CURVED BATTERY OPERATED DIAMETER 29-30 MM ADJUSTABLE STAPLE HEIGHT AND GAP SETTING SCALE DISPOSABLE STERILE.. | SUPPLEMENTARY GEN.CONS SURG SUT,LAP,ROB
21077 | 4231151701000 | STAPLER CIRCULAR CURVED BATTERY OPERATED DIAMETER 31-32 MM ADJUSTABLE STAPLE HEIGHT AND GAP SETTING SCALE DISPOSABLE STERILE.. | SUPPLEMENTARY GEN.CONS SURG SUT,LAP,ROB
21078 | 4231151701100 | ADHESIVE LIQUID FOR MEDICAL USE 2/3 ML VIAL FOR ENDOTRACHEAL TUBE SECURING. ONE (1) EACHONE (1) VIAL | ANESTHESIA AND RESPIRATORY SUPPLEMENTARY
21079 | 4231151701200 | SPRAY DRESSING NON MEDICATED SURGICAL FOR PROTECTION AGAINST SKIN BURN AND WOUND 100-150 ML (WOUND AND OSTOMY CARE)... | SUPPLEMENTARY GEN.SUPPLIES NURS,BURN
21080 | 4231151701300 | SPRAY HYPEROXYGENATED ESSENTIAL FATTY ACIDS FOR PRESSURE INJURY PREVENTION 20-30 ML (WOUND AND OSTOMY CARE)... | SUPPLEMENTARY GEN.SUPPLIES NURS,BURN
21081 | 4231151701400 | WOUND SOLUTION MICRO CRYSTALLINE-LIKE STRUCTURES SILICON DIOXIDE USING UTILIZE A NANO TECHNOLOGY SUPPORT NORMAL HEALING PROCESS AND PREVENT INFECTIONS FREE OF ODOR - ALCOHOL - FRAGRANCE 30-50 ML (WOUND AND OSTOMY CARE).... | SUPPLEMENTARY GEN.SUPPLIES NURS,BURN
21082 | 4231151800500 | PAD EYE OVAL NON ADHESIVE SIZE: 5.5 X 7.5 CM (+/- 0.5 CM) PACKING: INDIVIDUALLY WRAPPED DISPOSABLE STERILE.. | SUPPLEMENTARY GEN.SUPPLIES NURS,BURN
21083 | 4231151800700 | PAD EYE OVAL ADHESIVE SIZE: 5.5 X 7.5 CM (+/- 0.5 CM) PACKING: INDIVIDUALLY WRAPPED DISPOSABLE STERILE.. | SUPPLEMENTARY GEN.SUPPLIES NURS,BURN
21084 | 4231151800800 | PAD, EYELID CLEANING, READY TO USE, DISPOSABLE, STERILE | OPHTHALMOLOGY SUPPLIES SUPPLEMENTARY
21085 | 4231151900300 | CUSTOM MADE BELT TWISTER CUSTOM MADE PEDIATRIC ELASTIC STRAPS WITH BUCKLES ORTHOSIS (SERVICES). | SUPPLEMENTARY PROSTHET,ORTHOSIS SUPPLIES
21086 | 4231152400600 | DRESSING NON-ADHERENT TULLE IMPREGNATED WITH PARAFFIN OR PETROLATUM KNITTED CELLULOSE ACETATE FABRIC 12 X 23 (+/- 2CM) DISPOSABLE STERILE (WOUND AND OSTOMY CARE).... | SUPPLEMENTARY GEN.SUPPLIES NURS,BURN
21087 | 4231152400800 | DRESSING GAUZE IMPREGNATED IN PLAIN PARAFFIN NON-ADHERENT SIZE 15 CM X 2-2.5 MTR/ROLL INDIVIDUALLY PACKED DISPOSABLE STERILE (WOUND AND OSTOMY CARE).. | SUPPLEMENTARY GEN.SUPPLIES NURS,BURN
21088 | 4231152400900 | DRESSING GAUZE IMPREGNATED IN PLAIN PARAFFIN NON-ADHERENT SIZE 10 X 40 CM (+/- 2 CM ) INDIVIDUALLY PACKED DISPOSABLE STERILE (WOUND AND OSTOMY CARE).. | SUPPLEMENTARY GEN.SUPPLIES NURS,BURN
21089 | 4231152401400 | DRESSING NON ADHERENT CONTACT LAYER IMPREGNATED WITH PETROLATUM KNITTED CELLULOSE ACETATE FABRIC 8 X 20 (+/- 2CM) DISPOSABLE STERILE (WOUND AND OSTOMY CARE).. | SUPPLEMENTARY GEN.SUPPLIES NURS,BURN
21090 | 4231152401500 | DRESSING NON ADHERENT CONTACT LAYER IMPREGNATED WITH PETROLATUM KNITTED CELLULOSE ACETATE FABRIC 8 X 40 (+/- 2CM) DISPOSABLE STERILE (WOUND AND OSTOMY CARE).. | SUPPLEMENTARY GEN.SUPPLIES NURS,BURN
21091 | 4231152401600 | DRESSING NON ADHERENT CONTACT LAYER IMPREGNATED WITH PETROLATUM KNITTED CELLULOSE ACETATE FABRIC 8 X 8 (+/- 2CM) DISPOSABLE STERILE (WOUND AND OSTOMY CARE).. | SUPPLEMENTARY GEN.SUPPLIES NURS,BURN
21092 | 4231152402100 | DRESSING GAUZE IMPREGNATED IN PLAIN PARAFFIN SIZE 5 X 5 CM (+/- 1 CM) INDIVIDUALLY PACKED DISPOSABLE STERILE (WOUND AND OSTOMY CARE).... | SUPPLEMENTARY GEN.SUPPLIES NURS,BURN
21093 | 4231152402300 | DRESSING, TRANSPARENT, ENVIRONMENTAL BARRIER DESIGNED TO PROTECT LINE CONNECTIONS FROM EXTERNAL CONTAMINANTS . FOR LUER LOCK AND IV-LINE CONNECTIONS .WITH QUICK RELEASE PULL STRIP FOR IMMEDIATE ACCESS AND REMOVAL, SIZE 11CM X10CM (+/-2CM) | GENERAL MEDICAL CONSUMABLES
21094 | 4231152402400 | DRESSING, TRANSPARENT, ENVIRONMENTAL BARRIER DESIGNED TO PROTECT LINE CONNECTIONS FROM EXTERNAL CONTAMINANTS . FOR LUER LOCK AND IV-LINE CONNECTIONS .WITH QUICK RELEASE PULL STRIP FOR IMMEDIATE ACCESS AND REMOVAL, SIZE 17CM X17CM (+/-2CM) | GENERAL MEDICAL CONSUMABLES
21095 | 4231152700900 | DRESSING POSTOPERATIVE TRANSPARENT WATERPROOF BORDER WITH ABSORBENT SILVER PAD FLEXIBLE AND STRETCHABLE PAD SIZE 10 CM X 25 CM (+/- 2CM) DISPOSABLE STERILE (WOUND AND OSTOMY CARE).. | SUPPLEMENTARY GEN.SUPPLIES NURS,BURN
21096 | 4231152701400 | DRESSING POSTOPERATIVE TRANSPARENT WATERPROOF BORDER WITH ABSORBENT PAD MOISTURE VAPOR TRANSMISSION HYPOALLERGENIC SIZE 10 CM X 12 CM (+/- 2CM) DISPOSABLE STERILE (WOUND AND OSTOMY CARE).. | SUPPLEMENTARY GEN.SUPPLIES NURS,BURN
21097 | 4231152701500 | DRESSING POSTOPERATIVE TRANSPARENT WATERPROOF BORDER WITH ABSORBENT PAD MOISTURE VAPOR TRANSMISSION HYPOALLERGENIC SIZE 10 CM X 30 CM (+/- 2CM) DISPOSABLE STERILE (WOUND AND OSTOMY CARE).. | SUPPLEMENTARY GEN.SUPPLIES NURS,BURN
21098 | 4231152701600 | DRESSING POSTOPERATIVE TRANSPARENT WATERPROOF BORDER WITH ABSORBENT PAD MOISTURE VAPOR TRANSMISSION HYPOALLERGENIC SIZE 5 CM X 7 CM (+/- 1CM) DISPOSABLE STERILE (WOUND AND OSTOMY CARE).. | SUPPLEMENTARY GEN.SUPPLIES NURS,BURN
21099 | 4231152701700 | DRESSING FOR CENTRAL LINE TRANSPARENT IV SECUREMENT DRESSINGS IMPREGNATED WITH 2-3% CHLORHEXIDINE FOR CENTRAL LINES WITH SILVER HIGHLY BREATHABLE FOR MOISTURE EVAPORATION LATEX FREE PEDIATRIC SIZE 10 X 12 CM (+/- 1 CM) WATERPROOF 2 SECURING STRIP DOCUMENTATION LABEL DISPOSABLE STERILE MSDS SHOULD BE PROVIDED IN SOFT COPY ( WOUND AND OSTOMY CARE).. | SUPPLEMENTARY GEN.SUPPLIES NURS,BURN
21100 | 4231152701800 | DRESSING ODOR CONTROL ACTIVATED CHARCOAL WITH SILVER COVERED WITH SLEEVE SIZE 10 X 10 CM (+/-2 CM) STERILE (WOUND AND OSTOMY CARE).. | SUPPLEMENTARY GEN.SUPPLIES NURS,BURN
21101 | 4231152702000 | DRESSING TRANSPARENT, FOR IV, LATEX FREE, BREATHABLE, WATERPROOF, WITH DOCUMENTATION LABEL, SIZE 6 X 7 CM, STERILE | SUPPLEMENTARY GEN.SUPPLIES NURS,BURN
21102 | 4231152702500 | DRESSING, FILM, TRANSPARENT, ULTRA THIN, BREATHABLE, SOFT SILICONE, HYPOALLERGENIC, FOR FRAGILE SKIN, SIZE 6 X 7 CM (+/- 2 CM), DISPOSABLE, STERILE, (WOUND AND OSTOMY CARE) | SUPPLEMENTARY GEN.SUPPLIES NURS,BURN
21103 | 4231152704000 | DRESSING TOE FINGER SHAPE LARGE POLYMERIC MEMBRANE SUPER ABSORBENT NON-ADHESIVE WITH SURFACTANT GLYCERIN SEMIPERMEABLE DISPOSABLE STERILE SUITABLE FOR EB PATIENTS (WOUND AND OSTOMY CARE).. | SUPPLEMENTARY GEN.SUPPLIES NURS,BURN
21104 | 4231152704100 | DRESSING TOE FINGER SHAPE MEDIUM POLYMERIC MEMBRANE SUPERABSORBENT NON-ADHESIVE WITH SURFACTANT GLYCERIN SEMI PERMEABLE DISPOSABLE STERILE SUITABLE FOR EB PATIENTS (WOUND AND OSTOMY CARE).. | SUPPLEMENTARY GEN.SUPPLIES NURS,BURN
21105 | 4231152704200 | DRESSING TOE FINGER SHAPE SMALL POLYMERIC MEMBRANE SUPERABSORBENT NON-ADHESIVE WITH SURFACTANT GLYCERIN SEMI PERMEABLE DISPOSABLE STERILE SUITABLE FOR EB PATIENTS (WOUND AND OSTOMY CARE).. | SUPPLEMENTARY GEN.SUPPLIES NURS,BURN
21106 | 4231152704300 | DRESSING TOPICAL PROTEASE MODULATING MATRIX CELLULOSE AND COLLAGEN 115 CM2 (+/- 15 CM2) STERILE (WOUND AND OSTOMY CARE).. | SUPPLEMENTARY GEN.SUPPLIES NURS,BURN
21107 | 4231152704600 | DRESSING POSTOPERATIVE TRANSPARENT WATERPROOF BORDER WITH ABSORBENT PAD MOISTURE VAPOR TRANSMISSION HYPOALLERGENIC SIZE 10 CM X 20 CM (+/- 2CM) DISPOSABLE STERILE (WOUND AND OSTOMY CARE).. | SUPPLEMENTARY GEN.SUPPLIES NURS,BURN
21108 | 4231152705000 | DRESSING PRE MOISTURE HIGHLY ABSORBENT SELF ADAPTIVE WOUND DRESSING NON-ADHESIVE SIZE 10 X 10 (+/- 2CM) DISPOSABLE STERILE ( WOUND AND OSTOMY CARE ).. | SUPPLEMENTARY GEN.SUPPLIES NURS,BURN
21109 | 4231153100100 | SHEET WOUND PROTECTIVE BARRIER CONTAINS POLYMER WITH CELLULOSE FOR PROMOTE WOUND HEALING PROCESS CIRCULAR DIAMETER 8 CM (+/- 2 CM) (WOUND AND OSTOMY CARE)... | SUPPLEMENTARY GEN.SUPPLIES NURS,BURN
21110 | 4231153700600 | UTILITY SCISSORS MULTI USE STAINLESS STEEL | DENTAL GENERAL SUPPLIES
21111 | 4231154001000 | DRESSING NANO CRYSTALLINE SILVER SIZE 10 X 10 CM DISPOSABLE STERILE (WOUND AND OSTOMY CARE).. | SUPPLEMENTARY GEN.SUPPLIES NURS,BURN
21112 | 4231154001100 | DRESSING NANOCRYSTALLINE SILVER SIZE 5 X 5 CM DISPOSABLE STERILE (WOUND AND OSTOMY CARE).. | SUPPLEMENTARY GEN.SUPPLIES NURS,BURN
21113 | 4231154001200 | DRESSING ALGINATE WITH SILVER AND CARBOXY METHYL CELLULOSE COVERED WITH NON ADHERENT LAYER SIZE 2 OR 2.5 X NOT LESS THAN 30 CM STERILE (WOUND AND OSTOMY CARE).. | SUPPLEMENTARY GEN.SUPPLIES NURS,BURN
21114 | 4231154001400 | DRESSING ALGINATE WITH SILVER AND CARBOXY METHYL CELLULOSE COVERED WITH NON ADHERENT LAYER SIZE 10 X 10 CM STERILE (WOUND AND OSTOMY CARE).. | SUPPLEMENTARY GEN.SUPPLIES NURS,BURN
21115 | 4231154001500 | DRESSING ALGINATE WITH SILVER AND CARBOXY METHYL CELLULOSE COVERED WITH NON ADHERENT LAYER SIZE 10 X 20 CM STERILE (WOUND AND OSTOMY CARE).. | SUPPLEMENTARY GEN.SUPPLIES NURS,BURN
21116 | 4231154001600 | DRESSING MANUKA HONEY WITH ALGINATE DRESSING SIZE 5 X 5 CM (+/-1 CM) DISPOSABLE STERILE (WOUND AND OSTOMY CARE).. | SUPPLEMENTARY GEN.SUPPLIES NURS,BURN
21117 | 4231154001700 | DRESSING MANUKA HONEY WITH ALGINATE SIZE 12 X 12 CM (+/-2 CM ) DISPOSABLE STERILE ( WOUND AND OSTOMY CARE ).. | SUPPLEMENTARY GEN.SUPPLIES NURS,BURN
21118 | 4231154002900 | DRESSING SOFT CALCIUM-SODIUM ALGINATE FIBER WITHOUT SILVER HIGHLY ABSORBENT CONTROL MINOR BLEEDING SIZE 2 OR 2.5 X NOT LESS THAN 30 CM STERILE (WOUND AND OSTOMY CARE).. | SUPPLEMENTARY GEN.SUPPLIES NURS,BURN
21119 | 4231154003200 | DRESSING HYDROGEL TUBE 25-30 GM (WOUND AND OSTOMY CARE).. | SUPPLEMENTARY GEN.SUPPLIES NURS,BURN
21120 | 4231154003500 | DRESSING ABSORBENT EXTRA STRENGTH HYDROFIBER WITH SILVER TRANSFORM INTO SOFT AND FLEXIBLE GEL FIBER ONCE ABSORBS WITH WOUND EXUDATE AND REMAINS MOIST SIZE 5 X 5 CM STERILE (WOUND AND OSTOMY CARE).. | SUPPLEMENTARY GEN.SUPPLIES NURS,BURN
21121 | 4231154005300 | DRESSING ALGINATE WITH SILVER AND CARBOXY METHYL CELLULOSE COVERED WITH NON ADHERENT LAYER SIZE 5 X 5 CM STERILE (WOUND AND OSTOMY CARE).. | SUPPLEMENTARY GEN.SUPPLIES NURS,BURN
21122 | 4231154300100 | DRESSING, NYLON CLOTH, PURE METALLIC SILVER, AND 0.9% SILVER OXIDE, TO BE USED FOR 7 DAYS, SIZE 30 X 40 INCH (+/- 2 INCH), DISPOSABLE, STERILE, (WOUND AND OSTOMY CARE) | GENERAL MEDICAL CONSUMABLES
21123 | 4231154300200 | DRESSING, NYLON CLOTH, PURE METALLIC SILVER, AND 0.9% SILVER OXIDE, TO BE USED FOR 7 DAYS, SIZE 40 X 60 INCH (+/- 3 INCH), DISPOSABLE, STERILE, (WOUND AND OSTOMY CARE) | GENERAL MEDICAL CONSUMABLES
21124 | 4231154501800 | DRESSING NON ADHERENT CONTACT LAYER IMPREGNATED WITH POVIDONE IODINE 5 X 5 CM (+/- 2CM) DISPOSABLE STERILE (WOUND AND OSTOMY CARE).. | SUPPLEMENTARY GEN.SUPPLIES NURS,BURN
21125 | 4231154503000 | DRESSING BURN PAD 55 X 75 CM MADE OF COTTON TISSUE ENCLOSED INTO NOT LESS THAN 20 THREAD/CM GAUZE LOCK-STITCHED ALL EDGES BUNDLED AND PROVIDED WITH SAFETY PINS 1PC/PACK DISPOSABLE STERILE (WOUND AND OSTOMY CARE).. | SUPPLEMENTARY GEN.SUPPLIES NURS,BURN
21126 | 4231154503100 | DRESSING BURN PAD 75 X 90 CM MADE OF COTTON TISSUE ENCLOSED INTO NOT LESS THAN 20 THREAD/CM GAUZE LOCK-STITCHED ALL EDGES BUNDLED AND PROVIDED WITH SAFETY PINS 1PC/PACK DISPOSABLE STERILE (WOUND AND OSTOMY CARE).. | SUPPLEMENTARY GEN.SUPPLIES NURS,BURN
21127 | 4231154503200 | DRESSING FOR NEGATIVE PRESSURE WOUND THERAPY (NPWT) FOR OPEN ABDOMEN DISPOSABLE STERILE IT SHOULD BE COMPATIBLE WITH THE HOSPITAL MACHINE (WOUND AND OSTOMY CARE).. | SUPPLEMENTARY GEN.SUPPLIES NURS,BURN
21128 | 4231154503600 | DRESSING ODOR CONTROL ACTIVATED CHARCOAL COVERED WITH SLEEVE SIZE 10 X 10 CM (+/-2 CM) STERILE (WOUND AND OSTOMY CARE).. | SUPPLEMENTARY GEN.SUPPLIES NURS,BURN
21129 | 4231154503800 | BANDAGE ELASTIC GAUZE CONFORMING 10 CM X 4-4.5 M PEEL PACK STERILE.. | SUPPLEMENTARY GEN.SUPPLIES NURS,BURN
21130 | 4231154503900 | BANDAGE ELASTIC GAUZE CONFORMING 15 CM X 4-4.5 M PEEL PACK STERILE.. | SUPPLEMENTARY GEN.SUPPLIES NURS,BURN
21131 | 4231154504000 | BANDAGE ELASTIC GAUZE CONFORMING 5 CM X 4-4.5 M PEEL PACK STERILE.. | SUPPLEMENTARY GEN.SUPPLIES NURS,BURN
21132 | 4231154504200 | DRESSING SUPER ABSORBENT POLYURETHANE FLUID RETENTION NON-ADHESIVE INDIVIDUALLY PACKED SIZE 20 X 20 CM (+\-2) DISPOSABLE STERILE ( WOUND AND OSTOMY CARE ).. | SUPPLEMENTARY GEN.SUPPLIES NURS,BURN
21133 | 4231154504500 | DRESSING NON-ABSORBENT PAD ANTIBACTERIAL WORK WITH PHYSICAL ATTRACTION SIZE 10 X 20 CM (+/- 2CM) DISPOSABLE STERILE ( WOUND AND OSTOMY CARE ).. | SUPPLEMENTARY GEN.SUPPLIES NURS,BURN
21134 | 4231154504600 | DRESSING NON-ABSORBENT PAD ANTIBACTERIAL WORK WITH PHYSICAL ATTRACTION SIZE 7 X 9 CM (+/- 2CM) DISPOSABLE STERILE ( WOUND AND OSTOMY CARE ).. | SUPPLEMENTARY GEN.SUPPLIES NURS,BURN
21135 | 4231154504800 | DRESSING NON-WOVEN ADHESIVE WITH ABSORBENT NON ADHERENT PAD 10 X 30 CM (+/- 1 CM) (WOUND AND OSTOMY CARE).. | SUPPLEMENTARY GEN.SUPPLIES NURS,BURN
21136 | 4231154506000 | DRESSING NON ADHERENT CONTACT LAYER WITH SILICONE SIZE BIG TOE DISPOSABLE STERILE (WOUND AND OSTOMY CARE).. | SUPPLEMENTARY GEN.SUPPLIES NURS,BURN
21137 | 4231154506200 | BANDAGE FOAM EMULSIFIED LATEX FOAM BANDAGE PERMEABLE TO AIR SIZE: 8 CM WIDTH 1 METER LENGTH 8 MM THICKNESS (LYMPHEDEMA).. | SUPPLEMENTARY REHAB,PHYSIOTHERAPY SUPPL.
21138 | 4231154506300 | BANDAGE FOAM EMULSIFIED LATEX FOAM BANDAGE PERMEABLE TO AIR SIZE: 10 CM WIDTH 1 M LENGTH 8 MM THICKNESS (LYMPHEDEMA).. | SUPPLEMENTARY REHAB,PHYSIOTHERAPY SUPPL.
21139 | 4231154506400 | BANDAGE FOAM EMULSIFIED LATEX FOAM BANDAGE PERMEABLE TO AIR SIZE: 10 CM WIDTH 1 M LENGTH 12 MM THICKNESS (LYMPHEDEMA).. | SUPPLEMENTARY REHAB,PHYSIOTHERAPY SUPPL.
21140 | 4231154507800 | PAD FOAMLESS WEB SHAPED CIRCULAR WITH ONE METER FLEXIBLE THIN TUBE CONNECTED TO THE OXYGEN GENERATOR AND PURIFIER STERILE DISPOSABLE (1 MACHINE FREE OF CHARGE WITH EACH 90 PAD) (WOUND AND OSTOMY CARE).. | SUPPLEMENTARY GEN.SUPPLIES NURS,BURN
21141 | 4231154507900 | GAUZE SWAB (100% COTTON) 16 PLY X - RAY DETECTABLE WHITE FOLDED EDGES AND STITCHES TO ALL SIDES NOT LESS THAN 15 THREADS/CM2 BLEACHED DOUBLE WRAPPED SIZE: 5 X 5 CM DISPOSABLE STERILE.. | SUPPLEMENTARY GEN.SUPPLIES NURS,BURN
21142 | 4231154508000 | TRAUMA BANDAGE ELASTIC WITH ABSORBENT PAD PRESSURE APPLICATOR TO STOP HEAVY BLEEDING 10 CM X 4-5 M.. | SUPPLEMENTARY GEN.SUPPLIES NURS,BURN
21143 | 4231154508100 | TRAUMA BANDAGE ELASTIC WITH ABSORBENT PAD PRESSURE APPLICATOR TO STOP HEAVY BLEEDING 20 CM X 4-5 M.. | SUPPLEMENTARY GEN.SUPPLIES NURS,BURN
21144 | 4231154508400 | DRESSING NON-ABSORBENT GEL PAD ANTIBACTERIAL WORK WITH PHYSICAL ATTRACTION SIZE 7.5 X 7.5 CM (+/- 1 CM) DISPOSABLE STERILE (WOUND AND OSTOMY CARE).... | SUPPLEMENTARY GEN.SUPPLIES NURS,WOUND
21145 | 4231154601100 | DRESSING NON-WOVEN ADHESIVE WITH ABSORBENT NON ADHERENT PAD 8 X 10 CM (+/- 2 CM) STERILE (WOUND AND OSTOMY CARE).. | SUPPLEMENTARY GEN.SUPPLIES NURS,BURN
21146 | 4231154601300 | DRESSING NON-WOVEN ADHESIVE WITH ABSORBENT NON ADHERENT PAD 10 X 20 CM (+/- 2 CM) STERILE (WOUND AND OSTOMY CARE).. | SUPPLEMENTARY GEN.SUPPLIES NURS,BURN
21147 | 4231154601400 | DRESSING NON-WOVEN ADHESIVE WITH ABSORBENT NON ADHERENT PAD 10 X 35 CM (+/- 2 CM) STERILE (WOUND AND OSTOMY CARE).. | SUPPLEMENTARY GEN.SUPPLIES NURS,BURN
21148 | 4231154601500 | DRESSING NON-WOVEN ADHESIVE WITH ABSORBENT NON ADHERENT PAD 7 X 5 CM (+/- 0.5 CM) STERILE (WOUND AND OSTOMY CARE).. | SUPPLEMENTARY GEN.SUPPLIES NURS,BURN
21149 | 4231154601800 | DRESSING POSTOPERATIVE TRANSPARENT WATERPROOF BORDER WITH ABSORBENT SILVER PAD FLEXIBLE AND STRETCHABLE PAD SIZE 10 CM X 20 CM (+/- 2CM) DISPOSABLE STERILE (WOUND AND OSTOMY CARE).. | SUPPLEMENTARY GEN.SUPPLIES NURS,BURN
21150 | 4231154603600 | DRESSING ABSORBENT WOUND PAD CONTAIN OF SUPERABSORBENT POLYACRYLATE (SAP) SATURATED WITH RINGER SOLUTION SIZE 10 X 10 CM(+\-2 CM) DISPOSABLE STERILE MSDS SHOULD BE PROVIDED IN SOFT COPY (WOUND AND / OSTOMY CARE).... | SUPPLEMENTARY GEN.SUPPLIES NURS,WOUND
21151 | 4231154603700 | DRESSING, TOPICAL PROTEASE MODULATING MATRIX CELLULOSE, AND COLLAGEN, 225 CM2 (+/- 15 CM2), STERILE, (WOUND AND OSTOMY CARE) | GENERAL MEDICAL CONSUMABLES
21152 | 4231154603800 | DRESSING, TOPICAL PROTEASE MODULATING MATRIX CELLULOSE, AND COLLAGEN WITH SILVER, 225 CM2 (+/- 15 CM2), STERILE, (WOUND AND OSTOMY CARE) | GENERAL MEDICAL CONSUMABLES
21153 | 4231154605000 | BRUSH, BABY TOOTH, SINGLE ENDED FOR CLEANING MICRO INSTRUMENTS, SMALL HEAD, SOFT BRISTLES | STERILIZATION SUPPLIES (CSSD) CONSUMABLE
21154 | 4231154605300 | BRUSH, CHANNEL CLEANING, 0.5MM X 160 CM, NYLON BRISTLE DIAMETER 2.25MM, SCOPE CHANNEL DIAMETER RANGE 1.0-2.0MM, DISPOLABLE | STERILIZATION SUPPLIES (CSSD) CONSUMABLE
21155 | 4231154605400 | BRUSH CHANNEL CLEANING, 1.7 MM X 230 CM, NYLON BRISTLE DIAMETER 5-7 MM, SCOPE CHANNEL DIAMETER RANGE 2.0 - 6.0 MM, DISPOLABLE | STERILIZATION SUPPLIES (CSSD) CONSUMABLE
21156 | 4231154605500 | BRUSH, CHANNEL CLEANING,1.7 MM X 350CM, NYLON BRISTLE DIAMETER 7-9 MM, SCOPE CHANNEL DIAMETER RANGE 2.8 - 6.0 MM, DISPOLABLE | STERILIZATION SUPPLIES (CSSD) CONSUMABLE
21157 | 4231154606100 | REGULAR CLEANING BRUSH DOUBLE-ENDED HIGH QUALITY WHITE MEDICAL GRADE SOFT NYLON BRISTLES PLASTIC HANDLE DISPOSABLE BRISTLE WIDTH THICK 1 CM AND THIN 0.5 CM TOTAL LENGTH 17-18 CM.. | STERILIZATION SUPPLIES (CSSD) CONSUMABLE
21158 | 4231154606200 | BRUSH CLEANING CANNULATED INSTRUMENT SINGLE ENDED HIGH QUALITY WHITE MEDICAL GRADE SOFT NYLON BRISTLES STAINLESS STEEL HANDLE DISPOSABLE NON-STERILE BRISTLE DIAMETER WIDE: 20 - 25 MM OVERALL LENGTH NOT LESS THAN 35 CM.. | STERILIZATION SUPPLIES (CSSD) CONSUMABLE
21159 | 4231154606300 | CHANNEL CLEANING BRUSHES FAN BRISTLE TIP, STAINLESS STEEL HANDLE AND NYLON BRISTLE 12-13 MM DIAMETER, LENGTH 15 -16 CM. | STERILIZATION SUPPLIES (CSSD) CONSUMABLE
21160 | 4231154606600 | CHANNEL CLEANING BRUSHES NYLON BRISTLE, STAINLESS STEEL HANDLE 20 CM LONG , 3.0 - 3.5 MM DIAMETER, DISPOSABLE | STERILIZATION SUPPLIES (CSSD) CONSUMABLE
21161 | 4231154606800 | CHANNEL CLEANING BRUSHES NYLON BRISTLE, STAINLESS STEEL HANDLE 40 - 41CM LONG X10 MM DIAMETER, DISPOSABLE | STERILIZATION SUPPLIES (CSSD) CONSUMABLE
21162 | 4231154607200 | BRUSH CLEANING CANNULATED DOUBLE ENDED HIGH QUALITY WHITE MEDICAL GRADE SOFT NYLON BRISTLE ATTACHED TO PLASTIC WIRE RUBBER PADDED TIP LATEX-FREE DISPOSABLE NON-STERILE BRUSH DIAMETER: BRISTLE TAPERED 4 - 6 MM BRISTLE LENGTH: 2 - 3 CM OVERALL LENGTH: 230 - 250 CM.. | ENDOSCOPY CONSUMABLES SUPPLIES
21163 | 4231154607600 | REGULAR BRUSH CLEANING INSTRUMENTS LARGE SINGLE-ENDED, HIGH QUALITY WHITE MEDICAL GRADE SOFT NYLON BRISTLES, NON-STERILE, BRISTLE DIAMETER: LENGTH 3-4 CM, WIDTH 1 - 2 CM, OVERALL LENGTH: 17-22 CM, DISPOSABLE | STERILIZATION SUPPLIES (CSSD) CONSUMABLE
21164 | 4231154607700 | BRUSH FOR LUMEN CLEANING (320 - 350) × 100 × 2MM CANNULATED INSTRUMENTS CLEANING HIGH QUALITY BRUSH STAINLESS STEEL HANDLE AND WHITE MEDICAL GRADE NYLON BRISTLES | STERILIZATION SUPPLIES (CSSD) CONSUMABLE
21165 | 4231154608800 | PULL THRU BRUSH FOR CLEANING WORKING CHANNEL OF ENDOSCOPE ASSORTED SIZE DISPOSABLE. | ENDOSCOPY CONSUMABLES SUPPLIES
21166 | 4231154609400 | TAPE SELF ADHESIVE SILK EASILY CUT WITHOUT SCISSOR SIZE: 5 CM X 9 M APPROXIMATELY.. | SUPPLEMENTARY GEN.SUPPLIES NURS,BURN
21167 | 4231154609600 | BANDAGE ELASTIC ADHESIVE HYPOALLERGENIC WITH INTERLEAF PLASTIC LAYER INDIVIDUALLY WRAPPED PACKED IN A RIGID OUTER SUITABLE SIZE AND NOT IN A CLOTH SIZE: 15 X 450 CM.. | SUPPLEMENTARY GEN.SUPPLIES NURS,BURN
21168 | 4231154609700 | BANDAGE ELASTIC ADHESIVE HYPOALLERGENIC WITH INTERLEAF PLASTIC LAYER INDIVIDUALLY WRAPPED PACKED IN A RIGID OUTER SUITABLE SIZE AND NOT IN A CLOTH SIZE: 2.5 X 450 CM.. | SUPPLEMENTARY GEN.SUPPLIES NURS,BURN
21169 | 4231154609800 | BANDAGE ELASTIC ADHESIVE HYPOALLERGENIC WITH INTERLEAF PLASTIC LAYER INDIVIDUALLY WRAPPED PACKED IN A RIGID OUTER SUITABLE SIZE AND NOT IN A CLOTH SIZE: 5 X 450 CM.. | SUPPLEMENTARY GEN.SUPPLIES NURS,BURN
21170 | 4231154610100 | DRESSING NON-WOVEN ADHESIVE WITH ABSORBENT NON ADHERENT PAD 8-10 X 6 CM DISPOSABLE STERILE (WOUND AND OSTOMY CARE).. | SUPPLEMENTARY GEN.SUPPLIES NURS,BURN
21171 | 4231154610200 | DRESSING NON-WOVEN ADHESIVE WITH ABSORBENT NON ADHERENT PAD 10 X 25 CM (+/- 1 CM) (WOUND AND OSTOMY CARE).. | SUPPLEMENTARY GEN.SUPPLIES NURS,BURN
21172 | 4231154610300 | WOOL FELT PAD WITH ADHESIVE BACKING HIGH DENSITY FELT NON - TOXIC HYPOALLERGENIC ADHESIVE FREE OF ZINC OXIDE AND LEAVES NO RESIDUE ON THE SKIN SIZE 22 CM X 45 CM X 10 MM (WOUND AND OSTOMY CARE).. | SUPPLEMENTARY GEN.SUPPLIES NURS,BURN
21173 | 4231154610400 | BANDAGE SELF ADHESIVE ELASTIC NON - WOVEN 10 CM X 4 TO 6 METER STRETCHED SINGLE ROLL.. | SUPPLEMENTARY GEN.SUPPLIES NURS,BURN
21174 | 4231154610500 | BANDAGE SELF ADHESIVE ELASTIC NON-WOVEN 2.5 CM X 4 TO 6 METER STRETCHED SINGLE ROLL.. | SUPPLEMENTARY GEN.SUPPLIES NURS,BURN
21175 | 4231154610600 | DRESSING, TRANSPARENT, FOR IV, LATEX FREE, BREATHABLE, WATERPROOF, WITH 2 PARTS (TRANSPARENT AND CLOTH LIKE), HAVING 2 SECURING STRIPS, WITH DOCUMENTATION LABEL, SIZE 7 X 8.5 CM, STERILE | SUPPLEMENTARY GEN.SUPPLIES NURS,BURN
21176 | 4231154610800 | DRESSING NON-WOVEN ADHESIVE WITH ABSORBENT NON ADHERENT PAD 8 X 15 CM (+/- 1 CM) (WOUND AND OSTOMY CARE).. | SUPPLEMENTARY GEN.SUPPLIES NURS,BURN
21177 | 4231154610900 | DRESSING NEONATAL TWO PARTS OF DRESSING WATERPROOF USED TO SECURE A MULTITUDE OF ITEMS TO SKIN TRANSPARENT REMOVABLE WITH ADHESIVE REMOVER SIZE 5 X 5 CM (+/- 1.5 CM) INDIVIDUALLY PACKAGED DISPOSABLE STERILE.. | SUPPLEMENTARY GEN.SUPPLIES NURS,BURN
21178 | 4231154612300 | BANDAGE ADHESIVE SHORT STRETCH COMPRESSION BANDAGE HERRINGBONE ADHESIVE APPLICATION. MULTI-DIRECTIONAL ADHESIVENESS SIZE 3 CM WIDTH 2.5 M LENGTH (LYMPHEDEMA).. | SUPPLEMENTARY REHAB,PHYSIOTHERAPY SUPPL.
21179 | 4231154612400 | BANDAGE ADHESIVE SHORT STRETCH COMPRESSION BANDAGE HERRINGBONE ADHESIVE APPLICATION. MULTI-DIRECTIONAL ADHESIVENESS SIZE 6 CM WIDTH 2.5 M LENGTH (LYMPHEDEMA).. | SUPPLEMENTARY REHAB,PHYSIOTHERAPY SUPPL.
21180 | 4231154612500 | BANDAGE ADHESIVE SHORT STRETCH COMPRESSION BANDAGE HERRINGBONE ADHESIVE APPLICATION. MULTI-DIRECTIONAL ADHESIVENESS SIZE 8 CM WIDTH 2.5 M LENGTH (LYMPHEDEMA).. | SUPPLEMENTARY REHAB,PHYSIOTHERAPY SUPPL.
21181 | 4231154612600 | BANDAGE ADHESIVE SHORT STRETCH COMPRESSION BANDAGE HERRINGBONE ADHESIVE APPLICATION. MULTI-DIRECTIONAL ADHESIVENESS SIZE 10 CM WIDTH 2.5 M LENGTH (LYMPHEDEMA).. | SUPPLEMENTARY REHAB,PHYSIOTHERAPY SUPPL.
21182 | 4231154612700 | BANDAGE ADHESIVE SHORT STRETCH COMPRESSION BANDAGE HERRINGBONE ADHESIVE APPLICATION. MULTI-DIRECTIONAL ADHESIVENESS SIZE 15 CM WIDTH 2.5 M LENGTH (LYMPHEDEMA).. | SUPPLEMENTARY REHAB,PHYSIOTHERAPY SUPPL.
21183 | 4231154612800 | BANDAGE ADHESIVE SHORT STRETCH COMPRESSION BANDAGE HERRINGBONE ADHESIVE APPLICATION. MULTI-DIRECTIONAL ADHESIVENESS SIZE 20 CM WIDTH 2.5 M LENGTH (LYMPHEDEMA). | SUPPLEMENTARY REHAB,PHYSIOTHERAPY SUPPL.
21184 | 4231154613400 | DRESSING ADHESIVE BAND-AID WATERPROOF ROUND SIZE: 22 - 25 MM.. | SUPPLEMENTARY GEN.SUPPLIES NURS,BURN
21185 | 4231154613500 | DRESSING FLEXIBLE AND STRETCHABLE FOAM FIVE LAYERS ABSORBENT LOCK IN EXUDATE UNDER COMPRESSION WEAR TIME NOT LESS THAN 24 HOURS WITH SOFT SILICON FOAM ADHESIVE BORDER PERMEABLE SIZE 15 X 15 CM (+\-2) DISPOSABLE STERILE (WOUND AND OSTOMY CARE.. | SUPPLEMENTARY GEN.SUPPLIES NURS,BURN
21186 | 4231154800000 | TAPE DISPENSER MADE OF HEAVY DUTY METAL FRAME CAN ACCOMMODATE TWO TAPE ROLLS WITH SLIP RESISTANT BASE DESIGNED TO HOLD CUT AND DISPENSE PROCESS INDICATOR TAPE. | STERILIZATION SUPPLIES (CSSD) CONSUMABLE
21187 | 4231155100000 | SPRAY SILICONE BASED PAINLESS SKIN ADHESIVE REMOVER STING FREE 200-220 ML (WOUND AND OSTOMY CARE).... | SUPPLEMENTARY GEN.SUPPLIES NURS,BURN
21188 | 4231155202500 | TAPE ADHESIVE HYPOALLERGENIC POROUS TRANSLUCENT SIZE: 10 CM X 9 M APPROXIMATELY. | SUPPLEMENTARY GEN.SUPPLIES NURS,BURN
21189 | 4231155203800 | FOAM ADHESIVE TAPE, WIDTH 25 MM, LENGTH 10 METERS, THICKNESS 4 MM, APPROXIMATELY | PROSTHETICS & ORTHOSIS SUPPLIES
21190 | 4231155203900 | TAPE TYPE 1 INDICATOR, ADHESIVE SEALING, NON-CELLULOSIC, FOR HYDROGEN PEROXIDE STERILIZATION, LEAD FREE, INK COLOR STABLE, NOT LESS THAN 50 METERS LONG, WIDE SIZE: 1.9 CM | STERILIZATION SUPPLIES (CSSD) CONSUMABLE
21191 | 4231155204000 | TAPE, FOR STEAM STERILIZATION, TYPE 1 INDICATOR ADHESIVE SEALING, COMPATIBLE TO ALL TEMPERATURE AND PRESSURE DEGREES, LEAD FREE, INK COLOR STABLE, NOT LESS THEN 50 METERS LONG, WIDE SIZE: 2.4 - 2.5 CM | STERILIZATION SUPPLIES (CSSD) CONSUMABLE
21192 | 4231155204100 | LABEL TAPE FOR CASSETTE - 12 MM LAMINATED BLACK LETTERS ON WHITE TAPE USED IN STERILIZATION | STERILIZATION SUPPLIES (CSSD) CONSUMABLE
21193 | 4231155204300 | TAPE, IDENTIFICATION SHEET SURGICAL INSTRUMENT, BLACK | STERILIZATION SUPPLIES (CSSD) CONSUMABLE
21194 | 4231155204400 | TAPE, IDENTIFICATION SHEET SURGICAL INSTRUMENT, BLUE | STERILIZATION SUPPLIES (CSSD) CONSUMABLE
21195 | 4231155204500 | TAPE, IDENTIFICATION SHEET SURGICAL INSTRUMENT, BROWN | STERILIZATION SUPPLIES (CSSD) CONSUMABLE
21196 | 4231155204600 | TAPE, IDENTIFICATION SHEET SURGICAL INSTRUMENT, GREEN | STERILIZATION SUPPLIES (CSSD) CONSUMABLE
21197 | 4231155204700 | TAPE, IDENTIFICATION SHEET SURGICAL INSTRUMENT, GREY | STERILIZATION SUPPLIES (CSSD) CONSUMABLE
21198 | 4231155204800 | TAPE, IDENTIFICATION SHEET SURGICAL INSTRUMENT, LIGHT BLUE | STERILIZATION SUPPLIES (CSSD) CONSUMABLE
21199 | 4231155204900 | TAPE, IDENTIFICATION SHEET SURGICAL INSTRUMENT, LIGHT GREEN | STERILIZATION SUPPLIES (CSSD) CONSUMABLE
21200 | 4231155205000 | TAPE, IDENTIFICATION SHEET SURGICAL INSTRUMENT, ORANGE | STERILIZATION SUPPLIES (CSSD) CONSUMABLE
21201 | 4231155205100 | TAPE, IDENTIFICATION SHEET SURGICAL INSTRUMENT, PURPLE | STERILIZATION SUPPLIES (CSSD) CONSUMABLE
21202 | 4231155205200 | TAPE, IDENTIFICATION SHEET SURGICAL INSTRUMENT, RED | STERILIZATION SUPPLIES (CSSD) CONSUMABLE
21203 | 4231155205300 | TAPE, IDENTIFICATION SHEET SURGICAL INSTRUMENT, BLUE/BLACK | STERILIZATION SUPPLIES (CSSD) CONSUMABLE
21204 | 4231155205400 | TAPE, IDENTIFICATION SHEET SURGICAL INSTRUMENT, GREEN/BLACK | STERILIZATION SUPPLIES (CSSD) CONSUMABLE
21205 | 4231155205500 | TAPE, IDENTIFICATION SHEET SURGICAL INSTRUMENT, ORANGE/BLACK | STERILIZATION SUPPLIES (CSSD) CONSUMABLE
21206 | 4231155205600 | TAPE, IDENTIFICATION SHEET SURGICAL INSTRUMENT, PURPLE/BLACK | STERILIZATION SUPPLIES (CSSD) CONSUMABLE
21207 | 4231155205700 | TAPE, IDENTIFICATION SHEET SURGICAL INSTRUMENT, RED/BLACK | STERILIZATION SUPPLIES (CSSD) CONSUMABLE
21208 | 4231155205800 | TAPE, IDENTIFICATION SHEET SURGICAL INSTRUMENT, WHITE/BLACK | STERILIZATION SUPPLIES (CSSD) CONSUMABLE
21209 | 4231155205900 | TAPE, IDENTIFICATION SHEET SURGICAL INSTRUMENT, YELLOW/BLACK | STERILIZATION SUPPLIES (CSSD) CONSUMABLE
21210 | 4231155206000 | TAPE, IDENTIFICATION SHEET SURGICAL INSTRUMENT, WHITE DOTS/ FUSCHIA | STERILIZATION SUPPLIES (CSSD) CONSUMABLE
21211 | 4231155206100 | TAPE, IDENTIFICATION SHEET SURGICAL INSTRUMENT, WHITE DOTS/MEDICAL BLUE | STERILIZATION SUPPLIES (CSSD) CONSUMABLE
21212 | 4231155206200 | TAPE, IDENTIFICATION SHEET SURGICAL INSTRUMENT, WHITE DOTS/EMERALD GREEN | STERILIZATION SUPPLIES (CSSD) CONSUMABLE
21213 | 4231155206300 | TAPE, IDENTIFICATION SHEET SURGICAL INSTRUMENT, WHITE DOTS/PURPLE | STERILIZATION SUPPLIES (CSSD) CONSUMABLE
21214 | 4231155206400 | TAPE, IDENTIFICATION SHEET SURGICAL INSTRUMENT, WITH WHITE NUMBERS/GREEN | STERILIZATION SUPPLIES (CSSD) CONSUMABLE
21215 | 4231155206500 | TAPE, IDENTIFICATION SHEET SURGICAL INSTRUMENT, WITH WHITE NUMBERS/FUSCHIA | STERILIZATION SUPPLIES (CSSD) CONSUMABLE
21216 | 4231155206600 | TAPE, IDENTIFICATION SHEET SURGICAL INSTRUMENT, WITH WHITE NUMBERS/BLUE | STERILIZATION SUPPLIES (CSSD) CONSUMABLE
21217 | 4231155206700 | TAPE, IDENTIFICATION SHEET SURGICAL INSTRUMENT, WITH WHITE NUMBERS / VIOLET | STERILIZATION SUPPLIES (CSSD) CONSUMABLE
21218 | 4231155206800 | TAPE, IDENTIFICATION SHEET SURGICAL INSTRUMENT, WITH SYMBOLS ALPHABET WHITE/FUSCHIA | STERILIZATION SUPPLIES (CSSD) CONSUMABLE
21219 | 4231155206900 | TAPE, IDENTIFICATION SHEET SURGICAL INSTRUMENT, WITH SYMBOLS RED HEARTS/WHITE | STERILIZATION SUPPLIES (CSSD) CONSUMABLE
21220 | 4231155207000 | TAPE, IDENTIFICATION SHEET SURGICAL INSTRUMENT, WITH SYMBOLS SMILEY FACE YELLOW WITH BLACK | STERILIZATION SUPPLIES (CSSD) CONSUMABLE
21221 | 4231155207100 | TAPE, IDENTIFICATION SHEET SURGICAL INSTRUMENT, WITH SYMBOLS WHITE HEARTS/RED | STERILIZATION SUPPLIES (CSSD) CONSUMABLE
21222 | 4231155207200 | TAPE, IDENTIFICATION SHEET SURGICAL INSTRUMENT, WITH WHITE TRIANGLES/FUSCHIA | STERILIZATION SUPPLIES (CSSD) CONSUMABLE
21223 | 4231155207300 | TAPE, IDENTIFICATION SHEET SURGICAL INSTRUMENT, WITH WHITE TRIANGLES/MEDICAL BLUE | STERILIZATION SUPPLIES (CSSD) CONSUMABLE
21224 | 4231155207400 | TAPE, IDENTIFICATION SHEET SURGICAL INSTRUMENT, WITH WHITE TRIANGLES/EMERALD GREEN | STERILIZATION SUPPLIES (CSSD) CONSUMABLE
21225 | 4231155207500 | TAPE, IDENTIFICATION SHEET SURGICAL INSTRUMENT, WITH WHITE TRIANGLES/VIOLET | STERILIZATION SUPPLIES (CSSD) CONSUMABLE
21226 | 4231155207600 | TAPE, IDENTIFICATION SHEET SURGICAL INSTRUMENT, WHITE | STERILIZATION SUPPLIES (CSSD) CONSUMABLE
21227 | 4231155207700 | TAPE, IDENTIFICATION SHEET SURGICAL INSTRUMENT, YELLOW | STERILIZATION SUPPLIES (CSSD) CONSUMABLE
21228 | 4231155208200 | BANDAGE SELF ADHESIVE ELASTIC NON-WOVEN 5 CM X 4 TO 6 METER STRETCHED SINGLE ROLL. | SUPPLEMENTARY GEN.SUPPLIES NURS,BURN
21229 | 4231155208300 | TAPE NYLON NON-ABSORBABLE WOVEN 3 MM X 70 CM WHITE STERILE.. | SUPPLEMENTARY GEN.CONS SURG SUT,LAP,ROB
21230 | 4231155208400 | TAPE SELF ADHESIVE HYPOALLERGENIC SURGICAL PAPER SIZE: 5 CM X 9 M APPROXIMATELY.. | SUPPLEMENTARY GEN.SUPPLIES NURS,BURN
21231 | 4231155208500 | TAPE SELF ADHESIVE HYPOALLERGENIC SURGICAL PAPER SIZE: 7.5 CM X 9 M APPROXIMATELY.. | SUPPLEMENTARY GEN.SUPPLIES NURS,BURN
21232 | 4231155208600 | TAPE SELF ADHESIVE SILK EASILY CUT WITHOUT SCISSOR SIZE: 7.5 CM X 9 M APPROXIMATELY.. | SUPPLEMENTARY GEN.SUPPLIES NURS,BURN
21233 | 4231155208800 | TAPE SILICONE ADHESIVE 4 CM X 150-200 CM ROLL (WOUND AND OSTOMY CARE).... | SUPPLEMENTARY GEN.SUPPLIES NURS,BURN
21234 | 4231155208900 | TAPE SILICONE ADHESIVE 2 CM X 3 - 4 M ROLL (WOUND AND OSTOMY CARE). | SUPPLEMENTARY GEN.SUPPLIES NURS,BURN
21235 | 4231155209800 | TAPE SOFT SILICONE 4 CM X NOT LESS THAN 1.5 M GENTLE WHEN REMOVE SUITABLE FOR EB PATIENTS (WOUND AND OSTOMY CARE).. | SUPPLEMENTARY GEN.SUPPLIES NURS,BURN
21236 | 4231155209900 | TAPE SOFT SILICONE 2 CM X NOT LESS THAN 1.5 M GENTLE WHEN REMOVE SUITABLE FOR EB PATIENTS (WOUND AND OSTOMY CARE).. | SUPPLEMENTARY GEN.SUPPLIES NURS,BURN
21237 | 4231155210900 | TAPE, EXTRA-STICKY ADHESIVE DOUBLE SIDED TAPE, SKIN-FRIENDLY, HYPOALLERGENIC, SUITABLE FOR MEDICAL APPLICATIONS AND IDEAL FOR ATTACH ING ANALYSIS SYSTEM TO MOST ANY SURFACE, SIZE 24 MM WIDTH (+/- 2 MM) | SUPPLEMENTARY REHAB,PHYSIOTHERAPY SUPPL.
21238 | 4231155211300 | DRESSING SECUREMENT, FOR ADULT PICC, CRESCENT-SHAPED FOAM PAD AND A MECHANICAL LOCKING SYSTEM DESIGNED TO STABILIZE PICC AND PREVENT DISLODGEMENT, INDIVIDUALLY PACKAGE, DISPOSABLE, STERILE | GENERAL MEDICAL CONSUMABLES
21239 | 4231155211400 | DRESSING SECUREMENT, MULTI MICRO-PERFORATED COMPRESSION DEVICE WITH A TRANSPARENT FOAM FRAME AND VIEWING WINDOW, DESIGNED FOR USE PO ST-HEMODIALYSIS TO APPLY CONTROLLED PRESSURE TO THE CATHETER SITE TO ACHIEVE HEMOSTASIS WHILE ALLOWING VISUAL MONITORING OF THE COAGULATION PROCESS, AND FREE FROM ANTICOAGULANT AGENTS, SIZE 5X5CM (+/-2CM) DISPOSABLE, STERILE | GENERAL MEDICAL CONSUMABLES
21240 | 4231155211500 | DRESSING SECUREMENT, MULTI MICRO-PERFORATED COMPRESSION DEVICE WITH A TRANSPARENT DESIGNED FOR USE AT THE END OF A HEMODIALYSIS SESSION TO CONTROL BLEEDING BY APPLYING CONTINUOUS, CONTROLLED PRESSURE TO THE BLOOD EXIT SITE, FEATURING A TRANSPARENT FILM THAT ENABLES REAL-TIME MONITORING OF THE COAGULATION PROCESS AND FREE FROM ANTICOAGULANT AGENTS, SIZE 10X3CM (+/-3CM), DISPOSABLE, STERILE | GENERAL MEDICAL CONSUMABLES
21241 | 4231155300500 | BANDAGE STOCKINETTE PLAIN 15 CM X 20-25 M UNBLEACHED. | SUPPLEMENTARY GEN.SUPPLIES NURS,BURN
21242 | 4231155300800 | TUBULAR BANDAGE, STOCKINETTE, FOR LYMPHEDEMA, 12 CM X 20 M (LYMPHEDEMA) | REHABILITATION,PHYSIOTHERAPY SUPPLIES
21243 | 4231155300900 | TUBULAR BANDAGE, STOCKINETTE, FOR LYMPHEDEMA, 16 CM X 20 M (LYMPHEDEMA) | REHABILITATION,PHYSIOTHERAPY SUPPLIES
21244 | 4231155301000 | STOCKING, READY MADE, MEDICAL GRADUATED COMPRESSION, SEAMLESS, PANTY, WIDE/PLUS, WITH CLOSE TOE, POLYAMIDE, ELASTANE, LATEX FREE, SKIN COLOR, CLASS 3 (34 - 46 MMHG), ASSORTED SIZES (LYMPHEDEMA) | REHABILITATION,PHYSIOTHERAPY SUPPLIES
21245 | 4231155301100 | STOCKING, READY MADE, MEDICAL GRADUATED COMPRESSION, SEAMLESS, PANTY, WIDE/PLUS, WITH OPEN TOE, POLYAMIDE, ELASTANE, LATEX FREE, SKIN COLOR, CLASS 1 (18 - 21 MMHG), ASSORTED SIZES (LYMPHEDEMA) | REHABILITATION,PHYSIOTHERAPY SUPPLIES
21246 | 4231155301200 | STOCKING, READY MADE, MEDICAL GRADUATED COMPRESSION, SEAMLESS, PANTY, WIDE/PLUS, WITH OPEN TOE, POLYAMIDE, ELASTANE, LATEX FREE, SKIN COLOR, CLASS 2 (20 - 32 MMHG), ASSORTED SIZES (LYMPHEDEMA) | REHABILITATION,PHYSIOTHERAPY SUPPLIES
21247 | 4231155301300 | STOCKING, READY MADE, MEDICAL GRADUATED COMPRESSION, SEAMLESS, PANTY, WIDE/PLUS, WITH OPEN TOE, POLYAMIDE, ELASTANE, LATEX FREE, SKIN COLOR, CLASS 3 (34 - 46 MMHG), ASSORTED SIZES (LYMPHEDEMA) | REHABILITATION,PHYSIOTHERAPY SUPPLIES
21248 | 4231155301400 | STOCKING, READY MADE, MEDICAL GRADUATED COMPRESSION, SEAMLESS, PANTY, WITH CLOSE TOE, POLYAMIDE, ELASTANE, LATEX FREE, SKIN COLOR, CLASS 3 (34 - 46 MMHG), ASSORTED SIZES (LYMPHEDEMA) | REHABILITATION,PHYSIOTHERAPY SUPPLIES
21249 | 4231155301500 | STOCKING, READY MADE, MEDICAL GRADUATED COMPRESSION, SEAMLESS, PANTY, WITH OPEN TOE, POLYAMIDE, ELASTANE, LATEX FREE, SKIN COLOR, CLASS 1 (18 - 21 MMHG), ASSORTED SIZES (LYMPHEDEMA) | REHABILITATION,PHYSIOTHERAPY SUPPLIES
21250 | 4231155301700 | STOCKING, READY MADE, MEDICAL GRADUATED COMPRESSION, SEAMLESS, PANTY, WITH OPEN TOE, POLYAMIDE, ELASTANE, LATEX FREE, SKIN COLOR, CLASS 3 (34 - 46 MMHG), ASSORTED SIZES (LYMPHEDEMA) | REHABILITATION,PHYSIOTHERAPY SUPPLIES
21251 | 4231155304000 | STOCKINETTE, PERLON, WHITE, WIDTH 100 MM APPROXIMATELY, L/ROLL 36-38 METER | PROSTHETICS & ORTHOSIS SUPPLIES
21252 | 4231155304100 | STOCKINETTE, PERLON, WHITE, WIDTH 150 MM APPROXIMATELY, L/ROLL 27-30 METER | PROSTHETICS & ORTHOSIS SUPPLIES
21253 | 4231155304200 | STOCKINETTE, PERLON, WHITE, WIDTH 120 MM APPROXIMATELY, L/ROLL 33-35 METER | PROSTHETICS & ORTHOSIS SUPPLIES
21254 | 4231155304600 | STOCKINETTE, PERLON, WHITE, WIDTH 60 MM APPROXIMATELY, L/ROLL 25-28 METER | PROSTHETICS & ORTHOSIS SUPPLIES
21255 | 4231155305100 | STOCKINETTE, PERLON, WHITE, WIDTH 80 MM APPROXIMATELY, L/ROLL 25-27 METER | PROSTHETICS & ORTHOSIS SUPPLIES
21256 | 4231155305200 | STOCKINETTE, PERLON, WHITE, WIDTH 200 MM APPROXIMATELY, L/ROLL 19-22 METER | PROSTHETICS & ORTHOSIS SUPPLIES
21257 | 4231155400000 | KINESIOLOGY TAPE, ELASTIC, ADHESIVE, LATEX FREE, WATER REPELLENT, RED COLOR, SIZE 5 CM X 5 M | REHABILITATION,PHYSIOTHERAPY SUPPLIES
21258 | 4231155400100 | KINESIOLOGY TAPE, ELASTIC, ADHESIVE, LATEX FREE, WATER REPELLENT, BLUE COLOR, SIZE 5 CM X 5 M | REHABILITATION,PHYSIOTHERAPY SUPPLIES
21259 | 4231155400200 | KINESIOLOGY TAPE, ELASTIC, ADHESIVE, LATEX FREE, WATER REPELLENT, BEIGE COLOR, SIZE 5 CM X 5 M | REHABILITATION,PHYSIOTHERAPY SUPPLIES
21260 | 4231155400300 | KINESIOLOGY TAPE, ELASTIC, ADHESIVE, LATEX FREE, WATER REPELLENT, BLACK COLOR, SIZE 5 CM X 5 M | REHABILITATION,PHYSIOTHERAPY SUPPLIES
21261 | 4231155400400 | TAPE, HIGH ADHESIVE, RIGID, MADE FROM BROWN FABRIC WITH ZINC OXIDE, TO SUPPORT JOINTS UNDER MAXIMUM STRESS, SIZE 1.5 IN X 10-20 YARD | REHABILITATION,PHYSIOTHERAPY SUPPLIES
21262 | 4231155400600 | TAPE, HIGH ADHESIVE, RIGID, MADE FROM BROWN FABRIC WITH ZINC OXIDE, TO SUPPORT JOINTS UNDER MAXIMUM STRESS, SIZE 2 IN X 10-20 YARD | REHABILITATION,PHYSIOTHERAPY SUPPLIES
21263 | 4231160000200 | POWDER SPRAY, HEMOSTATIC, WITH CATHETER FOR ENDOSCOPIC USE, WITH MANUAL OR AIR PUMP TO TREAT GASTRO INTESTINAL BLEEDING | ENDOSCOPY CONSUMABLES SUPPLIES
21264 | 4231160000300 | HEMOSTASIS OXIDIZED REGENERATE CELLULOSE LOOSE KNIT MESH BACTERICIDAL ABSORBABLE IN 1-2 WEEKS SIZE: 0.5 X 2 INCH PACKING: INDIVIDUALLY WRAPPED DISPOSABLE STERILE.. | SUPPLEMENTARY GENERAL CONSUMABLES
21265 | 4231160000400 | HEMOSTASIS FLOUR SCATTERED FORM ABSORBABLE 100% COLLAGEN 0.5 GRAM DISPOSABLE STERILE.. | SUPPLEMENTARY GENERAL CONSUMABLES
21266 | 4231160000500 | HEMOSTASIS FLOUR SCATTERED FORM ABSORBABLE 100% COLLAGEN 1 GRAM DISPOSABLE STERILE.. | SUPPLEMENTARY GENERAL CONSUMABLES
21267 | 4231160000600 | HEMOSTASIS FLOUR SCATTERED FORM ABSORBABLE 100% COLLAGEN 5 GRAM DISPOSABLE STERILE.. | SUPPLEMENTARY GENERAL CONSUMABLES
21268 | 4231160000700 | HEMOSTASIS ABSORBABLE FIBROUS FORM OF OXIDIZED REGENERATED CELLULOSE MULTILAYERED NONWOVEN BACTERICIDAL ABSORBABLE IN 1-2 WEEKS MELTS IN TO TISSUE 4 X 4 INCH STERILE.. | SUPPLEMENTARY GENERAL CONSUMABLES
21269 | 4231160000800 | HEMOSTASIS ABSORBABLE OXIDIZED REGENERATED CELLULOSE DENSE KNIT MATERIAL BACTERICIDAL ABSORBABLE IN 1-2 WEEKS 3 IN X 4 IN STERILE.. | SUPPLEMENTARY GENERAL CONSUMABLES
21270 | 4231160000900 | HEMOSTASIS ABSORBABLE FIBROUS FORM OF OXIDIZED REGENERATED CELLULOSE MULTILAYERED NONWOVEN BACTERICIDAL ABSORBABLE IN 1-2 WEEKS MELTS IN TO TISSUE 2 X 4 INCH STERILE.. | SUPPLEMENTARY GENERAL CONSUMABLES
21271 | 4231160001100 | HEMOSTASIS OXIDIZED REGENERATE CELLULOSE LOOSE KNIT MESH BACTERICIDAL ABSORBABLE IN 1-2 WEEKS SIZE: 4 X 8 INCH PACKING: INDIVIDUALLY WRAPPED DISPOSABLE STERILE.. | SUPPLEMENTARY GENERAL CONSUMABLES
21272 | 4231160001200 | HEMOSTASIS OXIDIZED REGENERATE CELLULOSE LOOSE KNIT MESH BACTERICIDAL ABSORBABLE IN 1-2 WEEKS SIZE: 2 X 3 INCH PACKING: INDIVIDUALLY WRAPPED DISPOSABLE STERILE.. | SUPPLEMENTARY GENERAL CONSUMABLES
21273 | 4231160001400 | HEMOSTASIS ABSORBABLE OXIDIZED REGENERATED CELLULOSE DENSE KNIT MATERIAL BACTERICIDAL ABSORBABLE IN 1-2 WEEKS 1 IN X 3.5 IN STERILE.. | SUPPLEMENTARY GENERAL CONSUMABLES
21274 | 4231160001500 | HEMOSTASIS SOFT PLIABLE SPONGE ABSORBABLE MICROFIBRILLAR 100 % COLLAGEN 8 CM X 12.5 CM X 1 CM DISPOSABLE STERILE. | SUPPLEMENTARY GENERAL CONSUMABLES
21275 | 4231160001600 | SYRINGE 5 ML PREFILLED WITH 5 ML 0.9 % SALINE TO BE USED WITHIN A STERILE FIELD DISPOSABLE. | SUPPLEMENTARY GEN.SUPPLIES NURS,BURN
21276 | 4231160300000 | HEMOSTASIS, ETHERIZED REGENERATED CELLULOSE, TRANSFORMING INTO GEL, BACTERICIDAL, PREVENT POST-SURGICAL ADHESION, FOR INTERNAL AND EXTERNAL USE, SIZE 1.5X5 CM (+/-0.5 CM), PACKING: INDIVIDUALLY WRAPPED, DISPOSABLE, STERILE | GENERAL MEDICAL CONSUMABLES
21277 | 4231160300100 | HEMOSTASIS, ETHERIZED REGENERATED CELLULOSE, TRANSFORMING INTO GEL, BACTERICIDAL, PREVENT POST-SURGICAL ADHESION, FOR INTERNAL AND EXTERNAL USE, SIZE 5X35 CM(+/- 1) PACKING: INDIVIDUALLY WRAPPED, DISPOSABLE, STERILE | GENERAL MEDICAL CONSUMABLES
21278 | 4231160600100 | PACK, INTRANASAL ABSORBABLE FOR SINUS SURGERY | EAR, NOSE & THROAT SUPPLIES (ENT)
21279 | 4231160600500 | HEMOSTASIS SPONGE ABSORBABLE GELATIN SIZE 70-80 X 50 X 10 MM DISPOSABLE STERILE. | SUPPLEMENTARY GENERAL CONSUMABLES
21280 | 4231160600600 | HEMOSTASIS SPONGE ABSORBABLE GELATIN SIZE 70-80 X 50 X 1 MM DISPOSABLE STERILE. | SUPPLEMENTARY GENERAL CONSUMABLES
21281 | 4231160600800 | DRESSING HYDRO BALANCE FOR WOUND PLAIN SIZE 10 X 10 CM (+\-2) STERILE SUITABLE FOR EB PATIENTS (WOUND AND OSTOMY CARE).. | SUPPLEMENTARY GEN.SUPPLIES NURS,BURN
21282 | 4231160601400 | PRE CLEAN SPONGE SCOPE SHAPED IMPREGNATED IN ENZYMATIC SOLUTION SURFACTANTS ANTICORROSIVE AND ANTIFOAMING AGENT ALDEHYDES AND CHLORINE COMPONENT FREE NONTOXIC AND SAFE TO HANDLE RINSE FREE BIODEGRADABLE BACTERICIDAL SIZE 500 – 600 ML | STERILIZATION SUPPLIES (CSSD) CONSUMABLE
21283 | 4231160601800 | HEMOSTASIS SEALING PATCH GELATIN IMPREGNATED WITH POLYOXAZOLINE POLYMER SIZE 5 X 10 CM ( +/- 1 CM ) ABSORBABLE IN 4-6 WEEKS STE = RILE...... | SUPPLEMENTARY GENERAL CONSUMABLES
21284 | 4231160701500 | HEMOSTATIC DRY PATCH SEALING ABSORBABLE COLLAGEN BASE SIZE 9.5 X 4.8 CM ( +/- 1 CM ) STERILE .... | SUPPLEMENTARY GENERAL CONSUMABLES
21285 | 4231160701600 | HEMOSTATIC DRY PATCH SEALING ABSORBABLE COLLAGEN BASE SIZE 4.8 X 4.8 CM ( +/- 1 CM ) STERILE.... | SUPPLEMENTARY GENERAL CONSUMABLES
21286 | 4231160701800 | HEMOSTATIC ABSORBABLE OXIDIZED CELLULOSE -NON-REGENERATED- LIGHT RETICULUM SIZE: 5 X 35 CM (+/- 1 CM) STERILE... | SUPPLEMENTARY GENERAL CONSUMABLES
21287 | 4231160702400 | ABSORBABLE GELATINE SPONGE, FOR SURGICAL HEMOSTATIC DRESSING | DENTAL GENERAL SUPPLIES
21288 | 4231160702600 | 15%-20% FERRIC SULPHATE EQUIVALENT SOLUTION. | DENTAL GENERAL SUPPLIES
21289 | 4231160702700 | 25% ALUMINUM CHLORIDE HEMOSTATIC SOLUTION BUFFERED LIQUID 15 - 30 ML.. | SUPPLEMENTARY DENTAL SUPPLIES
21290 | 4231160703500 | BONE WAX HEMOSTATIC 2.5GM/PACK STERILE. | SUPPLEMENTARY GENERAL CONSUMABLES
21291 | 4231160703800 | HEMOSTATIC POWDER CONSISTING OF HYDROGEN CALCIUM SALT OXIDIZED NON-REGENERATED CELLULOSE SIZE: 3G STERILE.... | SUPPLEMENTARY GENERAL CONSUMABLES
21292 | 4231160703900 | POWDER SPRAY, HEMOSTATIC, WITH CATHETER FOR ENDOSCOPIC USE, WITH CO2 PUMP TO TREAT GASTRO INTESTINAL BLEEDING | ENDOSCOPY CONSUMABLES SUPPLIES
21293 | 4231160706100 | DRESSING NOT LESS THAN FOUR LAYERS ABSORBENT WITH SOFT SILICON FOAM ADHESIVE BORDER PERMEABLE SIZE 15 X 20 CM (+\-2) DISPOSABLE STERILE ( WOUND AND OSTOMY CARE ).. | SUPPLEMENTARY GEN.SUPPLIES NURS,BURN
21294 | 4231160706200 | SEALANT SURGICAL ABSORBABLE ADHESION BARRIER GEL 2 X 4 ML SYRINGES AND ONE APPLICATOR SYNTHETIC POLYETHYLENE GLYCOLS STERILE.. | SUPPLEMENTARY GENERAL CONSUMABLES
21295 | 4231160706300 | HEMOSTASIS ABSORBABLE ADHESION BARRIER OXIDIZED REGENERATED CELLULOSE ABSORBABLE IN 3-4 WEEKS DAYS 3 INCH X 4 INCH STERILE.. | SUPPLEMENTARY GENERAL CONSUMABLES
21296 | 4231160706400 | HEMOSTASIS ABSORBABLE OXIDIZED REGENERATED CELLULOSE DENSE KNIT MATERIAL BACTERICIDAL ABSORBABLE IN 1-2 WEEKS 6 IN X 9 IN STERILE.. | SUPPLEMENTARY GENERAL CONSUMABLES
21297 | 4231160706700 | HEMOSTASIS COLLAGEN PATCH COATED WITH A DRY LAYER OF THE COAGULATION FACTOR HUMAN FIBRINOGEN AND HUMAN THROMBIN SIZE: 9.5 X 4.8 ( +/ - 1 CM ) THICKNESS 0.5 CM STERILE. | SUPPLEMENTARY GENERAL CONSUMABLES
21298 | 4231160706900 | HEMOSTASIS SPONGE ABSORBABLE GELATIN FOR ANAL 80 MM X 30 MM STERILE.. | SUPPLEMENTARY GENERAL CONSUMABLES
21299 | 4231160707200 | HEMOSTASIS THIN SHEET NON - WOVEN MICROFIBRILLAR ABSORBABLE 100% COLLAGEN LARGE SIZE 70 MM X 70 MM ( +/- 10 MM ) DISPOSABLE STERILE. | SUPPLEMENTARY GENERAL CONSUMABLES
21300 | 4231160707300 | HEMOSTASIS THIN SHEET NON - WOVEN MICROFIBRILLAR ABSORBABLE 100% COLLAGEN SMALL SIZE 35 MM X 35 MM ( +/- 5 MM ) DISPOSABLE STERILE.. | SUPPLEMENTARY GENERAL CONSUMABLES
21301 | 4231160707400 | HEMOSTASIS THIN SHEET NON - WOVEN MICROFIBRILLAR ABSORBABLE 100% COLLAGEN MEDIUM SIZE 70 MM X 35 MM ( +/- 5 ) DISPOSABLE STERILE.. | SUPPLEMENTARY GENERAL CONSUMABLES
21302 | 4231160708700 | HEMOSTATIC ABSORBABLE HEMOSTATIC POWDER MADE OF OXIDIZED REGENERATED CELLULOSE AGGREGATES BACTERICIDAL ABSORBABLE 7-14 DAYS WITH LOCK AND FLEXIBLE TIP 5 CM ( +/- 1 CM ) PRELOADED 3GM DISPOSABLE STERILE. | SUPPLEMENTARY GEN.CONS SURG SUT,LAP,ROB
21303 | 4231160709000 | BACTERIOSTATIC SURGICAL SEALANT WITH ADHESIVE AND HEMOSTATIC EFFECTS SYNTHETIC N- BUTYL CYANOACRYLATE + MS FOR SURGICAL ENDOSCOPIC AND ENDOVASCULAR USE 0.5 ML.. | SUPPLEMENTARY GENERAL CONSUMABLES
21304 | 4231160709100 | BACTERIOSTATIC SURGICAL SEALANT WITH ADHESIVE AND HEMOSTATIC EFFECTS SYNTHETIC N- BUTYL CYANOACRYLATE + MS FOR SURGICAL ENDOSCOPIC AND ENDOVASCULAR USE 1 ML.. | SUPPLEMENTARY GENERAL CONSUMABLES
21305 | 4231160709200 | HEMOSTASIS ABSORBABLE OXIDIZED REGENERATED CELLULOSE NON WOVEN TEXTURE BACTERICIDAL 2X4 INCH STERILE.. | SUPPLEMENTARY GENERAL CONSUMABLES
21306 | 4231160709300 | HEMOSTASIS OXIDIZED REGENERATE CELLULOSE LOOSE KNIT MESH BACTERICIDAL ABSORBABLE IN 1-2 WEEKS SIZE: 2 X 14 INCH PACKING: INDIVIDUALLY WRAPPED DISPOSABLE STERILE.. | SUPPLEMENTARY GENERAL CONSUMABLES
21307 | 4231160709400 | HEMOSTATIC ABSORBABLE OXIDIZED CELLULOSE -NON-REGENERATED- LIGHT RETICULUM SIZE: 10 X 20 CM (+/- 1 CM) STERILE.. | SUPPLEMENTARY GENERAL CONSUMABLES
21308 | 4231160709500 | HEMOSTATIC ABSORBABLE OXIDIZED CELLULOSE -NON-REGENERATED- LIGHT RETICULUM SIZE: 5 X 7.5 CM (+/- 0.5 CM) STERILE.. | SUPPLEMENTARY GENERAL CONSUMABLES
21309 | 4231160709600 | "HEMOSTATIC ABSORBABLE OXIDIZED CELLULOSE -NON-REGENERATED- MULTILAYER TRIUM FIBRILLAR ADVANCED MATERIAL SIZE: 5 X 10 CM (+/- 0.5 CM) STERILE".... | SUPPLEMENTARY GENERAL CONSUMABLES
21310 | 4231160709700 | "HEMOSTATIC POWDER CONSISTING OF HYDROGEN CALCIUM SALT OXIDIZED NON-REGENERATED CELLULOSE SIZE: 5G STERILE"... | SUPPLEMENTARY GENERAL CONSUMABLES
21311 | 4231160709800 | HEMOSTASIS, ETHERIZED REGENERATED CELLULOSE, TRANSFORMING INTO GEL, BACTERICIDAL, PREVENT POST-SURGICAL ADHESION, FOR INTERNAL AND EXTERNAL USE, SIZE 5x5 (+/-1) CM, PACKING: INDIVIDUALLY WRAPPED, DISPOSABLE, STERILE | GENERAL MEDICAL CONSUMABLES
21312 | 4231160709900 | HEMOSTASIS, ETHERIZED REGENERATED CELLULOSE, TRANSFORMING INTO GEL, BACTERICIDAL, PREVENT POST-SURGICAL ADHESION, FOR INTERNAL AND EXTERNAL USE, SIZE 10x20 CM(+/-2), PACKING: INDIVIDUALLY WRAPPED, DISPOSABLE, STERILE | GENERAL MEDICAL CONSUMABLES
21313 | 4231170400100 | REMOVER ADHESIVE STING FREE 50 ML SPRAY (WOUND AND OSTOMY CARE). | SUPPLEMENTARY GEN.SUPPLIES NURS,BURN
21314 | 4231170400400 | VENTRICULAR RESERVOIR, FOR CEREBRAL SPINAL FLUID, NON BURR HOLE TYPE, ASSORTED SIZES AS PER HOSPITAL REQUEST, DISPOSABLE, STERILE. | NEUROSCIENCES CONSUMABLES SUPPLEMENTARY
21315 | 4231170400600 | RETRACTOR ELASTIC STAYS HOOK SHARP 5MM OR LARGE DISPOSABLE STERILE.... | SUPPLEMENTARY GENERAL CONSUMABLES
21316 | 4231170400700 | WIPES ADHESIVE REMOVAL INDIVIDUAL PACKAGING FOR REMOVAL OF STICKY ADHERENTS IN SAFE MANNER FROM FRAGILE SKIN HYPOALLERGENIC DISPOSABLE STERILE (WOUND AND OSTOMY CARE).. | SUPPLEMENTARY GEN.SUPPLIES NURS,BURN
21317 | 4231190100000 | DRAIN SILICONE ROUND RADIO-OPAQUE HUBLESS 19 FRENCH WITH COLLECTION BULB RESERVOIR GRADUATED SELF EXPANDABLE SIZE: 300-400 ML WITHOUT TROCAR DISPOSABLE STERILE.. | SUPPLEMENTARY GENERAL CONSUMABLES
21318 | 4231190100100 | DRAIN SILICONE ROUND RADIO-OPAQUE HUBLESS 15 FRENCH WITH COLLECTION BULB RESERVOIR GRADUATED SELF EXPANDABLE SIZE: 100-150 ML WITHOUT TROCAR DISPOSABLE STERILE. | SUPPLEMENTARY GENERAL CONSUMABLES
21319 | 4231200200000 | SILICONE GEL, SHEET, FOR SCAR MANAGEMENT, ,C-SECTION SHEET, ULTRAVIOLET, PROTECTION FACTOR, WITH SOAP, SIZE 6X21 CM ( SCAR MANAGEMENT) | REHABILITATION AND PHYSIOTHERAPY CONSUMA
21320 | 4231200200100 | SILICONE GEL, SHEET, FOR SCAR MANAGEMENT, ELASTIC SHEET, ULTRAVIOLET, PROTECTION FACTOR, WITH SOAP, SIZE 30X60 CM ( SCAR MANAGEMENT) | REHABILITATION AND PHYSIOTHERAPY CONSUMA
21321 | 4231200200200 | SILICONE GEL, SHEET, FOR SCAR MANAGEMENT, ELASTIC SHEET, ULTRAVIOLET, PROTECTION FACTOR, WITH SOAP, SIZE 15X20 CM ( SCAR MANAGEMENT) | REHABILITATION AND PHYSIOTHERAPY CONSUMA
21322 | 4231200500400 | STRIP REINFORCED SKIN CLOSURE 1/4 X 3 INCH (6 MM X 75 MM) STERILE.. | SUPPLEMENTARY GENERAL CONSUMABLES
21323 | 4231200500800 | STRIP REINFORCED SKIN CLOSURE 1/8 X 3 INCH (3 MM X 75 MM) STERILE. | SUPPLEMENTARY GENERAL CONSUMABLES
21324 | 4231200501500 | STRIP REINFORCED SKIN CLOSURE 1/4 X 4 INCH (6 MM X 100 MM) STERILE.... | SUPPLEMENTARY GENERAL CONSUMABLES
21325 | 4231200501900 | STRIP REINFORCED SKIN CLOSURE 1/2 X 4 INCH (12 MM X 100 MM) STERILE.. | SUPPLEMENTARY GENERAL CONSUMABLES
21326 | 4231200502100 | ADHESIVE, FOR SKIN, TOPICAL, (OCTYL OR BUTYL) TO BE PROVIDED WITH 0.7 ML-1 ML MICROBIAL BARRIER APPLICATOR, DISPOSABLE, STERILE | SUPPLEMENTARY GEN.SUPPLIES NURS,BURN
21327 | 4231200502400 | STRIP REINFORCED SKIN CLOSURE 1/4 X 1.5 INCH (6 MM X 38 MM) STERILE .... | SUPPLEMENTARY GENERAL CONSUMABLES
21328 | 4231200601300 | APPLIER LAPAROSCOPIC SUTURING DEVICE 10 MM 34-36 CM DISPOSABLE STERILE. | SUPPLEMENTARY GEN.CONS SURG SUT,LAP,ROB
21329 | 4231200602700 | CLIP ENDOCLIP APPLIER 10 MM MEDIUM-LARGE CLIPS DISPOSABLE STERILE.. | SUPPLEMENTARY GEN.CONS SURG SUT,LAP,ROB
21330 | 4231200603100 | ANCHOR, FOR OVER THE SCOPE CLIP (OTSC), ASSORTED SIZES, SINGLE USE | ENDOSCOPY CONSUMABLES SUPPLIES
21331 | 4231200603600 | CLIP APPLIER MULTIPLE 28-30 CM WITH 20-30 MEDIUM TITANIUM CLIPS 6-6.5 MM CLOSED CLIP LENGTH 4-5 MM CLIP APERTURE DISPOSABLE STERILE. | SUPPLEMENTARY GENERAL CONSUMABLES
21332 | 4231200603700 | CLIP APPLIER MULTIPLE 33-35 CM WITH 15-20 LARGE TITANIUM CLIPS 10-11 MM CLOSED CLIP LENGTH 6-6.5 MM CLIP APERTURE DISPOSABLE STERILE. | SUPPLEMENTARY GENERAL CONSUMABLES
21333 | 4231200603800 | CLIP APPLIER MULTIPLE 20-24 CM WITH 20-30 MEDIUM TITANIUM CLIPS 6-6.5 MM CLOSED CLIP LENGTH 4-5 MM CLIP APERTURE DISPOSABLE STERILE.. | SUPPLEMENTARY GENERAL CONSUMABLES
21334 | 4231200603900 | CLIP ENDOCLIP APPLIER 10 MM LARGE CLIPS STERILE.. | SUPPLEMENTARY GEN.CONS SURG SUT,LAP,ROB
21335 | 4231200604000 | CLIP ENDOCLIP APPLIER 5 MM MEDIUM-LARGE DISPOSABLE STERILE.. | SUPPLEMENTARY GEN.CONS SURG SUT,LAP,ROB
21336 | 4231200604200 | CLIP FILSCHIE FOR LAPAROSCOPIC FALLOPIAN TUBE LIGATION DISPOSABLE STERILE. | SUPPLEMENTARY GEN.CONS SURG SUT,LAP,ROB
21337 | 4231200606100 | CLAMP, COOLEY, PARTIAL OCCLUSION, CURVED, TOTAL LENGTH 10 - 12 CM, REUSABLE | SURGICAL INSTRUMENT TENDER
21338 | 4231200606200 | CLAMP, MINIMALLY INVASIVE, CHITWOOD, 1X2 DEBAKEY/SERRATED, ANGLED SHANKS, SLIDER SHAFT, JAW LENGTH 6.5 - 7.5 CM, TOTAL LENGTH 26 - 27 CM, STAINLESS STEEL, REUSABLE | SURGICAL INSTRUMENT TENDER
21339 | 4231200606300 | TRAY, STERILIZATION, FOR VATS / MINIMALLY INVASIVE METAL, SILVER-GRAY COLOR WITH SCAN-GUARD BRACKETS IN BASE AND TRAY INSERT WITH SCAN-GUARD SILICONE MAT, SIZE 26 CM X 55.2 CM X 10 CM, REUSABLE | SURGICAL INSTRUMENT TENDER
21340 | 4231200606400 | CLAMP, BULLDOG, RELIANCE, STRAIGHT JAW, JAW LENGTH 2.5 CM, TOTAL LENGTH 5 CM, STAINLESS STEEL, REUSABLE | SURGICAL INSTRUMENT TENDER
21341 | 4231200606500 | CLAMP, BULLDOG, RELIANCE, CURVED JAW, JAW LENGTH 2.5 CM, TOTAL LENGTH 5 CM, STAINLESS STEEL, REUSABLE | SURGICAL INSTRUMENT TENDER
21342 | 4231200606600 | SUCTION TUBE, COAGULATING INSULATED WITH CONNECTOR PIN FOR UNIPOLAR COAGULATION DIAMETER 5 MM LENGTH 30-36 CM (OR EQUIVALENT) REUSABLE | SURGICAL INSTRUMENT TENDER
21343 | 4231200610500 | CLAMP, BULLDOG, RELIANCE, STRAIGHT JAW, ASSORTED SIZE AND TYPE, WITH NECESSARY APPLIER AND TRAY, STAINLESS STEEL, REUSABLE | SURGICAL INSTRUMENT TENDER
21344 | 4231200700000 | CLIP FILSHIE OR EQUIVALENT TITANIUM WITH AN INNER CUSHION LINING OF SILICONE RUBBER WITH FRONT LOCKING MECHANISM WITH CLIP APPLICATOR OF DIFFERENT SIZES FREE OF CHARGE PER 10 CLIPS IF DISPOSABLE APPLICATOR TO PROVIDE ONE APPLICATOR FOR EACH PAIR. | SUPPLEMENTARY GEN.CONS SURG SUT,LAP,ROB
21345 | 4231200700100 | CLIP LIGATING TITANIUM MEDIUM CONTAIN 6 CLIP COLOR CODED DISPOSABLE STERILE /.. | SUPPLEMENTARY GENERAL CONSUMABLES
21346 | 4231200700600 | CLIP LIGATING TITANIUM LARGE CONTAIN 6 CLIP COLOR CODED DISPOSABLE STERILE.. | SUPPLEMENTARY GENERAL CONSUMABLES
21347 | 4231200700700 | CLIP LIGATING TITANIUM MEDIUM/LARGE CONTAIN 6 CLIP COLOR CODED DISPOSABLE STERILE.. | SUPPLEMENTARY GENERAL CONSUMABLES
21348 | 4231200700800 | CLIP LIGATING TITANIUM SMALL CONTAIN 6 CLIP COLOR CODED DISPOSABLE STERILE /.. | SUPPLEMENTARY GENERAL CONSUMABLES
21349 | 4231200700900 | CLIP LIGATION POLYMER LARGE COLOR CODED 6 CLIPS PER CARTRIDGE DISPOSABLE STERILE.. | SUPPLEMENTARY GENERAL CONSUMABLES
21350 | 4231200701000 | CLIP LIGATION POLYMER MEDIUM / LARGE COLOR CODED 6 CLIPS PER CARTRIDGE DISPOSABLE STERILE.. | SUPPLEMENTARY GENERAL CONSUMABLES
21351 | 4231200701100 | CLIP APPLIER MULTIPLE 20-24 CM WITH 20-30 SMALL TITANIUM CLIPS 3.7-3.8 MM CLOSED CLIP LENGTH 2.1-2.3 MM CLIP APERTURE DISPOSABLE STERILE.. | SUPPLEMENTARY GENERAL CONSUMABLES
21352 | 4231200904300 | LOADING UNIT RETICULATING WITH TRI-STAPLER TECHNOLOGY 45 / 2-2.5-3 MM INTEGRATED KNIFE DISPOSABLE STERILE.. | SUPPLEMENTARY GEN.CONS SURG SUT,LAP,ROB
21353 | 4231200904400 | LOADING UNIT RETICULATING WITH TRI-STAPLER TECHNOLOGY 45 / 3-3.5-4 MM MEDIUM/ THICK INTEGRATED KNIFE DISPOSABLE STERILE.. | SUPPLEMENTARY GEN.CONS SURG SUT,LAP,ROB
21354 | 4231200904500 | LOADING UNIT RETICULATING WITH TRI-STAPLER TECHNOLOGY 60 / 2-2.5-3 MM INTEGRATED KNIFE DISPOSABLE STERILE.. | SUPPLEMENTARY GEN.CONS SURG SUT,LAP,ROB
21355 | 4231200906300 | LOADING UNIT STAPLER LINEAR CUTTER FOR LAPAROSCOPIC 35 MM 2.4-2.7 MM FOR VASCULAR/THIN TISSUE DISPOSABLE STERILE.. | SUPPLEMENTARY GEN.CONS SURG SUT,LAP,ROB
21356 | 4231200907000 | STAPLER CIRCULAR CURVED BATTERY OPERATED DIAMETER 25-26 MM ADJUSTABLE STAPLE HEIGHT AND GAP SETTING SCALE DISPOSABLE STERILE.. | SUPPLEMENTARY GEN.CONS SURG SUT,LAP,ROB
21357 | 4231200908200 | STAPLER CIRCULAR SIZE 21-23 MM CURVED END TO END ANASTOMOSIS STAPLER APPLIES TWO ROWS OF CIRCULAR STAGGERED STAPLER WITH A KNIFE IN BETWEEN AIRTIGHT FOR BOTH OPEN AND LAPAROSCOPIC PROCEDURE SHAFT MARKED AND ALONE PIN TROCAR SLIM ANVIL DISPOSABLE STERILE.. | SUPPLEMENTARY GEN.CONS SURG SUT,LAP,ROB
21358 | 4231200908300 | LOADING UNIT STAPLER LINEAR CUTTER FOR LAPAROSCOPIC 60 MM 2.4-2.6 MM FOR VASCULAR DISPOSABLE STERILE.. | SUPPLEMENTARY GEN.CONS SURG SUT,LAP,ROB
21359 | 4231200908400 | LOADING UNIT STAPLER LINEAR CUTTER FOR LAPAROSCOPIC 60 MM 4.2-4.3 MM FOR VERY THICK TISSUE DISPOSABLE STERILE.. | SUPPLEMENTARY GEN.CONS SURG SUT,LAP,ROB
21360 | 4231200908600 | LOADING UNIT STAPLER LINEAR CUTTER FOR LAPAROSCOPIC 60 MM 3.5-3.7 MM FOR REGULAR TISSUE DISPOSABLE STERILE.. | SUPPLEMENTARY GEN.CONS SURG SUT,LAP,ROB
21361 | 4231200908700 | LOADING UNIT RADIAL WITH TRI-STAPLE TECHNOLOGY 3-3.5-4 MEDIUM / THICK INTEGRATED KNIFE DISPOSABLE STERILE.. | SUPPLEMENTARY GEN.CONS SURG SUT,LAP,ROB
21362 | 4231200911100 | INSTRUMENT OPEN SURGERY SEALER/DIVIDER DISSECTION NANO-COATED AND FINE TAPERED CURVED NONSTICK JAWS HAND OR FOOT SWITCHING ACTIVATION OF SEALING ENERGY LENGTH 21-22 CM DISPOSABLE STERILE.. | SUPPLEMENTARY GENERAL CONSUMABLES
21363 | 4231200911300 | STAPLER CIRCULAR SIZE 28-29 MM CURVED END TO END ANASTOMOSIS STAPLER APPLIES TWO ROWS OF CIRCULAR STAGGERED STAPLER WITH A KNIFE IN BETWEEN AIRTIGHT FOR BOTH OPEN AND LAPAROSCOPIC PROCEDURE SHAFT MARKED AND ALONE PIN TROCAR SLIM ANVIL DISPOSABLE STERILE.. | SUPPLEMENTARY GEN.CONS SURG SUT,LAP,ROB
21364 | 4231200911500 | STAPLER CIRCULAR SIZE 32-34 MM CURVED END TO END ANASTOMOSIS STAPLER APPLIES TWO ROWS OF CIRCULAR STAGGERED STAPLER WITH A KNIFE IN BETWEEN AIRTIGHT FOR BOTH OPEN AND LAPAROSCOPIC PROCEDURE SHAFT MARKED AND ALONE PIN TROCAR SLIM ANVIL DISPOSABLE STERILE.. | SUPPLEMENTARY GEN.CONS SURG SUT,LAP,ROB
21365 | 4231200911600 | LOADING UNIT OPEN SURGERY LINEAR STAPLER SIZE 45 MM 3.5-3.6 MM WHICH APPLIES TWO ROLLS OF TITANIUM STAGGERED STAPLES TWO STEP CLOSURE WITH SAFETY INTERLOCK SYSTEM AUTOMATIC AND MANUAL PIN PLACEMENT SLIM ANVIL SLIPPERY RESISTANT AND ONE HANDED INSTRUMENT DISPOSABLE STERILE.. | SUPPLEMENTARY GEN.CONS SURG SUT,LAP,ROB
21366 | 4231200912300 | STAPLER OPEN SURGERY LINEAR STAPLER SIZE 55-60 MM 3.5-3.8 MM RELOADABLE : APPLIES TWO DOUBLE ROWS OF TITANIUM STAGGERED STAPLES WITH A KNIFE IN BETWEEN TISSUE GAP CONTROL FOR ALWAYS B SHAPED FORMATION SAFETY INTERLOCK SYSTEM DISPOSABLE STERILE.. | SUPPLEMENTARY GEN.CONS SURG SUT,LAP,ROB
21367 | 4231200912400 | LOADING UNIT OPEN SURGERY LINEAR STAPLER SIZE 55-60 MM 3.5-3.8 MM : APPLIES TWO DOUBLE ROWS OF TITANIUM STAGGERED STAPLES WITH A KNIFE IN BETWEEN TISSUE GAP CONTROL FOR ALWAYS B SHAPED FORMATION SAFETY INTERLOCK SYSTEM DISPOSABLE STERILE. | SUPPLEMENTARY GEN.CONS SURG SUT,LAP,ROB
21368 | 4231200912500 | STAPLER OPEN SURGERY LINEAR STAPLER SIZE 70-80 MM 3.5-3.8 MM RELOADABLE : APPLIES TWO DOUBLE ROWS OF TITANIUM STAGGERED STAPLES WITH A KNIFE IN BETWEEN TISSUE GAP CONTROL FOR ALWAYS B SHAPED FORMATION SAFETY INTERLOCK SYSTEM DISPOSABLE STERILE. | SUPPLEMENTARY GEN.CONS SURG SUT,LAP,ROB
21369 | 4231200912700 | STAPLER CIRCULAR SIZE 25-26 MM CURVED END TO END ANASTOMOSIS STAPLER APPLIES TWO ROWS OF CIRCULAR STAGGERED STAPLER WITH A KNIFE IN BETWEEN AIRTIGHT FOR BOTH OPEN AND LAPAROSCOPIC PROCEDURE SHAFT MARKED AND ALONE PIN TROCAR SLIM ANVIL DISPOSABLE STERILE. | SUPPLEMENTARY GEN.CONS SURG SUT,LAP,ROB
21370 | 4231200912800 | LOADING UNIT STAPLER LINEAR CUTTER FOR LAPAROSCOPIC 60 MM 4.0-4.1 MM FOR THICK TISSUE DISPOSABLE STERILE. | SUPPLEMENTARY GEN.CONS SURG SUT,LAP,ROB
21371 | 4231200913000 | STAPLER LINEAR CUTTER 60 MM ARTICULATING BATTERY OPERATED WITH SURFACE GRIPING TECHNOLOGY TO PREVENT TISSUE SLIPPAGE FOR IMPROVED HEMOSTASIS 3 POINT GAP CONTROL FOR STRONG COMPRESSION 320-360 MM DISPOSABLE STERILE. | SUPPLEMENTARY GEN.CONS SURG SUT,LAP,ROB
21372 | 4231200913200 | POWERED HANDLE CLOSING/FIRING/OPENING ALL POWERED CONTROL BUTTONS CONTROL BATTERY SYSTEM INTELLIGENT OVERLOAD PROTECTION TO MISFIRING ON OVERTHICK TISSUE ACCOMMODATES BOTH LINEAR AND CIRCULAR SHAFT DISPOSABLE STERILE. | SUPPLEMENTARY GEN.CONS SURG SUT,LAP,ROB
21373 | 4231200913300 | POWERED HANDLE CLOSING/FIRING/OPENING ALL POWERED CONTROL BUTTONS CONTROL BATTERY SYSTEM INTELLIGENT OVERLOAD PROTECTION TO MISFIRING ON OVERTHICK TISSUE ACCOMMODATES BOTH LINEAR AND CIRCULAR SHAFT REUSABLE.. | SUPPLEMENTARY GEN.CONS SURG SUT,LAP,ROB
21374 | 4231200913400 | CIRCULAR SHAFT 29MM LUMEN SIZE 20.6MM CROSS-B STAPLE TITANIUM 3 CLOSED STAPLE HIGHTS WHITE 1.2MM BLUE 1.5MM GREEN 2.0MM ANVIL TRI-LEAF LIKE DESIGN COMPATIBLE WITH RE-USABLE POWERED HANDLE CLOSING/FIRING/OPENING AUTOMATIC 4MM OPENING POWERED CONTROL BUTTONS CONTROL BATTERY SYSTEM INTELLIGENT OVERLOAD PROTECTION TO MISFIRING ON OVERTHICK TISSUE DISPOSABLE. STERILE.. | SUPPLEMENTARY GEN.CONS SURG SUT,LAP,ROB
21375 | 4231200913500 | CIRCULAR SHAFT 31MM LUMEN SIZE 22.8MM CROSS-B STAPLE TITANIUM 3 CLOSED STAPLE HIGHTS WHITE 1.2MM BLUE 1.5MM GREEN 2.0MM ANVIL TRI-LEAF LIKE DESIGN COMPATIBLE WITH RE-USABLE POWERED HANDLE CLOSING/FIRING/OPENING AUTOMATIC 4MM OPENING POWERED CONTROL BUTTONS CONTROL BATTERY SYSTEM INTELLIGENT OVERLOAD PROTECTION TO MISFIRING ON OVERTHICK TISSUE DISPOSABLE. STERILE.. | SUPPLEMENTARY GEN.CONS SURG SUT,LAP,ROB
21376 | 4231200913600 | ENDOSCOPIC LINEAR CUTTER DRIVING 65-80 MM SHAFT FIRING VISUAL SCALE FROM 0-60MM MANUAL ROTATION HANDLE 55 DEGREES COMPATIBLE WITH POWERED HANDLE CLOSING/FIRING/OPENING ALL POWERED CONTROL INTELLIGENT OVERLOAD PROTECTION DISPOSABLE STERILE... | SUPPLEMENTARY GEN.CONS SURG SUT,LAP,ROB
21377 | 4231200913700 | ENDOSCOPIC LINEAR CUTTER DRIVING 155-180 MM SHAFT FIRING VISUAL SCALE FROM 0-60MM MANUAL ROTATION HANDLE 55 DEGREES COMPATIBLE WITH POWERED HANDLE CLOSING/FIRING/OPENING ALL POWERED CONTROL INTELLIGENT OVERLOAD PROTECTION DISPOSABLE STERILE... | SUPPLEMENTARY GEN.CONS SURG SUT,LAP,ROB
21378 | 4231200913800 | ENDOSCOPIC LINEAR CUTTER DRIVING 250-300 MM SHAFT FIRING VISUAL SCALE FROM 0-60MM MANUAL ROTATION HANDLE 55 DEGREES COMPATIBLE WITH POWERED HANDLE CLOSING/FIRING/OPENING ALL POWERED CONTROL INTELLIGENT OVERLOAD PROTECTION DISPOSABLE STERILE... | SUPPLEMENTARY GEN.CONS SURG SUT,LAP,ROB
21379 | 4231200914500 | STAPLE, STAINLESS STEEL ASSORTED SIZES AND SHAPES WITH NECESSARY INSTRUMENT, STERILE, ORTHOPEDIC | ORTHOPEDIC & SPINAL SUPPLIES
21380 | 4231200914700 | STAPLER LINEAR CUTTER FOR LAPAROSCOPIC END-END ANASTOMOSIS CIRCULAR 25-26 MM 3.5 WITH TILTED TOP ANVIL WITH DST + PRE-TILTED ANVIL TRAN SORAL DELIVERY ANVIL DEVICE WITH 90 CM LONG PVC NASOGASTRIC TUBE DISPOSABLE STERILE. | SUPPLEMENTARY GEN.CONS SURG SUT,LAP,ROB
21381 | 4231200917900 | MUCOSECTOMY KIT, INCLUDES MULTIBAND LEGATOR CAP AND SNARE, SINGLE USE | ENDOSCOPY CONSUMABLES SUPPLIES
21382 | 4231200918000 | CLIP, OVER THE SCOPE CLIP (OTSC), STENT FIXATION SET, ASSORTED SIZES, ASSORTED WORKING LENGTH | ENDOSCOPY CONSUMABLES SUPPLIES
21383 | 4231200918100 | CLIP, OVER THE SCOPE CLIP (OTSC), ASSORTED SCOPE DIAMETER, ASSORTED CAP DEPTH, ASSORTED TYPE OF TEETH, ASSORTED WORKING LENGTH | ENDOSCOPY CONSUMABLES SUPPLIES
21384 | 4231200919100 | LOADING UNIT RETICULATING 30 X 2.4-2.6 VASCULAR FOR STAPLER UNIVERSAL ENDO GIA OR EQUIVALENT ROTICULATOR STERILE.. | SUPPLEMENTARY GEN.CONS SURG SUT,LAP,ROB
21385 | 4231200919300 | LOADING UNIT RETICULATING 45 X 2.4-2.6 VASCULAR FOR STAPLER UNIVERSAL ENDOGIA ROTICULATOR STERILE.. | SUPPLEMENTARY GEN.CONS SURG SUT,LAP,ROB
21386 | 4231200919400 | LOADING UNIT RETICULATING 45 X 3.4-3.8 FOR STAPLER UNIVERSAL ENDOGIA ROTICULATOR STERILE.. | SUPPLEMENTARY GEN.CONS SURG SUT,LAP,ROB
21387 | 4231200919500 | LOADING UNIT RETICULATING 45 X 4.5-4.8 FOR STAPLER UNIVERSAL ENDOGIA ROTICULATOR STERILE.. | SUPPLEMENTARY GEN.CONS SURG SUT,LAP,ROB
21388 | 4231200919600 | LOADING UNIT RETICULATING 60 X 2.4-2.6 VASCULAR FOR STAPLER UNIVERSAL ENDOGIA ROTICULATOR STERILE.. | SUPPLEMENTARY GEN.CONS SURG SUT,LAP,ROB
21389 | 4231200919700 | LOADING UNIT RETICULATING 60 X 3.4-3.8 FOR STAPLER UNIVERSAL ENDOGIA ROTICULATOR STERILE.. | SUPPLEMENTARY GEN.CONS SURG SUT,LAP,ROB
21390 | 4231200919800 | LOADING UNIT REGULAR TISSUE FOR STAPLER CUTTER CURVED CONTOUR 1.5 MM CLOSED STAPLE HEIGHT STERILE.. | SUPPLEMENTARY GEN.CONS SURG SUT,LAP,ROB
21391 | 4231200919900 | LOADING UNIT OPEN SURGERY LINEAR STAPLER SIZE 30 MM 3.5-3.6 MM WHICH APPLIES TWO ROLLS OF TITANIUM STAGGERED STAPLES TWO STEP CLOSURE WITH SAFETY INTERLOCK SYSTEM AUTOMATIC AND MANUAL PIN PLACEMENT SLIM ANVIL SLIPPERY RESISTANT AND ONE HANDED INSTRUMENT DISPOSABLE STERILE.. | SUPPLEMENTARY GEN.CONS SURG SUT,LAP,ROB
21392 | 4231200920000 | LOADING UNIT OPEN SURGERY LINEAR STAPLER SIZE 30 MM 4.5-4.8 MM WHICH APPLIES TWO ROLLS OF TITANIUM STAGGERED STAPLES TWO STEP CLOSURE WITH SAFETY INTERLOCK SYSTEM AUTOMATIC AND MANUAL PIN PLACEMENT SLIM ANVIL SLIPPERY RESISTANT AND ONE HANDED INSTRUMENT DISPOSABLE STERILE.. | SUPPLEMENTARY GEN.CONS SURG SUT,LAP,ROB
21393 | 4231200920100 | LOADING UNIT OPEN SURGERY LINEAR STAPLER SIZE 30 MM 2.4-2.5 MM VASCULAR WHICH APPLIES TWO ROLLS OF TITANIUM STAGGERED STAPLES TWO STEP CLOSURE WITH SAFETY INTERLOCK SYSTEM AUTOMATIC AND MANUAL PIN PLACEMENT SLIM ANVIL SLIPPERY RESISTANT AND ONE HANDED INSTRUMENT DISPOSABLE STERILE.. | SUPPLEMENTARY GEN.CONS SURG SUT,LAP,ROB
21394 | 4231200920200 | LOADING UNIT OPEN SURGERY LINEAR STAPLER SIZE 60 MM 3.5-3.6 MM WHICH APPLIES TWO ROLLS OF TITANIUM STAGGERED STAPLES TWO STEP CLOSURE WITH SAFETY INTERLOCK SYSTEM AUTOMATIC AND MANUAL PIN PLACEMENT SLIM ANVIL SLIPPERY RESISTANT AND ONE HANDED INSTRUMENT DISPOSABLE STERILE.. | SUPPLEMENTARY GEN.CONS SURG SUT,LAP,ROB
21395 | 4231200920300 | LOADING UNIT OPEN SURGERY LINEAR STAPLER SIZE 60 MM 4.5-4.8 MM WHICH APPLIES TWO ROLLS OF TITANIUM STAGGERED STAPLES TWO STEP CLOSURE WITH SAFETY INTERLOCK SYSTEM AUTOMATIC AND MANUAL PIN PLACEMENT SLIM ANVIL SLIPPERY RESISTANT AND ONE HANDED INSTRUMENT DISPOSABLE STERILE.. | SUPPLEMENTARY GEN.CONS SURG SUT,LAP,ROB
21396 | 4231200920400 | LOADING UNIT OPEN SURGERY LINEAR STAPLER SIZE 90 MM 3.5-3.6 MM WHICH APPLIES TWO ROLLS OF TITANIUM STAGGERED STAPLES TWO STEP CLOSURE WITH SAFETY INTERLOCK SYSTEM AUTOMATIC AND MANUAL PIN PLACEMENT SLIM ANVIL SLIPPERY RESISTANT AND ONE HANDED INSTRUMENT DISPOSABLE STERILE.. | SUPPLEMENTARY GEN.CONS SURG SUT,LAP,ROB
21397 | 4231200920500 | LOADING UNIT OPEN SURGERY LINEAR STAPLER SIZE 90 MM 4.5-4.8 MM WHICH APPLIES TWO ROLLS OF TITANIUM STAGGERED STAPLES TWO STEP CLOSURE WITH SAFETY INTERLOCK SYSTEM AUTOMATIC AND MANUAL PIN PLACEMENT SLIM ANVIL SLIPPERY RESISTANT AND ONE HANDED INSTRUMENT DISPOSABLE STERILE.. | SUPPLEMENTARY GEN.CONS SURG SUT,LAP,ROB
21398 | 4231200920800 | LOADING UNIT RETICULATING WITH CURVED TIP AND TRI-STAPLER TECHNOLOGY 60 / 3-3.5-4 MM MEDIUM/THICK INTEGRATED KNIFE DISPOSABLE STERILE.. | SUPPLEMENTARY GEN.CONS SURG SUT,LAP,ROB
21399 | 4231200921200 | SYSTEM FOR LAPAROSCOPIC MESH FIXATION 5 MM X 35-37 CM LENGTH CONTAINS 25-30 TITANIUM FASTENERS/TACKERS DISPOSABLE STERILE.. | SUPPLEMENTARY GEN.CONS SURG SUT,LAP,ROB
21400 | 4231200921300 | SYSTEM FOR LAPAROSCOPIC MESH FIXATION 5 MM X 35-37 CM LENGTH CONTAINS 15-20 TITANIUM FASTENERS/TACKERS DISPOSABLE STERILE.. | SUPPLEMENTARY GEN.CONS SURG SUT,LAP,ROB
21401 | 4231200921400 | SYSTEM FOR LAPAROSCOPIC MESH FIXATION ABSORBABLE CONTAINS 25-30 TACKERS WITH SMOOTH HOLLOW CORE ANGLED TIP DISPOSABLE STERILE.. | SUPPLEMENTARY GEN.CONS SURG SUT,LAP,ROB
21402 | 4231200921500 | STAPLER LINEAR CUTTER 45 MM ARTICULATING BATTERY OPERATED WITH SURFACE GRIPING TECHNOLOGY TO PREVENT TISSUE SLIPPAGE FOR IMPROVED HEMOSTASIS 3 POINT GAP CONTROL FOR STRONG COMPRESSION 260-300 MM DISPOSABLE STERILE.. | SUPPLEMENTARY GEN.CONS SURG SUT,LAP,ROB
21403 | 4231200921700 | STAPLER OPEN SURGERY LINEAR STAPLER SIZE 75 MM SELECTABLE STAPLE HEIGHT WITH 3D STAPLES TECHNOLOGY RELOADABLE DISPOSABLE STERILE.. | SUPPLEMENTARY GEN.CONS SURG SUT,LAP,ROB
21404 | 4231200921800 | STAPLER LINEAR CUTTER 60 MM ARTICULATING SURFACE GRIPING TECHNOLOGY TO PREVENT TISSUE SLIPPAGE FOR IMPROVED HEMOSTASIS 3 POINT GAP CONTROL FOR STRONG COMPRESSION 320-360 MM DISPOSABLE STERILE.. | SUPPLEMENTARY GEN.CONS SURG SUT,LAP,ROB
21405 | 4231200922000 | LOADING UNIT OPEN SURGERY LINEAR STAPLER SIZE 70-80 MM 3.5-3.8 MM : APPLIES TWO DOUBLE ROWS OF TITANIUM STAGGERED STAPLES WITH A KNIFE IN BETWEEN TISSUE GAP CONTROL FOR ALWAYS B SHAPED FORMATION SAFETY INTERLOCK SYSTEM DISPOSABLE STERILE.. | SUPPLEMENTARY GEN.CONS SURG SUT,LAP,ROB
21406 | 4231200922100 | STAPLER OPEN SURGERY LINEAR STAPLER SIZE 100 MM 4.5-4.8 MM RELOADABLE : APPLIES TWO DOUBLE ROWS OF TITANIUM STAGGERED STAPLES WITH A KNIFE IN BETWEEN TISSUE GAP CONTROL FOR ALWAYS B SHAPED FORMATION SAFETY INTERLOCK SYSTEM DISPOSABLE STERILE.. | SUPPLEMENTARY GEN.CONS SURG SUT,LAP,ROB
21407 | 4231200922400 | STAPLER LINEAR CUTTER ENDO GIA OR EQUIVALENT ULTRA UNIVERSAL EXTRA LONG 45 DEGREES X 25-28 CM SHAFT LENGTH COMPATIBLE WITH TRISTAPLE RELOADS.. | SUPPLEMENTARY GEN.CONS SURG SUT,LAP,ROB
21408 | 4231200922500 | STAPLER LINEAR CUTTER ENDO GIA OR EQUIVALENT ULTRA UNIVERSAL SHORT 45 DEGREES X 6-8 CM SHAFT LENGTH COMPATIBLE WITH TRISTAPLE RELOADS.. | SUPPLEMENTARY GEN.CONS SURG SUT,LAP,ROB
21409 | 4231200922600 | STAPLER LINEAR CUTTER 45 MM ARTICULATING BATTERY OPERATED WITH SURFACE GRIPING TECHNOLOGY TO PREVENT TISSUE SLIPPAGE FOR IMPROVED HEMOSTASIS 3 POINT GAP CONTROL FOR STRONG COMPRESSION 420-460 MM DISPOSABLE STERILE.. | SUPPLEMENTARY GEN.CONS SURG SUT,LAP,ROB
21410 | 4231200922700 | LOADING UNIT STAPLER LINEAR CUTTER FOR LAPAROSCOPIC 45 MM 2.5-2.7 MM FOR VASCULAR DISPOSABLE STERILE.. | SUPPLEMENTARY GEN.CONS SURG SUT,LAP,ROB
21411 | 4231200922800 | STAPLER LINEAR CUTTER 60 MM ARTICULATING BATTERY OPERATED WITH SURFACE GRIPING TECHNOLOGY TO PREVENT TISSUE SLIPPAGE FOR IMPROVED HEMOSTASIS 3 POINT GAP CONTROL FOR STRONG COMPRESSION 260-300 MM DISPOSABLE STERILE.. | SUPPLEMENTARY GEN.CONS SURG SUT,LAP,ROB
21412 | 4231200923000 | STAPLER LINEAR CUTTER FOR LAPAROSCOPIC END - END ANASTOMOSIS CIRCULAR 25-26 MM 4.8 WITH TILTED TOP ANVIL WITH DST+ PRE - TILTED ANVIL TRANSORAL DELIVERY ANVIL DEVICE WITH 90 CM LONG PVC NASOGASTRIC TUBE DISPOSABLE STERILE.. | SUPPLEMENTARY GEN.CONS SURG SUT,LAP,ROB
21413 | 4231200923200 | LOADING UNIT RETICULATING WITH REINFORCED TRI-STAPLER TECHNOLOGY 45 / 3-3.5-4 MM INTEGRATED KNIFE DISPOSABLE STERILE.. | SUPPLEMENTARY GEN.CONS SURG SUT,LAP,ROB
21414 | 4231200923300 | LOADING UNIT RETICULATING WITH TRI-STAPLER TECHNOLOGY 45 / 4-4.5-5 MM INTEGRATED KNIFE DISPOSABLE STERILE.. | SUPPLEMENTARY GEN.CONS SURG SUT,LAP,ROB
21415 | 4231200923400 | LOADING UNIT RETICULATING WITH CURVED TIP AND TRI-STAPLER TECHNOLOGY 60 / 2-2.5-3 MM INTEGRATED KNIFE DISPOSABLE STERILE.. | SUPPLEMENTARY GEN.CONS SURG SUT,LAP,ROB
21416 | 4231200923500 | STAPLER LINEAR CUTTER ENDO GIA OR EQUIVALENT ULTRA UNIVERSAL STANDARD 45 DEGREES X 15-18 CM SHAFT LENGTH COMPATIBLE WITH TRISTAPLE RELOADS.. | SUPPLEMENTARY GEN.CONS SURG SUT,LAP,ROB
21417 | 4231200923800 | LOADING UNIT RETICULATING WITH REINFORCED TRI-STAPLER TECHNOLOGY 60 / 4-4.5-5 MM INTEGRATED KNIFE DISPOSABLE STERILE.. | SUPPLEMENTARY GEN.CONS SURG SUT,LAP,ROB
21418 | 4231200923900 | LOADING UNIT RETICULATING WITH REINFORCED TRI-STAPLER TECHNOLOGY 60 / 3-3.5-4 MM INTEGRATED KNIFE DISPOSABLE STERILE.. | SUPPLEMENTARY GEN.CONS SURG SUT,LAP,ROB
21419 | 4231200924000 | LOADING UNIT OPEN SURGERY LINEAR STAPLER SIZE 100 MM 4.5-4.8 MM : APPLIES TWO DOUBLE ROWS OF TITANIUM STAGGERED STAPLES WITH A KNIFE IN BETWEEN TISSUE GAP CONTROL FOR ALWAYS B SHAPED FORMATION SAFETY INTERLOCK SYSTEM DISPOSABLE STERILE.. | SUPPLEMENTARY GEN.CONS SURG SUT,LAP,ROB
21420 | 4231200924100 | LOADING UNIT OPEN SURGERY LINEAR STAPLER SIZE 100 MM 3.5-3.8 MM : APPLIES TWO DOUBLE ROWS OF TITANIUM STAGGERED STAPLES WITH A KNIFE IN BETWEEN TISSUE GAP CONTROL FOR ALWAYS B SHAPED FORMATION SAFETY INTERLOCK SYSTEM DISPOSABLE STERILE.. | SUPPLEMENTARY GEN.CONS SURG SUT,LAP,ROB
21421 | 4231200924400 | STAPLER OPEN SURGERY LINEAR SIZE 30 MM 3.5-3.6 MM RELOADABLE WHICH APPLIES TWO ROLLS OF TITANIUM STAGGERED STAPLES TWO STEP CLOSURE WITH SAFETY INTERLOCK SYSTEM AUTOMATIC AND MANUAL PIN PLACEMENT SLIM ANVIL SLIPPERY RESISTANT AND ONE HANDED INSTRUMENT WITH UPGRADED STAPLE AND ANVIL DISPOSABLE STERILE.. | SUPPLEMENTARY GEN.CONS SURG SUT,LAP,ROB
21422 | 4231200924500 | STAPLER OPEN SURGERY LINEAR SIZE 60 MM 3.5-3.6 MM RELOADABLE WHICH APPLIES TWO ROLLS OF TITANIUM STAGGERED STAPLES TWO STEP CLOSURE WITH SAFETY INTERLOCK SYSTEM AUTOMATIC AND MANUAL PIN PLACEMENT SLIM ANVIL SLIPPERY RESISTANT AND ONE HANDED INSTRUMENT WITH UPGRADED STAPLE AND ANVIL DISPOSABLE STERILE.. | SUPPLEMENTARY GEN.CONS SURG SUT,LAP,ROB
21423 | 4231200924600 | STAPLER OPEN SURGERY LINEAR SIZE 45 MM 3.5-3.6 MM RELOADABLE WHICH APPLIES TWO ROLLS OF TITANIUM STAGGERED STAPLES TWO STEP CLOSURE WITH SAFETY INTERLOCK SYSTEM AUTOMATIC AND MANUAL PIN PLACEMENT SLIM ANVIL SLIPPERY RESISTANT AND ONE HANDED INSTRUMENT WITH UPGRADED STAPLE AND ANVIL DISPOSABLE STERILE. | SUPPLEMENTARY GEN.CONS SURG SUT,LAP,ROB
21424 | 4231200924900 | STAPLER OPEN SURGERY LINEAR SIZE 30 MM 2.4-2.5 MM VASCULAR RELOADABLE WHICH APPLIES TWO ROLLS OF TITANIUM STAGGERED STAPLES TWO STEP CLOSURE WITH SAFETY INTERLOCK SYSTEM AUTOMATIC AND MANUAL PIN PLACEMENT SLIM ANVIL SLIPPERY RESISTANT AND ONE HANDED INSTRUMENT WITH UPGRADED STAPLE AND ANVIL DISPOSABLE STERILE.. | SUPPLEMENTARY GEN.CONS SURG SUT,LAP,ROB
21425 | 4231200925100 | STAPLER OPEN SURGERY LINEAR STAPLER SIZE 100 MM 3.5-3.8 MM RELOADABLE : APPLIES TWO DOUBLE ROWS OF TITANIUM STAGGERED STAPLES WITH A KNIFE IN BETWEEN TISSUE GAP CONTROL FOR ALWAYS B SHAPED FORMATION SAFETY INTERLOCK SYSTEM DISPOSABLE STERILE.. | SUPPLEMENTARY GEN.CONS SURG SUT,LAP,ROB
21426 | 4231200925200 | LOADING UNITS TRIPLE - STITCH NON - ABSORBABLE POLYESTER SUTURES SIZE: 0 WITH THREE SUTURE NEEDLE DISPOSABLE STERILE.. | SUPPLEMENTARY GEN.CONS SURG SUT,LAP,ROB
21427 | 4231200925300 | LOADING UNIT RETICULATING WITH TRI-STAPLER TECHNOLOGY 60 / 3-3.5-4 MM MEDIUM/THICK INTEGRATED KNIFE DISPOSABLE STERILE.. | SUPPLEMENTARY GEN.CONS SURG SUT,LAP,ROB
21428 | 4231200925400 | LOADING UNIT RETICULATING WITH TRI-STAPLER TECHNOLOGY 60 / 4-4.5-5 MM INTEGRATED KNIFE DISPOSABLE STERILE.. | SUPPLEMENTARY GEN.CONS SURG SUT,LAP,ROB
21429 | 4231200925500 | LOADING UNIT OPEN SURGERY LINEAR STAPLER SIZE 45 MM 4.5-4.8 MM WHICH APPLIES TWO ROLLS OF TITANIUM STAGGERED STAPLES TWO STEP CLOSURE WITH SAFETY INTERLOCK SYSTEM AUTOMATIC AND MANUAL PIN PLACEMENT SLIM ANVIL SLIPPERY RESISTANT AND ONE HANDED INSTRUMENT DISPOSABLE STERILE.. | SUPPLEMENTARY GEN.CONS SURG SUT,LAP,ROB
21430 | 4231200925800 | STAPLER OPEN SURGERY WITH READY STAINLESS STEEL STAPLES AND SUTURE FOR PURSE STRING SAFETY INTERNAL SYSTEM SIZE: 65 DISPOSABLE STERILE.. | SUPPLEMENTARY GEN.CONS SURG SUT,LAP,ROB
21431 | 4231200926200 | STAPLER OPEN SURGERY LINEAR SIZE 60 MM 4.5-4.8 MM RELOADABLE WHICH APPLIES TWO ROLLS OF TITANIUM STAGGERED STAPLES TWO STEP CLOSURE WITH SAFETY INTERLOCK SYSTEM AUTOMATIC AND MANUAL PIN PLACEMENT SLIM ANVIL SLIPPERY RESISTANT AND ONE HANDED INSTRUMENT WITH UPGRADED STAPLE AND ANVIL DISPOSABLE STERILE. | SUPPLEMENTARY GEN.CONS SURG SUT,LAP,ROB
21432 | 4231200926600 | LOADING UNIT STAPLE LINE REINFORCEMENT MATERIAL COMPOSED OF (POLYGLACTIN 910 AND POLYDIOXANONE) CLICK AND GO APPLICATOR AND BUTTRESS ATTACHMENT MATERIAL FOR 60MM DISPOSABLE STERILE. | SUPPLEMENTARY GEN.CONS SURG SUT,LAP,ROB
21433 | 4231200930100 | STAPLER CIRCULAR CURVED BATTERY OPERATED DIAMETER 21-23 MM ADJUSTABLE STAPLE HEIGHT AND GAP SETTING SCALE DISPOSABLE STERILE.. | SUPPLEMENTARY GEN.CONS SURG SUT,LAP,ROB
21434 | 4231200930200 | LOADING UNIT OPEN SURGERY LINEAR STAPLER SIZE 55-60 MM 2.5-2.6 MM : APPLIES TWO DOUBLE ROWS OF TITANIUM STAGGERED STAPLES WITH A KNIFE IN BETWEEN TISSUE GAP CONTROL FOR ALWAYS B SHAPED FORMATION SAFETY INTERLOCK SYSTEM DISPOSABLE STERILE.. | SUPPLEMENTARY GEN.CONS SURG SUT,LAP,ROB
21435 | 4231200930300 | STAPLER OPEN SURGERY LINEAR STAPLER SIZE 55-60 MM 4.5-4.8 MM RELOADABLE : APPLIES TWO DOUBLE ROWS OF TITANIUM STAGGERED STAPLES WITH A KNIFE IN BETWEEN TISSUE GAP CONTROL FOR ALWAYS B SHAPED FORMATION SAFETY INTERLOCK SYSTEM DISPOSABLE STERILE.. | SUPPLEMENTARY GEN.CONS SURG SUT,LAP,ROB
21436 | 4231200930400 | LOADING UNIT OPEN SURGERY LINEAR STAPLER SIZE 55-60 MM 4.5-4.8 MM : APPLIES TWO DOUBLE ROWS OF TITANIUM STAGGERED STAPLES WITH A KNIFE IN BETWEEN TISSUE GAP CONTROL FOR ALWAYS B SHAPED FORMATION SAFETY INTERLOCK SYSTEM DISPOSABLE STERILE.. | SUPPLEMENTARY GEN.CONS SURG SUT,LAP,ROB
21437 | 4231200930600 | LOADING UNIT OPEN SURGERY LINEAR STAPLER SIZE 70-80 MM 4.5-4.8 MM : APPLIES TWO DOUBLE ROWS OF TITANIUM STAGGERED STAPLES WITH A KNIFE IN BETWEEN TISSUE GAP CONTROL FOR ALWAYS B SHAPED FORMATION SAFETY INTERLOCK SYSTEM DISPOSABLE STERILE.. | SUPPLEMENTARY GEN.CONS SURG SUT,LAP,ROB
21438 | 4231200930700 | LOADING UNIT OPEN SURGERY LINEAR STAPLER SIZE 75 MM SELECTABLE STAPLE HEIGHT WITH 3D STAPLES TECHNOLOGY DISPOSABLE STERILE.. | SUPPLEMENTARY GEN.CONS SURG SUT,LAP,ROB
21439 | 4231200930800 | LOADING UNIT 60 MM 3-3.5-4 MM MEDIUM THICK WITH TRI-STAPLE TECHNOLOGY THREE DOUBLE ROWS OF TITANIUM STAGGERED DIFFERENT HEIGHT STAPLES WITH SAFETY INTERLOCK SYSTEM AND TISSUE GAP CONTROL DISPOSABLE STERILE.. | SUPPLEMENTARY GEN.CONS SURG SUT,LAP,ROB
21440 | 4231200930900 | LOADING UNIT 60 MM 4-4.5-5 EXTRA THICK WITH TRI-STAPLE TECHNOLOGY THREE DOUBLE ROWS OF TITANIUM STAGGERED DIFFERENT HEIGHT STAPLES WITH SAFETY INTERLOCK SYSTEM AND TISSUE GAP CONTROL DISPOSABLE STERILE.. | SUPPLEMENTARY GEN.CONS SURG SUT,LAP,ROB
21441 | 4231200931000 | LOADING UNIT 80 MM 3-3.5-4 MM MEDIUM THICK WITH TRI-STAPLE TECHNOLOGY THREE DOUBLE ROWS OF TITANIUM STAGGERED DIFFERENT HEIGHT STAPLES WITH SAFETY INTERLOCK SYSTEM AND TISSUE GAP CONTROL DISPOSABLE STERILE.. | SUPPLEMENTARY GEN.CONS SURG SUT,LAP,ROB
21442 | 4231200931100 | LOADING UNIT 80 MM 4-4.5-5 EXTRA THICK WITH TRI-STAPLE TECHNOLOGY THREE DOUBLE ROWS OF TITANIUM STAGGERED DIFFERENT HEIGHT STAPLES WITH SAFETY INTERLOCK SYSTEM AND TISSUE GAP CONTROL DISPOSABLE STERILE.. | SUPPLEMENTARY GEN.CONS SURG SUT,LAP,ROB
21443 | 4231200931300 | LOADING UNIT RETICULATING 60 X 4.5-4.8 FOR STAPLER UNIVERSAL ENDOGIA ROTICULATOR STERILE.. | SUPPLEMENTARY GEN.CONS SURG SUT,LAP,ROB
21444 | 4231200931400 | LOADING UNIT RETICULATING WITH TRI-STAPLER TECHNOLOGY 30 / 3-3.5-4 MM MEDIUM/ THICK INTEGRATED KNIFE DISPOSABLE STERILE.. | SUPPLEMENTARY GEN.CONS SURG SUT,LAP,ROB
21445 | 4231200931500 | LOADING UNIT RETICULATING WITH REINFORCED TRI-STAPLER TECHNOLOGY 45 / 4-4.5-5 MM INTEGRATED KNIFE DISPOSABLE STERILE.. | SUPPLEMENTARY GEN.CONS SURG SUT,LAP,ROB
21446 | 4231200931600 | STAPLER CONTOUR CURVED CUTTER WITH 2.0 MM CLOSED STAPLE HEIGHTTHICK STERILE.. | SUPPLEMENTARY GEN.CONS SURG SUT,LAP,ROB
21447 | 4231200931900 | LOADING UNIT, STAPLER, LINEAR CUTTER, 3D TECHNOLOGY, FOR LAPAROSCOPIC, 60 MM, 2.4-2.6 MM, FOR VASCULAR, DISPOSABLE, STERILE | OBESITY/ENDOSCOPIC SURGERY/SUTURING & ROBOTIC SURGERY
21448 | 4231200932000 | LOADING UNIT, STAPLER, LINEAR CUTTER, 3D TECHNOLOGY, FOR LAPAROSCOPIC, 60 MM, 3.5-3.7 MM, FOR REGULAR TISSUE, DISPOSABLE, STERILE | OBESITY/ENDOSCOPIC SURGERY/SUTURING & ROBOTIC SURGERY
21449 | 4231200932100 | LOADING UNIT, STAPLER, LINEAR CUTTER, 3D TECHNOLOGY, FOR LAPAROSCOPIC, 60 MM, 4.0-4.1 MM, FOR THICK TISSUE, DISPOSABLE, STERILE | OBESITY/ENDOSCOPIC SURGERY/SUTURING & ROBOTIC SURGERY
21450 | 4231200932200 | LOADING UNIT, STAPLER, LINEAR CUTTER, 3D TECHNOLOGY, FOR LAPAROSCOPIC, 60 MM, 4.2-4.3 MM, FOR VERY THICK TISSUE, DISPOSABLE, STERILE | OBESITY/ENDOSCOPIC SURGERY/SUTURING & ROBOTIC SURGERY
21451 | 4231200932300 | LOADING UNIT, RETICULATING, WITH TRI-STAPLER TECHNOLOGY,INTELLIGENT RELOADS THAT PROVIDE TISSUE THICKNESS, 60 / 3-3.5-4 MM, INTEGRAT ED KNIFE, DISPOSABLE, STERILE | OBESITY/ENDOSCOPIC SURGERY/SUTURING & ROBOTIC SURGERY
21452 | 4231200932400 | LOADING UNIT, RETICULATING, WITH TRI-STAPLER TECHNOLOGY,INTELLIGENT RELOADS THAT PROVIDE TISSUE THICKNESS, 60 / 2-2.5-3 MM, INTEGRAT ED KNIFE, DISPOSABLE, STERILE | OBESITY/ENDOSCOPIC SURGERY/SUTURING & ROBOTIC SURGERY
21453 | 4231200932500 | LOADING UNIT, RETICULATING, WITH TRI-STAPLER TECHNOLOGY,INTELLIGENT RELOADS THAT PROVIDE TISSUE THICKNESS, 45 / 2-2.5-3 MM, INTEGRAT ED KNIFE, DISPOSABLE, STERILE | OBESITY/ENDOSCOPIC SURGERY/SUTURING & ROBOTIC SURGERY
21454 | 4231200932600 | LOADING UNIT, CIRCULAR, WITH TRI-STAPLER TECHNOLOGY,INTELLIGENT RELOADS THAT PROVIDE TISSUE THICKNESS, 28 MM / 3-3.5-4 MM, INTEGRATE D KNIFE, DISPOSABLE, STERILE. FREE OF CHARGE 3 INTELLIGENT CIRCULAR ADAPTER (LENGTH AS PER HOSPITAL REQUEST) WITH EACH 150 LOADING U NIT. | OBESITY/ENDOSCOPIC SURGERY/SUTURING & ROBOTIC SURGERY
21455 | 4231200932700 | SYSTEM, FOR LAPAROSCOPIC MESH FIXATION, MOTORIZED, ABSORBABLE, 7 MM, 25-30 TACKS, DISPOSABLE, STERILE | OBESITY/ENDOSCOPIC SURGERY/SUTURING & ROBOTIC SURGERY
21456 | 4231201000100 | STAPLER OPEN SURGERY WITH READY STAINLESS STEEL STAPLES AND SUTURE FOR PURSE STRING SAFETY INTERNAL SYSTEM SIZE: 45 DISPOSABLE STERILE. | SUPPLEMENTARY GEN.CONS SURG SUT,LAP,ROB
21457 | 4231201001300 | CLINCH SUTURE, FOR OVERSTITCH SUTURING SYSTEM, 6/BX | ENDOSCOPY CONSUMABLES SUPPLIES
21458 | 4231201001400 | STAPLER FOR SKIN PISTOL GRIP 5.7 MM X 3.9 MM ( +/- 0.2 mm ) 35 REGULAR CLIPS ROTATING HEAD DISPOSABLE STERILE.. | SUPPLEMENTARY GENERAL CONSUMABLES
21459 | 4231201001600 | STAPLER LINEAR CUTTER 35 MM ARTICULATING BATTERY OPERATED WITH SURFACE GRIPING TECHNOLOGY TO PREVENT TISSUE SLIPPAGE FOR IMPROVED HEMOSTASIS WITH ADVANCEMENT PLACEMENT TIP DISPOSABLE STERILE 300-350 MM DISPOSABLE STERILE.. | SUPPLEMENTARY GEN.CONS SURG SUT,LAP,ROB
21460 | 4231201002000 | STAPLER SKIN STAPLES LENGTH 2.9-3.9 MM WITH 35 STAPLES REGULAR STAINLESS STEEL STAPLES STERILE.. | SUPPLEMENTARY GENERAL CONSUMABLES
21461 | 4231201002100 | STAPLER SKIN STAPLES LENGTH 2.9-3.9 MM WITH 35 STAPLES WIDE STAINLESS STEEL STAPLES STERILE.. | SUPPLEMENTARY GENERAL CONSUMABLES
21462 | 4231201100200 | LOADING UNIT STAPLER LINEAR CUTTER FOR LAPAROSCOPIC 60 MM 3.8-3.9 MM FOR REGULAR/THICK TISSUE DISPOSABLE STERILE. | SUPPLEMENTARY GEN.CONS SURG SUT,LAP,ROB
21463 | 4231201102400 | RELOAD 60MM CONVENTIONAL TITANIUM LEG OPEN HEIGHT 2.5-2.8 MM DISPOSABLE BLADE 55-60 DEGREE ANGULATION WITH A DUAL ARTICULATION COMPATIBLE WITH COMPLETE INTELLIGENT POWERED/CUSTOMIZED HANDLE/DRIVING UNIT DISPOSABLE STERILE.. | SUPPLEMENTARY GEN.CONS SURG SUT,LAP,ROB
21464 | 4231201102500 | RELOAD 60MM CONVENTIONAL TITANIUM LEG OPEN HEIGHT 3.5-3.7 MM DISPOSABLE BLADE 55-60 DEGREE ANGULATION WITH A DUAL ARTICULATION COMPATIBLE WITH COMPLETE INTELLIGENT POWERED/CUSTOMIZED HANDLE/DRIVING UNIT DISPOSABLE STERILE.. | SUPPLEMENTARY GEN.CONS SURG SUT,LAP,ROB
21465 | 4231201102600 | RELOAD 60MM CONVENTIONAL TITANIUM LEG OPEN HEIGHT 3.8-4.0 MM DISPOSABLE BLADE 55-60 DEGREE ANGULATION WITH A DUAL ARTICULATION COMPATIBLE WITH COMPLETE INTELLIGENT POWERED/CUSTOMIZED HANDLE/DRIVING UNIT DISPOSABLE STERILE.. | SUPPLEMENTARY GEN.CONS SURG SUT,LAP,ROB
21466 | 4231201102700 | RELOAD 60MM CONVENTIONAL TITANIUM LEG OPEN HEIGHT 4.2-4.4 MM DISPOSABLE BLADE 55-60 DEGREE ANGULATION WITH A DUAL ARTICULATION COMPATIBLE WITH COMPLETE INTELLIGENT POWERED/CUSTOMIZED HANDLE/DRIVING UNIT DISPOSABLE STERILE.. | SUPPLEMENTARY GEN.CONS SURG SUT,LAP,ROB
21467 | 4231201102800 | RELOAD 60MM CONVENTIONAL TITANIUM LEG OPEN HEIGHT 4.5-4.7 MM DISPOSABLE BLADE 55-60 DEGREE ANGULATION WITH A DUAL ARTICULATION COMPATIBLE WITH COMPLETE INTELLIGENT POWERED/CUSTOMIZED HANDLE/DRIVING UNIT DISPOSABLE STERILE.. | SUPPLEMENTARY GEN.CONS SURG SUT,LAP,ROB
21468 | 4231201102900 | RELOAD, CURVED, 30MM CONVENTIONAL, TITANIUM, LEG OPEN HEIGH, 2.5-2.8 MM, DISPOSABLE BLADE, 55-60 DEGREE ANGULATION WITH A DUAL ARTICULATION COMPATIBLE WITH COMPLETE INTELLIGENT POWERED/CUSTOMIZED HANDLE/DRIVING UNIT, DISPOSABLE, STERILE. | OBESITY/ENDOSCOPIC SURGERY/SUTURING & ROBOTIC SURGERY
21469 | 4231201103300 | RELOAD, CURVED, 60MM CONVENTIONAL, TITANIUM, LEG OPEN HEIGH, 2.5-2.8 MM, DISPOSABLE BLADE, 55-60 DEGREE ANGULATION WITH A DUAL ARTIC ULATION COMPATIBLE WITH COMPLETE INTELLIGENT POWERED/CUSTOMIZED HANDLE/DRIVING UNIT, DISPOSABLE, STERILE. | OBESITY/ENDOSCOPIC SURGERY/SUTURING & ROBOTIC SURGERY
21470 | 4231201200000 | STAPLER SKIN CLIPS REMOVER DISPOSABLE STERILE. | SUPPLEMENTARY GENERAL CONSUMABLES
21471 | 4231201200600 | STAPLER LINE REINFORCEMENT SYNTHETIC BIOABSORBABLE FOR LAPAROSCOPIC STAPLERS 45 MM CONSTRUCTED FROM POLYGLYCOLIC ACID TRIMETHYLENE CARBONATE COMPATIBLE FOR GIA BLACK REDUCE LEAK AND PREVENT BLEEDING ON STAPLE LINE.. | SUPPLEMENTARY GEN.CONS SURG SUT,LAP,ROB
21472 | 4231201200700 | STAPLER LINE REINFORCEMENT SYNTHETIC BIOABSORBABLE FOR LAPAROSCOPIC STAPLERS 45 MM CONSTRUCTED FROM POLYGLYCOLIC ACID TRIMETHYLENE CARBONATE COMPATIBLE FOR GIA PURPLE REDUCE LEAK AND PREVENT BLEEDING ON STAPLE LINE.. | SUPPLEMENTARY GEN.CONS SURG SUT,LAP,ROB
21473 | 4231201200900 | STAPLER LINE REINFORCEMENT SYNTHETIC BIOABSORBABLE FOR LAPAROSCOPIC STAPLERS 60 MM CONSTRUCTED FROM POLYGLYCOLIC ACID TRIMETHYLENE CARBONATE COMPATIBLE FOR ECHELON 60 REDUCE LEAK AND PREVENT BLEEDING ON STAPLE LINE.. | SUPPLEMENTARY GEN.CONS SURG SUT,LAP,ROB
21474 | 4231201201000 | STAPLER LINE REINFORCEMENT SYNTHETIC BIOABSORBABLE FOR LAPAROSCOPIC STAPLERS 60 MM CONSTRUCTED FROM POLYGLYCOLIC ACID TRIMETHYLENE CARBONATE COMPATIBLE FOR GIA BLACK REDUCE LEAK AND PREVENT BLEEDING ON STAPLE LINE.. | SUPPLEMENTARY GEN.CONS SURG SUT,LAP,ROB
21475 | 4231201201100 | STAPLER LINE REINFORCEMENT SYNTHETIC BIOABSORBABLE FOR LAPAROSCOPIC STAPLERS 60 MM CONSTRUCTED FROM POLYGLYCOLIC ACID TRIMETHYLENE CARBONATE COMPATIBLE FOR GIA GREEN REDUCE LEAK AND PREVENT BLEEDING ON STAPLE LINE.. | SUPPLEMENTARY GEN.CONS SURG SUT,LAP,ROB
21476 | 4231201201200 | STAPLER LINE REINFORCEMENT SYNTHETIC BIOABSORBABLE FOR LAPAROSCOPIC STAPLERS 60 MM CONSTRUCTED FROM POLYGLYCOLIC ACID TRIMETHYLENE CARBONATE COMPATIBLE FOR GIA PURPLE REDUCE LEAK AND PREVENT BLEEDING ON STAPLE LINE. | SUPPLEMENTARY GEN.CONS SURG SUT,LAP,ROB
21477 | 4231201201700 | STAPLING KIT HEMORRHOID ADJUSTABLE 33MM DISPOSABLE STERILE. | SUPPLEMENTARY GEN.CONS SURG SUT,LAP,ROB
21478 | 4231201400000 | SEAL SYSTEM PROXIMAL ANASTOMOTIC DEVICE FOR CORONARY ARTERY BYPASS PROCEDURES DISPOSABLE STERILE. | SUPPLEMENTARY CARDIOVASCULAR SURG SUPPL.
21479 | 4231201500100 | SEALANT WITH SILICON SHEET FULLY SYNTHETIC ELASTIC SUPPORTS AORTIC ANASTOMOSIS 2 - 3 GRAMS.. | SUPPLEMENTARY CARDIOVASCULAR SURG SUPPL.
21480 | 4231210000100 | CASSETTE NEGATIVE PRESSURE WOUND THERAPY FOR IRRIGATION SYSTEM (NPWT) IT SHOULD BE COMPATIBLE WITH THE HOSPITAL MACHINE (WOUND AND OSTOMY CARE).. | SUPPLEMENTARY GEN.SUPPLIES NURS,BURN
21481 | 4231210000200 | POWDER COLLAGEN WITH IONIC SILVER FOR DUAL ACTION WOUND MANAGEMENT PROMOTING HEALING AND PROVIDING ANTIMICROBIAL PROTECTION MAINTAIN A MOIST WOUND ENVIRONMENT 5 G STERILE (WOUND AND OSTOMY).... | SUPPLEMENTARY GEN.SUPPLIES NURS,WOUND
21482 | 4231210200500 | BASE PLATE UROSTOMY CLICKING COUPLING SIZE 40 (+/- 5 MM) DISPOSABLE (WOUND AND OSTOMY) /.. | SUPPLEMENTARY GEN.SUPPLIES NURS,BURN
21483 | 4231210200600 | BASE PLATE UROSTOMY CLICKING COUPLING SIZE 55 (+/- 5 MM) DISPOSABLE (WOUND AND OSTOMY).. | SUPPLEMENTARY GEN.SUPPLIES NURS,BURN
21484 | 4231210200700 | BASE PLATE OSTOMY 45-50 MM DISPOSABLE (WOUND AND OSTOMY).. | SUPPLEMENTARY GEN.SUPPLIES NURS,BURN
21485 | 4231210200800 | BASE PLATE OSTOMY 55-60 MM DISPOSABLE (WOUND AND OSTOMY).. | SUPPLEMENTARY GEN.SUPPLIES NURS,BURN
21486 | 4231210200900 | BASE PLATE OSTOMY 70-75 MM DISPOSABLE (WOUND AND OSTOMY).. | SUPPLEMENTARY GEN.SUPPLIES NURS,BURN
21487 | 4231210201000 | BASE PLATE OSTOMY FOR NEONATE 17-20 MM DISPOSABLE (WOUND AND OSTOMY CARE).. | SUPPLEMENTARY GEN.SUPPLIES NURS,BURN
21488 | 4231210201100 | BASE PLATE OSTOMY FOR NEONATE 25-30 MM DISPOSABLE (WOUND AND OSTOMY CARE).. | SUPPLEMENTARY GEN.SUPPLIES NURS,BURN
21489 | 4231210201300 | BASE PLATE, OSTOMY, FOR NEONATE, 35-40 MM, DISPOSABLE (WOUND AND OSTOMY) | SUPPLEMENTARY GEN.SUPPLIES NURS,BURN
21490 | 4231210201400 | BASE PLATE OSTOMY 50-60 MM ADHESIVE COUPLING DISPOSABLE (WOUND AND OSTOMY).. | SUPPLEMENTARY GEN.SUPPLIES NURS,BURN
21491 | 4231210201700 | BASE PLATE OSTOMY 70-80 MM ADHESIVE COUPLING DISPOSABLE (WOUND AND OSTOMY).. | SUPPLEMENTARY GEN.SUPPLIES NURS,BURN
21492 | 4231210201800 | BASE PLATE OSTOMY RIGID CONVEX CLICKING SYSTEM 55-60 MM DISPOSABLE (WOUND AND OSTOMY CARE).... | SUPPLEMENTARY GEN.SUPPLIES NURS,BURN
21493 | 4231210401200 | POUCH FLUID COLLECTION TRIANGLE WITH SUCTION PORT 60 X 60 CM (+/- 10 CM) STERILE.... | SUPPLEMENTARY GENERAL CONSUMABLES
21494 | 4231210402700 | CLAMP PLASTIC DRAINABLE OSTOMY POUCH CLAMP (WOUND AND OSTOMY CARE). | SUPPLEMENTARY GEN.SUPPLIES NURS,BURN
21495 | 4231210404500 | BAG OSTOMY ONE PIECE TRANSPARENT FLEXIBLE SOFT FABRIC LOW FRICTION OPEN WITH INTEGRATED CLOSING MECHANISM WITH FILTER ADULT SIZE 50-55 (WOUND AND OSTOMY CARE).. | SUPPLEMENTARY GEN.SUPPLIES NURS,BURN
21496 | 4231210404600 | BAG OSTOMY ONE PIECE TRANSPARENT WITH BASE PLATE FIT BODY CONTOUR SOFT FABRIC LOW FRICTION OPEN WITH INTEGRATED CLOSING MECHANISM WITH FILTER ADULT SIZE 75 MM (+/- 11 MM) (WOUND AND OSTOMY CARE).. | SUPPLEMENTARY GEN.SUPPLIES NURS,BURN
21497 | 4231210404700 | BAG OSTOMY ONE PIECE OPAQUE SOFT FABRIC LOW FRICTION OPEN WITH INTEGRATED CLOSING MECHANISM WITH FILTER SIZE 50-55 MM (WOUND AND / O STOMY CARE)... | SUPPLEMENTARY GEN.SUPPLIES NURS,BURN
21498 | 4231210404900 | BAG OSTOMY ONE PIECE TRANSPARENT SOFT FABRIC LOW FRICTION CONVEX OPEN WITH INTEGRATED CLOSING MECHANISM WITH FILTER ADULT SIZE 55 (+/- 5 MM) (WOUND AND OSTOMY CARE).... | SUPPLEMENTARY GEN.SUPPLIES NURS,BURN
21499 | 4231210405000 | BAG OSTOMY ONE PIECE TRANSPARENT SOFT FABRIC LOW FRICTION OPEN WITHOUT FILTER ADULT SIZE 75 MM (+/- 10 MM) (WOUND AND OSTOMY CARE).... | SUPPLEMENTARY GEN.SUPPLIES NURS,BURN
21500 | 4231210405100 | BAG, OSTOMY, ONE PIECE, TRANSPARENT, SOFT FABRIC LOW FRICTION, OPEN WITH INTEGRATED CLOSING MECHANISM, WITH FILTER, ADULT SIZE 70 (+/- 6MM), (WOUND AND OSTOMY CARE) | SUPPLEMENTARY GEN.SUPPLIES NURS,BURN
21501 | 4231210405300 | BAG OSTOMY TWO PIECE OPAQUE CLOSED SOFT FABRIC LOW FRICTION WITH ADHESIVE COUPLING AND FILTER SIZE: 70-80 MM (WOUND AND OSTOMY CARE).. | SUPPLEMENTARY GEN.SUPPLIES NURS,BURN
21502 | 4231210405400 | BAG OSTOMY TWO PIECE OPAQUE OPEN WITH INTEGRATED CLOSING MECHANISM SOFT FABRIC LOW FRICTION WITH ADHESIVE COUPLING AND FILTER SIZE: 50-60 MM (WOUND AND OSTOMY CARE).. | SUPPLEMENTARY GEN.SUPPLIES NURS,BURN
21503 | 4231210405500 | BAG OSTOMY TWO PIECE OPAQUE OPEN WITH INTEGRATED CLOSING MECHANISM SOFT FABRIC LOW FRICTION WITH ADHESIVE COUPLING AND FILTER SIZE: 70-80 MM (WOUND AND OSTOMY CARE).. | SUPPLEMENTARY GEN.SUPPLIES NURS,BURN
21504 | 4231210405600 | BAG OSTOMY TWO PIECE OPAQUE SOFT FABRIC LOW FRICTION OPEN WITH INTEGRATED CLOSING MECHANISM WITH CLICKING COUPLING AND FILTER SIZE 4 5-50 MM (WOUND AND OSTOMY CARE) | SUPPLEMENTARY GEN.SUPPLIES NURS,BURN
21505 | 4231210405700 | BAG OSTOMY TWO PIECE OPAQUE SOFT FABRIC LOW FRICTION OPEN WITH INTEGRATED CLOSING MECHANISM WITH CLICKING COUPLING AND FILTER SIZE 5 5-60 MM (WOUND AND OSTOMY CARE) | SUPPLEMENTARY GEN.SUPPLIES NURS,BURN
21506 | 4231210405800 | BAG OSTOMY TWO PIECE OPAQUE SOFT FABRIC LOW FRICTION OPEN WITH INTEGRATED CLOSING MECHANISM WITH CLICKING COUPLING AND FILTER SIZE 7 0-75 MM (WOUND AND OSTOMY CARE) | SUPPLEMENTARY GEN.SUPPLIES NURS,BURN
21507 | 4231210405900 | BAG OSTOMY TWO PIECE TRANSPARENT OPEN WITH INTEGRATED CLOSING MECHANISM SOFT FABRIC LOW FRICTION WITH ADHESIVE COUPLING AND FILTER SIZE: 50-60 MM (WOUND AND OSTOMY CARE).. | SUPPLEMENTARY GEN.SUPPLIES NURS,BURN
21508 | 4231210406100 | BAG OSTOMY TWO PIECE TRANSPARENT OPEN WITH INTEGRATED CLOSING MECHANISM SOFT FABRIC LOW FRICTION WITH ADHESIVE COUPLING AND FILTER SIZE: 70-80 MM (WOUND AND OSTOMY CARE).. | SUPPLEMENTARY GEN.SUPPLIES NURS,BURN
21509 | 4231210406300 | BAG OSTOMY TWO PIECE TRANSPARENT SOFT FABRIC LOW FRICTION OPEN WITH INTEGRATED CLOSING MECHANISM WITH CLICKING COUPLING AND FILTER SIZE 45-50 MM (WOUND AND OSTOMY CARE).. | SUPPLEMENTARY GEN.SUPPLIES NURS,BURN
21510 | 4231210406400 | BAG OSTOMY TWO PIECE TRANSPARENT SOFT FABRIC LOW FRICTION OPEN WITH INTEGRATED CLOSING MECHANISM WITH CLICKING COUPLING AND FILTER SIZE 55-60 MM (WOUND AND OSTOMY CARE).. | SUPPLEMENTARY GEN.SUPPLIES NURS,BURN
21511 | 4231210406500 | BAG OSTOMY TWO PIECE TRANSPARENT SOFT FABRIC LOW FRICTION OPEN WITH INTEGRATED CLOSING MECHANISM WITH CLICKING COUPLING AND FILTER SIZE 70-75 MM (WOUND AND OSTOMY CARE).. | SUPPLEMENTARY GEN.SUPPLIES NURS,BURN
21512 | 4231210406600 | BAG OSTOMY TWO PIECE TRANSPARENT SOFT FABRIC LOW FRICTION OPEN WITH INTEGRATED CLOSING MECHANISM ADHESIVE COUPLING NEONATAL SIZE 17-20 MM (WOUND AND OSTOMY CARE).. | SUPPLEMENTARY GEN.SUPPLIES NURS,BURN
21513 | 4231210406700 | BAG OSTOMY TWO PIECE TRANSPARENT SOFT FABRIC LOW FRICTION OPEN WITH INTEGRATED CLOSING MECHANISM ADHESIVE COUPLING NEONATAL SIZE 25-30 MM (WOUND AND OSTOMY CARE).. | SUPPLEMENTARY GEN.SUPPLIES NURS,BURN
21514 | 4231210406900 | BAG, OSTOMY, TWO PIECE, TRANSPARENT, SOFT FABRIC LOW FRICTION, OPEN WITH INTEGRATED CLOSING MECHANISM, PEDIATRIC SIZE 35-40 MM, (WOUND AND OSTOMY CARE) | SUPPLEMENTARY GEN.SUPPLIES NURS,BURN
21515 | 4231210407100 | BAG UROSTOMY ONE PIECE OPAQUE OPEN SOFT FABRIC LOW FRICTION SIZE 55 (+/- 5 MM) (WOUND AND OSTOMY CARE).. | SUPPLEMENTARY GEN.SUPPLIES NURS,BURN
21516 | 4231210407200 | BAG UROSTOMY ONE PIECE TRANSPARENT CONVEX OPEN SOFT FABRIC LOW FRICTION SIZE 40 MM (+/- 5 MM) (WOUND AND OSTOMY CARE).... | SUPPLEMENTARY GEN.SUPPLIES NURS,BURN
21517 | 4231210407400 | BAG UROSTOMY ONE PIECE TRANSPARENT OPEN SOFT FABRIC LOW FRICTION SIZE 55 MM (+/- 5 MM) (WOUND AND OSTOMY CARE).. | SUPPLEMENTARY GEN.SUPPLIES NURS,BURN
21518 | 4231210407500 | BAG UROSTOMY TWO PIECE OPAQUE OPEN SOFT FABRIC LOW FRICTION ADULT SIZE 55 MM (+/- 5 MM) (WOUND AND OSTOMY).. | SUPPLEMENTARY GEN.SUPPLIES NURS,BURN
21519 | 4231210407600 | BAG, UROSTOMY, TWO PIECE, TRANSPARENT, OPEN, SOFT FABRIC LOW FRICTION, ADULT SIZE 55 MM (+/- 5 MM), (WOUND AND OSTOMY) | SUPPLEMENTARY GEN.SUPPLIES NURS,BURN
21520 | 4231210407700 | BAG UROSTOMY TWO PIECE TRANSPARENT OPEN SOFT FABRIC LOW FRICTION PEDIATRIC SIZE 40 MM (+/- 5 MM) (WOUND AND OSTOMY CARE).. | SUPPLEMENTARY GEN.SUPPLIES NURS,BURN
21521 | 4231210500700 | OSTOMY COHESIVE PASTE ALCOHOL-FREE NO STINGING TUBE SIZE 50-60 G (WOUND AND OSTOMY CARE).. | SUPPLEMENTARY GEN.SUPPLIES NURS,BURN
21522 | 4231210500800 | POWDER, OSTOMY PROTECTIVE PRODUCT, NOT LESS THAN 25-30GM , STERILE (WOUND AND OSTOMY) | SUPPLEMENTARY GEN.SUPPLIES NURS,BURN
21523 | 4231210501500 | PRE CLEAN ENZYMATIC SPRAY, FOR POINT OF USE, READY TO USE, NOT LESS THAN 3 ENZYMES (AMYLASE, PROTEASE, LIPASE), SURFACTANT, CLINGS TO SOIL, MAINTAIN THE MOISTURE DURING TRANSPORT UP TO 48 - 72 HOURS, OIL FILM FREE, DYE-FREE, NEUTRAL PH, CONTAINS CORROSION INHIBITORS, SAFE FOR ALUMINUM, SOFT METALS, GOLD HANDLES, RINSES FREE, LEAK PROOF, SIZE: 600ML - 1000 ML | STERILIZATION SUPPLIES (CSSD) CONSUMABLE
21524 | 4231210502000 | OSTOMY COHESIVE PASTE CONTAINS ALCOHOL TUBE SIZE 50-60 G (WOUND AND OSTOMY CARE). | SUPPLEMENTARY GEN.SUPPLIES NURS,BURN
21525 | 4231210502200 | CREAM SKIN NOURISHING CONTAINS ALOE VERA OLIVE OIL AND WHEAT GERM OIL FREE OF ALCOHOL AND UREA 200-300GM MSDS SHOULD BE PROVIDED IN SOFT COPY (WOUND AND OSTOMY CARE).. | SUPPLEMENTARY GEN.SUPPLIES NURS,BURN
21526 | 4231210502300 | CREAM MOISTURIZING THAT CONTAINS 10% UREA AND 4% LACTIC ACID 100GM MSDS SHOULD BE PROVIDED IN SOFT COPY (WOUND AND OSTOMY CARE). | SUPPLEMENTARY GEN.SUPPLIES NURS,BURN
21527 | 4231210502600 | APPLICATOR ADVANCED PROTECTIVE SKIN BARRIER FILM NON-ALCOHOL NO STING 2 - 3 ML DISPOSABLE STERILE (WOUND AND OSTOMY).. | SUPPLEMENTARY GEN.SUPPLIES NURS,BURN
21528 | 4231210502700 | APPLICATOR PROTECTIVE SKIN BARRIER FILM NON-ALCOHOL NO STING 3 - 5 ML DISPOSABLE STERILE (WOUND AND OSTOMY).. | SUPPLEMENTARY GEN.SUPPLIES NURS,BURN
21529 | 4231210502800 | CREAM PROTECTIVE SKIN BARRIER NON-ALCOHOL NO STING TUBE 80-100 GM (WOUND AND OSTOMY CARE).. | SUPPLEMENTARY GEN.SUPPLIES NURS,BURN
21530 | 4231210502900 | CREAM PROTECTIVE SKIN BARRIER NON-ALCOHOL NO STING TUBE 20-40 GM (WOUND AND OSTOMY CARE).. | SUPPLEMENTARY GEN.SUPPLIES NURS,BURN
21531 | 4231210503000 | CREAM ANTIBACTERIAL MEDICAL HONEY 30-50% SKIN PROTECTOR 50-60 G TUBE (WOUND AND OSTOMY CARE).. | SUPPLEMENTARY GEN.SUPPLIES NURS,BURN
21532 | 4231210700300 | OSTOMY SOFT CONVEX BASE PLATE CLICKING SYSTEM 70-75 MM DISPOSABLE (WOUND AND OSTOMY CARE).. | SUPPLEMENTARY GEN.SUPPLIES NURS,BURN
21533 | 4231210700400 | OSTOMY RIGID CONVEX BASE PLATE ADHESIVE SYSTEM 50-55 MM DISPOSABLE (WOUND AND OSTOMY CARE).. | SUPPLEMENTARY GEN.SUPPLIES NURS,BURN
21534 | 4231210700500 | OSTOMY RIGID CONVEX BASE PLATE ADHESIVE SYSTEM 70-75 MM DISPOSABLE (WOUND AND OSTOMY CARE).. | SUPPLEMENTARY GEN.SUPPLIES NURS,BURN
21535 | 4231210701200 | OSTOMY COHESIVE SEAL 10 CM X 10 CM (WOUND AND OSTOMY CARE).. | SUPPLEMENTARY GEN.SUPPLIES NURS,BURN
21536 | 4231210701300 | OSTOMY COHESIVE SEAL 10 CM X 20 CM (WOUND AND OSTOMY CARE).. | SUPPLEMENTARY GEN.SUPPLIES NURS,BURN
21537 | 4231210701400 | OSTOMY COHESIVE SEAL THICK DIAMETER 90MM (+/- 10MM) RING SHAPE DISPOSABLE (WOUND AND OSTOMY CARE).. | SUPPLEMENTARY GEN.SUPPLIES NURS,BURN
21538 | 4231210803800 | BAG, BIOHAZARD, SEALED, TO KEEP THE ITEM MOIST, SINGLE USE, SIZE, HALF DIN | STERILIZATION SUPPLIES (CSSD) CONSUMABLE
21539 | 4231210803900 | BAG, BIOHAZARD, SEALED, TO KEEP THE ITEM MOIST, SINGLE USE, SIZE, FULL DIN | STERILIZATION SUPPLIES (CSSD) CONSUMABLE
21540 | 4231210804800 | TYVEK POUCH H2O2 STERILIZATION PRE-CUT FLAT HEAT SEAL NOT LESS THAN 60 GSM, PUNCTURE RESISTANT PLASTIC, TRANSPARENT FILM, PROCESS INDICATOR TYPE 1 PRINTED AT DISTANCE EVERY 15 CM, SIZE: L 400 MM X W 200 MM | STERILIZATION SUPPLIES (CSSD) CONSUMABLE
21541 | 4231210804900 | POUCH STEAM STERILIZATION PRE-CUT FLAT HEAT SEAL MEDICAL GRADE PAPER NOT LESS THAN 60 GSM (WHITE) THICK PLASTIC TRANSPARENT FILM PUNCTURE RESISTANT INDICATOR TYPE 1 PRINTED AT DISTANCE EVERY 15 CM SEAL EDGE 9 MM SIZE: L 406 MM X W 150 MM. | STERILIZATION SUPPLIES (CSSD) CONSUMABLE
21542 | 4231210805000 | POUCH STEAM STERILIZATION PRE-CUT FLAT HEAT SEAL MEDICAL GRADE PAPER NOT LESS THAN 60 GSM (WHITE) THICK PLASTIC TRANSPARENT FILM PUNCTURE RESISTANT INDICATOR TYPE 1 PRINTED AT DISTANCE EVERY 15 CM SEAL EDGE 9 MM SIZE: L 406 MM X W 200 MM. | STERILIZATION SUPPLIES (CSSD) CONSUMABLE
21543 | 4231210805100 | POUCH STEAM STERILIZATION PRE-CUT FLAT HEAT SEAL MEDICAL GRADE PAPER NOT LESS THAN 60 GSM (WHITE) THICK PLASTIC TRANSPARENT FILM PUNCTURE RESISTANT INDICATOR TYPE 1 PRINTED AT DISTANCE EVERY 15 CM SEAL EDGE 9 MM SIZE: L 200 MM X W 80 MM. | STERILIZATION SUPPLIES (CSSD) CONSUMABLE
21544 | 4231210805200 | POUCH STEAM STERILIZATION PRE-CUT FLAT HEAT SEAL MEDICAL GRADE PAPER NOT LESS THAN 60 GSM (WHITE) THICK PLASTIC TRANSPARENT FILM PUNCTURE RESISTANT INDICATOR TYPE 1 PRINTED AT DISTANCE EVERY 15 CM SEAL EDGE 9 MM SIZE: L 305 MM X W 100 MM. | STERILIZATION SUPPLIES (CSSD) CONSUMABLE
21545 | 4231210805300 | POUCH STEAM STERILIZATION PRE-CUT FLAT HEAT SEAL MEDICAL GRADE PAPER NOT LESS THAN 60 GSM (WHITE) THICK PLASTIC TRANSPARENT FILM PUNCTURE RESISTANT INDICATOR TYPE 1 PRINTED AT DISTANCE EVERY 15 CM SEAL EDGE 9 MM SIZE: L 356 MM X W 213 MM. | STERILIZATION SUPPLIES (CSSD) CONSUMABLE
21546 | 4231210805400 | POUCH STEAM STERILIZATION PRE-CUT FLAT HEAT SEAL MEDICAL GRADE PAPER NOT LESS THAN 60 GSM (WHITE) THICK PLASTIC TRANSPARENT FILM PUNCTURE RESISTANT INDICATOR TYPE 1 PRINTED AT DISTANCE EVERY 15 CM SEAL EDGE 9 MM SIZE: L 508 MM X W 325 MM. | STERILIZATION SUPPLIES (CSSD) CONSUMABLE
21547 | 4231210805600 | STEAM POUCH STERILIZATION ROLL FLAT, MEDICAL GRADE NOT LESS THAN 60 GSM, PUNCTURE RESISTANT PLASTIC, TRANSPARENT FILM, PROCESS INDICATOR TYPE 1 PRINTED AT DISTANCE EVERY 15 CM, SIZE: 50 MM X 100 M. | STERILIZATION SUPPLIES (CSSD) CONSUMABLE
21548 | 4231210805700 | STEAM POUCH STERILIZATION ROLL FLAT MEDICAL GRADE NOT LESS THAN 60 GSM PUNCTURE RESISTANT PLASTIC TRANSPARENT FILM PROCESS INDICATOR TYPE 1 PRINTED AT DISTANCE EVERY 15 CM SIZE: 75 MM X 100 M.. | STERILIZATION SUPPLIES (CSSD) CONSUMABLE
21549 | 4231210805800 | STEAM POUCH STERILIZATION ROLL FLAT MEDICAL GRADE NOT LESS THAN 60 GSM PUNCTURE RESISTANT PLASTIC TRANSPARENT FILM PROCESS INDICATOR TYPE 1 PRINTED AT DISTANCE EVERY 15 CM SIZE: 100 MM X 100 M.. | STERILIZATION SUPPLIES (CSSD) CONSUMABLE
21550 | 4231210805900 | STEAM POUCH STERILIZATION ROLL FLAT, MEDICAL GRADE NOT LESS THAN 60 GSM, PUNCTURE RESISTANT PLASTIC, TRANSPARENT FILM, PROCESS INDICATOR TYPE 1 PRINTED AT DISTANCE EVERY 15 CM, SIZE: 200 MM X 100 M. | STERILIZATION SUPPLIES (CSSD) CONSUMABLE
21551 | 4231210806300 | POUCH STEAM STERILIZATION PRE-CUT FLAT HEAT SEAL MEDICAL GRADE PAPER NOT LESS THAN 60 GSM (WHITE) THICK PLASTIC TRANSPARENT FILM PUNCTURE RESISTANT INDICATOR TYPE 1 PRINTED AT DISTANCE EVERY 15 CM SEAL EDGE 9 MM SIZE: L 300 MM X W 75 MM | STERILIZATION SUPPLIES (CSSD) CONSUMABLE
21552 | 4231210806900 | TYVEK POUCH H2O2 STERILIZATION PRE-CUT FLAT SELF-SEAL70 GSM, PUNCTURE RESISTANT PLASTIC, TRANSPARENT FILM, PROCESS INDICATOR TYPE 1 PRINTED AT DISTANCE EVERY 15 CM, SIZE: L 441 MM X W 203 MM | STERILIZATION SUPPLIES (CSSD) CONSUMABLE
21553 | 4231210807000 | TYVEK POUCH H2O2 STERILIZATION PRE-CUT FLAT SELF-SEAL70 GSM PUNCTURE RESISTANT PLASTIC TRANSPARENT FILM PROCESS INDICATOR TYPE 1 PRINTED AT DISTANCE EVERY 15 CM SIZE: L 270 MM X W 200 MM. | STERILIZATION SUPPLIES (CSSD) CONSUMABLE
21554 | 4231210807100 | TYVEK POUCH H2O2 STERILIZATION PRE-CUT FLAT SELF-SEAL 70 GSM PUNCTURE RESISTANT PLASTIC TRANSPARENT FILM PROCESS INDICATOR TYPE 1 PRINTED AT DISTANCE EVERY 15 CM SIZE: L 480 MM X W 250 MM. | STERILIZATION SUPPLIES (CSSD) CONSUMABLE
21555 | 4231210807200 | TYVEK POUCH H2O2 STERILIZATION PRE-CUT FLAT SELF-SEAL70 GSM PUNCTURE RESISTANT PLASTIC TRANSPARENT FILM PROCESS INDICATOR TYPE 1 PRINTED AT DISTANCE EVERY 15 CM SIZE: L 600 MM X W 350 MM. | STERILIZATION SUPPLIES (CSSD) CONSUMABLE
21556 | 4231210807300 | TYVEK POUCH H2O2 STERILIZATION PRE-CUT FLAT SELF-SEAL 70 GSM PUNCTURE RESISTANT PLASTIC TRANSPARENT FILM PROCESS INDICATOR TYPE 1 PRINTED AT DISTANCE EVERY 15 CM SIZE: L 200 MM X W 75 MM. | STERILIZATION SUPPLIES (CSSD) CONSUMABLE
21557 | 4231210807400 | POUCH STEAM STERILIZATION PRE-CUT FLAT SELF-SEAL MEDICAL GRADE PAPER NOT LESS THAN 60 GSM (WHITE) THICK PLASTIC TRANSPARENT FILM PUNCTURE RESISTANT INDICATOR TYPE 1 PRINTED AT DISTANCE EVERY 15 CM SEAL EDGE 9 MM SIZE: L 230 MM X W 100 MM | STERILIZATION SUPPLIES (CSSD) CONSUMABLE
21558 | 4231210808100 | STEAM POUCH STERILIZATION ROLL FLAT, NOT LESS THAN 60 GSM, PUNCTURE RESISTANT PLASTIC, TRANSPARENT FILM, PROCESS INDICATOR TYPE 1 PRINTED AT DISTANCE EVERY 15 CM, SIZE: 250 MM X 100 M. | STERILIZATION SUPPLIES (CSSD) CONSUMABLE
21559 | 4231210808400 | POUCH STEAM STERILIZATION PRE-CUT FLAT SELF-SEAL, MEDICAL GRADE PAPER NOT LESS THAN 60 GSM (WHITE), THICK PLASTIC TRANSPARENT FILM, PUNCTURE RESISTANT INDICATOR TYPE 1 PRINTED AT DISTANCE EVERY 15 CM, SEAL EDGE 9 MM, SIZE: L 400 MM X W 200 MM | STERILIZATION SUPPLIES (CSSD) CONSUMABLE
21560 | 4231210808800 | TYVEK POUCH H2O2 STERILIZATION PRE-CUT FLAT HEAT SEAL70 GSM, PUNCTURE RESISTANT PLASTIC, TRANSPARENT FILM, PROCESS INDICATOR TYPE 1 PRINTED AT DISTANCE EVERY 15 CM, SIZE: L 350 MM X W 150 MM | STERILIZATION SUPPLIES (CSSD) CONSUMABLE
21561 | 4231210809300 | VACUUM STORAGE AND TRANSPORT POUCHES SIZE 55 X 85 CM WHICH INCLUDE ACCESSORIES: RUBBER AND PAPER INDICATOR. | STERILIZATION SUPPLIES (CSSD) CONSUMABLE
21562 | 4231210809500 | DRAINAGE SET FOR WOUND PLASTIC RADIO-OPAQUE 40-50 ML CAPACITY WITH MULTICHANNEL SOFT CATHETER AND TROCAR NEGATIVE PRESSURE MINIMUM LENGTH 50CM SIZE: FG 6 DISPOSABLE STERILE. | SUPPLEMENTARY GENERAL CONSUMABLES
21563 | 4231210809900 | POUCH INSTRUMENT CLEAR PLASTIC 3-4 POCKETS 30 X 50 CM (+/- 5 CM) STICKY TAPE STERILE.. | SUPPLEMENTARY GEN.CONS SURG SUT,LAP,ROB
21564 | 4231210810000 | DRAIN SILICONE ROUND RADIO-OPAQUE HUBLESS 10 FRENCH WITH TROCAR DISPOSABLE STERILE.. | SUPPLEMENTARY GENERAL CONSUMABLES
21565 | 4231210810100 | DRAINAGE SET FOR WOUND PLASTIC RADIO-OPAQUE 200-300 ML CAPACITY WITH MULTICHANNEL SOFT CATHETER AND TROCAR NEGATIVE PRESSURE MINIMUM LENGTH 50CM SIZE: FG10 DISPOSABLE STERILE. | SUPPLEMENTARY GENERAL CONSUMABLES
21566 | 4231210810200 | DRAINAGE SET FOR WOUND PLASTIC RADIO-OPAQUE 400-500 ML CAPACITY WITH MULTICHANNEL SOFT CATHETER AND TROCAR NEGATIVE PRESSURE MINIMUM LENGTH 50CM SIZE: FG14 DISPOSABLE STERILE. | SUPPLEMENTARY GENERAL CONSUMABLES
21567 | 4231210810300 | DRAINAGE SET FOR WOUND PLASTIC RADIO-OPAQUE 400-500 ML CAPACITY WITH MULTICHANNEL SOFT CATHETER AND TROCAR NEGATIVE PRESSURE MINIMUM LENGTH 50CM SIZE: FG16 DISPOSABLE STERILE. | SUPPLEMENTARY GENERAL CONSUMABLES
21568 | 4231210810400 | DRAINAGE SET FOR WOUND PLASTIC RADIO-OPAQUE 400-500 ML CAPACITY WITH MULTICHANNEL SOFT CATHETER AND TROCAR NEGATIVE PRESSURE MINIMUM LENGTH 50CM SIZE: FG18 DISPOSABLE STERILE. | SUPPLEMENTARY GENERAL CONSUMABLES
21569 | 4231210810500 | DRAINAGE SET FOR WOUND PLASTIC RADIO-OPAQUE 400-500 ML CAPACITY WITH MULTICHANNEL SOFT CATHETER AND TROCAR NEGATIVE PRESSURE MINIMUM LENGTH 50CM SIZE: FG15 DISPOSABLE STERILE. | SUPPLEMENTARY GENERAL CONSUMABLES
21570 | 4231210810600 | DRAINAGE SET FOR WOUND PLASTIC RADIO-OPAQUE 400-500 ML CAPACITY WITH MULTICHANNEL SOFT CATHETER AND TROCAR NEGATIVE PRESSURE MINIMUM LENGTH 50CM SIZE: FG19 DISPOSABLE STERILE. | SUPPLEMENTARY GENERAL CONSUMABLES
21571 | 4231210810800 | TYVEK POUCH H2O2 STERILIZATION PRE-CUT HEAT SEAL 70 GSM PUNCTURE RESISTANT PLASTIC TRANSPARENT FILM PROCESS INDICATOR TYPE 1 PRINTED AT DISTANCE EVERY 15 CM SIZE: L 320 MM X W 150 MM.- | STERILIZATION SUPPLIES (CSSD) CONSUMABLE
21572 | 4231210811100 | TYVEK POUCH H2O2 STERILIZATION PRE-CUT HEAT SEAL 70 GSM PUNCTURE RESISTANT PLASTIC TRANSPARENT FILM PROCESS INDICATOR TYPE 1 PRINTED AT DISTANCE EVERY 15 CM SIZE: L 350 MM X W 100 MM.- | STERILIZATION SUPPLIES (CSSD) CONSUMABLE
21573 | 4231210811200 | POUCH FOR UROSTOMY OR FISTULA OR WOUND ONE PIECE TRANSPARENT OPEN SOFT FABRIC LOW FRICTION WITH WINDOW WITH INTEGRATED CLOSURE / MECHANISM SIZE 100 MM (+/- 10 MM) (WOUND AND OSTOMY CARE)... | SUPPLEMENTARY GEN.SUPPLIES NURS,BURN
21574 | 4231210900000 | BASE PLATE UROSTOMY RIGID CONVEX CLICKING SYSTEM 60-65 MM DISPOSABLE (WOUND AND OSTOMY CARE)... | SUPPLEMENTARY GEN.SUPPLIES NURS,BURN
21575 | 4231210900100 | BASE PLATE UROSTOMY SOFT CONVEX CLICKING SYSTEM 70-75 MM DISPOSABLE (WOUND AND OSTOMY CARE).... | SUPPLEMENTARY GEN.SUPPLIES NURS,BURN
21576 | 4231211100000 | SILICONE BREAST FORM, DELTA SHAPE, FULL CUP, SOFT AND LIGHT, NATURAL LOOKING DRAPE, TEAR-PROOF SILICON ENCASED IN TEAR-PROOF FILM, FIT IN POCKETED BRA, SIZE 12 (LYMPHEDEMA) | REHABILITATION AND PHYSIOTHERAPY CONSUMA
21577 | 4231211100100 | SILICONE BREAST FORM, TEARDROP SHAPE, FULL CUP, SOFT AND LIGHT, NATURAL LOOKING DRAPE, TEAR-PROOF SILICON ENCASED IN TEAR-PROOF FILM, FIT IN POCKETED BRA, SIZE 12 (LYMPHEDEMA) | REHABILITATION AND PHYSIOTHERAPY CONSUMA
21578 | 4231211100200 | SILICONE BREAST FORM, TEARDROP SHAPE, FULL CUP, SOFT AND LIGHT, NATURAL LOOKING DRAPE, TEAR-PROOF SILICON ENCASED IN TEAR-PROOF FILM, FIT IN POCKETED BRA, SIZE 3 (LYMPHEDEMA) | REHABILITATION AND PHYSIOTHERAPY CONSUMA
21579 | 4231211100300 | SILICONE BREAST FORM, TEARDROP SHAPE, FULL CUP, SOFT AND LIGHT, NATURAL LOOKING DRAPE, TEAR-PROOF SILICON ENCASED IN TEAR-PROOF FILM, FIT IN POCKETED BRA, SIZE 4 (LYMPHEDEMA) | REHABILITATION AND PHYSIOTHERAPY CONSUMA
21580 | 4231211200200 | BELT FOR OSTOMY BAG ADJUSTABLE (WOUND AND OSTOMY CARE).. | SUPPLEMENTARY GEN.SUPPLIES NURS,BURN
21581 | 4231211900000 | BAG OSTOMY ONE PIECE OPAQUE CLOSED SOFT FABRIC LOW FRICTION ADULT SIZE: 70 MM (+/- 10MM) WITH FILTER (WOUND AND OSTOMY CARE).. | SUPPLEMENTARY GEN.SUPPLIES NURS,BURN
21582 | 4231211901300 | BAG FISTULA AND WOUND MANAGEMENT SYSTEM 104 X 159 MM (+/- 10 MM) (WOUND AND OSTOMY CARE).. | SUPPLEMENTARY GEN.SUPPLIES NURS,BURN
21583 | 4231211901400 | BAG FISTULA AND WOUND MANAGEMENT SYSTEM 110 X 175 MM (+/- 10 MM) (WOUND AND OSTOMY CARE).. | SUPPLEMENTARY GEN.SUPPLIES NURS,BURN
21584 | 4231211901500 | BAG FISTULA AND WOUND MANAGEMENT SYSTEM 208 X 297 MM (+/- 15 MM) (WOUND AND OSTOMY CARE).. | SUPPLEMENTARY GEN.SUPPLIES NURS,BURN
21585 | 4231211901600 | BAG FISTULA AND WOUND MANAGEMENT SYSTEM 30 X 40 MM (+/- 10 MM) (WOUND AND OSTOMY CARE).. | SUPPLEMENTARY GEN.SUPPLIES NURS,BURN
21586 | 4231211901700 | BAG FISTULA AND WOUND MANAGEMENT SYSTEM 60 X 86 MM (+/- 10 MM) (WOUND AND OSTOMY CARE).. | SUPPLEMENTARY GEN.SUPPLIES NURS,BURN
21587 | 4231211901800 | BAG FISTULA AND WOUND MANAGEMENT SYSTEM 75 X 110 MM (+/- 10 MM) (WOUND AND OSTOMY CARE).. | SUPPLEMENTARY GEN.SUPPLIES NURS,BURN
21588 | 4231211901900 | BAG FISTULA AND WOUND MANAGEMENT SYSTEM HORIZONTAL 156 X 228 MM (+/- 15 MM) (WOUND AND OSTOMY CARE).. | SUPPLEMENTARY GEN.SUPPLIES NURS,BURN
21589 | 4231211902000 | BAG FISTULA AND WOUND MANAGEMENT SYSTEM VERTICAL 156 X 228 MM (+/- 15 MM) (WOUND AND OSTOMY CARE).. | SUPPLEMENTARY GEN.SUPPLIES NURS,BURN
21590 | 4231211902100 | BAG FISTULA AND WOUND MANAGEMENT SYSTEM WITH WINDOW 156 X 228 MM (+/- 15 MM) (WOUND AND OSTOMY CARE).. | SUPPLEMENTARY GEN.SUPPLIES NURS,BURN
21591 | 4231211902300 | BAG UROSTOMY TWO PIECE TRANSPARENT SOFT FABRIC LOW FRICTION OPEN WITH INTEGRATED CLOSING MECHANISM WITH CLICKING COUPLING AND FILTER SIZE 70-75 MM (WOUND AND OSTOMY CARE).... | SUPPLEMENTARY GEN.SUPPLIES NURS,BURN
21592 | 4231220000200 | INSTRUMENT ELECTROSURGICAL FOR LAPAROSCOPIC SEALER /DIVIDED AND GRASPER PERMANENTLY FUSES TISSUE BUNDLES AND VESSELS 5 MM DIAMETER WITH INTEGRATED KNIFE CURVED JAW LENGTH 42-45 CM DISPOSABLE STERILE.... | SUPPLEMENTARY GEN.CONS SURG SUT,LAP,ROB
21593 | 4231220000300 | LOADING UNIT RETICULATING WITH CURVED TIP AND TRI-STAPLER TECHNOLOGY / 30 / 2-2.5-3 MM TAN INTEGRATED KNIFE DISPOSABLE STERILE... | SUPPLEMENTARY GEN.CONS SURG SUT,LAP,ROB
21594 | 4231220000400 | SUTURE POLIGLECAPRONE 25 MONOFILAMENT ABSORBABLE SIZE 6/0 11-12 MM 3/8 CIRCLE REVERSE CUTTING NEEDLE 40-45 CM UNDYED STERILE.... | SUPPLEMENTARY GEN.CONS SURG SUT,LAP,ROB
21595 | 4231220000500 | SUTURE POLYAMIDE MONOFILAMENT NON-ABSORBABLE SIZE 3/0 19-20 MM 3/8 CIRCLE PRIME REVERSE CUTTING NEEDLE 45-50 CM STERILE.... | SUPPLEMENTARY GEN.CONS SURG SUT,LAP,ROB
21596 | 4231220000600 | SUTURE POLYAMIDE MONOFILAMENT NON-ABSORBABLE SIZE 3/0 30 MM ( +/- 1 MM ) 3/8 CIRCLE REVERSE CUTTING NEEDLE 70-75 CM BLUE STERILE.... | SUPPLEMENTARY GEN.CONS SURG SUT,LAP,ROB
21597 | 4231220000700 | SUTURE POLYAMIDE MONOFILAMENT NON-ABSORBABLE SIZE 5/0 15-16 MM 3/8 / CIRCLE CUTTING PRIME NEEDLE 45-50 CM STERILE.... | SUPPLEMENTARY GEN.CONS SURG SUT,LAP,ROB
21598 | 4231220000800 | SUTURE POLYAMIDE MONOFILAMENT NON-ABSORBABLE SIZE 6/0 8 MM 1/4 CIRCLE PRIME REVERSE CUTTING NEEDLE 40-45 CM STERILE.... | SUPPLEMENTARY GEN.CONS SURG SUT,LAP,ROB
21599 | 4231220000900 | SUTURE POLYDIOXANONE MONOFILAMENT ABSORBABLE LOOP SIZE 0 40 MM ( +/- 1 MM ) 1/2 CIRCLE TAPER POINT NEEDLE 150-170 CM VIOLET STERILE.... | SUPPLEMENTARY GEN.CONS SURG SUT,LAP,ROB
21600 | 4231220001000 | SUTURE POLYDIOXANONE MONOFILAMENT ABSORBABLE SIZE 2/0 25-26 MM 1/2 CIRCLE TAPER POINT NEEDLE 70-75 CM STERILE.... | SUPPLEMENTARY GEN.CONS SURG SUT,LAP,ROB
21601 | 4231220001200 | SUTURE POLYDIOXANONE MONOFILAMENT ABSORBABLE SIZE 4/0 19-20 MM 3/8 / CIRCLE PRIME REVERSE CUTTING NEEDLE 40-45 CM STERILE.... | SUPPLEMENTARY GEN.CONS SURG SUT,LAP,ROB
21602 | 4231220001300 | SUTURE POLYESTER MULTIFILAMENT NON-ABSORBABLE SIZE 2 45 MM ( +/- 1 MM ) 1/2 CIRCLE TAPER CUT NEEDLE 4 X 70-75 CM GREEN STERILE.... | SUPPLEMENTARY GEN.CONS SURG SUT,LAP,ROB
21603 | 4231220001500 | SUTURE POLYGLACTIN 910 ANTIBACTERIAL (COATED TRICLOSAN) MULTIFILAMENT ABSORBABLE SIZE 2/0 25-26 MM 1/2 CIRCLE TAPER POINT NEEDLE 70-75 CM VIOLET STERILE.... | SUPPLEMENTARY GEN.CONS SURG SUT,LAP,ROB
21604 | 4231220001600 | SUTURE POLYGLACTIN 910 ANTIBACTERIAL (COATED TRICLOSAN) MULTIFILAMENT ABSORBABLE SIZE 3/0 15-16 MM 3/8 CIRCLE REVERSE CUTTING NEEDLE 70-75 CM VIOLET STERILE.... | SUPPLEMENTARY GEN.CONS SURG SUT,LAP,ROB
21605 | 4231220001800 | SUTURE POLYGLACTIN 910 ANTIBACTERIAL (COATED TRICLOSAN) MULTIFILAMENT ABSORBABLE SIZE 3/0 23-24 MM 3/8 CIRCLE CUTTING / NEEDLE 70-75 CM UNDYED STERILE.... | SUPPLEMENTARY GEN.CONS SURG SUT,LAP,ROB
21606 | 4231220001900 | SUTURE POLYGLACTIN 910 ANTIBACTERIAL (COATED TRICLOSAN) MULTIFILAMENT ABSORBABLE SIZE 4/0 19-20 MM 3/8 CIRCLE REVERSE CUTTING NEEDLE 70- 75 CM UNDYED STERILE.... | SUPPLEMENTARY GEN.CONS SURG SUT,LAP,ROB
21607 | 4231220002000 | SUTURE POLYGLACTIN 910 MULTIFILAMENT ABSORBABLE SIZE 5/0 15-16 MM 3/8 CIRCLE REVERSE CUTTING NEEDLE 70-75 CM STERILE.... | SUPPLEMENTARY GEN.CONS SURG SUT,LAP,ROB
21608 | 4231220002200 | SUTURE POLYGLACTIN 910 MULTIFILAMENT ABSORBABLE SIZE 6/0 6.5 MM 1/2 CIRCLE SPATULATED DOUBLE ARM NEEDLE 40-45 CM VIOLET STERILE.... | SUPPLEMENTARY GEN.CONS SURG SUT,LAP,ROB
21609 | 4231220002300 | SUTURE POLYPROPYLENE MONOFILAMENT NON-ABSORBABLE SIZE 2/0 17-18 MM / 1/2 CIRCLE REVERSE CUTTING DOUBLE ARM NEEDLE 90-95 CM BLUE STERILE.... | SUPPLEMENTARY GEN.CONS SURG SUT,LAP,ROB
21610 | 4231220002400 | SUTURE SILK MULTIFILAMENT NON-ABSORBABLE SIZE 3/0 25-26 MM 3/8 CIRCLE REVERSE CUTTING NEEDLE 40-45 CM BLACK STERILE.... | SUPPLEMENTARY GEN.CONS SURG SUT,LAP,ROB
21611 | 4231220010600 | SUTURE POLIGLECAPRONE 25 ANTIBACTERIAL (COATED TRICLOSAN) MONOFILAMENT ABSORBABLE SIZE 3/0 17-18 MM 1/2 CIRCLE ROUND BODY NEEDLE 70-75 CM VIOLET STERILE.. | SUPPLEMENTARY GEN.CONS SURG SUT,LAP,ROB
21612 | 4231220014500 | SUTURE POLYGLACTIN 910 ANTIBACTERIAL (COATED TRICLOSAN) MULTIFILAMENT ABSORBABLE SIZE 0 36 MM ( +/- 1 MM ) 1/2 CIRCLE TAPER= CUT NEEDLE 90-95 CM VIOLET STERILE. | SUPPLEMENTARY GEN.CONS SURG SUT,LAP,ROB
21613 | 4231220014600 | SUTURE POLYGLACTIN 910 ANTIBACTERIAL (COATED TRICLOSAN) MULTIFILAMENT ABSORBABLE SIZE 2 40 MM ( +/- 1 MM ) 1/2 CIRCLE ROUND= BODY NEEDLE 70-75 CM VIOLET STERILE. | SUPPLEMENTARY GEN.CONS SURG SUT,LAP,ROB
21614 | 4231220019300 | SUTURE POLIGLECAPRONE 25 ANTIBACTERIAL (COATED TRICLOSAN) MONOFILAMENT ABSORBABLE SIZE 2/0 31 MM ( +/-1 MM ) 1/2 CIRCLE ROUND BODY NEEDLE 70-75 CM VIOLET STERILE. | SUPPLEMENTARY GEN.CONS SURG SUT,LAP,ROB
21615 | 4231220019400 | SUTURE POLIGLECAPRONE 25 MONOFILAMENT ABSORBABLE SIZE 4/0 15-16 MM 3/8 CIRCLE REVERSE PRIME CUTTING NEEDLE 45 CM UNDYED STERILE.... | SUPPLEMENTARY GEN.CONS SURG SUT,LAP,ROB
21616 | 4231220020000 | SUTURE POLYDIOXANONE ANTIBACTERIAL (COATED TRICLOSAN) MONOFILAMENT ABSORBABLE SIZE 0 40 MM ( +/- 1 MM ) 1/2 CIRCLE TAPER CUT NEEDLE 90-95 CM VIOLET STERILE.. | SUPPLEMENTARY GEN.CONS SURG SUT,LAP,ROB
21617 | 4231220021100 | SUTURE POLYGLACTIN 910 MULTIFILAMENT ABSORBABLE SIZE 7/0 6.5 MM 3/8 CIRCLE SPATULATED DOUBLE ARM NEEDLE 30 CM VIOLET STERILE.. | SUPPLEMENTARY GEN.CONS SURG SUT,LAP,ROB
21618 | 4231220022000 | SUTURE POLYGLACTIN 910 ANTIBACTERIAL (COATED TRICLOSAN) MULTIFILAMENT ABSORBABLE SIZE 4/0 19-20 MM 3/8 CIRCLE REVERSE CUTTING NEEDLE 45-50 CM VIOLET STERILE. | SUPPLEMENTARY GEN.CONS SURG SUT,LAP,ROB
21619 | 4231220022700 | SUTURE POLYGLACTIN 910 MULTIFILAMENT RAPID ABSORPTION SIZE 4/0 19-20 MM 3/8 CIRCLE MULTIPASS REVERSE CUTTING NEEDLE 70-75 CM UNDYED STERILE.. | SUPPLEMENTARY GEN.CONS SURG SUT,LAP,ROB
21620 | 4231220022800 | SUTURE POLYGLACTIN 910 MULTIFILAMENT RAPID ABSORPTION SIZE 3/0 19-20 MM 3/8 CIRCLE MULTIPASS REVERSE CUTTING NEEDLE 70-75 CM UNDYED STERILE.. | SUPPLEMENTARY GEN.CONS SURG SUT,LAP,ROB
21621 | 4231220026100 | SUTURE POLYAMIDE MONOFILAMENT NON-ABSORBABLE SIZE 10/0 5 MM 3/8 CIRCLE ROUND BODY NEEDLE 13 CM BLACK STERILE. | SUPPLEMENTARY GEN.CONS SURG SUT,LAP,ROB
21622 | 4231220033300 | SUTURE POLYPROPYLENE MONOFILAMENT NON-ABSORBABLE SIZE 7/0 9.3 MM 3/8 CIRCLE TAPER POINT DOUBLE ARM NEEDLE 60-65 CM BLUE STERILE (1 EACH = 1 DOZEN).... | SUPPLEMENTARY GEN.CONS SURG SUT,LAP,ROB
21623 | 4231220033400 | SUTURE POLYPROPYLENE MONOFILAMENT NON-ABSORBABLE SIZE 5/0 15-16 MM 3/8 CIRCLE PRIME REVERSE CUTTING NEEDLE 45-50 CM BLUE STERILE.. | SUPPLEMENTARY GEN.CONS SURG SUT,LAP,ROB
21624 | 4231220034400 | SUTURE POLYPROPYLENE MONOFILAMENT NON-ABSORBABLE SIZE 6/0 10 MM 1/2 CIRCLE TAPER POINT DOUBLE NEEDLE 60-65 CM BLUE STERILE (1 EACH = / 1 DOZEN).... | SUPPLEMENTARY GEN.CONS SURG SUT,LAP,ROB
21625 | 4231220037000 | SUTURE POLYPROPYLENE MONOFILAMENT NON-ABSORBABLE SIZE 2/0 25-26 MM 1/2 CIRCLE ROUND BODY NEEDLE 90-95 CM BLUE STERILE. | SUPPLEMENTARY GEN.CONS SURG SUT,LAP,ROB
21626 | 4231220037900 | SUTURE POLYPROPYLENE MONOFILAMENT NON-ABSORBABLE 1 TO 1 RATIO SIZE 4/0 25-26 MM 1/2 CIRCLE TAPER POINT DOUBLE ARM NEEDLE 90-95 CM BLUE STERILE.. | SUPPLEMENTARY GEN.CONS SURG SUT,LAP,ROB
21627 | 4231220038000 | SUTURE POLYPROPYLENE MONOFILAMENT NON-ABSORBABLE SIZE 4/0 17-18 MM 3/8 CIRCLE TAPER POINT DOUBLE ARM NEEDLE 90-95 CM STERILE (1 EACH = 1 DOZEN).... | SUPPLEMENTARY GEN.CONS SURG SUT,LAP,ROB
21628 | 4231220040000 | SUTURE POLYPROPYLENE MONOFILAMENT NON-ABSORBABLE 1 TO 1 RATIO SIZE 5/0 13-14 MM 3/8 CIRCLE TUNGSTEN-RHENIUM ALLOY TAPER POINT DOUBLE ARM NEEDLE 60-65 CM BLUE STERILE. | SUPPLEMENTARY GEN.CONS SURG SUT,LAP,ROB
21629 | 4231220041100 | ENDOSCOPIC SUTURING SYSTEM, OVER THE SCOPE, COMPATIBLE WITH DOUBLE CHANNEL SCOPE, DISPOSABLE | ENDOSCOPY CONSUMABLES SUPPLIES
21630 | 4231220042900 | SUTURE POLYGLACTIN 910 MULTIFILAMENT ABSORBABLE SIZE 8/0 6.5 MM 3/8 CIRCLE SPATULATED DOUBLE ARM NEEDLE 45-50 CM VIOLET STERILE.. | SUPPLEMENTARY GEN.CONS SURG SUT,LAP,ROB
21631 | 4231220050100 | SUTURE POLYAMIDE MONOFILAMENT NON-ABSORBABLE SIZE 5/0 19-20 MM 3/8 CIRCLE PRIME REVERSE CUTTING NEEDLE 45-50 CM STERILE., | OBESITY/ENDOSCOPIC SURGERY/SUTURING & ROBOTIC SURGERY
21632 | 4231220100000 | SUTURE POLYPROPYLENE MONOFILAMENT NON-ABSORBABLE SIZE 3/0 60 MM ( +/- 2 MM ) STRAIGHT CUTTING NEEDLE 70-75 CM BLUE STERILE. | SUPPLEMENTARY GEN.CONS SURG SUT,LAP,ROB
21633 | 4231220100100 | SUTURE POLYPROPYLENE MONOFILAMENT NON-ABSORBABLE SIZE 0 40 MM ( +/- 1 MM ) 1/2 CIRCLE REVERSE CUTTING NEEDLE 100 CM BLUE STERILE. | SUPPLEMENTARY GEN.CONS SURG SUT,LAP,ROB
21634 | 4231220100200 | SUTURE POLYPROPYLENE MONOFILAMENT NON-ABSORBABLE SIZE 1 40 MM ( +/- 1 MM ) 3/8 CIRCLE CUTTING NEEDLE 100 CM BLUE STERILE. | SUPPLEMENTARY GEN.CONS SURG SUT,LAP,ROB
21635 | 4231220100300 | SUTURE POLYPROPYLENE MONOFILAMENT NON-ABSORBABLE SIZE 7/0 8 MM 3/8 CIRCLE TUNGSTEN-RHENIUM ALLOY TAPER POINT DOUBLE ARM NEEDLE 60-65 CM BLUE STERILE. | SUPPLEMENTARY GEN.CONS SURG SUT,LAP,ROB
21636 | 4231220100400 | SUTURE POLYDIOXANONE ANTIBACTERIAL (COATED TRICLOSAN) MONOFILAMENT ABSORBABLE SIZE 5/0 17-18 MM 1/2 CIRCLE TAPER POINT NEEDLE DOUBLE ARMED 90 CM VIOLET STERILE. | SUPPLEMENTARY GEN.CONS SURG SUT,LAP,ROB
21637 | 4231220100500 | SUTURE SILK VIRGIN MULTIFILAMENT NON-ABSORBABLE SIZE 8/0 8 MM 1/2 CIRCLE CUTTING DOUBLE ARM NEEDLE 45-50 CM BLUE STERILE | SUPPLEMENTARY GEN.CONS SURG SUT,LAP,ROB
21638 | 4231220100700 | SUTURE SILK MULTIFILAMENT NON-ABSORBABLE SIZE 7/0 8 MM 3/8 CIRCLE REVERSE CUTTING DOUBLE ARM NEEDLE 45-50 CM BLACK STERILE | SUPPLEMENTARY GEN.CONS SURG SUT,LAP,ROB
21639 | 4231220100800 | SUTURE, SILK, MULTIFILAMENT, NON-ABSORBABLE, SIZE 7/0, 8 MM, 3/8 CIRCLE, ROUND BODY DOUBLE ARM NEEDLE, 35 CM, BLACK, STERILE | SUPPLEMENTARY GEN.CONS SURG SUT,LAP,ROB
21640 | 4231220100900 | SUTURE SILK MULTIFILAMENT NON-ABSORBABLE SIZE 6/0 8 MM 3/8 CIRCLE ROUND BODY NEEDLE 45-50 CM BLACK STERILE | SUPPLEMENTARY GEN.CONS SURG SUT,LAP,ROB
21641 | 4231220101000 | SUTURE SILK MULTIFILAMENT NON-ABSORBABLE SIZE 6/0 8 MM 1/2 CIRCLE SPATULATED DOUBLE ARM NEEDLE 45-50 CM BLACK STERILE | SUPPLEMENTARY GEN.CONS SURG SUT,LAP,ROB
21642 | 4231220101100 | SUTURE SILK MULTIFILAMENT NON-ABSORBABLE SIZE 6/0 10 MM 3/8 CIRCLE CUTTING DOUBLE ARM NEEDLE 45-50 CM BLACK STERILE | SUPPLEMENTARY GEN.CONS SURG SUT,LAP,ROB
21643 | 4231220101200 | SUTURE SILK MULTIFILAMENT NON-ABSORBABLE SIZE 6/0 10 MM 3/8 CIRCLE REVERSE CUTTING NEEDLE 45-50 CM BLACK STERILE | SUPPLEMENTARY GEN.CONS SURG SUT,LAP,ROB
21644 | 4231220101300 | SUTURE SILK MULTIFILAMENT NON-ABSORBABLE SIZE 6/0 11-12 MM 3/8 CIRCLE REVERSE CUTTING NEEDLE 70-75 CM BLACK STERILE. | SUPPLEMENTARY GEN.CONS SURG SUT,LAP,ROB
21645 | 4231220101400 | SUTURE SILK MULTIFILAMENT NON-ABSORBABLE SIZE 5/0 15-16 MM 3/8 CIRCLE CUTTING DOUBLE ARM NEEDLE 35-40 CM ( +/- 5 CM ) BLACK STERILE | SUPPLEMENTARY GEN.CONS SURG SUT,LAP,ROB
21646 | 4231220101500 | SUTURE SILK MULTIFILAMENT NON-ABSORBABLE SIZE 5/0 13-14 MM 3/8 CIRCLE CUTTING NEEDLE 70-75 CM BLACK STERILE | SUPPLEMENTARY GEN.CONS SURG SUT,LAP,ROB
21647 | 4231220101600 | SUTURE SILK MULTIFILAMENT NON-ABSORBABLE SIZE 5/0 15-16 MM 3/8 CIRCLE CUTTING NEEDLE 70-75 CM BLACK STERILE | SUPPLEMENTARY GEN.CONS SURG SUT,LAP,ROB
21648 | 4231220101700 | SUTURE SILK MULTIFILAMENT NON-ABSORBABLE SIZE 5/0 15-16 MM 3/8 CIRCLE ROUND BODY NEEDLE 70-75 CM BLACK STERILE | SUPPLEMENTARY GEN.CONS SURG SUT,LAP,ROB
21649 | 4231220101800 | SUTURE SILK MULTIFILAMENT NON-ABSORBABLE SIZE 4/0 13-14 MM 3/8 CIRCLE CUTTING DOUBLE ARM NEEDLE 45-50 CM BLACK STERILE | SUPPLEMENTARY GEN.CONS SURG SUT,LAP,ROB
21650 | 4231220101900 | SUTURE SILK MULTIFILAMENT NON-ABSORBABLE SIZE 4/0 13-14 MM 3/8 CIRCLE REVERSE CUTTING NEEDLE 45-50 CM BLACK STERILE | SUPPLEMENTARY GEN.CONS SURG SUT,LAP,ROB
21651 | 4231220102000 | SUTURE SILK MULTIFILAMENT NON-ABSORBABLE SIZE 4/0 15-16 MM 3/8 CIRCLE ROUND BODY NEEDLE 70-75 CM BLACK STERILE | SUPPLEMENTARY GEN.CONS SURG SUT,LAP,ROB
21652 | 4231220102100 | SUTURE SILK MULTIFILAMENT NON-ABSORBABLE SIZE 4/0 15-16 MM 3/8 CIRCLE CUTTING NEEDLE 70-75 CM BLACK STERILE. | SUPPLEMENTARY GEN.CONS SURG SUT,LAP,ROB
21653 | 4231220102200 | SUTURE SILK MULTIFILAMENT NON-ABSORBABLE SIZE 3/0 25-26 MM 3/8 CIRCLE CUTTING NEEDLE 45-50 CM BLACK STERILE. | SUPPLEMENTARY GEN.CONS SURG SUT,LAP,ROB
21654 | 4231220102300 | SUTURE SILK MULTIFILAMENT NON-ABSORBABLE SIZE 3/0 15-16 MM 3/8 CIRCLE CUTTING NEEDLE 70-75 CM BLACK STERILE | SUPPLEMENTARY GEN.CONS SURG SUT,LAP,ROB
21655 | 4231220102400 | SUTURE SILK MULTIFILAMENT NON-ABSORBABLE SIZE 3/0 15-16 MM 1/2 CIRCLE ROUND BODY NEEDLE 70-75 CM BLACK STERILE | SUPPLEMENTARY GEN.CONS SURG SUT,LAP,ROB
21656 | 4231220102500 | SUTURE, SILK, MULTIFILAMENT, NON-ABSORBABLE, SIZE 3/0, 30 MM ( +/- 1 MM ), 1/2 CIRCLE, ROUND BODY NEEDLE, 70-75 CM, BLACK, STERILE | SUPPLEMENTARY GEN.CONS SURG SUT,LAP,ROB
21657 | 4231220102600 | SUTURE SILK MULTIFILAMENT NON-ABSORBABLE SIZE 3/0 60 MM ( +/- 2 MM ) STRAIGHT CUTTING NEEDLE 70-75 CM BLACK STERILE | SUPPLEMENTARY GEN.CONS SURG SUT,LAP,ROB
21658 | 4231220102700 | SUTURE SILK MULTIFILAMENT NON-ABSORBABLE SIZE 2/0 25-26 MM 1/2 CIRCLE TAPER POINT NEEDLE 70-75 CM BLACK STERILE | SUPPLEMENTARY GEN.CONS SURG SUT,LAP,ROB
21659 | 4231220102800 | SUTURE SILK MULTIFILAMENT NON-ABSORBABLE SIZE 2/0 25-26 MM 3/8 CIRCLE REVERSE CUTTING NEEDLE 45-50 CM BLACK STERILE | SUPPLEMENTARY GEN.CONS SURG SUT,LAP,ROB
21660 | 4231220102900 | SUTURE SILK MULTIFILAMENT NON-ABSORBABLE SIZE 2/0 35 MM ( +/- 1 MM ) 3/8 CIRCLE REVERSE CUTTING NEEDLE 70-75 CM BLACK STERILE. | SUPPLEMENTARY GEN.CONS SURG SUT,LAP,ROB
21661 | 4231220103000 | SUTURE SILK MULTIFILAMENT NON-ABSORBABLE SIZE 2/0 55 MM ( +/- 2 MM ) STRAIGHT CUTTING NEEDLE 100 CM BLACK STERILE | SUPPLEMENTARY GEN.CONS SURG SUT,LAP,ROB
21662 | 4231220103100 | SUTURE SILK MULTIFILAMENT NON-ABSORBABLE SIZE 2/0 75 MM ( +/- 2 MM ) STRAIGHT CUTTING NEEDLE 100 CM BLACK STERILE. | SUPPLEMENTARY GEN.CONS SURG SUT,LAP,ROB
21663 | 4231220103200 | SUTURE SILK MULTIFILAMENT NON-ABSORBABLE SIZE 0 30 MM ( +/- 1 MM ) 1/2 CIRCLE TAPER POINT NEEDLE 70-75 CM BLACK STERILE. | SUPPLEMENTARY GEN.CONS SURG SUT,LAP,ROB
21664 | 4231220103300 | SUTURE SILK MULTIFILAMENT NON-ABSORBABLE SIZE 0 60 MM ( +/- 2 MM ) STRAIGHT CUTTING NEEDLE 70-75 CM BLACK STERILE | SUPPLEMENTARY GEN.CONS SURG SUT,LAP,ROB
21665 | 4231220103400 | SUTURE SILK MULTIFILAMENT NON-ABSORBABLE SIZE 0 90 MM ( +/- 2 MM ) 3/8 CIRCLE CUTTING NEEDLE 100 CM BLACK STERILE. | SUPPLEMENTARY GEN.CONS SURG SUT,LAP,ROB
21666 | 4231220103500 | SUTURE, SILK, MULTIFILAMENT, NON-ABSORBABLE, SIZE 1, 35 MM ( +/- 1 MM ), 1/2 CIRCLE, ROUND BODY NEEDLE, 70-75 CM, BLACK, STERILE | SUPPLEMENTARY GEN.CONS SURG SUT,LAP,ROB
21667 | 4231220103600 | SUTURE SILK MULTIFILAMENT NON-ABSORBABLE SIZE 1 40 MM ( +/- 1 MM ) 3/8 CIRCLE CUTTING HEAVY NEEDLE 70-75 CM BLACK STERILE. | SUPPLEMENTARY GEN.CONS SURG SUT,LAP,ROB
21668 | 4231220103700 | SUTURE SILK MULTIFILAMENT NON-ABSORBABLE SIZE 1 90 MM ( +/- 2 MM ) 3/8 CIRCLE CUTTING NEEDLE 100 CM BLACK STERILE | SUPPLEMENTARY GEN.CONS SURG SUT,LAP,ROB
21669 | 4231220103800 | SUTURE SILK MULTIFILAMENT NON-ABSORBABLE SIZE 0 NEEDLE FREE 150 CM ( +/- 20 CM ) BLACK STERILE. | SUPPLEMENTARY GEN.CONS SURG SUT,LAP,ROB
21670 | 4231220103900 | SUTURE SILK MULTIFILAMENT NON-ABSORBABLE SIZE 2/0 NEEDLE FREE 150 CM ( +/- 20 CM ) BLACK STERILE. | SUPPLEMENTARY GEN.CONS SURG SUT,LAP,ROB
21671 | 4231220104000 | SUTURE SILK MULTIFILAMENT NON-ABSORBABLE SIZE 3/0 NEEDLE FREE 150 CM ( +/- 20 CM ) BLACK STERILE. | SUPPLEMENTARY GEN.CONS SURG SUT,LAP,ROB
21672 | 4231220104200 | SUTURE POLYPROPYLENE MONOFILAMENT NON-ABSORBABLE SIZE 4/0 19-20 MM 3/8 CIRCLE ROUND BODY NEEDLE 45-50 CM BLUE STERILE. | SUPPLEMENTARY GEN.CONS SURG SUT,LAP,ROB
21673 | 4231220104500 | SUTURE, POLYPROPYLENE, MONOFILAMENT, NON-ABSORBABLE, SIZE 3/0, 30 MM ( +/- 1 MM ), 1/2 CIRCLE, ROUND BODY NEEDLE, 60-65 CM, BLUE, STERILE | SUPPLEMENTARY GEN.CONS SURG SUT,LAP,ROB
21674 | 4231220104600 | SUTURE POLYAMIDE MONOFILAMENT NON-ABSORBABLE SIZE 10/0 6 MM 3/8 CIRCLE SPATULATED DOUBLE ARM NEEDLE 30 CM BLACK STERILE. | SUPPLEMENTARY GEN.CONS SURG SUT,LAP,ROB
21675 | 4231220104700 | SUTURE, POLYAMIDE, MONOFILAMENT, NON-ABSORBABLE, SIZE 10/0, 6 MM, 3/8 CIRCLE, ROUND BODY DOUBLE ARM NEEDLE, 30 CM, BLACK, STERILE | SUPPLEMENTARY GEN.CONS SURG SUT,LAP,ROB
21676 | 4231220104800 | SUTURE, POLYAMIDE, MONOFILAMENT, NON-ABSORBABLE, SIZE 9/0, 6 MM, 3/8 CIRCLE, SPATULATED DOUBLE ARM NEEDLE, 30 CM, BLACK, STERILE | SUPPLEMENTARY GEN.CONS SURG SUT,LAP,ROB
21677 | 4231220104900 | SUTURE POLYDIOXANONE ANTIBACTERIAL (COATED TRICLOSAN) MONOFILAMENT ABSORBABLE SIZE 2/0 30 MM ( +/- 1 MM) 1/2 CIRCLE ROUND BODY 70-75 CM VIOLET STERILE. | SUPPLEMENTARY GEN.CONS SURG SUT,LAP,ROB
21678 | 4231220105000 | SUTURE POLYDIOXANONE MONOFILAMENT ABSORBABLE SIZE 3/0 25-26 MM 1/2 CIRCLE ROUND BODY BLACK NEEDLE 70-75 CM VIOLET STERILE. | SUPPLEMENTARY GEN.CONS SURG SUT,LAP,ROB
21679 | 4231220105200 | SUTURE, POLYAMIDE, MONOFILAMENT, NON-ABSORBABLE, SIZE 8/0, 6.5 MM, 3/8 CIRCLE, TAPER POINT NEEDLE, 30 CM, BLACK, STERILE | SUPPLEMENTARY GEN.CONS SURG SUT,LAP,ROB
21680 | 4231220105400 | SUTURE POLYAMIDE MONOFILAMENT NON-ABSORBABLE LOOP SIZE 1 48 MM ( +/- 1 MM ) 1/2 CIRCLE ROUND BODY NEEDLE 150 CM ( +/- 20 CM ) BLACK STERILE. | SUPPLEMENTARY GEN.CONS SURG SUT,LAP,ROB
21681 | 4231220105500 | SUTURE POLYAMIDE MONOFILAMENT NON-ABSORBABLE SIZE 1 90 MM ( +/- 2 MM ) 3/8 CIRCLE CUTTING NEEDLE 2 X 45-50 CM WITH 40 MM RETENTION TUBE BLACK STERILE. | SUPPLEMENTARY GEN.CONS SURG SUT,LAP,ROB
21682 | 4231220105600 | SUTURE POLYGLACTIN 910 MULTIFILAMENT ABSORBABLE SIZE 2/0 NEEDLE FREE 10 X 45-50 CM VIOLET STERILE | SUPPLEMENTARY GEN.CONS SURG SUT,LAP,ROB
21683 | 4231220105700 | SUTURE POLYGLACTIN 910 MULTIFILAMENT ABSORBABLE SIZE 3/0 NEEDLE FREE 10 X 45-50 CM VIOLET STERILE | SUPPLEMENTARY GEN.CONS SURG SUT,LAP,ROB
21684 | 4231220105800 | SUTURE POLYDIOXANONE MONOFILAMENT ABSORBABLE SIZE 4/0 16-17 MM 1/2 CIRCLE ROUND BODY NEEDLE 70 CM VIOLET STERILE | SUPPLEMENTARY GEN.CONS SURG SUT,LAP,ROB
21685 | 4231220106000 | SUTURE POLYGLACTIN 910 MULTIFILAMENT ABSORBABLE SIZE 0 NEEDLE FREE 10 X 45-50 CM VIOLET STERILE. | SUPPLEMENTARY GEN.CONS SURG SUT,LAP,ROB
21686 | 4231220106300 | SUTURE POLYGLACTIN 910 MULTIFILAMENT ABSORBABLE SIZE 2/0 25-26 MM 1/2 CIRCLE TAPER POINT BLACK NEEDLE 70-75 CM VIOLET STERILE. | SUPPLEMENTARY GEN.CONS SURG SUT,LAP,ROB
21687 | 4231220106400 | SUTURE POLYESTER COATED SILICON OR POLYBUTILATE MULTIFILAMENT NON-ABSORBABLE SIZE 2/0 17-18 MM 1/2 CIRCLE TAPER CUT DOUBLE ARM NEEDLE 70-75 CM GREEN STERILE. | SUPPLEMENTARY GEN.CONS SURG SUT,LAP,ROB
21688 | 4231220107200 | SUTURE POLYGLACTIN 910 MULTIFILAMENT ABSORBABLE SIZE 6/0 8 MM 1/4 CIRCLE SPATULATED DOUBLE ARM NEEDLE 20-23 CM VIOLET STERILE. | SUPPLEMENTARY GEN.CONS SURG SUT,LAP,ROB
21689 | 4231220107400 | SUTURE POLYGLACTIN 910 MULTIFILAMENT ABSORBABLE SIZE 8/0 8 MM 1/2 CIRCLE REVERSE CUTTING DOUBLE ARM NEEDLE 45-50 CM VIOLET STERILE | SUPPLEMENTARY GEN.CONS SURG SUT,LAP,ROB
21690 | 4231220107500 | SUTURE POLYGLACTIN 910 MULTIFILAMENT ABSORBABLE SIZE 7/0 8 MM 1/2 CIRCLE REVERSE CUTTING DOUBLE ARM NEEDLE 45-50 CM VIOLET STERILE | SUPPLEMENTARY GEN.CONS SURG SUT,LAP,ROB
21691 | 4231220107600 | SUTURE POLYGLACTIN 910 MULTIFILAMENT ABSORBABLE SIZE 2/0 25-26 MM 1/2 CIRCLE TAPER POINT NEEDLE 70-75 CM VIOLET STERILE. | SUPPLEMENTARY GEN.CONS SURG SUT,LAP,ROB
21692 | 4231220107800 | SUTURE, POLYGLACTIN 910, MULTIFILAMENT, ABSORBABLE, SIZE 5/0, 15-16 MM, 3/8 CIRCLE, CUTTING NEEDLE, 70-75 CM, STERILE... | SUPPLEMENTARY GEN.CONS SURG SUT,LAP,ROB
21693 | 4231220107900 | SUTURE POLYGLACTIN 910 MULTIFILAMENT ABSORBABLE SIZE 4/0 15-16 MM 3/8 CIRCLE CUTTING NEEDLE 70-75 CM VIOLET STERILE. | SUPPLEMENTARY GEN.CONS SURG SUT,LAP,ROB
21694 | 4231220108200 | SUTURE POLYGLACTIN 910 MULTIFILAMENT ABSORBABLE SIZE 0 40 MM ( +/- 1 MM ) 1/2 CIRCLE ROUND BODY NEEDLE 70-75 CM VIOLET STERILE. | SUPPLEMENTARY GEN.CONS SURG SUT,LAP,ROB
21695 | 4231220108400 | SUTURE POLYGLACTIN 910 MULTIFILAMENT ABSORBABLE SIZE 1 36 MM (+/- 1 MM) 1/2 CIRCLE TAPER POINT NEEDLE 90-95 CM VIOLET STERILE.... | SUPPLEMENTARY GEN.CONS SURG SUT,LAP,ROB
21696 | 4231220108500 | SUTURE POLYGLACTIN 910 ANTIBACTERIAL (COATED TRICLOSAN) MULTIFILAMENT ABSORBABLE SIZE 1 40 MM ( +/- 1 MM ) 1/2 CIRCLE ROUND BODY NEEDLE 70-75 CM VIOLET STERILE | SUPPLEMENTARY GEN.CONS SURG SUT,LAP,ROB
21697 | 4231220108800 | SUTURE POLYGLACTIN 910 MULTIFILAMENT ABSORBABLE SIZE 4/0 13-14 MM 1/2 CIRCLE REVERSE CUTTING NEEDLE 45-50 CM UNDYED STERILE. | SUPPLEMENTARY GEN.CONS SURG SUT,LAP,ROB
21698 | 4231220108900 | SUTURE POLYGLACTIN 910 MULTIFILAMENT ABSORBABLE SIZE 5/0 13-14 MM 3/8 CIRCLE ROUND BODY NEEDLE 45-50 CM VIOLET STERILE | SUPPLEMENTARY GEN.CONS SURG SUT,LAP,ROB
21699 | 4231220109000 | SUTURE POLYGLACTIN 910 MULTIFILAMENT ABSORBABLE SIZE 2 45 MM ( +/- / 1 MM ) 1/2 CIRCLE TAPER CUT NEEDLE 70-75 CM VIOLET STERILE.... | SUPPLEMENTARY GEN.CONS SURG SUT,LAP,ROB
21700 | 4231220109100 | SUTURE POLYGLACTIN 910 MULTIFILAMENT ABSORBABLE SIZE 8/0 8 MM 3/8 CIRCLE ROUND BODY NEEDLE 30 CM VIOLET STERILE. | SUPPLEMENTARY GEN.CONS SURG SUT,LAP,ROB
21701 | 4231220109500 | SUTURE POLYGLACTIN 910 MULTIFILAMENT ABSORBABLE SIZE 2/0 NEEDLE FREE 150 CM ( +/- 20 CM) VIOLET STERILE | SUPPLEMENTARY GEN.CONS SURG SUT,LAP,ROB
21702 | 4231220109600 | SUTURE POLYGLACTIN 910 MULTIFILAMENT ABSORBABLE SIZE 0 25-26 MM 5/8 CIRCLE ROUND BODY HEAVY NEEDLE 70-75 CM VIOLET STERILE | SUPPLEMENTARY GEN.CONS SURG SUT,LAP,ROB
21703 | 4231220109800 | SUTURE POLYGLACTIN 910 MULTIFILAMENT ABSORBABLE SIZE 5/0 11-12 MM 3/8 CIRCLE REVERSE CUTTING NEEDLE 70-75 CM UNDYED STERILE | SUPPLEMENTARY GEN.CONS SURG SUT,LAP,ROB
21704 | 4231220109900 | MESH POLYPROPYLENE FIBER FOR TISSUE DEFECTS AND HERNIA REPAIR STRAIGHT AND DOES NOT REFLECT LIGHT SIZE 6 X 11 CM (+/-1 CM) DISPOSABLE STERILE. | SUPPLEMENTARY GENERAL CONSUMABLES
21705 | 4231220110200 | SUTURE POLYGLACTIN 910 ANTIBACTERIAL (COATED TRICLOSAN) MULTIFILAMENT ABSORBABLE SIZE 0 30 MM ( +/- 1 MM) 1/2 CIRCLE ROUND BODY NEEDLE 70-75 CM VIOLET STERILE. | SUPPLEMENTARY GEN.CONS SURG SUT,LAP,ROB
21706 | 4231220110900 | SUTURE POLYGLACTIN 910 MULTIFILAMENT ABSORBABLE SIZE 2/0 30 MM ( +/- 1 MM ) 3/8 CIRCLE ROUND BODY NEEDLE 70-75 CM VIOLET STERILE. | SUPPLEMENTARY GEN.CONS SURG SUT,LAP,ROB
21707 | 4231220111100 | SUTURE POLYGLACTIN 910 MULTIFILAMENT ABSORBABLE SIZE 2/0 40 MM ( +/- 1 MM ) 3/8 CIRCLE ROUND BODY NEEDLE 70-75 CM VIOLET STERILE. | SUPPLEMENTARY GEN.CONS SURG SUT,LAP,ROB
21708 | 4231220111500 | SUTURE POLYGLACTIN 910 MULTIFILAMENT ABSORBABLE SIZE 4/0 15-16 MM 3/8 CIRCLE ROUND BODY NEEDLE 70-75 CM VIOLET STERILE. | SUPPLEMENTARY GEN.CONS SURG SUT,LAP,ROB
21709 | 4231220111600 | SUTURE POLYGLACTIN 910 MULTIFILAMENT RAPID ABSORPTION SIZE 2/0 50 MM ( +/- 1 MM ) 1/2 CIRCLE ROUND BODY HEAVY NEEDLE 70-75 CM UNDYED STERILE. | SUPPLEMENTARY GEN.CONS SURG SUT,LAP,ROB
21710 | 4231220111800 | SUTURE POLYGLACTIN 910 MULTIFILAMENT RAPID ABSORPTION SIZE 2/0 25-26 MM 1/2 CIRCLE REVERSE CUTTING NEEDLE 70-75 CM UNDYED STERILE | SUPPLEMENTARY GEN.CONS SURG SUT,LAP,ROB
21711 | 4231220111900 | SUTURE POLYGLACTIN 910 MULTIFILAMENT RAPID ABSORPTION SIZE 2/0 30 MM ( +/- 1 MM ) 1/2 CIRCLE ROUND BODY NEEDLE 70-75 CM UNDYED STERILE. | SUPPLEMENTARY GEN.CONS SURG SUT,LAP,ROB
21712 | 4231220112000 | SUTURE POLYGLACTIN 910 MULTIFILAMENT RAPID ABSORPTION SIZE 3/0 19-20 MM 1/2 CIRCLE ROUND BODY NEEDLE 70-75 CM UNDYED STERILE.... | SUPPLEMENTARY GEN.CONS SURG SUT,LAP,ROB
21713 | 4231220112200 | SUTURE POLYGLACTIN 910 MULTIFILAMENT RAPID ABSORPTION SIZE 5/0 13-14 MM 3/8 CIRCLE REVERSE CUTTING NEEDLE 45-50 CM UNDYED STERILE | SUPPLEMENTARY GEN.CONS SURG SUT,LAP,ROB
21714 | 4231220112400 | SUTURE POLIGLECAPRONE 25 ANTIBACTERIAL (COATED TRICLOSAN) MONOFILAMENT ABSORBABLE SIZE 2/0 60 MM ( +/- MM ) STRAIGHT REVERSE CUTTING NEEDLE 70-75 CM UNDYED STERILE. | SUPPLEMENTARY GEN.CONS SURG SUT,LAP,ROB
21715 | 4231220112600 | SUTURE POLYPROPYLENE MONOFILAMENT NON-ABSORBABLE SIZE 3/0 19-20 MM 3/8 CIRCLE REVERSE CUTTING NEEDLE 70-75 CM UNDYED STERILE.... | SUPPLEMENTARY GEN.CONS SURG SUT,LAP,ROB
21716 | 4231220112900 | SUTURE, POLYPROPYLENE, MONOFILAMENT, NON-ABSORBABLE, SIZE 0, 36 MM ( +/- 1 MM ), 1/2 CIRCLE, ROUND BODY NEEDLE, 70-75 CM, BLUE, STERILE | SUPPLEMENTARY GEN.CONS SURG SUT,LAP,ROB
21717 | 4231220113100 | SUTURE POLIGLECAPRONE 25 MONOFILAMENT ABSORBABLE SIZE 2/0 25-26 MM 1/2 CIRCLE ROUND BODY NEEDLE 70-75 CM VIOLET STERILE. | SUPPLEMENTARY GEN.CONS SURG SUT,LAP,ROB
21718 | 4231220113200 | SUTURE POLIGLECAPRONE 25 ANTIBACTERIAL (COATED TRICLOSAN) MONOFILAMENT ABSORBABLE SIZE 3/0 21-22 MM 1/2 CIRCLE ROUND BODY NEEDLE 70-75 CM VIOLET STERILE. | SUPPLEMENTARY GEN.CONS SURG SUT,LAP,ROB
21719 | 4231220113300 | SUTURE POLIGLECAPRONE 25 ANTIBACTERIAL (COATED TRICLOSAN) MONOFILAMENT ABSORBABLE SIZE 4/0 17-18 MM 1/2 CIRCLE ROUND BODY NEEDLE 70-75 CM VIOLET STERILE. | SUPPLEMENTARY GEN.CONS SURG SUT,LAP,ROB
21720 | 4231220113400 | SUTURE POLYDIOXANONE ANTIBACTERIAL (COATED TRICLOSAN) MONOFILAMENT ABSORBABLE SIZE 4/0 25-26 MM 1/2 CIRCLE ROUND BODY NEEDLE 70 CM VIOLET STERILE. | SUPPLEMENTARY GEN.CONS SURG SUT,LAP,ROB
21721 | 4231220113500 | SUTURE POLYDIOXANONE ANTIBACTERIAL (COATED TRICLOSAN) MONOFILAMENT ABSORBABLE SIZE 5/0 25-26 MM 1/2 CIRCLE ROUND BODY NEEDLE 70-75 CM VIOLET STERILE. | SUPPLEMENTARY GEN.CONS SURG SUT,LAP,ROB
21722 | 4231220113600 | SUTURE POLYESTER COATED SILICON OR POLYBUTILATE MULTIFILAMENT NON-ABSORBABLE SIZE 6/0 10 MM 3/8 CIRCLE ROUND BODY DOUBLE ARM NEEDLE 70-75 CM GREEN STERILE | SUPPLEMENTARY GEN.CONS SURG SUT,LAP,ROB
21723 | 4231220113700 | SUTURE POLYESTER COATED SILICON OR POLYBUTILATE MULTIFILAMENT NON-ABSORBABLE SIZE 0 55 MM ( +/- 2 MM ) 1/2 CIRCLE TAPER CUT NEEDLE 7 0-75 CM GREEN STERILE | SUPPLEMENTARY GEN.CONS SURG SUT,LAP,ROB
21724 | 4231220113800 | SUTURE POLYESTER COATED SILICON OR POLYBUTILATE MULTIFILAMENT NON-ABSORBABLE SIZE 2 45 MM ( +/- 1 MM ) 1/2 CIRCLE TAPER CUT HEAVY NE EDLE 4 X 70-75 CM GREEN STERILE. | SUPPLEMENTARY GEN.CONS SURG SUT,LAP,ROB
21725 | 4231220113900 | SUTURE POLYESTER COATED SILICON OR POLYBUTILATE MULTIFILAMENT NON-ABSORBABLE SIZE 5/0 17-18 MM 1/2 CIRCLE TAPER CUT DOUBLE ARM NEEDLE 90-95 CM GREEN STERILE. | SUPPLEMENTARY GEN.CONS SURG SUT,LAP,ROB
21726 | 4231220114000 | SUTURE POLYESTER COATED SILICON OR POLYBUTILATE MULTIFILAMENT NON-ABSORBABLE SIZE 4/0 17-18 MM 1/2 CIRCLE TAPER CUT DOUBLE ARM NEEDLE 90-95 CM GREEN STERILE | SUPPLEMENTARY GEN.CONS SURG SUT,LAP,ROB
21727 | 4231220114100 | SUTURE POLYESTER COATED SILICON OR POLYBUTILATE MULTIFILAMENT NON-ABSORBABLE SIZE 4/0 8 MM 1/2 CIRCLE SPATULATED DOUBLE ARM NEEDLE 4 5-50 CM WHITE STERILE | SUPPLEMENTARY GEN.CONS SURG SUT,LAP,ROB
21728 | 4231220114200 | SUTURE POLYAMIDE MONOFILAMENT NON-ABSORBABLE SIZE 6/0 15-16 MM 3/8 CIRCLE CUTTING NEEDLE 35-40 CM BLUE STERILE | SUPPLEMENTARY GEN.CONS SURG SUT,LAP,ROB
21729 | 4231220114300 | SUTURE POLYAMIDE MONOFILAMENT NON-ABSORBABLE SIZE 6/0 25-26 MM 3/8 CIRCLE CUTTING NEEDLE 35-40 CM BLUE STERILE | SUPPLEMENTARY GEN.CONS SURG SUT,LAP,ROB
21730 | 4231220114400 | SUTURE POLYAMIDE MONOFILAMENT NON-ABSORBABLE SIZE 5/0 15-16 MM 3/8 CIRCLE CUTTING NEEDLE 45-50 CM BLUE STERILE | SUPPLEMENTARY GEN.CONS SURG SUT,LAP,ROB
21731 | 4231220114600 | SUTURE POLYAMIDE MONOFILAMENT NON-ABSORBABLE SIZE 4/0 19-20 MM 3/8 CIRCLE REVERSE CUTTING NEEDLE 45-50 CM BLUE STERILE | SUPPLEMENTARY GEN.CONS SURG SUT,LAP,ROB
21732 | 4231220114700 | SUTURE POLYAMIDE MONOFILAMENT NON-ABSORBABLE SIZE 3/0 25-26 MM 3/8 CIRCLE REVERSE CUTTING NEEDLE 45-50 CM BLUE STERILE | SUPPLEMENTARY GEN.CONS SURG SUT,LAP,ROB
21733 | 4231220114800 | SUTURE POLYAMIDE MONOFILAMENT NON-ABSORBABLE SIZE 3/0 60 MM ( +/- 2 MM ) STRAIGHT CUTTING NEEDLE 70-75 CM BLUE STERILE | SUPPLEMENTARY GEN.CONS SURG SUT,LAP,ROB
21734 | 4231220114900 | SUTURE POLYAMIDE MONOFILAMENT NON-ABSORBABLE SIZE 3/0 25-26 MM 3/8 CIRCLE CUTTING NEEDLE 100 CM BLUE STERILE | SUPPLEMENTARY GEN.CONS SURG SUT,LAP,ROB
21735 | 4231220115200 | SUTURE POLYAMIDE MONOFILAMENT NON-ABSORBABLE SIZE 5/0 25-26 MM 3/8 CIRCLE SLIM CUTTING NEEDLE 45-50 CM BLUE STERILE. | SUPPLEMENTARY GEN.CONS SURG SUT,LAP,ROB
21736 | 4231220115400 | SUTURE POLYAMIDE MONOFILAMENT NON-ABSORBABLE SIZE 2/0 55 MM ( +/- 2 MM ) STRAIGHT CUTTING NEEDLE 100 CM BLUE STERILE | SUPPLEMENTARY GEN.CONS SURG SUT,LAP,ROB
21737 | 4231220115500 | SUTURE POLYAMIDE MONOFILAMENT NON-ABSORBABLE SIZE 0 40 MM ( +/- 1 MM ) 1/2 CIRCLE ROUND BODY NEEDLE 100 CM BLUE STERILE | SUPPLEMENTARY GEN.CONS SURG SUT,LAP,ROB
21738 | 4231220115600 | SUTURE POLYAMIDE MONOFILAMENT NON-ABSORBABLE SIZE 1 40 MM ( +/- 1 MM ) 1/2 CIRCLE ROUND BODY NEEDLE 100 CM BLACK STERILE | SUPPLEMENTARY GEN.CONS SURG SUT,LAP,ROB
21739 | 4231220115900 | SUTURE POLYPROPYLENE MONOFILAMENT NON-ABSORBABLE SIZE 6/0 8 MM 3/8 CIRCLE ROUND BODY DOUBLE ARM NEEDLE 45-50 CM BLUE STERILE | SUPPLEMENTARY GEN.CONS SURG SUT,LAP,ROB
21740 | 4231220116100 | SUTURE POLYPROPYLENE MONOFILAMENT NON-ABSORBABLE SIZE 6/0 15-16 MM 3/8 CIRCLE PRIME CUTTING NEEDLE 45-50 CM BLUE STERILE. | SUPPLEMENTARY GEN.CONS SURG SUT,LAP,ROB
21741 | 4231220116200 | SUTURE POLYPROPYLENE MONOFILAMENT NON-ABSORBABLE SIZE 5/0 13-14 MM 3/8 CIRCLE TUNGSTEN-RHENIUM ALLOY TAPER POINT DOUBLE ARM NEEDLE 70-75 CM BLUE STERILE. | SUPPLEMENTARY GEN.CONS SURG SUT,LAP,ROB
21742 | 4231220116500 | SUTURE POLYPROPYLENE MONOFILAMENT NON-ABSORBABLE SIZE 6/0 13-14 MM 3/8 CIRCLE TUNGSTEN-RHENIUM ALLOY TAPER POINT DOUBLE ARM NEEDLE 70-75 CM BLUE STERILE. | SUPPLEMENTARY GEN.CONS SURG SUT,LAP,ROB
21743 | 4231220116700 | SUTURE POLYPROPYLENE MONOFILAMENT NON-ABSORBABLE SIZE 4/0 15-16 MM 3/8 CIRCLE SLIM CUTTING NEEDLE 45-50 CM BLUE STERILE | SUPPLEMENTARY GEN.CONS SURG SUT,LAP,ROB
21744 | 4231220116800 | SUTURE POLYPROPYLENE MONOFILAMENT NON-ABSORBABLE SIZE 3/0 15-16 MM 3/8 CIRCLE CUTTING NEEDLE 70-75 CM BLUE STERILE | SUPPLEMENTARY GEN.CONS SURG SUT,LAP,ROB
21745 | 4231220116900 | SUTURE POLYPROPYLENE MONOFILAMENT NON-ABSORBABLE SIZE 3/0 25-26 MM 3/8 CIRCLE REVERSE CUTTING NEEDLE 45-50 CM BLUE STERILE. | SUPPLEMENTARY GEN.CONS SURG SUT,LAP,ROB
21746 | 4231220117000 | SUTURE POLYPROPYLENE MONOFILAMENT NON-ABSORBABLE SIZE 2/0 25-26 MM 1/2 CIRCLE TAPER CUT NEEDLE 90-95 CM BLUE STERILE | SUPPLEMENTARY GEN.CONS SURG SUT,LAP,ROB
21747 | 4231220117200 | SUTURE POLYPROPYLENE MONOFILAMENT NON-ABSORBABLE SIZE 0 75 MM ( +/- 2 MM ) STRAIGHT CUTTING NEEDLE 100 CM BLUE STERILE | SUPPLEMENTARY GEN.CONS SURG SUT,LAP,ROB
21748 | 4231220117300 | SUTURE POLYPROPYLENE MONOFILAMENT NON-ABSORBABLE SIZE 1 30 MM ( +/- 1 MM ) 1/2 CIRCLE TROCAR POINT HEAVY NEEDLE 100 CM BLUE STERILE | SUPPLEMENTARY GEN.CONS SURG SUT,LAP,ROB
21749 | 4231220117400 | SUTURE POLYPROPYLENE MONOFILAMENT NON-ABSORBABLE SIZE 1 40 MM ( +/- 1 MM ) 1/2 CIRCLE TAPER POINT HEAVY NEEDLE 100 CM BLUE STERILE | SUPPLEMENTARY GEN.CONS SURG SUT,LAP,ROB
21750 | 4231220117500 | SUTURE POLYAMIDE MONOFILAMENT NON-ABSORBABLE SIZE 10/0 3.8 MM 3/8 CIRCLE TAPER POINT NEEDLE 13 CM BLACK STERILE. | SUPPLEMENTARY GEN.CONS SURG SUT,LAP,ROB
21751 | 4231220117600 | SUTURE POLYESTER COATED SILICON OR POLYBUTILATE MULTIFILAMENT NON-ABSORBABLE SIZE 0 36 MM ( +/- 1 MM ) 1/2 CIRCLE TAPER POINT NEEDLE 70-75 CM GREEN STERILE | SUPPLEMENTARY GEN.CONS SURG SUT,LAP,ROB
21752 | 4231220117700 | SUTURE POLYESTER COATED SILICON OR POLYBUTILATE MULTIFILAMENT NON-ABSORBABLE SIZE 1 36 MM ( +/- 1 MM ) 1/2 CIRCLE TAPER POINT NEEDLE 70-75 CM GREEN STERILE | SUPPLEMENTARY GEN.CONS SURG SUT,LAP,ROB
21753 | 4231220117900 | SUTURE POLYESTER COATED SILICON OR POLYBUTILATE MULTIFILAMENT NON-ABSORBABLE SIZE 2/0 25-26 MM 1/2 CIRCLE TAPER POINT NEEDLE 70-75 CM GREEN STERILE | SUPPLEMENTARY GEN.CONS SURG SUT,LAP,ROB
21754 | 4231220118100 | SUTURE POLYDIOXANONE ANTIBACTERIAL (COATED TRICLOSAN) MONOFILAMENT ABSORBABLE LOOP SIZE 0 65 MM ( +/- 2 MM) 1/2 CIRCLE ROUND BODY NEEDLE 150 CM ( +/- 20 CM ) VIOLET STERILE. | SUPPLEMENTARY GEN.CONS SURG SUT,LAP,ROB
21755 | 4231220118400 | SUTURE POLYDIOXANONE MONOFILAMENT ABSORBABLE SIZE 1 70 MM ( +/- 2 MM) 1/2 CIRCLE ROUND BODY NEEDLE 135 CM ( +/- 5 CM) VIOLET STERILE | SUPPLEMENTARY GEN.CONS SURG SUT,LAP,ROB
21756 | 4231220118700 | SUTURE POLYGLACTIN 910 MULTIFILAMENT RAPID ABSORPTION SIZE 2/0 36 MM ( +/- 1 MM ) 1/2 CIRCLE ROUND BODY HEAVY NEEDLE 90-95 CM UNDYED STERILE | SUPPLEMENTARY GEN.CONS SURG SUT,LAP,ROB
21757 | 4231220118800 | SUTURE POLYGLACTIN 910 MULTIFILAMENT RAPID ABSORPTION SIZE 3/0 36 MM ( +/- 1 MM ) 1/2 CIRCLE ROUND BODY HEAVY NEEDLE 90-95 CM UNDYED STERILE | SUPPLEMENTARY GEN.CONS SURG SUT,LAP,ROB
21758 | 4231220118900 | SUTURE POLYPROPYLENE MONOFILAMENT NON-ABSORBABLE SIZE 2/0 31 MM ( +/- 1 MM ) 1/2 CIRCLE TAPER CUT DOUBLE ARM NEEDLE 90-95 CM BLUE STERILE | SUPPLEMENTARY GEN.CONS SURG SUT,LAP,ROB
21759 | 4231220119000 | SUTURE POLYPROPYLENE MONOFILAMENT NON-ABSORBABLE SIZE 0 48 MM ( +/- 1 MM ) 3/8 CIRCLE CUTTING NEEDLE 70-75 CM BLUE STERILE | SUPPLEMENTARY GEN.CONS SURG SUT,LAP,ROB
21760 | 4231220119100 | SUTURE POLYPROPYLENE MONOFILAMENT NON-ABSORBABLE SIZE 1 75 MM ( +/- 2 MM ) 3/8 CIRCLE REVERSE CUTTING NEEDLE 45-50 CM BLUE STERILE | SUPPLEMENTARY GEN.CONS SURG SUT,LAP,ROB
21761 | 4231220119200 | SUTURE POLYPROPYLENE MONOFILAMENT NON-ABSORBABLE SIZE 1 48 MM ( +/- 1 MM ) 3/8 CIRCLE CUTTING NEEDLE 70-75 CM BLUE STERILE | SUPPLEMENTARY GEN.CONS SURG SUT,LAP,ROB
21762 | 4231220119300 | SUTURE POLYPROPYLENE MONOFILAMENT NON-ABSORBABLE SIZE 2 75 MM ( +/- 1 MM ) 3/8 CIRCLE REVERSE CUTTING NEEDLE 45-50 CM BLUE STERILE | SUPPLEMENTARY GEN.CONS SURG SUT,LAP,ROB
21763 | 4231220119400 | SUTURE POLYDIOXANONE MONOFILAMENT ABSORBABLE SIZE 6/0 13-14 MM 3/8 CIRCLE PRIME REVERSE CUTTING NEEDLE 45-50 CM VIOLET STERILE | SUPPLEMENTARY GEN.CONS SURG SUT,LAP,ROB
21764 | 4231220119500 | SUTURE POLYESTER COATED SILICON OR POLYBUTILATE MULTIFILAMENT NON-ABSORBABLE SIZE 5/0 8 MM 1/4 CIRCLE SPATULATED DOUBLE ARM NEEDLE 45-50 CM GREEN STERILE | SUPPLEMENTARY GEN.CONS SURG SUT,LAP,ROB
21765 | 4231220123100 | SUTURE POLIGLECAPRONE 25 ANTIBACTERIAL (COATED TRICLOSAN) MONOFILAMENT ABSORBABLE SIZE 4/0 60 MM ( +/- 2 MM ) STRAIGHT REVER = SE CUTTING NEEDLE 70-75 CM UNDYED STERILE (1 EACH = 1 DOZEN).... | SUPPLEMENTARY GEN.CONS SURG SUT,LAP,ROB
21766 | 4231220125400 | SUTURE POLYDIOXANONE MONOFILAMENT ABSORBABLE SIZE 6/0 13-14 MM / 3/8 CIRCLE TAPER POINT NEEDLE 60-65 CM STERILE (1 EACH = 1 DOZEN).... | SUPPLEMENTARY GEN.CONS SURG SUT,LAP,ROB
21767 | 4231220125600 | SUTURE POLYGLYCONATE MONOFILAMENT ABSORBABLE LOOP SIZE 0 48 MM ( +/- 1 MM ) 1/2 CIRCLE TAPER POINT NEEDLE 150 CM ( +/- 20 CM ) GREEN STERILE.. | SUPPLEMENTARY GEN.CONS SURG SUT,LAP,ROB
21768 | 4231220128200 | SUTURE SILK MULTIFILAMENT NON-ABSORBABLE SIZE 0 31 MM ( +/- 1 MM ) 1/2 CIRCLE CUTTING NEEDLE 70-75 CM STERILE.. | SUPPLEMENTARY GEN.CONS SURG SUT,LAP,ROB
21769 | 4231220137300 | SUTURE SILK MULTIFILAMENT NON-ABSORBABLE SIZE 8/0 7 MM 3/8 CIRCLE SPATULATED DOUBLE ARM NEEDLE 40-45 CM BLACK STERILE.... | SUPPLEMENTARY GEN.CONS SURG SUT,LAP,ROB
21770 | 4231220140000 | SUTURE POLYESTER MULTIFILAMENT NON-ABSORBABLE SIZE 3/0 15-16 MM 1/2 CIRCLE ROUND BODY NEEDLE 70-75 CM DYED STERILE (1 EACH = 1 DOZEN).... | SUPPLEMENTARY GEN.CONS SURG SUT,LAP,ROB
21771 | 4231220140900 | SUTURE POLYPROPYLENE MONOFILAMENT NON-ABSORBABLE SIZE 8/0 8 MM 3/8 CIRCLE TUNGSTEN-RHENIUM ALLOY TAPER POINT DOUBLE ARM NEEDLE 60-65 CM BLUE STERILE.... | SUPPLEMENTARY GEN.CONS SURG SUT,LAP,ROB
21772 | 4231220148400 | SUTURE, POLIGLECAPRONE 25, MONOFILAMENT, ABSORBABLE, SIZE 5/0, 13-14 MM, 3/8 CIRCLE, PRIME REVERSE CUTTING, 40-45 CM, UNDYED, STERILE (1 EACH = 1 DOZEN)... | SUPPLEMENTARY GEN.CONS SURG SUT,LAP,ROB
21773 | 4231220149400 | SUTURE POLYDIOXANONE ANTIBACTERIAL (COATED TRICLOSAN) MONOFILAMENT ABSORBABLE SIZE 5/0 13-14 MM 1/2 CIRCLE ROUND BODY NEEDLE 70-75 CM VIOLET STERILE. | SUPPLEMENTARY GEN.CONS SURG SUT,LAP,ROB
21774 | 4231220157600 | SUTURE POLYGLACTIN 910 ANTIBACTERIAL (COATED TRICLOSAN) MULTIFILAMENT ABSORBABLE SIZE 2/0 21-22 MM 1/2 CIRCLE TAPER CUT NEEDLE 70-75 CM VIOLET STERILE. | SUPPLEMENTARY GEN.CONS SURG SUT,LAP,ROB
21775 | 4231220158700 | SUTURE POLYGLACTIN 910 MULTIFILAMENT ABSORBABLE SIZE 3/0 25-26 MM 3/8 CIRCLE REVERSE CUTTING NEEDLE 70-75 CM UNDYED STERILE (1 EACH = 1 DOZEN).... | SUPPLEMENTARY GEN.CONS SURG SUT,LAP,ROB
21776 | 4231220164400 | SUTURE POLYESTER COATED SILICON OR POLYBUTILATE MULTIFILAMENT NON-ABSORBABLE SIZE 3/0 17-18 MM 1/2 CIRCLE ROUND BODY DOUBLE ARM NEEDLE 90-95 CM GREEN STERILE. | SUPPLEMENTARY GEN.CONS SURG SUT,LAP,ROB
21777 | 4231220165600 | SUTURE STERNAL WIRES STAINLESS STEEL MONOFILAMENT NON-ABSORBABLE SIZE 3 48 MM ( +/- 1 MM ) 1/2 CIRCLE TAPER CUT NEEDLE 4-5 X 45-50 CM STERILE. | SUPPLEMENTARY GEN.CONS SURG SUT,LAP,ROB
21778 | 4231220166600 | SUTURE POLYGLYCONATE UNIDIRECTIONAL DUAL ANGLE CUT LOOP LOCK MONOFILAMENT ABSORBABLE SIZE 3/0 25-26 MM 1/2 CIRCLE TAPER POINT NEEDLE 15 CM GREEN STERILE. | SUPPLEMENTARY GEN.CONS SURG SUT,LAP,ROB
21779 | 4231220168200 | SUTURE POLYDIOXANONE MONOFILAMENT ABSORBABLE SIZE 5/0 13-14 MM 3/8 CIRCLE ROUND BODY NEEDLE 70-75 CM DYED STERILE. | SUPPLEMENTARY GEN.CONS SURG SUT,LAP,ROB
21780 | 4231220168300 | SUTURE POLYDIOXANONE MONOFILAMENT ABSORBABLE SIZE 6/0 13-14 MM 3/8 CIRCLE TAPER CUT DOUBLE ARM NEEDLE 70-75 CM DYED STERILE STERILE. | SUPPLEMENTARY GEN.CONS SURG SUT,LAP,ROB
21781 | 4231220169200 | SUTURE POLYDIOXANONE MONOFILAMENT ABSORBABLE SIZE 3/0 19-20 MM 1/2 CIRCLE TAPER POINT NEEDLE 70-75 CM STERILE.... | SUPPLEMENTARY GEN.CONS SURG SUT,LAP,ROB
21782 | 4231220169900 | SUTURE POLYAMIDE MONOFILAMENT NON-ABSORBABLE SIZE 8/0 6 MM 3/8 CIRCLE SPATULATED DOUBLE ARM NEEDLE 30-35 CM BLACK STERILE.... | SUPPLEMENTARY GEN.CONS SURG SUT,LAP,ROB
21783 | 4231220170600 | SUTURE POLYAMIDE MONOFILAMENT NON-ABSORBABLE SIZE 3/0 23-24 MM 3/8 / CIRCLE REVERSE CUTTING NEEDLE 45-50 CM BLACK STERILE.... | SUPPLEMENTARY GEN.CONS SURG SUT,LAP,ROB
21784 | 4231220186000 | SUTURE POLYGLYCONATE OR POLYGLECAPRONE UNIDIRECTIONAL LOOP LOCK MONOFILAMENT ABSORBABLE SIZE 0 37 MM ( +/- 1 CM ) 1/2 CIRCLE TAPER POINT 60-65 CM GREEN STERILE.. | SUPPLEMENTARY GEN.CONS SURG SUT,LAP,ROB
21785 | 4231220198500 | SUTURE POLYAMIDE MONOFILAMENT NON-ABSORBABLE SIZE 2/0 25-26 MM 3/8 CIRCLE REVERSE CUTTING NEEDLE 40-45 CM BLACK STERILE (1 EACH = 1 DOZEN).... | SUPPLEMENTARY GEN.CONS SURG SUT,LAP,ROB
21786 | 4231220200000 | ARTHROSCOPIC MENISCUS REPAIR INSIDE OUT SYSTEM ASSORTED SIZES AND SHAPES WITH FITTING GRAPHIC TRAY AND CASE, REUSABLE, ORTHOPEDIC | ORTHOPEDIC & SPINAL SUPPLIES
21787 | 4231220201200 | SUTURE POLYDIOXANONE ANTIBACTERIAL (COATED TRICLOSAN) MONOFILAMENT ABSORBABLE SIZE 6/0 9.3 MM 3/8 CIRCLE ROUND BODY DOUBLE ARM NEEDLE 70-75 CM VIOLET STERILE. | SUPPLEMENTARY GEN.CONS SURG SUT,LAP,ROB
21788 | 4231220203700 | SUTURE POLYGLACTIN 910 ANTIBACTERIAL (COATED TRICLOSAN) MULTIFILAMENT ABSORBABLE SIZE 1 48 MM ( +/- 1 MM) 1/2 CIRCLE ROUND BODY NEEDLE 90-95 CM VIOLET STERILE. | SUPPLEMENTARY GEN.CONS SURG SUT,LAP,ROB
21789 | 4231220203800 | SUTURE POLYPROPYLENE MONOFILAMENT NON-ABSORBABLE SIZE 4/0 17-18 MM 1/2 CIRCLE TAPER CUTTING DOUBLE ARM NEEDLE 90-95 CM BLUE STERILE | SUPPLEMENTARY GEN.CONS SURG SUT,LAP,ROB
21790 | 4231220203900 | SUTURE PTFE MONOFILAMENT NON-ABSORBABLE SIZE 4/0 13-14 MM 3/8 CIRCLE TAPER POINT DOUBLE ARM NEEDLE 90-95 CM WHITE STERILE.... | SUPPLEMENTARY GEN.CONS SURG SUT,LAP,ROB
21791 | 4231220204000 | SUTURE POLYDIOXANONE ANTIBACTERIAL (COATED TRICLOSAN) MONOFILAMENT ABSORBABLE SIZE 2/0 25-26 MM 1/2 CIRCLE ROUND BODY NEEDLE 70-75 CM VIOLET STERILE.. | SUPPLEMENTARY GEN.CONS SURG SUT,LAP,ROB
21792 | 4231220204100 | SUTURE POLYGLACTIN 910 MULTIFILAMENT ABSORBABLE SIZE 1 25-26 MM / 5/8 CIRCLE TAPER POINT NEEDLE 70-75 CM VIOLET STERILE.... | SUPPLEMENTARY GEN.CONS SURG SUT,LAP,ROB
21793 | 4231220204200 | SUTURE POLIGLECAPRONE 25 ANTIBACTERIAL (COATED TRICLOSAN) MONOFILAMENT ABSORBABLE SIZE 2/0 25-26 MM 1/2 CIRCLE TAPER CUT 70 = -75 CM STERILE.... | SUPPLEMENTARY GEN.CONS SURG SUT,LAP,ROB
21794 | 4231220204300 | WOUND CLOSURE KIT FOR ABDOMINAL WALL DYNAMIC SYSTEM CONTAIN OF : - 10 PAIRS OF SILICONE ANCHORS EACH PAIR WITH 50CM SILICONE ELASTOMER THREAD CANNULATOR X1 ELASTOMER RETAINER X1 SILICONE SHEET X 1 SURGIFISH X 1 TEMPORARY USED FOR ABDOMINAL SINGLE USE STERILE.... | SUPPLEMENTARY GEN.CONS SURG SUT,LAP,ROB
21795 | 4231220204400 | WOUND CLOSURE KIT DYNAMIC SYSTEMWITH ANCHOR HOOKS CONTAIN: 10 PAIRS OF METAL ANCHORS EACH PAIR WITH 50CM SILICONE ELASTOMER LANCET X 3 LOOP CANNULATOR X 3 TEMPORARY USED FOR SKIN SINGLE USE STERILE.... | SUPPLEMENTARY GEN.CONS SURG SUT,LAP,ROB
21796 | 4231220204500 | WOUND CLOSURE KIT DYNAMIC SYSTEMWITH 10 PAIR ADHESIVE TENSION ANCHORS EACH PAIR WITH 50CM SILICONE ELASTOMER THREAD TEMPORARY USED FOR SKIN / SINGLE USE STERILE.... | SUPPLEMENTARY GEN.CONS SURG SUT,LAP,ROB
21797 | 4231220204600 | INSTRUMENT ELECTROSURGICAL FOR LAPAROSCOPIC SEALER / DIVIDER AND GRASPER PERMANENTLY FUSES TISSUE BUNDLES AND VESSELS WITH INTEGRATED KNIFE 5 MM ROTATION SHAFT ARTICULATIING 80 DEGREE ( +/- 5 DEGREE ) CURVED JAW LENGTH 35-37CM DISPOSABLE STERILE.... | SUPPLEMENTARY GEN.CONS SURG SUT,LAP,ROB
21798 | 4231220204700 | BLUNT TIP TROCAR 12X100 MM WITH ATRAUMATIC GEL WITH SUTURE BUTTONS NON-LATEX WITH 20 CC SYRINGE DISPOSABLE STERILE.... | SUPPLEMENTARY GEN.CONS SURG SUT,LAP,ROB
21799 | 4231220204800 | PORT TRANSANAL FLEXIBLE GEL ACCESS PLATFORM ASSORTED SIZES DISPOSABLE STERILE.... | SUPPLEMENTARY GEN.CONS SURG SUT,LAP,ROB
21800 | 4231220204900 | PORT TRANSVAGINAL FLEXIBLE GEL ACCESS PLATFORM ASSORTED SIZES / DISPOSABLE STERILE.... | SUPPLEMENTARY GEN.CONS SURG SUT,LAP,ROB
21801 | 4231220205000 | STAPLER FOR SLEEVE GASTRECTOMY SINGLE FIRE JAW LENGTH 20 - 25 CM 6 ROWS OF STAPLERS 1 - 1.2 MM TO 2 - 2.2 MM WITH CABLE DISPOSABLE STERILE ONE COMPATIBLE POWER UNIT FREE OF CHARGE WITH EACH 18 STAPLERS.... | SUPPLEMENTARY GEN.CONS SURG SUT,LAP,ROB
21802 | 4231220205100 | TROCAR BLADELESS 19 x 100 MM WITH SUTURE HOLES 5 MM ADAPTER CANNULA OBTURATOR DISPOSABLE STERILE.... | SUPPLEMENTARY GEN.CONS SURG SUT,LAP,ROB
21803 | 4231220210300 | SUTURE POLYGLACTIN 910 MULTIFILAMENT ABSORBABLE SIZE 1 30 MM ( +/- 1 MM ) 1/2 CIRCLE TAPER POINT NEEDLE 70-75 CM VIOLET STERILE. | SUPPLEMENTARY GEN.CONS SURG SUT,LAP,ROB
21804 | 4231220210400 | SUTURE POLIGLECAPRONE 25 ANTIBACTERIAL (COATED TRICLOSAN) MONOFILAMENT ABSORBABLE SIZE 3/0 19-20 MM 3/8 CIRCLE PRIME REVERSE CUTTING NEEDLE 70-75 CM UNDYED STERILE.. | SUPPLEMENTARY GEN.CONS SURG SUT,LAP,ROB
21805 | 4231220210500 | SUTURE POLIGLECAPRONE 25 ANTIBACTERIAL (COATED TRICLOSAN) MONOFILAMENT ABSORBABLE SIZE 6/0 13-14 MM 1/2 CIRCLE TAPER POINT N = EEDLE 40-45 CM VIOLET STERILE.... | SUPPLEMENTARY GEN.CONS SURG SUT,LAP,ROB
21806 | 4231220210700 | SUTURE POLYDIOXANONE ANTIBACTERIAL (COATED TRICLOSAN) MONOFILAMENT ABSORBABLE SIZE 1 31 MM ( +/- 1 MM ) 1/2 CIRCLE ROUND BODY 70 CM VIOLET STERILE. | SUPPLEMENTARY GEN.CONS SURG SUT,LAP,ROB
21807 | 4231220210800 | SUTURE POLYDIOXANONE ANTIBACTERIAL (COATED TRICLOSAN) MONOFILAMENT ABSORBABLE LOOP SIZE 1 40 MM ( +/- 1 MM ) 1/2 CIRCLE TAPER CUT HEAVY NEEDLE 240-250 CM VIOLET STERILE.. | SUPPLEMENTARY GEN.CONS SURG SUT,LAP,ROB
21808 | 4231220210900 | SUTURE POLYDIOXANONE ANTIBACTERIAL (COATED TRICLOSAN) MONOFILAMENT ABSORBABLE SIZE 5/0 15-16 MM 3/8 CIRCLE ROUND BODY 70 CM VIOLET S TERILE.. | SUPPLEMENTARY GEN.CONS SURG SUT,LAP,ROB
21809 | 4231220211000 | SUTURE POLYDIOXANONE ANTIBACTERIAL (COATED TRICLOSAN) MONOFILAMENT ABSORBABLE SIZE 6/0 13-14 MM 3/8 CIRCLE ROUND BODY NEEDLE 70-75 CM / VIOLET STERILE.... | SUPPLEMENTARY GEN.CONS SURG SUT,LAP,ROB
21810 | 4231220211100 | SUTURE POLYDIOXANONE ANTIBACTERIAL (COATED TRICLOSAN) MONOFILAMENT ABSORBABLE SIZE 5/0 13-14 MM 3/8 CIRCLE PRIME CUTTING NEEDLE 45-50 CM UNDYED STERILE.. | SUPPLEMENTARY GEN.CONS SURG SUT,LAP,ROB
21811 | 4231220211200 | SUTURE POLYDIOXANONE ANTIBACTERIAL (COATED TRICLOSAN) MONOFILAMENT ABSORBABLE SIZE 0 48 MM ( +/- 1 MM) 1/2 CIRCLE TAPER POINT NEEDLE 90 CM VIOLET STERILE.. | SUPPLEMENTARY GEN.CONS SURG SUT,LAP,ROB
21812 | 4231220211300 | SUTURE POLYDIOXANONE ANTIBACTERIAL (COATED TRICLOSAN) MONOFILAMENT ABSORBABLE SIZE 3/0 31 MM ( +/- 1 MM) 1/2 CIRCLE ROUND BODY NEEDLE 70 CM VIOLET STERILE.. | SUPPLEMENTARY GEN.CONS SURG SUT,LAP,ROB
21813 | 4231220211400 | SUTURE POLYDIOXANONE ANTIBACTERIAL (COATED TRICLOSAN) MONOFILAMENT ABSORBABLE SIZE 5/0 13-14 MM 1/2 CIRCLE TAPER POINT DOUBLE ARM NEEDLE 70-75 CM VIOLET STERILE.. | SUPPLEMENTARY GEN.CONS SURG SUT,LAP,ROB
21814 | 4231220211500 | SUTURE KNOTLESS SPIRAL BIDIRECTIONAL POLYDIOXANONE MONOFILAMENT ABSORBABLE SIZE 0 36 MM ( +/- 1 MM ) 1/2 CIRCLE ROUND BODY DOUBLE ARM NEEDLE 24 X 24 CM ( +/- 2 CM ) VIOLET STERILE.. | SUPPLEMENTARY GEN.CONS SURG SUT,LAP,ROB
21815 | 4231220211600 | SUTURE POLYDIOXANONE MONOFILAMENT ABSORBABLE SIZE 7/0 9.3 MM 3/8 CIRCLE TAPER POINT DOUBLE ARMED NEEDLE 70 CM VIOLET STERILE.. | SUPPLEMENTARY GEN.CONS SURG SUT,LAP,ROB
21816 | 4231220211700 | SUTURE POLYGLACTIN 910 ANTIBACTERIAL (COATED TRICLOSAN) MULTIFILAMENT ABSORBABLE SIZE 3/0 21-22 MM 1/2 CIRCLE ROUND BODY NEEDLE 70-75 CM UNDYED STERILE. | SUPPLEMENTARY GEN.CONS SURG SUT,LAP,ROB
21817 | 4231220211800 | SUTURE POLYGLACTIN 910 ANTIBACTERIAL (COATED TRICLOSAN) MULTIFILAMENT ABSORBABLE SIZE 2/0 25-26 MM 1/2 CIRCLE TAPER POINT DETACHABLE NEEDLE 8 X 45-50 CM VIOLET STERILE.. | SUPPLEMENTARY GEN.CONS SURG SUT,LAP,ROB
21818 | 4231220211900 | SUTURE KNOTLESS SPIRAL UNIDIRECTIONAL WITH FLEXIBLE LOOP POLYDIOXANONE ANTIBACTERIAL (COATED TRICLOSAN) MONOFILAMENT ABSORBABLE SIZE 2/0 25-26 MM 1/2 CIRCLE TAPER POINT NEEDLE 20-23 CM VIOLET STERILE.. | SUPPLEMENTARY GEN.CONS SURG SUT,LAP,ROB
21819 | 4231220212000 | SUTURE POLYGLACTIN 910 ANTIBACTERIAL (COATED TRICLOSAN) MULTIFILAMENT ABSORBABLE SIZE 1 40 MM ( +/- 1 MM ) 1/2 CIRCLE REVERSE CUTTING NEEDLE 70-75 CM VIOLET STERILE. | SUPPLEMENTARY GEN.CONS SURG SUT,LAP,ROB
21820 | 4231220212200 | SUTURE POLYGLACTIN 910 ANTIBACTERIAL (COATED TRICLOSAN) MULTIFILAMENT ABSORBABLE SIZE 1 31 MM ( +/- 1 MM ) 1/2 CIRCLE TAPER = CUT NEEDLE 70-75 CM VIOLET STERILE.... | SUPPLEMENTARY GEN.CONS SURG SUT,LAP,ROB
21821 | 4231220212300 | SUTURE POLYGLACTIN 910 ANTIBACTERIAL (COATED TRICLOSAN) MULTIFILAMENT ABSORBABLE SIZE 1 40 MM ( +/- 1 MM ) 1/2 CIRCLE TAPER CUT HEAVY NEEDLE 70-75 CM VIOLET STERILE. | SUPPLEMENTARY GEN.CONS SURG SUT,LAP,ROB
21822 | 4231220212400 | SUTURE POLYGLACTIN 910 ANTIBACTERIAL (COATED TRICLOSAN) MULTIFILAMENT ABSORBABLE SIZE 1 NEEDLE FREE 6 X 45-50 CM VIOLET STERILE.. | SUPPLEMENTARY GEN.CONS SURG SUT,LAP,ROB
21823 | 4231220212500 | SUTURE POLYGLACTIN 910 ANTIBACTERIAL (COATED TRICLOSAN) MULTIFILAMENT ABSORBABLE SIZE 1 31 MM ( +/- 1 MM ) J-NEEDLE TAPER CUT NEEDLE 70-75 CM VIOLET STERILE.. | SUPPLEMENTARY GEN.CONS SURG SUT,LAP,ROB
21824 | 4231220212600 | SUTURE POLYGLACTIN 910 ANTIBACTERIAL (COATED TRICLOSAN) MULTIFILAMENT ABSORBABLE SIZE 2/0 31 MM ( +/- 1 MM) 1/2 CIRCLE TAPER POINT NEEDLE 70-75 CM VIOLET STERILE.. | SUPPLEMENTARY GEN.CONS SURG SUT,LAP,ROB
21825 | 4231220212700 | SUTURE POLYGLACTIN 910 ANTIBACTERIAL (COATED TRICLOSAN) MULTIFILAMENT ABSORBABLE SIZE 2/0 40 MM ( +/- 1 MM) 1/2 CIRCLE ROUND BODY NEEDLE 70-75 CM VIOLET STERILE.. | SUPPLEMENTARY GEN.CONS SURG SUT,LAP,ROB
21826 | 4231220212800 | SUTURE POLYGLACTIN 910 ANTIBACTERIAL (COATED TRICLOSAN) MULTIFILAMENT ABSORBABLE SIZE 2/0 NEEDLE FREE 6 X 45-50 CM VIOLET STERILE.. | SUPPLEMENTARY GEN.CONS SURG SUT,LAP,ROB
21827 | 4231220212900 | SUTURE POLYGLACTIN 910 ANTIBACTERIAL (COATED TRICLOSAN) MULTIFILAMENT ABSORBABLE SIZE 2/0 25-26 MM 1/2 CIRCLE TAPER POINT BLACK NEEDLE 70-75 CM VIOLET STERILE.. | SUPPLEMENTARY GEN.CONS SURG SUT,LAP,ROB
21828 | 4231220213100 | SUTURE POLYGLACTIN 910 ANTIBACTERIAL (COATED TRICLOSAN) MULTIFILAMENT ABSORBABLE SIZE 3/0 NEEDLE FREE 6 X 45-50 CM VIOLET STERILE.. | SUPPLEMENTARY GEN.CONS SURG SUT,LAP,ROB
21829 | 4231220213200 | SUTURE POLYGLACTIN 910 ANTIBACTERIAL (COATED TRICLOSAN) MULTIFILAMENT ABSORBABLE SIZE 4/0 23-24 MM 3/8 CIRCLE PRIME CUTTING NEEDLE 70-75 CM UNDYED STERILE. | SUPPLEMENTARY GEN.CONS SURG SUT,LAP,ROB
21830 | 4231220213300 | SUTURE POLYGLACTIN 910 MULTIFILAMENT ABSORBABLE SIZE 4/0 25-26 MM 3/8 CIRCLE PRIME CUTTING NEEDLE 45-50 CM UNDYED STERILE.... | SUPPLEMENTARY GEN.CONS SURG SUT,LAP,ROB
21831 | 4231220213400 | SUTURE POLYGLACTIN 910 MULTIFILAMENT RAPID ABSORPTION SIZE 0 40 MM ( +/- 1 MM ) 1/2 CIRCLE ROUND BODY NEEDLE 70-75 CM UNDYED STERILE.. | SUPPLEMENTARY GEN.CONS SURG SUT,LAP,ROB
21832 | 4231220213500 | SUTURE POLYGLACTIN 910 MULTIFILAMENT RAPID ABSORPTION SIZE 4/0 15-16 MM 3/8 CIRCLE REVERSE CUTTING NEEDLE 70-75 CM UNDYED STERILE.. | SUPPLEMENTARY GEN.CONS SURG SUT,LAP,ROB
21833 | 4231220213600 | SUTURE POLYGLACTIN 910 MULTIFILAMENT RAPID ABSORPTION SIZE 2/0 36 MM ( +/- 1 MM ) 1/2 CIRCLE TAPER CUT NEEDLE 90-95 CM UNDYED STERILE.. | SUPPLEMENTARY GEN.CONS SURG SUT,LAP,ROB
21834 | 4231220213700 | SUTURE POLYGLACTIN 910 MULTIFILAMENT RAPID ABSORPTION SIZE 3/0 15-16 MM 3/8 CIRCLE CUTTING NEEDLE 70-75 CM UNDYED STERILE.. | SUPPLEMENTARY GEN.CONS SURG SUT,LAP,ROB
21835 | 4231220213800 | SUTURE POLYGLACTIN 910 MULTIFILAMENT RAPID ABSORPTION SIZE 4/0 13-14 MM 3/8 CIRCLE CUTTING NEEDLE 45-50 CM UNDYED STERILE.. | SUPPLEMENTARY GEN.CONS SURG SUT,LAP,ROB
21836 | 4231220213900 | SUTURE POLYGLACTIN 910 MULTIFILAMENT RAPID ABSORPTION SIZE 5/0 11-12 MM 3/8 CIRCLE REVERSE CUTTING NEEDLE 45-50 CM UNDYED STERILE.. | SUPPLEMENTARY GEN.CONS SURG SUT,LAP,ROB
21837 | 4231220214000 | SUTURE POLYGLACTIN 910 MULTIFILAMENT RAPID ABSORPTION SIZE 6/0 11-12 MM 3/8 CIRCLE REVERSE CUTTING NEEDLE 45-50 CM UNDYED STERILE. | SUPPLEMENTARY GEN.CONS SURG SUT,LAP,ROB
21838 | 4231220214200 | SUTURE POLYGLACTIN 910 MONOFILAMENT ABSORBABLE SIZE 10/0 6.5 MM 3/8 CIRCLE SPATULATED NEEDLE 10 CM VIOLET STERILE.. | SUPPLEMENTARY GEN.CONS SURG SUT,LAP,ROB
21839 | 4231220214300 | SUTURE POLYAMIDE MONOFILAMENT NON-ABSORBABLE SIZE 1 48 MM ( +/- 1 MM ) 1/2 CIRCLE TAPER POINT NEEDLE 100 CM BLACK STERILE.. | SUPPLEMENTARY GEN.CONS SURG SUT,LAP,ROB
21840 | 4231220214400 | SUTURE POLYAMIDE MONOFILAMENT NON-ABSORBABLE SIZE 5/0 19-20 MM 3/8 CIRCLE CUTTING NEEDLE 45-50 CM STERILE.. | SUPPLEMENTARY GEN.CONS SURG SUT,LAP,ROB
21841 | 4231220214500 | SUTURE POLYAMIDE MONOFILAMENT NON-ABSORBABLE SIZE 3/0 19-20 MM 3/8 CIRCLE REVERSE CUTTING NEEDLE 45-50 CM BLUE STERILE.. | SUPPLEMENTARY GEN.CONS SURG SUT,LAP,ROB
21842 | 4231220214800 | SUTURE POLYPROPYLENE MONOFILAMENT NON-ABSORBABLE SIZE 0 31 MM ( +/- 1 MM ) 1/2 CIRCLE TAPER POINT HEAVY NEEDLE 100 CM BLUE STERILE. | SUPPLEMENTARY GEN.CONS SURG SUT,LAP,ROB
21843 | 4231220214900 | SUTURE POLYPROPYLENE MONOFILAMENT NON-ABSORBABLE SIZE 0 40 MM ( +/- 1 MM ) 1/2 CIRCLE ROUND BODY NEEDLE 70-75 CM BLUE STERILE.. | SUPPLEMENTARY GEN.CONS SURG SUT,LAP,ROB
21844 | 4231220215000 | SUTURE POLYPROPYLENE MONOFILAMENT NON-ABSORBABLE SIZE 1 50 MM ( +/- 1 MM ) 1/2 CIRCLE REVERSE CUTTING NEEDLE 100 CM BLUE STERILE.. | SUPPLEMENTARY GEN.CONS SURG SUT,LAP,ROB
21845 | 4231220215200 | SUTURE POLYPROPYLENE MONOFILAMENT NON-ABSORBABLE SIZE 2/0 40 MM ( +/- 1 MM ) 3/8 CIRCLE CUTTING NEEDLE 100 CM BLUE STERILE.. | SUPPLEMENTARY GEN.CONS SURG SUT,LAP,ROB
21846 | 4231220215300 | SUTURE POLYPROPYLENE MONOFILAMENT NON-ABSORBABLE SIZE 2/0 40 MM ( +/- 1 MM ) 3/8 CIRCLE ROUND BODY NEEDLE 70-75 CM BLUE STERILE.. | SUPPLEMENTARY GEN.CONS SURG SUT,LAP,ROB
21847 | 4231220215500 | SUTURE POLYPROPYLENE MONOFILAMENT NON-ABSORBABLE SIZE 3/0 17-18 MM 1/2 CIRCLE TAPER POINT DOUBLE ARM NEEDLE 90-95 CM BLUE STERILE. | SUPPLEMENTARY GEN.CONS SURG SUT,LAP,ROB
21848 | 4231220215600 | SUTURE POLYPROPYLENE MONOFILAMENT NON-ABSORBABLE SIZE 3/0 21-22 MM 1/2 CIRCLE TAPER POINT NEEDLE 70-75 CM BLUE STERILE.. | SUPPLEMENTARY GEN.CONS SURG SUT,LAP,ROB
21849 | 4231220215800 | SUTURE POLYPROPYLENE MONOFILAMENT NON-ABSORBABLE SIZE 6/0 10 MM 3/8 CIRCLE TAPER POINT DOUBLE ARM NEEDLE 60-65 CM BLUE STERILE.. | SUPPLEMENTARY GEN.CONS SURG SUT,LAP,ROB
21850 | 4231220215900 | SUTURE POLYPROPYLENE MONOFILAMENT NON-ABSORBABLE SIZE 7/0 13-14 MM 3/8 CIRCLE TUNGSTEN-RHENIUM ALLOY TAPER POINT DOUBLE ARM NEEDLE 60-65 CM BLUE STERILE.. | SUPPLEMENTARY GEN.CONS SURG SUT,LAP,ROB
21851 | 4231220216000 | SUTURE POLYPROPYLENE MONOFILAMENT NON-ABSORBABLE SIZE 2/0 25-26 MM 3/8 CIRCLE REVERSE CUTTING NEEDLE 45-50 CM BLUE STERILE.. | SUPPLEMENTARY GEN.CONS SURG SUT,LAP,ROB
21852 | 4231220216100 | SUTURE PTFE MONOFILAMENT NON-ABSORBABLE SIZE 5/0 13-14 MM 3/8 CIRCLE TAPER POINT DOUBLE ARM NEEDLE 75-80 CM WHITE STERILE.. | SUPPLEMENTARY GEN.CONS SURG SUT,LAP,ROB
21853 | 4231220216200 | SUTURE POLYPROPYLENE MONOFILAMENT NON-ABSORBABLE SIZE 5/0 13-14 MM 1/2 CIRCLE TAPER POINT NEEDLE 70-75 CM BLUE STERILE.. | SUPPLEMENTARY GEN.CONS SURG SUT,LAP,ROB
21854 | 4231220216300 | SUTURE SILK MULTIFILAMENT NON-ABSORBABLE SIZE 0 40 MM ( +/- 1 MM ) 1/2 CIRCLE TAPER POINT NEEDLE 70-75 CM BLACK STERILE.. | SUPPLEMENTARY GEN.CONS SURG SUT,LAP,ROB
21855 | 4231220216400 | SUTURE SILK MULTIFILAMENT NON-ABSORBABLE SIZE 2 NEEDLE FREE 180 CM ( +/- 10 CM ) BLACK STERILE.. | SUPPLEMENTARY GEN.CONS SURG SUT,LAP,ROB
21856 | 4231220216500 | SUTURE SILK MULTIFILAMENT NON-ABSORBABLE SIZE 2/0 90 MM ( +/- 2 MM ) 3/8 CIRCLE CUTTING NEEDLE 100 CM BLACK STERILE.. | SUPPLEMENTARY GEN.CONS SURG SUT,LAP,ROB
21857 | 4231220216600 | SUTURE SILK MULTIFILAMENT NON-ABSORBABLE SIZE 2/0 25-26 MM 1/2 CIRCLE TAPER POINT DETACH NEEDLE 5 X 45-50 CM BLACK STERILE.... | SUPPLEMENTARY GEN.CONS SURG SUT,LAP,ROB
21858 | 4231220216700 | SUTURE SILK MULTIFILAMENT NON-ABSORBABLE SIZE 2/0 60 MM ( +/- 2 MM ) STRAIGHT CUTTING NEEDLE 70-75 CM BLACK STERILE.. | SUPPLEMENTARY GEN.CONS SURG SUT,LAP,ROB
21859 | 4231220216800 | SUTURE SILK MULTIFILAMENT NON-ABSORBABLE SIZE 3/0 25-26 MM 1/2 CIRCLE TAPER POINT DETACHABLE NEEDLE 8 X 70-75 CM BLACK STERILE.. | SUPPLEMENTARY GEN.CONS SURG SUT,LAP,ROB
21860 | 4231220216900 | SUTURE SILK MULTIFILAMENT NON-ABSORBABLE SIZE 4/0 17-18 MM 1/2 CIRCLE TAPER POINT DETACHABLE NEEDLE 8 X 45-50 CM BLACK STERILE.. | SUPPLEMENTARY GEN.CONS SURG SUT,LAP,ROB
21861 | 4231220217000 | SUTURE SILK MULTIFILAMENT NON-ABSORBABLE SIZE 4/0 NEEDLE FREE 13 X 60-65 CM BLACK STERILE.. | SUPPLEMENTARY GEN.CONS SURG SUT,LAP,ROB
21862 | 4231220217100 | SUTURE POLYESTER COATED SILICON OR POLYBUTILATE MULTIFILAMENT NON-ABSORBABLE SIZE 1 31 MM ( +/- 1 MM) J-NEEDLE ROUND BODY NEEDLE 70-75 CM GREEN STERILE.. | SUPPLEMENTARY GEN.CONS SURG SUT,LAP,ROB
21863 | 4231220217200 | SUTURE POLYESTER COATED SILICON OR POLYBUTILATE MULTIFILAMENT NON-ABSORBABLE SIZE 2/0 31 MM ( +/- 1 MM ) 1/2 CIRCLE ROUND BODY NEEDLE 70-75 CM GREEN STERILE.. | SUPPLEMENTARY GEN.CONS SURG SUT,LAP,ROB
21864 | 4231220217300 | SUTURE POLYPROPYLENE MONOFILAMENT NON-ABSORBABLE SIZE 2/0 60 MM ( +/- 2 MM ) STRAIGHT CUTTING NEEDLE 70-75 CM BLUE STERILE.. | SUPPLEMENTARY GEN.CONS SURG SUT,LAP,ROB
21865 | 4231220217400 | SUTURE POLYGLACTIN 910 MULTIFILAMENT RAPID ABSORPTION SIZE 4/0 21-22 MM 1/2 CIRCLE ROUND BODY NEEDLE 70-75 CM UNDYED STERILE.. | SUPPLEMENTARY GEN.CONS SURG SUT,LAP,ROB
21866 | 4231220217500 | SUTURE KNOTLESS SPIRAL BIDIRECTIONAL POLIGLECAPRONE 25 / MONOFILAMENT ABSORBABLE SIZE 3/0 19-20 MM 3/8 CIRCLE REVERSE / CUTTING DOUBLE ARM NEEDLE 14 X 14 CM ( +/- 2 CM ) UNDYED STERILE.... | SUPPLEMENTARY GEN.CONS SURG SUT,LAP,ROB
21867 | 4231220217600 | SUTURE KNOTLESS SPIRAL BIDIRECTIONAL POLIGLECAPRONE 25 MONOFILAMENT ABSORBABLE SIZE 2/0 25-26 MM 1/2 CIRCLE REVERSE CUTTIN = G DOUBLE ARM NEEDLE 14 X 14 CM ( +/- 2 CM ) UNDYED STERILE.... | SUPPLEMENTARY GEN.CONS SURG SUT,LAP,ROB
21868 | 4231220217800 | SUTURE POLYGLYCONATE OR POLYGLECAPRONE UNIDIRECTIONAL LOOP LOCK MONOFILAMENT ABSORBABLE SIZE 0 37 MM ( +/- 1 CM ) 1/2 CIRCLE TAPER POINT 23-25 CM GREEN STERILE.... | SUPPLEMENTARY GEN.CONS SURG SUT,LAP,ROB
21869 | 4231220217900 | SUTURE POLYGLYCONATE UNIDIRECTIONAL DUAL ANGLE CUT LOOP LOCK MONOFILAMENT ABSORBABLE SIZE 2/0 37 MM ( +/- 1 MM ) 1/2 CIRCLE TAPER PO INT NEEDLE 45-50 CM GREEN STERILE | SUPPLEMENTARY GEN.CONS SURG SUT,LAP,ROB
21870 | 4231220218000 | SUTURE KNOTLESS SPIRAL UNIDIRECTIONAL WITH FLEXIBLE LOOP POLIGLECAPRONE 25 ANTIBACTERIAL (COATED TRICLOSAN) MONOFILAMENT ABSORBABLE SIZE 3/0 19-20 MM 3/8 CIRCLE REVERSE CUTTING NEEDLE 30 CM UNDYED STERILE.. | SUPPLEMENTARY GEN.CONS SURG SUT,LAP,ROB
21871 | 4231220218100 | SUTURE KNOTLESS SPIRAL UNIDIRECTIONAL WITH FLEXIBLE LOOP POLYDIOXANONE ANTIBACTERIAL (COATED TRICLOSAN) MONOFILAMENT ABSORBABLE SIZE 0 36 MM ( +/- 1 MM ) 1/2 CIRCLE TAPER POINT NEEDLE 30 CM VIOLET STERILE. | SUPPLEMENTARY GEN.CONS SURG SUT,LAP,ROB
21872 | 4231220218400 | TAPE NYLON NON-ABSORBABLE WOVEN 6 MM X 70 CM WHITE STERILE.. | SUPPLEMENTARY GEN.CONS SURG SUT,LAP,ROB
21873 | 4231220218500 | SUTURE, TAPE, POLYESTER, MONOFILAMENT, NON-ABSORBABLE, TAPE WIDTH 5 MM, NEEDLE SIZE 48 MM ( +/- 1 MM ), 1/2 CIRCLE, ROUND BODY DOUBLE ARM HEAVY NEEDLE, 30-35 CM, WHITE, STERILE (1 EACH = 1 DOZEN)... | SUPPLEMENTARY GEN.CONS SURG SUT,LAP,ROB
21874 | 4231220218600 | SUTURE TAPE POLYESTER MONOFILAMENT NON-ABSORBABLE TAPE WIDTH 5 MM NEEDLE SIZE 65 MM ( +/- 2 MM ) 1/2 CIRCLE ROUND BODY DOUBLE ARM HEAVY BLUNT NEEDLE 30-35 CM WHITE STERILE.. | SUPPLEMENTARY GEN.CONS SURG SUT,LAP,ROB
21875 | 4231220218700 | SUTURE POLYDIOXANONE ANTIBACTERIAL (COATED TRICLOSAN) MONOFILAMENT / ABSORBABLE SIZE 2/0 25-26 MM 3/8 CIRCLE REVERSE CUTTING NEEDLE 70- / 75 CM UNDYED STERILE.... | SUPPLEMENTARY GEN.CONS SURG SUT,LAP,ROB
21876 | 4231220219000 | TAPE, ULTRA HIGH MOLECULAR WEIGHT POLYETHYLENE ARTHROSCOPY ASSORTED TYPES AND SIZES AS REQUESTED BY END USER | ORTHOPEDIC & SPINAL SUPPLIES
21877 | 4231220219300 | LOOP, ULTRA HIGH MOLECULAR WEIGHT POLYETHYLENE ARTHROSCOPY ASSORTED TYPES AND SIZES AS REQUESTED BY END USER | ORTHOPEDIC & SPINAL SUPPLIES
21878 | 4231220219600 | SUTURE POLYPROPYLENE MONOFILAMENT NON-ABSORBABLE SIZE 10/0 6.5 MM 3/8 CIRCLE SPATULATED DOUBLE ARM NEEDLE 30 CM BLUE STERILE. | SUPPLEMENTARY GEN.CONS SURG SUT,LAP,ROB
21879 | 4231220222200 | MATERNITY BELT, ELASTIC, MADE OF AIR-PERMEABLE, MICROFIBER, FABRIC WITH MAXIMUM SUPPORT FOR BELLY AND BACK, THROUGH INCORPORATED SUPPORT STRAP AND PARTICULARLY FLAT VELCRO FASTENER FOR INDIVIDUAL SIZE ADJUSTMENTS, SIZE: SMALL. | REHABILITATION,PHYSIOTHERAPY SUPPLIES
21880 | 4231220224700 | PRESSURE GARMENT READY MADE VEST CHEST SIZE: 17X20IN /43-51 CM EASY FITTING SOFT AND SMOOTH HI-TECH YARN WITH PERMANENT ODOR NEUTRALITY BREATHABLE HIGH UV PROTECTION PATENTED KNIT ENSURES RAPID MOISTURE TRANSPORTATION AND TEMPERATURE HYPOALLERGENIC AND LATEX-FREE ANTI-BACTERIAL WASHABLE FABRIC COMPOSITION 20%-30% ELASTANE 70 AND -80% POLYAMIDE (SCAR MANAGEMENT).. | SUPPLEMENTARY REHAB,PHYSIOTHERAPY SUPPL.
21881 | 4231220224800 | PRESSURE GARMENT READY MADE VEST CHEST SIZE: 19X22IN /48-56 CM EASY FITTING SOFT AND SMOOTH HI-TECH YARN WITH PERMANENT ODOR NEUTRALITY BREATHABLE HIGH UV PROTECTION PATENTED KNIT ENSURES RAPID MOISTURE TRANSPORTATION AND TEMPERATURE HYPOALLERGENIC AND LATEX-FREE ANTI-BACTERIAL WASHABLE FABRIC COMPOSITION 20%-30% ELASTANE 70 AND -80% POLYAMIDE (SCAR MANAGEMENT).. | SUPPLEMENTARY REHAB,PHYSIOTHERAPY SUPPL.
21882 | 4231220224900 | PRESSURE GARMENT READY MADE VEST CHEST SIZE: 21X25IN/ 53-64 CM EASY FITTING SOFT AND SMOOTH HI-TECH YARN WITH PERMANENT ODOR NEUTRALITY BREATHABLE HIGH UV PROTECTION PATENTED KNIT ENSURES RAPID MOISTURE TRANSPORTATION AND TEMPERATURE HYPOALLERGENIC AND LATEX-FREE ANTI-BACTERIAL WASHABLE FABRIC COMPOSITION 20%-30% ELASTANE 70 AND -80% POLYAMIDE (SCAR MANAGEMENT).. | SUPPLEMENTARY REHAB,PHYSIOTHERAPY SUPPL.
21883 | 4231220225000 | PRESSURE GARMENT READY MADE VEST CHEST SIZE: 24X28IN/61-71 CM EASY FITTING SOFT AND SMOOTH HI-TECH YARN WITH PERMANENT ODOR NEUTRALITY BREATHABLE HIGH UV PROTECTION PATENTED KNIT ENSURES RAPID MOISTURE TRANSPORTATION AND TEMPERATURE HYPOALLERGENIC AND LATEX-FREE A = NTI-BACTERIAL WASHABLE FABRIC COMPOSITION 20%-30% ELASTANE 70 AND -80% POLYAMIDE (SCAR MANAGEMENT).. | SUPPLEMENTARY REHAB,PHYSIOTHERAPY SUPPL.
21884 | 4231220225100 | PRESSURE GARMENT READY MADE VEST CHEST SIZE: 26X32IN /68-81 CM EASY FITTING SOFT AND SMOOTH HI-TECH YARN WITH PERMANENT ODOR NEUTRALITY BREATHABLE HIGH UV PROTECTION PATENTED KNIT ENSURES RAPID MOISTURE TRANSPORTATION AND TEMPERATURE HYPOALLERGENIC AND LATEX-FREE ANTI-BACTERIAL WASHABLE FABRIC COMPOSITION 20%-30% ELASTANE 70 AND -80% POLYAMIDE (SCAR MANAGEMENT).. | SUPPLEMENTARY REHAB,PHYSIOTHERAPY SUPPL.
21885 | 4231220225200 | PRESSURE GARMENT READY MADE VEST CHEST SIZE: 30X36IN /79-91 CM EASY FITTING SOFT AND SMOOTH HI-TECH YARN WITH PERMANENT ODOR NEUTRALITY BREATHABLE HIGH UV PROTECTION PATENTED KNIT ENSURES RAPID MOISTURE TRANSPORTATION AND TEMPERATURE HYPOALLERGENIC AND LATEX-FREE ANTI-BACTERIAL WASHABLE FABRIC COMPOSITION 20%-30% ELASTANE 70 AND -80% POLYAMIDE (SCAR MANAGEMENT).. | SUPPLEMENTARY REHAB,PHYSIOTHERAPY SUPPL.
21886 | 4231220225300 | PRESSURE GARMENT READY MADE VEST CHEST SIZE: 34X41IN /86-104 CM EASY FITTING SOFT AND SMOOTH HI-TECH YARN WITH PERMANENT ODOR NEUTRALITY BREATHABLE HIGH UV PROTECTION PATENTED KNIT ENSURES RAPID MOISTURE TRANSPORTATION AND TEMPERATURE HYPOALLERGENIC AND LATEX-FREE ANTI-BACTERIAL WASHABLE FABRIC COMPOSITION 20%-30% ELASTANE 70 AND -80% POLYAMIDE (SCAR MANAGEMENT).. | SUPPLEMENTARY REHAB,PHYSIOTHERAPY SUPPL.
21887 | 4231220225400 | PRESSURE GARMENT READY MADE VEST CHEST SIZE: 38X45IN 96-114 CM EASY FITTING SOFT AND SMOOTH HI-TECH YARN WITH PERMANENT ODOR NEUTRALITY BREATHABLE HIGH UV PROTECTION PATENTED KNIT ENSURES RAPID MOISTURE TRANSPORTATION AND TEMPERATURE HYPOALLERGENIC AND LATEX-FREE ANTI-BACTERIAL WASHABLE FABRIC COMPOSITION 20%-30% ELASTANE 70 AND -80% POLYAMIDE (SCAR MANAGEMENT).. | SUPPLEMENTARY REHAB,PHYSIOTHERAPY SUPPL.
21888 | 4231220225500 | PRESSURE GARMENT READY MADE CHINSTRAP HEAD SIZE: 18X21IN/ 46-53.5 CM EASY FITTING SOFT AND SMOOTH HI-TECH YARN WITH PERMANENT ODOR NEUTRALITY BREATHABLE HIGH UV PROTECTION PATENTED KNIT ENSURES RAPID MOISTURE TRANSPORTATION AND TEMPERATURE HYPOALLERGENIC AND LATEX-FREE ANTI-BACTERIAL WASHABLE FABRIC COMPOSITION 20%-30% ELASTANE 70 AND -80% POLYAMIDE (SCAR MANAGEMENT).. | SUPPLEMENTARY REHAB,PHYSIOTHERAPY SUPPL.
21889 | 4231220225600 | PRESSURE GARMENT READY MADE CHINSTRAP HEAD SIZE: 20X23IN/51-58.5 CM EASY FITTING SOFT AND SMOOTH HI-TECH YARN WITH PERMANENT ODOR NEUTRALITY BREATHABLE HIGH UV PROTECTION PATENTED KNIT ENSURES RAPID MOISTURE TRANSPORTATION AND TEMPERATURE HYPOALLERGENIC AND LATEX-FREE ANTI-BACTERIAL WASHABLE FABRIC COMPOSITION 20%-30% ELASTANE 70 AND -80% POLYAMIDE (SCAR MANAGEMENT).. | SUPPLEMENTARY REHAB,PHYSIOTHERAPY SUPPL.
21890 | 4231220225700 | PRESSURE GARMENT READY MADE CHINSTRAP HEAD SIZE: 22X25IN /56-63.5 CM EASY FITTING SOFT AND SMOOTH HI-TECH YARN WITH PERMANENT ODOR NEUTRALITY BREATHABLE HIGH UV PROTECTION PATENTED KNIT ENSURES RAPID MOISTURE TRANSPORTATION AND TEMPERATURE HYPOALLERGENIC AND LATEX-FREE ANTI-BACTERIAL WASHABLE FABRIC COMPOSITION 20%-30% ELASTANE 70 AND -80% POLYAMIDE (SCAR MANAGEMENT).. | SUPPLEMENTARY REHAB,PHYSIOTHERAPY SUPPL.
21891 | 4231220226100 | PRESSURE GARMENT READY MADE CHIN STRAP EAR CLOSED SIZES: L: 26.8 IN -28 IN (67-70 CM) (CIRCUMFERENCE FROM CROWN TO CHIN) . EASY FITTING SOFT AND SMOOTH HI-TECH YARN WITH PERMANENT ODOR NEUTRALITY BREATHABLE HIGH UV PROTECTION ADJUSTABLE PRESSURE LEVEL HYPOALLERGENIC AND LATEX-FREE ANTI-BACTERIAL WASHABLE FABRIC COMPOSITION 60%-69% POLYAMIDE 31%-40% ELASTANE THICKNESS 0.64-0.68MM (SCAR MANAGEMENT).. | SUPPLEMENTARY REHAB,PHYSIOTHERAPY SUPPL.
21892 | 4231220226200 | PRESSURE GARMENT READY MADE CHIN STRAP EAR CLOSED SIZES: M: 25.2 IN -26.4 IN (63-66 CM) (CIRCUMFERENCE FROM CROWN TO CHIN) . EASY FITTING SOFT AND SMOOTH HI-TECH YARN WITH PERMANENT ODOR NEUTRALITY BREATHABLE HIGH UV PROTECTION ADJUSTABLE PRESSURE LEVEL HYPOALLERGENIC AND LATEX-FREE ANTI-BACTERIAL WASHABLE FABRIC COMPOSITION 60%-69% POLYAMIDE 31%-40% ELASTANE THICKNESS 0.64-0.68MM (SCAR MANAGEMENT).. | SUPPLEMENTARY REHAB,PHYSIOTHERAPY SUPPL.
21893 | 4231220226300 | PRESSURE GARMENT READY MADE CHIN STRAP EAR CLOSED SIZES: S: 23.6 IN -24.8 IN (59-62 CM) (CIRCUMFERENCE FROM CROWN TO CHIN) . EASY FITTING SOFT AND SMOOTH HI-TECH YARN WITH PERMANENT ODOR NEUTRALITY BREATHABLE HIGH UV PROTECTION ADJUSTABLE PRESSURE LEVEL HYPOALLERGENIC AND LATEX-FREE ANTI-BACTERIAL WASHABLE FABRIC COMPOSITION 60%-69% POLYAMIDE 31%-40% ELASTANE THICKNESS 0.64-0.68MM (SCAR MANAGEMENT).. | SUPPLEMENTARY REHAB,PHYSIOTHERAPY SUPPL.
21894 | 4231220226400 | PRESSURE GARMENT READY MADE CHIN STRAP EAR CLOSED SIZES: XL: 28.4 IN -29.6 IN (71-74 CM) (CIRCUMFERENCE FROM CROWN TO CHIN) . EASY FITTING SOFT AND SMOOTH HI-TECH YARN WITH PERMANENT ODOR NEUTRALITY BREATHABLE HIGH UV PROTECTION ADJUSTABLE PRESSURE LEVEL HYPOALLERGENIC AND LATEX-FREE ANTI-BACTERIAL WASHABLE FABRIC COMPOSITION 60%-69% POLYAMIDE 31%-40% ELASTANE THICKNESS 0.64-0.68MM (SCAR MANAGEMENT).. | SUPPLEMENTARY REHAB,PHYSIOTHERAPY SUPPL.
21895 | 4231220226500 | PRESSURE GARMENT READY MADE CHIN STRAP EAR CLOSED SIZES: XS: 22 IN -23.2 IN (55-58 CM) (CIRCUMFERENCE FROM CROWN TO CHIN) . EASY FITTING SOFT AND SMOOTH HI-TECH YARN WITH PERMANENT ODOR NEUTRALITY BREATHABLE HIGH UV PROTECTION ADJUSTABLE PRESSURE LEVEL HYPOALLERGENIC AND LATEX-FREE ANTI-BACTERIAL WASHABLE FABRIC COMPOSITION 60%-69% POLYAMIDE 31%-40% ELASTANE THICKNESS 0.64-0.68MM (SCAR MANAGEMENT).. | SUPPLEMENTARY REHAB,PHYSIOTHERAPY SUPPL.
21896 | 4231220226600 | PRESSURE GARMENT READY MADE CHIN STRAP EAR CLOSED SIZES: XXS: 20 IN -21.6 IN (50-54 CM) (CIRCUMFERENCE FROM CROWN TO CHIN) . EASY FITTING SOFT AND SMOOTH HI-TECH YARN WITH PERMANENT ODOR NEUTRALITY BREATHABLE HIGH UV PROTECTION ADJUSTABLE PRESSURE LEVEL HYPOALLERGENIC AND LATEX-FREE ANTI-BACTERIAL WASHABLE FABRIC COMPOSITION 60%-69% POLYAMIDE 31%-40% ELASTANE THICKNESS 0.64-0.68MM (SCAR MANAGEMENT).. | SUPPLEMENTARY REHAB,PHYSIOTHERAPY SUPPL.
21897 | 4231220226700 | PRESSURE GARMENT READY MADE CHIN STRAP EAR AREA CLOSED SIZES: 5: 24-24.8 IN (60-62 CM) (CIRCUMFERENCE OF THE HEAD) . EASY FITTING SOFT AND SMOOTH HI-TECH YARN WITH PERMANENT ODOR NEUTRALITY BREATHABLE HIGH UV PROTECTION PRESSURE LEVEL 10-18 MMHG HYPOALLERGENIC AND LATEX-FREE ANTI-BACTERIAL WASHABLE FABRIC COMPOSITION 80%-90% POLYAMIDE 10%-20% ELASTANE THICKNESS 0.64-0.68MM (SCAR MANAGEMENT).. | SUPPLEMENTARY REHAB,PHYSIOTHERAPY SUPPL.
21898 | 4231220226800 | PRESSURE GARMENT READY MADE CHIN STRAP EAR AREA CLOSED SIZES: 4: 22.8-23.6 IN (57-59 CM) (CIRCUMFERENCE OF THE HEAD) . EASY FITTING SOFT AND SMOOTH HI-TECH YARN WITH PERMANENT ODOR NEUTRALITY BREATHABLE HIGH UV PROTECTION PRESSURE LEVEL 10-18 MMHG HYPOALLERGENIC AND LATEX-FREE ANTI-BACTERIAL WASHABLE FABRIC COMPOSITION 80%-90% POLYAMIDE 10%-20% ELASTANE THICKNESS 0.64-0.68MM (SCAR MANAGEMENT).. | SUPPLEMENTARY REHAB,PHYSIOTHERAPY SUPPL.
21899 | 4231220226900 | PRESSURE GARMENT READY MADE CHIN STRAP EAR AREA CLOSED SIZES: 3: 21.6-22.4 IN (54-56 CM) (CIRCUMFERENCE OF THE HEAD) . EASY FITTING SOFT AND SMOOTH HI-TECH YARN WITH PERMANENT ODOR NEUTRALITY BREATHABLE HIGH UV PROTECTION PRESSURE LEVEL 10-18 MMHG HYPOALLERGENIC AND LATEX-FREE ANTI-BACTERIAL WASHABLE FABRIC COMPOSITION 80%-90% POLYAMIDE 10%-20% ELASTANE THICKNESS 0.64-0.68MM (SCAR MANAGEMENT).. | SUPPLEMENTARY REHAB,PHYSIOTHERAPY SUPPL.
21900 | 4231220227000 | PRESSURE GARMENT READY MADE CHIN STRAP EAR OPEN SIZES: XL: 28.4 IN -29.6 IN (71-74 CM) (CIRCUMFERENCE FROM CROWN TO CHIN) . EASY FITTING SOFT AND SMOOTH HI-TECH YARN WITH PERMANENT ODOR NEUTRALITY BREATHABLE HIGH UV PROTECTION ADJUSTABLE PRESSURE LEVEL HYPOALLERGENIC AND LATEX-FREE ANTI-BACTERIAL WASHABLE FABRIC COMPOSITION 60%-69% POLYAMIDE 31%-40% ELASTANE THICKNESS 0.64-0.68MM (SCAR MANAGEMENT).. | SUPPLEMENTARY REHAB,PHYSIOTHERAPY SUPPL.
21901 | 4231220227100 | PRESSURE GARMENT READY MADE CHIN STRAP EAR AREA CLOSED SIZES: 2: 20.4-21.2 IN (51-53 CM) (CIRCUMFERENCE OF THE HEAD) . EASY FITTING SOFT AND SMOOTH HI-TECH YARN WITH PERMANENT ODOR NEUTRALITY BREATHABLE HIGH UV PROTECTION PRESSURE LEVEL 10-18 MMHG HYPOALLERGENIC AND LATEX-FREE ANTI-BACTERIAL WASHABLE FABRIC COMPOSITION 80%-90% POLYAMIDE 10%-20% ELASTANE THICKNESS 0.64-0.68MM (SCAR MANAGEMENT).. | SUPPLEMENTARY REHAB,PHYSIOTHERAPY SUPPL.
21902 | 4231220227200 | PRESSURE GARMENT READY MADE CHIN STRAP EAR AREA CLOSED SIZES: 1: 18.8-20 IN (47-50 CM) (CIRCUMFERENCE OF THE HEAD) . EASY FITTING SOFT AND SMOOTH HI-TECH YARN WITH PERMANENT ODOR NEUTRALITY BREATHABLE HIGH UV PROTECTION PRESSURE LEVEL 10-18 MMHG HYPOALLERGENIC AND LATEX-FREE ANTI-BACTERIAL WASHABLE FABRIC COMPOSITION 80%-90% POLYAMIDE 10%-20% ELASTANE THICKNESS 0.64-0.68MM (SCAR MANAGEMENT).. | SUPPLEMENTARY REHAB,PHYSIOTHERAPY SUPPL.
21903 | 4231220228200 | SUTURE POLYAMIDE MONOFILAMENT NON-ABSORBABLE SIZE 9/0 5 MM 3/8 CIRCLE ROUND BODY NEEDLE 13 CM BLACK STERILE.. | SUPPLEMENTARY GEN.CONS SURG SUT,LAP,ROB
21904 | 4231220228700 | SUTURE POLIGLECAPRONE 25 ANTIBACTERIAL (COATED TRICLOSAN) MONOFILAMENT ABSORBABLE SIZE 3/0 19-20 MM 3/8 CIRCLE PRIME REVERSE CUTTING NEEDLE 45-50 CM UNDYED STERILE.. | SUPPLEMENTARY GEN.CONS SURG SUT,LAP,ROB
21905 | 4231220228900 | SUTURE POLYPROPYLENE MONOFILAMENT NON-ABSORBABLE 1 TO 1 RATIO SIZE 5/0 13-14 MM 1/2 CIRCLE TUNGSTEN-RHENIUM ALLOY TAPER POINT DOUBLE ARM NEEDLE 70-75 CM BLUE STERILE.. | SUPPLEMENTARY GEN.CONS SURG SUT,LAP,ROB
21906 | 4231220229000 | SUTURE KNOTLESS SPIRAL UNIDIRECTIONAL WITH FLEXIBLE LOOP POLIGLECAPRONE 25 ANTIBACTERIAL (COATED TRICLOSAN) MONOFILAMENT ABS = ORBABLE SIZE 2/0 25-26 MM 1/2 CIRCLE TAPER POINT NEEDLE 40-45 CM UNDYED STERILE.... | SUPPLEMENTARY GEN.CONS SURG SUT,LAP,ROB
21907 | 4231220301100 | SUTURE POLYGLACTIN 910 MULTIFILAMENT ABSORBABLE SIZE 6/0 13-14 MM 1/2 CIRCLE ROUND BODY NEEDLE 45-50 CM UNDYED STERILE | SUPPLEMENTARY GEN.CONS SURG SUT,LAP,ROB
21908 | 4231220301200 | CLIP SUTURE CLIPS ABSORBABLE MADE OF POLYDIOXANONE 6 CLIPS PER CARTRIDGE THE APPLIER SHOULD BE PROVIDED FOC WITH EACH 100 CARTRIDGE STERILE. | SUPPLEMENTARY GEN.CONS SURG SUT,LAP,ROB
21909 | 4231220301300 | SUTURE POLIGLECAPRONE 25 ANTIBACTERIAL (COATED TRICLOSAN) MONOFILAMENT ABSORBABLE SIZE 4/0 15-16 MM 3/8 CIRCLE REVERSE CUTTI = NG NEEDLE 70-75 CM UNDYED STERILE.... | SUPPLEMENTARY GEN.CONS SURG SUT,LAP,ROB
21910 | 4231220301400 | SUTURE POLIGLECAPRONE 25 ANTIBACTERIAL (COATED TRICLOSAN) MONOFILAMENT ABSORBABLE SIZE 1 40 MM ( +/- 1 MM ) 1/2 CIRCLE ROUND BODY NEEDLE 70-75 CM VIOLET STERILE.. | SUPPLEMENTARY GEN.CONS SURG SUT,LAP,ROB
21911 | 4231220301500 | SUTURE POLIGLECAPRONE 25 ANTIBACTERIAL (COATED TRICLOSAN) MONOFILAMENT ABSORBABLE SIZE 3/0 25-26 MM 3/8 CIRCLE REVERSE CUTTING NEEDLE 70-75 CM UNDYED STERILE.. | SUPPLEMENTARY GEN.CONS SURG SUT,LAP,ROB
21912 | 4231220301600 | SUTURE POLIGLECAPRONE 25 ANTIBACTERIAL (COATED TRICLOSAN) MONOFILAMENT ABSORBABLE SIZE 4/0 25-26 MM 3/8 CIRCLE REVERSE CUTTING NEEDLE 70-75 CM UNDYED STERILE.. | SUPPLEMENTARY GEN.CONS SURG SUT,LAP,ROB
21913 | 4231220301700 | SUTURE POLIGLECAPRONE 25 ANTIBACTERIAL (COATED TRICLOSAN) MONOFILAMENT ABSORBABLE SIZE 5/0 13-14 MM 3/8 CIRCLE REVERSE CUTTING NEEDLE 70-75 CM UNDYED STERILE.. | SUPPLEMENTARY GEN.CONS SURG SUT,LAP,ROB
21914 | 4231220301800 | SUTURE POLIGLECAPRONE 25 ANTIBACTERIAL (COATED TRICLOSAN) MONOFILAMENT ABSORBABLE SIZE 5/0 15-16 MM 3/8 CIRCLE REVERSE CUTTING NEEDLE 70-75 CM UNDYED STERILE.. | SUPPLEMENTARY GEN.CONS SURG SUT,LAP,ROB
21915 | 4231220301900 | SUTURE POLIGLECAPRONE 25 ANTIBACTERIAL (COATED TRICLOSAN) MONOFILAMENT ABSORBABLE SIZE 6/0 11-12 MM 3/8 CIRCLE REVERSE CUTTING NEEDLE 70-75 CM UNDYED STERILE.. | SUPPLEMENTARY GEN.CONS SURG SUT,LAP,ROB
21916 | 4231220302000 | SUTURE POLIGLECAPRONE 25 ANTIBACTERIAL (COATED TRICLOSAN) MONOFILAMENT ABSORBABLE SIZE 6/0 13-14 MM 3/8 CIRCLE REVERSE CUTTING NEEDLE 70-75 CM UNDYED STERILE.. | SUPPLEMENTARY GEN.CONS SURG SUT,LAP,ROB
21917 | 4231220302100 | SUTURE POLIGLECAPRONE 25 MONOFILAMENT ABSORBABLE SIZE 6/0 13-14 MM 3/8 CIRCLE CUTTING NEEDLE 45-50 CM UNDYED STERILE.. | SUPPLEMENTARY GEN.CONS SURG SUT,LAP,ROB
21918 | 4231220302200 | SUTURE POLIGLECAPRONE 25 ANTIBACTERIAL (COATED TRICLOSAN) MONOFILAMENT ABSORBABLE SIZE 2/0 21-22 MM 1/2 CIRCLE ROUND BODY NEEDLE 70-75 CM VIOLET STERILE.. | SUPPLEMENTARY GEN.CONS SURG SUT,LAP,ROB
21919 | 4231220302300 | SUTURE POLIGLECAPRONE 25 ANTIBACTERIAL (COATED TRICLOSAN) MONOFILAMENT ABSORBABLE SIZE 3/0 60 MM ( +/-2 MM ) STRAIGHT REVERSE CUTTING NEEDLE 70-75 CM UNDYED STERILE.. | SUPPLEMENTARY GEN.CONS SURG SUT,LAP,ROB
21920 | 4231220302400 | SUTURE POLIGLECAPRONE 25 MONOFILAMENT ABSORBABLE SIZE 4/0 25-26 MM 3/8 CIRCLE CUTTING NEEDLE 70-75 CM UNDYED STERILE.. | SUPPLEMENTARY GEN.CONS SURG SUT,LAP,ROB
21921 | 4231220302500 | SUTURE POLYDIOXANONE ANTIBACTERIAL (COATED TRICLOSAN) MONOFILAMENT ABSORBABLE SIZE 3/0 19-20 MM 1/2 CIRCLE ROUND BODY 70 CM VIOLET S TERILE.. | SUPPLEMENTARY GEN.CONS SURG SUT,LAP,ROB
21922 | 4231220302600 | SUTURE POLYDIOXANONE ANTIBACTERIAL (COATED TRICLOSAN) MONOFILAMENT ABSORBABLE SIZE 5/0 17-18 MM 1/2 CIRCLE TAPER POINT 70 CM VIOLET STERILE.. | SUPPLEMENTARY GEN.CONS SURG SUT,LAP,ROB
21923 | 4231220302700 | SUTURE POLYDIOXANONE ANTIBACTERIAL (COATED TRICLOSAN) MONOFILAMENT ABSORBABLE SIZE 0 40 MM ( +/- 1 MM) 1/2 CIRCLE TAPER POINT NEEDLE 70 CM VIOLET STERILE.. | SUPPLEMENTARY GEN.CONS SURG SUT,LAP,ROB
21924 | 4231220302900 | SUTURE POLYDIOXANONE ANTIBACTERIAL (COATED TRICLOSAN) MONOFILAMENT ABSORBABLE SIZE 4/0 19-20 MM 1/2 CIRCLE TAPER POINT NEEDLE 70 CM VIOLET STERILE.. | SUPPLEMENTARY GEN.CONS SURG SUT,LAP,ROB
21925 | 4231220303000 | SUTURE POLYDIOXANONE ANTIBACTERIAL (COATED TRICLOSAN) MONOFILAMENT ABSORBABLE SIZE 4/0 19-20 MM 3/8 CIRCLE MULTIPASS PRIME REVERSE CUTTING NEEDLE 45-50 CM UNDYED STERILE.... | SUPPLEMENTARY GEN.CONS SURG SUT,LAP,ROB
21926 | 4231220303100 | SUTURE POLYDIOXANONE ANTIBACTERIAL (COATED TRICLOSAN) MONOFILAMENT ABSORBABLE SIZE 5/0 13-14 MM 1/2 CIRCLE TAPER POINT NEEDLE 45-50 CM VIOLET STERILE.. | SUPPLEMENTARY GEN.CONS SURG SUT,LAP,ROB
21927 | 4231220303300 | SUTURE POLYDIOXANONE ANTIBACTERIAL (COATED TRICLOSAN) MONOFILAMENT ABSORBABLE SIZE 6/0 11-12 MM 3/8 CIRCLE TAPER POINT NEEDLE DOUBLE ARMED 70 CM VIOLET STERILE.. | SUPPLEMENTARY GEN.CONS SURG SUT,LAP,ROB
21928 | 4231220303400 | SUTURE POLYDIOXANONE ANTIBACTERIAL (COATED TRICLOSAN) MONOFILAMENT ABSORBABLE LOOP SIZE 1 48 MM ( +/- 1 MM ) 1/2 CIRCLE ROUND BODY NEEDLE 150 CM ( +/- 20 CM ) VIOLET STERILE.. | SUPPLEMENTARY GEN.CONS SURG SUT,LAP,ROB
21929 | 4231220303600 | SUTURE POLYDIOXANONE ANTIBACTERIAL (COATED TRICLOSAN) MONOFILAMENT ABSORBABLE SIZE 4/0 19-20 MM 3/8 CIRCLE REVERSE CUTTING NEEDLE 45-50 CM UNDYED STERILE. | SUPPLEMENTARY GEN.CONS SURG SUT,LAP,ROB
21930 | 4231220303700 | SUTURE POLYDIOXANONE ANTIBACTERIAL (COATED TRICLOSAN) MONOFILAMENT ABSORBABLE SIZE 5/0 13-14 MM 3/8 CIRCLE ROUND BODY NEEDLE 70 CM VIOLET STERILE.. | SUPPLEMENTARY GEN.CONS SURG SUT,LAP,ROB
21931 | 4231220303800 | SUTURE POLYDIOXANONE ANTIBACTERIAL (COATED TRICLOSAN) MONOFILAMENT ABSORBABLE SIZE 6/0 13-14 MM 3/8 CIRCLE CUTTING NEEDLE 45-50 CM UNDYED STERILE.. | SUPPLEMENTARY GEN.CONS SURG SUT,LAP,ROB
21932 | 4231220304000 | SUTURE POLYGLACTIN 910 MULTIFILAMENT ABSORBABLE SIZE 3/0 23-24 MM 3/8 CIRCLE REVERSE CUTTING NEEDLE 70-75 CM UNDYED STERILE | SUPPLEMENTARY GEN.CONS SURG SUT,LAP,ROB
21933 | 4231220304100 | SUTURE POLYGLACTIN 910 ANTIBACTERIAL (COATED TRICLOSAN) MULTIFILAMENT ABSORBABLE SIZE 4/0 25-26 MM 1/2 CIRCLE TAPER POINT NEEDLE 70-75 CM VIOLET STERILE.. | SUPPLEMENTARY GEN.CONS SURG SUT,LAP,ROB
21934 | 4231220304200 | SUTURE POLYGLACTIN 910 ANTIBACTERIAL (COATED TRICLOSAN) MULTIFILAMENT ABSORBABLE SIZE 0 37 MM ( +/- 1 MM ) 1/2 CIRCLE TAPER POINT NEEDLE 90-95 CM VIOLET STERILE. | SUPPLEMENTARY GEN.CONS SURG SUT,LAP,ROB
21935 | 4231220304300 | SUTURE POLYGLACTIN 910 ANTIBACTERIAL (COATED TRICLOSAN) MULTIFILAMENT ABSORBABLE SIZE 1 25-26 MM 1/2 CIRCLE TAPER POINT NEEDLE 90-95 CM VIOLET STERILE.. | SUPPLEMENTARY GEN.CONS SURG SUT,LAP,ROB
21936 | 4231220304400 | SUTURE POLYGLACTIN 910 ANTIBACTERIAL (COATED TRICLOSAN) MULTIFILAMENT ABSORBABLE SIZE 1 48 MM ( +/- 1 MM ) 1/2 CIRCLE REVERSE CUTTING NEEDLE 90-95 CM VIOLET STERILE.. | SUPPLEMENTARY GEN.CONS SURG SUT,LAP,ROB
21937 | 4231220304600 | SUTURE POLYGLACTIN 910 ANTIBACTERIAL (COATED TRICLOSAN) MULTIFILAMENT ABSORBABLE SIZE 2/0 27-28 MM 5/8 CIRCLE TAPER POINT NEEDLE 70-75 CM VIOLET STERILE.. | SUPPLEMENTARY GEN.CONS SURG SUT,LAP,ROB
21938 | 4231220304700 | SUTURE POLYGLACTIN 910 ANTIBACTERIAL (COATED TRICLOSAN) MULTIFILAMENT ABSORBABLE SIZE 2/0 35 MM ( +/- 1 MM ) 1/2 CIRCLE TAPER POINT NEEDLE 90-95 CM VIOLET STERILE.. | SUPPLEMENTARY GEN.CONS SURG SUT,LAP,ROB
21939 | 4231220304800 | SUTURE POLYGLACTIN 910 ANTIBACTERIAL (COATED TRICLOSAN) MULTIFILAMENT ABSORBABLE SIZE 4/0 13-14 MM 3/8 CIRCLE REVERSE CUTTING NEEDLE 45-50 CM UNDYED STERILE.. | SUPPLEMENTARY GEN.CONS SURG SUT,LAP,ROB
21940 | 4231220304900 | SUTURE POLYGLACTIN 910 ANTIBACTERIAL (COATED TRICLOSAN) MULTIFILAMENT ABSORBABLE SIZE 5/0 17-18 MM 1/2 CIRCLE ROUND BODY NEEDLE 70-75 CM VIOLET STERILE.. | SUPPLEMENTARY GEN.CONS SURG SUT,LAP,ROB
21941 | 4231220305000 | SUTURE POLYGLACTIN 910 MULTIFILAMENT ABSORBABLE SIZE 5/0 19-20 MM 3/8 CIRCLE REVERSE CUTTING NEEDLE 45-50 CM UNDYED STERILE | SUPPLEMENTARY GEN.CONS SURG SUT,LAP,ROB
21942 | 4231220305100 | SUTURE POLYGLACTIN 910 MONOFILAMENT ABSORBABLE SIZE 9/0 3.8 MM 3/8 CIRCLE TAPER POINT NEEDLE 13 CM VIOLET STERILE.. | SUPPLEMENTARY GEN.CONS SURG SUT,LAP,ROB
21943 | 4231220305200 | SUTURE POLYGLACTIN 910 ANTIBACTERIAL (COATED TRICLOSAN) MULTIFILAMENT ABSORBABLE SIZE 0 25-26 MM 1/2 CIRCLE TAPER POINT NEEDLE 70-75 CM VIOLET STERILE.. | SUPPLEMENTARY GEN.CONS SURG SUT,LAP,ROB
21944 | 4231220305300 | SUTURE POLYGLACTIN 910 MULTIFILAMENT ABSORBABLE SIZE 5/0 17-18 MM 1/2 CIRCLE TAPER POINT NEEDLE 70-75 CM VIOLET STERILE | SUPPLEMENTARY GEN.CONS SURG SUT,LAP,ROB
21945 | 4231220305400 | SUTURE POLYGLACTIN 910 MULTIFILAMENT ABSORBABLE SIZE 0 NEEDLE FREE / 150 CM ( +/- 20 CM ) VIOLET STERILE.... | SUPPLEMENTARY GEN.CONS SURG SUT,LAP,ROB
21946 | 4231220305600 | SUTURE POLYGLACTIN 910 ANTIBACTERIAL (COATED TRICLOSAN) MULTIFILAMENT ABSORBABLE SIZE 0 31 MM ( +/- 1 MM) 1/2 CIRCLE ROUND BODY NEEDLE HEAVY WIRE 70-75 CM VIOLET STERILE.. | SUPPLEMENTARY GEN.CONS SURG SUT,LAP,ROB
21947 | 4231220305800 | SUTURE POLYGLACTIN 910 ANTIBACTERIAL (COATED TRICLOSAN) MULTIFILAMENT ABSORBABLE SIZE 2 45 MM ( +/- 1 MM) 1/2 CIRCLE ROUND BODY NEEDLE 70-75 CM VIOLET STERILE.. | SUPPLEMENTARY GEN.CONS SURG SUT,LAP,ROB
21948 | 4231220305900 | SUTURE POLYGLACTIN 910 ANTIBACTERIAL (COATED TRICLOSAN) MULTIFILAMENT ABSORBABLE SIZE 2/0 23-24 MM 3/8 CIRCLE REVERSE CUTTING NEEDLE 45-50 CM UNDYED STERILE.. | SUPPLEMENTARY GEN.CONS SURG SUT,LAP,ROB
21949 | 4231220306100 | SUTURE POLYGLACTIN 910 ANTIBACTERIAL (COATED TRICLOSAN) MULTIFILAMENT ABSORBABLE SIZE 4/0 15-16 MM 3/8 CIRCLE CUTTING NEEDLE 45-50 CM UNDYED STERILE.... | SUPPLEMENTARY GEN.CONS SURG SUT,LAP,ROB
21950 | 4231220306300 | SUTURE POLYGLACTIN 910 ANTIBACTERIAL (COATED TRICLOSAN) MULTIFILAMENT ABSORBABLE SIZE 5/0 13-14 MM 1/2 CIRCLE ROUND BODY NEEDLE 45-50 CM UNDYED STERILE. | SUPPLEMENTARY GEN.CONS SURG SUT,LAP,ROB
21951 | 4231220306500 | SUTURE POLYGLACTIN 910 MULTIFILAMENT ABSORBABLE SIZE 7/0 6.5 MM 3/8 CIRCLE SPATULATED NEEDLE 30 CM VIOLET STERILE | SUPPLEMENTARY GEN.CONS SURG SUT,LAP,ROB
21952 | 4231220306700 | SUTURE POLYGLACTIN 910 ANTIBACTERIAL (COATED TRICLOSAN) MULTIFILAMENT ABSORBABLE SIZE 0 31 MM ( +/- 1 MM ) 1/2 CIRCLE TAPER = CUT NEEDLE 70-75 CM VIOLET STERILE.... | SUPPLEMENTARY GEN.CONS SURG SUT,LAP,ROB
21953 | 4231220306800 | SUTURE POLYGLACTIN 910 ANTIBACTERIAL (COATED TRICLOSAN) MULTIFILAMENT ABSORBABLE SIZE 0 48 MM ( +/- 1 MM ) 1/2 CIRCLE TAPER POINT NEEDLE 90-95 CM VIOLET STERILE. | SUPPLEMENTARY GEN.CONS SURG SUT,LAP,ROB
21954 | 4231220306900 | SUTURE POLYGLACTIN 910 ANTIBACTERIAL (COATED TRICLOSAN) MULTIFILAMENT ABSORBABLE SIZE 1 40 MM ( +/- 1 MM ) 1/2 CIRCLE TAPER CUT NEEDLE 70-75 CM VIOLET STERILE. | SUPPLEMENTARY GEN.CONS SURG SUT,LAP,ROB
21955 | 4231220307000 | SUTURE POLYGLACTIN 910 ANTIBACTERIAL (COATED TRICLOSAN) MULTIFILAMENT ABSORBABLE SIZE 1 40 MM ( +/- 1 MM ) 1/2 CIRCLE REVERSE CUTTING NEEDLE 90-95 CM VIOLET STERILE.. | SUPPLEMENTARY GEN.CONS SURG SUT,LAP,ROB
21956 | 4231220307100 | SUTURE POLYGLACTIN 910 ANTIBACTERIAL (COATED TRICLOSAN) MULTIFILAMENT ABSORBABLE SIZE 2 48 MM ( +/- 1 MM) 1/2 CIRCLE TAPER POINT NEEDLE 90-95 CM VIOLET STERILE. | SUPPLEMENTARY GEN.CONS SURG SUT,LAP,ROB
21957 | 4231220307300 | SUTURE POLYGLACTIN 910 ANTIBACTERIAL (COATED TRICLOSAN) MULTIFILAMENT ABSORBABLE SIZE 3/0 23-24 MM 3/8 CIRCLE REVERSE CUTTING NEEDLE 70-75 CM VIOLET STERILE.. | SUPPLEMENTARY GEN.CONS SURG SUT,LAP,ROB
21958 | 4231220307400 | SUTURE POLYGLACTIN 910 ANTIBACTERIAL (COATED TRICLOSAN) MULTIFILAMENT ABSORBABLE SIZE 3/0 31 MM ( +/- 1 MM ) 1/2 CIRCLE TAPER POINT NEEDLE 70-75 CM VIOLET STERILE.. | SUPPLEMENTARY GEN.CONS SURG SUT,LAP,ROB
21959 | 4231220307500 | SUTURE POLYGLACTIN 910 MULTIFILAMENT ABSORBABLE SIZE 9/0 6.5 MM 3/8 CIRCLE SPATULATED DOUBLE ARM NEEDLE 30 CM VIOLET STERILE. | SUPPLEMENTARY GEN.CONS SURG SUT,LAP,ROB
21960 | 4231220307700 | SUTURE POLYGLACTIN 910 ANTIBACTERIAL (COATED TRICLOSAN) MULTIFILAMENT ABSORBABLE SIZE 4/0 13-14 MM 1/2 CIRCLE ROUND BODY NEEDLE 70-75 CM UNDYED STERILE.... | SUPPLEMENTARY GEN.CONS SURG SUT,LAP,ROB
21961 | 4231220307800 | SUTURE POLYGLACTIN 910 MULTIFILAMENT RAPID ABSORPTION SIZE 3/0 19-20 MM 3/8 CIRCLE REVERSE CUTTING NEEDLE 70-75 CM UNDYED STERILE.. | SUPPLEMENTARY GEN.CONS SURG SUT,LAP,ROB
21962 | 4231220307900 | SUTURE POLYDIOXANONE MONOFILAMENT ABSORBABLE SIZE 1 40 MM ( +/- 1 / MM) 1/2 CIRCLE TAPER POINT NEEDLE 90-95 CM VIOLET STERILE.... | SUPPLEMENTARY GEN.CONS SURG SUT,LAP,ROB
21963 | 4231220308200 | SUTURE KNOTLESS SPIRAL UNIDIRECTIONAL WITH FLEXIBLE LOOP POLIGLECAPRONE 25 ANTIBACTERIAL (COATED TRICLOSAN) MONOFILAMENT ABSORBABLE SIZE 3/0 19-20 MM 3/8 CIRCLE REVERSE CUTTING NEEDLE 45-50 CM UNDYED STERILE.. | SUPPLEMENTARY GEN.CONS SURG SUT,LAP,ROB
21964 | 4231220308300 | SUTURE KNOTLESS SPIRAL UNIDIRECTIONAL WITH FLEXIBLE LOOP POLYDIOXANONE ANTIBACTERIAL (COATED TRICLOSAN) MONOFILAMENT ABSORBABLE SIZE 1 48 MM ( +/- 1 MM ) 1/2 CIRCLE TAPER POINT ROUND BODY NEEDLE 70-75 CM VIOLET STERILE.. | SUPPLEMENTARY GEN.CONS SURG SUT,LAP,ROB
21965 | 4231220308400 | SUTURE KNOTLESS SYMMETRIC UNIDIRECTIONAL WITH FIXATION TAP POLYDIOXANONE ANTIBACTERIAL (COATED TRICLOSAN) MONOFILAMENT ABSORBABLE SIZE 1 40 MM ( +/- 1 MM ) 1/2 CIRCLE TAPER POINT ROUND BODY NEEDLE 60-65 CM VIOLET STERILE.. | SUPPLEMENTARY GEN.CONS SURG SUT,LAP,ROB
21966 | 4231220308500 | SUTURE KNOTLESS SYMMETRIC UNIDIRECTIONAL WITH FIXATION TAP POLYDIOXANONE ANTIBACTERIAL (COATED TRICLOSAN) MONOFILAMENT ABSORBABLE SIZE 1 48 MM ( +/- 1 MM ) 1/2 CIRCLE TAPER POINT NEEDLE 60-65 CM VIOLET STERILE.. | SUPPLEMENTARY GEN.CONS SURG SUT,LAP,ROB
21967 | 4231220308600 | SUTURE KNOTLESS SYMMETRIC UNIDIRECTIONAL WITH FIXATION TAP POLYDIOXANONE ANTIBACTERIAL (COATED TRICLOSAN) MONOFILAMENT ABSORBABLE SIZE 2/0 25-26 MM 1/2 CIRCLE TAPER POINT ROUND BODY NEEDLE 20-23 CM VIOLET STERILE.. | SUPPLEMENTARY GEN.CONS SURG SUT,LAP,ROB
21968 | 4231220308700 | SUTURE KNOTLESS SYMMETRIC UNIDIRECTIONAL WITH FIXATION TAP POLYDIOXANONE ANTIBACTERIAL (COATED TRICLOSAN) MONOFILAMENT ABSORBABLE SIZE 1 48 MM ( +/- 1 MM ) 1/2 CIRCLE TAPER POINT NEEDLE 30 CM VIOLET STERILE.. | SUPPLEMENTARY GEN.CONS SURG SUT,LAP,ROB
21969 | 4231220308800 | SUTURE KNOTLESS SYMMETRIC UNIDIRECTIONAL WITH FIXATION TAP POLYDIOXANONE ANTIBACTERIAL (COATED TRICLOSAN) MONOFILAMENT ABSORBABLE SIZE 0 36 MM ( +/- 1 MM ) 1/2 CIRCLE TAPER POINT NEEDLE 20-23 CM VIOLET STERILE.. | SUPPLEMENTARY GEN.CONS SURG SUT,LAP,ROB
21970 | 4231220308900 | SUTURE KNOTLESS SYMMETRIC UNIDIRECTIONAL WITH FIXATION TAP POLYDIOXANONE ANTIBACTERIAL (COATED TRICLOSAN) MONOFILAMENT ABSORBABLE SIZE 0 36 MM ( +/- 1 MM ) 1/2 CIRCLE TAPER POINT NEEDLE 45-50 CM VIOLET STERILE.. | SUPPLEMENTARY GEN.CONS SURG SUT,LAP,ROB
21971 | 4231220309000 | SUTURE KNOTLESS SPIRAL UNIDIRECTIONAL WITH FLEXIBLE LOOP POLIGLECAPRONE 25 ANTIBACTERIAL (COATED TRICLOSAN) MONOFILAMENT ABSORBABLE SIZE 2/0 25-26 MM 1/2 CIRCLE TAPER POINT NEEDLE 20-23 CM UNDYED STERILE.. | SUPPLEMENTARY GEN.CONS SURG SUT,LAP,ROB
21972 | 4231220309100 | SUTURE KNOTLESS SPIRAL UNIDIRECTIONAL WITH FLEXIBLE LOOP POLIGLECAPRONE 25 ANTIBACTERIAL (COATED TRICLOSAN) MONOFILAMENT ABSORBABLE SIZE 4/0 19-20 MM 3/8 CIRCLE REVERSE CUTTING NEEDLE 70-75 CM UNDYED STERILE.. | SUPPLEMENTARY GEN.CONS SURG SUT,LAP,ROB
21973 | 4231220309200 | SUTURE KNOTLESS SYMMETRIC UNIDIRECTIONAL WITH FIXATION TAP POLYDIOXANONE ANTIBACTERIAL (COATED TRICLOSAN) MONOFILAMENT ABSORBABLE SIZE 0 36 MM ( +/- 1 MM ) 1/2 CIRCLE TAPER POINT NEEDLE 60-65 CM VIOLET STERILE.. | SUPPLEMENTARY GEN.CONS SURG SUT,LAP,ROB
21974 | 4231220309300 | SUTURE KNOTLESS SYMMETRIC UNIDIRECTIONAL WITH FIXATION TAP POLYDIOXANONE ANTIBACTERIAL (COATED TRICLOSAN) MONOFILAMENT ABSORBABLE SIZE 1 36 MM ( +/- 1 MM ) 1/2 CIRCLE TAPER POINT NEEDLE 45-50 CM VIOLET STERILE.. | SUPPLEMENTARY GEN.CONS SURG SUT,LAP,ROB
21975 | 4231220309400 | SUTURE KNOTLESS SYMMETRIC UNIDIRECTIONAL WITH FIXATION TAP POLYDIOXANONE ANTIBACTERIAL (COATED TRICLOSAN) MONOFILAMENT ABSORBABLE SIZE 1 40 MM ( +/- 1 MM ) 1/2 CIRCLE TAPER POINT NEEDLE 45-50 CM VIOLET STERILE.. | SUPPLEMENTARY GEN.CONS SURG SUT,LAP,ROB
21976 | 4231220309500 | SUTURE KNOTLESS SYMMETRIC UNIDIRECTIONAL WITH FIXATION TAP POLYDIOXANONE ANTIBACTERIAL (COATED TRICLOSAN) MONOFILAMENT ABSORBABLE SIZE 1 48 MM ( +/- 1 MM ) 1/2 CIRCLE TAPER POINT NEEDLE 45-50 CM VIOLET STERILE.. | SUPPLEMENTARY GEN.CONS SURG SUT,LAP,ROB
21977 | 4231220309600 | SUTURE KNOTLESS SPIRAL UNIDIRECTIONAL WITH FLEXIBLE LOOP POLYDIOXANONE ANTIBACTERIAL (COATED TRICLOSAN) MONOFILAMENT ABSORBABLE SIZE 2/0 25-26 MM 1/2 CIRCLE TAPER POINT NEEDLE 15-17 CM VIOLET STERILE.. | SUPPLEMENTARY GEN.CONS SURG SUT,LAP,ROB
21978 | 4231220309700 | SUTURE KNOTLESS SYMMETRIC UNIDIRECTIONAL WITH FIXATION TAP POLYDIOXANONE ANTIBACTERIAL (COATED TRICLOSAN) MONOFILAMENT ABSORBABLE SIZE 2/0 36 MM ( +/- 1 MM ) 1/2 CIRCLE TAPER POINT NEEDLE 45-50 CM VIOLET STERILE.. | SUPPLEMENTARY GEN.CONS SURG SUT,LAP,ROB
21979 | 4231220309800 | SUTURE KNOTLESS SPIRAL UNIDIRECTIONAL WITH FLEXIBLE LOOP POLYDIOXANONE ANTIBACTERIAL (COATED TRICLOSAN) MONOFILAMENT ABSORBABLE SIZE 3/0 25-26 MM 1/2 CIRCLE TAPER POINT NEEDLE 15-17 CM VIOLET STERILE.. | SUPPLEMENTARY GEN.CONS SURG SUT,LAP,ROB
21980 | 4231220309900 | SUTURE SILK MULTIFILAMENT NON-ABSORBABLE SIZE 4/0 NEEDLE FREE 10 X 70-75 CM BLACK STERILE | SUPPLEMENTARY GEN.CONS SURG SUT,LAP,ROB
21981 | 4231220310200 | SUTURE POLYAMIDE MONOFILAMENT NON-ABSORBABLE SIZE 5/0 13-14 MM 3/8 CIRCLE CUTTING NEEDLE 45-50 CM BLACK STERILE | SUPPLEMENTARY GEN.CONS SURG SUT,LAP,ROB
21982 | 4231220310300 | SUTURE POLYAMIDE MONOFILAMENT NON-ABSORBABLE LOOP SIZE 0 40 MM ( +/- 1 MM ) 1/2 CIRCLE TAPER POINT HEAVY NEEDLE 150 CM ( +/- 20 CM ) STERILE.. | SUPPLEMENTARY GEN.CONS SURG SUT,LAP,ROB
21983 | 4231220310400 | SUTURE POLYAMIDE MONOFILAMENT NON-ABSORBABLE SIZE 1 48 MM ( +/- 1 MM ) 1/2 CIRCLE REVERSE CUTTING NEEDLE 100 CM BLACK STERILE.. | SUPPLEMENTARY GEN.CONS SURG SUT,LAP,ROB
21984 | 4231220310500 | SUTURE POLYAMIDE MONOFILAMENT NON-ABSORBABLE SIZE 10/0 5 MM 1/2 CIRCLE ROUND BODY NEEDLE 13 CM BLACK STERILE | SUPPLEMENTARY GEN.CONS SURG SUT,LAP,ROB
21985 | 4231220310600 | SUTURE POLYAMIDE MONOFILAMENT NON-ABSORBABLE SIZE 10/0 5 MM 1/2 CIRCLE SPATULA DOUBLE ARM NEEDLE 30 CM BLACK STERILE. | SUPPLEMENTARY GEN.CONS SURG SUT,LAP,ROB
21986 | 4231220310700 | SUTURE POLYAMIDE MONOFILAMENT NON-ABSORBABLE SIZE 2/0 45 MM ( +/- 1 MM ) 3/8 CIRCLE CUTTING NEEDLE 100 CM BLACK STERILE | SUPPLEMENTARY GEN.CONS SURG SUT,LAP,ROB
21987 | 4231220310800 | SUTURE POLYAMIDE MONOFILAMENT NON-ABSORBABLE SIZE 5/0 8 MM 1/4 CIRCLE SPATULATED DOUBLE ARM NEEDLE 45-50 CM BLACK STERILE | SUPPLEMENTARY GEN.CONS SURG SUT,LAP,ROB
21988 | 4231220310900 | SUTURE POLYAMIDE MONOFILAMENT NON-ABSORBABLE SIZE 9/0 3.8 MM 3/8 CIRCLE ROUND BODY NEEDLE 13 CM BLACK STERILE | SUPPLEMENTARY GEN.CONS SURG SUT,LAP,ROB
21989 | 4231220311000 | SUTURE POLYAMIDE MONOFILAMENT NON-ABSORBABLE SIZE 9/0 6 MM 3/8 / CIRCLE ROUND BODY NEEDLE 10-15 CM STERILE.... | SUPPLEMENTARY GEN.CONS SURG SUT,LAP,ROB
21990 | 4231220311100 | SUTURE POLYAMIDE MONOFILAMENT NON-ABSORBABLE SIZE 0 90 MM ( +/- 2 MM ) 3/8 CIRCLE CUTTING NEEDLE 100 CM BLUE STERILE | SUPPLEMENTARY GEN.CONS SURG SUT,LAP,ROB
21991 | 4231220311200 | SUTURE POLYAMIDE MONOFILAMENT NON-ABSORBABLE SIZE 11/0 3.8 MM 3/8 CIRCLE TAPER POINT NEEDLE 13 CM BLACK STERILE.. | SUPPLEMENTARY GEN.CONS SURG SUT,LAP,ROB
21992 | 4231220311400 | SUTURE POLYAMIDE MONOFILAMENT NON-ABSORBABLE SIZE 2/0 31 MM ( +/- 1 MM ) 1/2 CIRCLE ROUND BODY 100 CM BLACK STERILE | SUPPLEMENTARY GEN.CONS SURG SUT,LAP,ROB
21993 | 4231220311500 | SUTURE POLYAMIDE MONOFILAMENT NON-ABSORBABLE SIZE 6/0 13-14 MM 3/8 CIRCLE REVERSE CUTTING NEEDLE 45-50 CM BLUE STERILE | SUPPLEMENTARY GEN.CONS SURG SUT,LAP,ROB
21994 | 4231220311600 | SUTURE POLYAMIDE MONOFILAMENT NON-ABSORBABLE SIZE 8/0 5 MM 3/8 CIRCLE TAPER POINT NEEDLE 13 CM BLACK STERILE | SUPPLEMENTARY GEN.CONS SURG SUT,LAP,ROB
21995 | 4231220311700 | SUTURE POLYAMIDE MONOFILAMENT NON-ABSORBABLE SIZE 10/0 6.5 MM 3/8 CIRCLE SPATULATED DOUBLE ARM NEEDLE 30 CM BLACK STERILE | SUPPLEMENTARY GEN.CONS SURG SUT,LAP,ROB
21996 | 4231220311800 | SUTURE POLYAMIDE MONOFILAMENT NON-ABSORBABLE LOOP SIZE 0 30 MM ( +/- 1 MM ) 1/2 CIRCLE ROUND BODY NEEDLE 150 CM ( +/- 20 CM ) BLACK STERILE.. | SUPPLEMENTARY GEN.CONS SURG SUT,LAP,ROB
21997 | 4231220312100 | SUTURE POLYESTER MULTIFILAMENT NON-ABSORBABLE SIZE 4/0 8 MM 1/4 CIRCLE SPATULATED DOUBLE ARM NEEDLE 45-50 CM WHITE STERILE. | SUPPLEMENTARY GEN.CONS SURG SUT,LAP,ROB
21998 | 4231220312200 | SUTURE POLYPROPYLENE MONOFILAMENT NON-ABSORBABLE SIZE 0 35 MM ( +/- 1 MM ) 1/2 CIRCLE TAPER CUT NEEDLE 100 CM BLUE STERILE | SUPPLEMENTARY GEN.CONS SURG SUT,LAP,ROB
21999 | 4231220312400 | SUTURE POLYPROPYLENE MONOFILAMENT NON-ABSORBABLE SIZE 1 90 MM ( +/- 2 MM ) 3/8 CIRCLE CUTTING NEEDLE 45-50 CM WITH 40 MM RETENTION TUBE BLUE STERILE.... | SUPPLEMENTARY GEN.CONS SURG SUT,LAP,ROB
22000 | 4231220312500 | SUTURE POLYPROPYLENE MONOFILAMENT NON-ABSORBABLE SIZE 10/0 15-16 MM STRAIGHT ROUND BODY DOUBLE ARM NEEDLE 20-23 CM BLUE STERILE.. | SUPPLEMENTARY GEN.CONS SURG SUT,LAP,ROB
22001 | 4231220312700 | SUTURE POLYPROPYLENE MONOFILAMENT NON-ABSORBABLE SIZE 10/0 5.5 MM 1/2 CIRCLE AND 13 MM 1/4 CIRCLE SPATULATED DOUBLE ARM NEEDLE 10 CM BLUE STERILE.. | SUPPLEMENTARY GEN.CONS SURG SUT,LAP,ROB
22002 | 4231220312800 | SUTURE POLYPROPYLENE MONOFILAMENT NON-ABSORBABLE SIZE 5/0 17-18 MM 1/2 CIRCLE TAPER POINT DOUBLE ARM NEEDLE 90-95 CM BLUE STERILE | SUPPLEMENTARY GEN.CONS SURG SUT,LAP,ROB
22003 | 4231220312900 | SUTURE POLYPROPYLENE MONOFILAMENT NON-ABSORBABLE SIZE 5/0 10 MM 1/2 CIRCLE ROUND BODY NEEDLE 60-65 CM BLUE STERILE.. | SUPPLEMENTARY GEN.CONS SURG SUT,LAP,ROB
22004 | 4231220313000 | SUTURE POLYPROPYLENE MONOFILAMENT NON-ABSORBABLE SIZE 6/0 13-14 MM 3/8 CIRCLE CUTTING NEEDLE 45-50 CM BLUE STERILE.. | SUPPLEMENTARY GEN.CONS SURG SUT,LAP,ROB
22005 | 4231220313100 | SUTURE POLYPROPYLENE MONOFILAMENT NON-ABSORBABLE SIZE 6/0 13-14 MM 1/2 CIRCLE TUNGSTEN-RHENIUM ALLOY TAPER POINT DOUBLE ARM NEEDLE 70-75 CM BLUE STERILE.. | SUPPLEMENTARY GEN.CONS SURG SUT,LAP,ROB
22006 | 4231220313200 | SUTURE POLYPROPYLENE MONOFILAMENT NON-ABSORBABLE SIZE 8/0 6 MM 3/8 CIRCLE TAPER POINT DOUBLE ARM NEEDLE 60-65 CM BLUE STERILE.. | SUPPLEMENTARY GEN.CONS SURG SUT,LAP,ROB
22007 | 4231220313400 | SUTURE POLYPROPYLENE MONOFILAMENT NON-ABSORBABLE SIZE 5/0 9.3 MM 3/8 CIRCLE TUNGSTEN-RHENIUM ALLOY TAPER POINT DOUBLE ARM NEEDLE 60-65 CM BLUE STERILE.. | SUPPLEMENTARY GEN.CONS SURG SUT,LAP,ROB
22008 | 4231220313700 | SUTURE SILK MULTIFILAMENT NON-ABSORBABLE SIZE 4/0 25-26 MM 3/8 CIRCLE REVERSE CUTTING NEEDLE 45-50 CM BLACK STERILE | SUPPLEMENTARY GEN.CONS SURG SUT,LAP,ROB
22009 | 4231220313800 | SUTURE SILK MULTIFILAMENT NON-ABSORBABLE SIZE 0 45 MM ( +/- 1 MM ) 3/8 CIRCLE REVERSE CUTTING NEEDLE 70-75 CM BLACK STERILE | SUPPLEMENTARY GEN.CONS SURG SUT,LAP,ROB
22010 | 4231220313900 | SUTURE SILK MULTIFILAMENT NON-ABSORBABLE SIZE 0 48 MM ( +/- 1 MM ) 1/2 CIRCLE CUTTING NEEDLE 70-75 CM BLACK STERILE | SUPPLEMENTARY GEN.CONS SURG SUT,LAP,ROB
22011 | 4231220314000 | SUTURE SILK MULTIFILAMENT NON-ABSORBABLE SIZE 0 25-26 MM 1/2 CIRCLE TAPER POINT NEEDLE 70-75 CM BLACK STERILE | SUPPLEMENTARY GEN.CONS SURG SUT,LAP,ROB
22012 | 4231220314100 | SUTURE SILK MULTIFILAMENT NON-ABSORBABLE SIZE 0 NEEDLE FREE 10 X 70-75 CM BLACK STERILE | SUPPLEMENTARY GEN.CONS SURG SUT,LAP,ROB
22013 | 4231220314200 | SUTURE SILK MULTIFILAMENT NON-ABSORBABLE SIZE 1 25-26 MM 1/2 CIRCLE ROUND BODY NEEDLE 70-75 CM BLACK STERILE.. | SUPPLEMENTARY GEN.CONS SURG SUT,LAP,ROB
22014 | 4231220314300 | SUTURE SILK MULTIFILAMENT NON-ABSORBABLE SIZE 1 60 MM ( +/- 2 MM ) 3/8 CIRCLE CUTTING NEEDLE 70-75 CM BLACK STERILE | SUPPLEMENTARY GEN.CONS SURG SUT,LAP,ROB
22015 | 4231220314400 | SUTURE SILK MULTIFILAMENT NON-ABSORBABLE SIZE 1 NEEDLE FREE 10 X 70-75 CM BLACK STERILE. | SUPPLEMENTARY GEN.CONS SURG SUT,LAP,ROB
22016 | 4231220314600 | SUTURE SILK MULTIFILAMENT NON-ABSORBABLE SIZE 2/0 37 MM ( +/- 1 MM ) 1/2 CIRCLE TAPER POINT NEEDLE 70-75 CM BLACK STERILE.. | SUPPLEMENTARY GEN.CONS SURG SUT,LAP,ROB
22017 | 4231220314700 | SUTURE SILK MULTIFILAMENT NON-ABSORBABLE SIZE 2/0 21-22 MM 1/2 CIRCLE CUTTING NEEDLE 45-50 CM BLACK STERILE | SUPPLEMENTARY GEN.CONS SURG SUT,LAP,ROB
22018 | 4231220314800 | SUTURE SILK MULTIFILAMENT NON-ABSORBABLE SIZE 2/0 30 MM ( +/- 1 MM ) 1/2 CIRCLE ROUND BODY NEEDLE 70-75 CM BLACK STERILE.. | SUPPLEMENTARY GEN.CONS SURG SUT,LAP,ROB
22019 | 4231220314900 | SUTURE SILK MULTIFILAMENT NON-ABSORBABLE SIZE 2/0 NEEDLE FREE 13 X 60-65 CM BLACK STERILE.. | SUPPLEMENTARY GEN.CONS SURG SUT,LAP,ROB
22020 | 4231220315000 | SUTURE SILK MULTIFILAMENT NON-ABSORBABLE SIZE 2/0 NEEDLE FREE 10 X 70-75 CM BLACK STERILE.. | SUPPLEMENTARY GEN.CONS SURG SUT,LAP,ROB
22021 | 4231220315100 | SUTURE SILK MULTIFILAMENT NON-ABSORBABLE SIZE 2/0 19-20 MM 1/2 CIRCLE TAPER POINT NEEDLE 70-75 CM BLACK STERILE.. | SUPPLEMENTARY GEN.CONS SURG SUT,LAP,ROB
22022 | 4231220315200 | SUTURE SILK MULTIFILAMENT NON-ABSORBABLE SIZE 3/0 19-20 MM 3/8 CIRCLE ROUND BODY NEEDLE 70-75 CM BLACK STERILE | SUPPLEMENTARY GEN.CONS SURG SUT,LAP,ROB
22023 | 4231220315300 | SUTURE SILK MULTIFILAMENT NON-ABSORBABLE SIZE 3/0 NEEDLE FREE 10 X 70-75 CM BLACK STERILE.. | SUPPLEMENTARY GEN.CONS SURG SUT,LAP,ROB
22024 | 4231220315400 | SUTURE SILK MULTIFILAMENT NON-ABSORBABLE SIZE 4/0 13-14 MM 1/2 CIRCLE TAPER POINT DETACH NEEDLE 5 X 45-50 CM BLACK STERILE.. | SUPPLEMENTARY GEN.CONS SURG SUT,LAP,ROB
22025 | 4231220315500 | SUTURE SILK MULTIFILAMENT NON-ABSORBABLE SIZE 3/0 36 MM ( +/- 1 MM ) 3/8 CIRCLE REVERSE CUTTING NEEDLE 70-75 CM BLACK STERILE.. | SUPPLEMENTARY GEN.CONS SURG SUT,LAP,ROB
22026 | 4231220315600 | SUTURE SILK MULTIFILAMENT NON-ABSORBABLE SIZE 4/0 19-20 MM 3/8 CIRCLE REVERSE CUTTING NEEDLE 45-50 CM BLACK STERILE | SUPPLEMENTARY GEN.CONS SURG SUT,LAP,ROB
22027 | 4231220315700 | SUTURE SILK MULTIFILAMENT NON-ABSORBABLE SIZE 4/0 25-26 MM 1/2 CIRCLE TAPER POINT DETACH NEEDLE 5 X 45-50 CM BLACK STERILE.. | SUPPLEMENTARY GEN.CONS SURG SUT,LAP,ROB
22028 | 4231220315800 | SUTURE SILK MULTIFILAMENT NON-ABSORBABLE SIZE 5/0 11-12 MM 3/8 CIRCLE TAPER POINT NEEDLE 70-75 CM BLACK STERILE | SUPPLEMENTARY GEN.CONS SURG SUT,LAP,ROB
22029 | 4231220315900 | SUTURE SILK MULTIFILAMENT NON-ABSORBABLE SIZE 6/0 8 MM 1/4 CIRCLE SPATULATED DOUBLE ARM NEEDLE 45-50 CM BLACK STERILE | SUPPLEMENTARY GEN.CONS SURG SUT,LAP,ROB
22030 | 4231220316100 | SUTURE POLYESTER COATED SILICON OR POLYBUTILATE MULTIFILAMENT NON-ABSORBABLE SIZE 3/0 23-24 MM 3/8 CIRCLE REVERSE CUTTING NEEDLE 45-50 CM GREEN STERILE | SUPPLEMENTARY GEN.CONS SURG SUT,LAP,ROB
22031 | 4231220316200 | SUTURE POLYESTER COATED SILICON OR POLYBUTILATE MULTIFILAMENT NON-ABSORBABLE SIZE 3/0 60 MM ( +/- 2 MM ) STRAIGHT CUTTING NEEDLE 70-75 CM GREEN STERILE | SUPPLEMENTARY GEN.CONS SURG SUT,LAP,ROB
22032 | 4231220316300 | SUTURE POLYESTER COATED SILICON OR POLYBUTILATE MULTIFILAMENT NON-ABSORBABLE SIZE 5 55 MM ( +/- 2 MM ) 1/2 CIRCLE TAPER CUT HEAVY NEEDLE 4 X 70-75 CM GREEN STERILE | SUPPLEMENTARY GEN.CONS SURG SUT,LAP,ROB
22033 | 4231220316500 | SUTURE POLYESTER COATED SILICON OR POLYBUTILATE MULTIFILAMENT NON-ABSORBABLE SIZE 2 27-28 MM 1/2 CIRCLE ROUND BODY NEEDLE 4 X 70-75 CM 2 GREEN OR BLUE 2 WHITE STERILE.. | SUPPLEMENTARY GEN.CONS SURG SUT,LAP,ROB
22034 | 4231220316600 | SUTURE PTFE MONOFILAMENT NON-ABSORBABLE SIZE 2/0 25-26 MM 1/2 CIRCLE TAPER POINT DOUBLE ARM NEEDLE 90-95 CM WHITE STERILE.. | SUPPLEMENTARY GEN.CONS SURG SUT,LAP,ROB
22035 | 4231220316700 | SUTURE, POLYPROPYLENE, MONOFILAMENT, NON-ABSORBABLE, SIZE 9/0, 6.5 MM, 3/8 CIRCLE, SPATULATED NEEDLE, 20-23 CM, BLUE, STERILE | SUPPLEMENTARY GEN.CONS SURG SUT,LAP,ROB
22036 | 4231220316800 | SUTURE PTFE MONOFILAMENT NON-ABSORBABLE SIZE 3/0 25-26 MM 1/2 CIRCLE TAPER POINT DOUBLE ARM NEEDLE 90-95 CM WHITE STERILE.. | SUPPLEMENTARY GEN.CONS SURG SUT,LAP,ROB
22037 | 4231220316900 | SUTURE PTFE MONOFILAMENT NON-ABSORBABLE SIZE 4/0 13-14 MM 3/8 CIRCLE TAPER POINT DOUBLE ARM NEEDLE 60-65 CM WHITE STERILE.. | SUPPLEMENTARY GEN.CONS SURG SUT,LAP,ROB
22038 | 4231220317000 | SUTURE PTFE MONOFILAMENT NON-ABSORBABLE SIZE 5/0 11-12 MM 3/8 CIRCLE TAPER POINT DOUBLE ARM NEEDLE 60-65 CM WHITE STERILE.... | SUPPLEMENTARY GEN.CONS SURG SUT,LAP,ROB
22039 | 4231220317100 | SUTURE POLYGLYCONATE OR POLYGLECAPRONE UNIDIRECTIONAL LOOP LOCK MONOFILAMENT ABSORBABLE SIZE 2/0 23-24 MM 3/8 CIRCLE REVERSE CUTTING NEEDLE 30 CM UNDYED STERILE.. | SUPPLEMENTARY GEN.CONS SURG SUT,LAP,ROB
22040 | 4231220317200 | SUTURE STERNAL WIRES STAINLESS STEEL MONOFILAMENT NON-ABSORBABLE SIZE 2 48 MM ( +/- 1 MM ) 1/2 CIRCLE REVERSE CUTTING NEEDLE 2 X 45-50 CM STERILE. | SUPPLEMENTARY GEN.CONS SURG SUT,LAP,ROB
22041 | 4231220317600 | SUTURE POLYGLACTIN 910 MULTIFILAMENT ABSORBABLE SIZE 0 37 MM ( +/- 1 MM ) 1/2 CIRCLE TAPER POINT NEEDLE 70-75 CM UNDYED STERILE | SUPPLEMENTARY GEN.CONS SURG SUT,LAP,ROB
22042 | 4231220317700 | SUTURE KNOTLESS SPIRAL UNIDIRECTIONAL WITH FLEXIBLE LOOP POLIGLECAPRONE 25 ANTIBACTERIAL (COATED TRICLOSAN) MONOFILAMENT ABSORBABLE SIZE 3/0 25-26 MM 3/8 CIRCLE REVERSE CUTTING NEEDLE 45-50 CM UNDYED STERILE.. | SUPPLEMENTARY GEN.CONS SURG SUT,LAP,ROB
22043 | 4231220317800 | SUTURE POLYGLACTIN 910 MULTIFILAMENT ABSORBABLE SIZE 4/0 19-20 MM 3/8 CIRCLE REVERSE CUTTING NEEDLE 45-50 CM UNDYED STERILE.. | SUPPLEMENTARY GEN.CONS SURG SUT,LAP,ROB
22044 | 4231220317900 | SUTURE KNOTLESS SPIRAL UNIDIRECTIONAL WITH FLEXIBLE LOOP POLIGLECAPRONE 25 ANTIBACTERIAL (COATED TRICLOSAN) MONOFILAMENT ABSORBABLE SIZE 3/0 23-24 MM 3/8 CIRCLE REVERSE CUTTING NEEDLE 45-50 CM UNDYED STERILE.. | SUPPLEMENTARY GEN.CONS SURG SUT,LAP,ROB
22045 | 4231220319200 | SUTURE, POLYPROPYLENE, MONOFILAMENT, NON-ABSORBABLE, SIZE 9/0, 5 MM, 3/8 CIRCLE, TAPER POINT DOUBLE ARM NEEDLE, 40-45 CM, BLUE, STERILE | OBESITY/ENDOSCOPIC SURGERY/SUTURING & ROBOTIC SURGERY
22046 | 4231220319600 | SUTURE, POLYGLACTIN 910, MULTIFILAMENT, ABSORBABLE, SIZE 6/0, 13-14 MM, 3/8 CIRCLE, MULTIPASS CUTTING NEEDLE, 45-50 CM, UNDYED, STER ILE | OBESITY/ENDOSCOPIC SURGERY/SUTURING & ROBOTIC SURGERY
22047 | 4231220402300 | SUTURE, SILK, MULTIFILAMENT, NON-ABSORBABLE, SIZE 4, NEEDLE FREE, 180 CM ( +/- 10 CM ), BLACK, STERILE | OBESITY/ENDOSCOPIC SURGERY/SUTURING & ROBOTIC SURGERY
22048 | 4231220402400 | SUTURE, POLYGLACTIN 910, MULTIFILAMENT, ABSORBABLE, SIZE 1, 40 MM ( +/- 1 MM ), 1/2 CIRCLE, ROUND BODY NEEDLE, 70-75 CM, VIOLET, STERILE | OBESITY/ENDOSCOPIC SURGERY/SUTURING & ROBOTIC SURGERY
22049 | 4231220600700 | SUTURE POLYGLACTIN 910 MULTIFILAMENT ABSORBABLE SIZE 5/0 8 MM 1/4 CIRCLE SPATULATED DOUBLE ARM NEEDLE 45-50 CM VIOLET STERILE. | SUPPLEMENTARY GEN.CONS SURG SUT,LAP,ROB
22050 | 4231220700500 | SET SUTURING HOLDER NEEDLES 5.5 INCH FORCEPS PLAIN 5 INCH FORCEPS ADSON 5 INCH POUCH STERILIZATION 100 X 300 MM SCISSORS SUTURE REMOVING 5.50 INCH 10 SWAB GAUZE 10 X 10 CM 10 COTTON WOOL 1 SHEET UTILITY 45 X 75 CM 2 PAPER HAND TOWEL BAG PLASTIC SMALL DISPOSABLE STERILE. | SUPPLEMENTARY GEN.SUPPLIES NURS,BURN
22051 | 4231220700600 | TRAY THORACENTESIS KIT WITH CATHETER 8 FR STERILE.. | SUPPLEMENTARY GENERAL CONSUMABLES
22052 | 4231220700800 | FLUID MANAGEMENT SYSTEM INFLOW TUBE SET.... | SUPPLEMENTARY GEN.CONS SURG SUT,LAP,ROB
22053 | 4231220701100 | SUTURE PTFE MONOFILAMENT NON-ABSORBABLE SIZE 4/0 13-14 MM 1/2 CIRCLE TAPER POINT DOUBLE ARM NEEDLE 60-65 CM WHITE STERILE.. | SUPPLEMENTARY GEN.CONS SURG SUT,LAP,ROB
22054 | 4231220701200 | SUTURE PTFE MONOFILAMENT NON-ABSORBABLE SIZE 6/0 13-14 MM 1/2 / CIRCLE TAPER POINT DOUBLE ARM NEEDLE 75-80 CM WHITE STERILE.... | SUPPLEMENTARY GEN.CONS SURG SUT,LAP,ROB
22055 | 4231220701400 | SET SUTURE REMOVAL CONSISTS OF: 1 PLASTIC FORCEP 1 STITCH SCISSORS 3 SWAB GAUZE 5 X 5 CM DISPOSABLE STERILE.. | SUPPLEMENTARY GEN.SUPPLIES NURS,BURN
22056 | 4231221000000 | MARKER, SURGICAL, ULTRA FINE TIP, INDIVIDUALLY PACKAGED WITH 1 WATERPROOF RULER FOR OPHTHALMIC SURGERY, STERILE | OPHTHALMOLOGY SUPPLIES SUPPLEMENTARY
22057 | 4231221100500 | SUTURE POLYPROPYLENE MONOFILAMENT NON-ABSORBABLE 1 TO 1 RATIO SIZE 3/0 25-26 MM 1/2 CIRCLE TAPER POINT DOUBLE ARM NEEDLE 90-95 CM BLUE STERILE.. | SUPPLEMENTARY GEN.CONS SURG SUT,LAP,ROB
22058 | 4231221100800 | SUTURE POLYPROPYLENE MONOFILAMENT NON-ABSORBABLE SIZE 5/0 13-14 MM 1/2 CIRCLE ROUND BODY DOUBLE ARM NEEDLE WITH PTFE PLEDGET 6 X 3 70-75 CM BLUE STERILE (1 EACH = 1 DOZEN).... | SUPPLEMENTARY GEN.CONS SURG SUT,LAP,ROB
22059 | 4231221101300 | SUTURE POLYPROPYLENE MONOFILAMENT NON-ABSORBABLE SIZE 4/0 19-20 MM 1/2 CIRCLE ROUND BODY NEEDLE 70-75 CM BLUE STERILE. | SUPPLEMENTARY GEN.CONS SURG SUT,LAP,ROB
22060 | 4231221101400 | SUTURE KNOTLESS SPIRAL UNIDIRECTIONAL WITH FLEXIBLE LOOP POLIGLECAPRONE 25 ANTIBACTERIAL (COATED TRICLOSAN) MONOFILAMENT ABS = ORBABLE SIZE 2/0 25-26 MM 1/2 CIRCLE ROUND 30 CM UNDYED STERILE.... | SUPPLEMENTARY GEN.CONS SURG SUT,LAP,ROB
22061 | 4231221101500 | SUTURE KNOTLESS SPIRAL BIDIRECTIONAL POLIGLECAPRONE 25 MONOFILAMENT ABSORBABLE SIZE 0 36 MM ( +/- 1 MM ) 1/2 CIRCLE ROUND BODY DOUBLE ARM NEEDLE 14 X 14 CM ( +/- 2 CM ) STERILE.... | SUPPLEMENTARY GEN.CONS SURG SUT,LAP,ROB
22062 | 4231230000200 | LIQUID SKIN SOAP, NO RINSE, FOAMING BODY WASH, GENTLE CLEANSER, HYPOALLERGENIC, CONTAIN OCTENIDINE HCL, FOR EB PATIENTS. | GENERAL MEDICAL CONSUMABLES
22063 | 4231230600100 | DRESSING, POLYESTER FIBRE COMPOSITE, FOR SOFT MECHANICAL DEBRIDEMENT, SIZE 10 X 10 CM (+\-3), DISPOSABLE, STERILE, (WOUND AND OSTOMY CARE) | SUPPLEMENTARY GEN.SUPPLIES NURS,BURN
22064 | 4231230700200 | HYDROSURGICAL RESECTION DEBRIDEMENT UNIT WITH ALL NECESSARY ACCESSORIES AND STERILIZATION CASE | ORTHOPEDIC & SPINAL SUPPLIES
22065 | 4231230700300 | SHARP HYDROSURGICAL HANDPIECE ASSORTED SHAPE AND SIZE S, ORTHOPEDIC | ORTHOPEDIC & SPINAL SUPPLIES
22066 | 4231230700400 | SOFT HYDROSURGICAL HANDPIECE ASSORTED SHAPES AND SIZE S INCLUDING TUBING SET, ORTHOPEDIC | ORTHOPEDIC & SPINAL SUPPLIES
22067 | 4231231000100 | TAPE ADHESIVES REMOVER SPRAY | STERILIZATION SUPPLIES (CSSD) CONSUMABLE
22068 | 4231231100000 | WOUND SPRAY HIGHLY PURIFIED 10% CARBAMYLATED HEMOGLOBIN FOR OXYGENATION SPRAY 10-15ML (WOUND AND OSTOMY CARE). | SUPPLEMENTARY GEN.SUPPLIES NURS,BURN
22069 | 4231231300400 | SOLUTION CONTAINS OCTENIDINE DIHYDROCHLORIDE HCL 0.1% 50ML SPRAY (WOUND AND OSTOMY CARE). | SUPPLEMENTARY GEN.SUPPLIES NURS,BURN
22070 | 4231231300500 | WOUND GEL CONTAINS OCTENIDINE DIHYDROCHLORIDE HCL 0.1% FOR COVERING MOISTENING AND CLEANSING OF ENCRUSTED CONTAMINATED AND CHRONIC WOUNDS AS WELL AS BURN WOUNDS 20ML STERILE (WOUND AND OSTOMY CARE). | SUPPLEMENTARY GEN.SUPPLIES NURS,BURN
22071 | 4231231300700 | IRRIGATION CONTAINS OCTENIDINE DIHYDROCHLORIDE HCL 0.1% 350ML STERILE (WOUND AND OSTOMY CARE). | SUPPLEMENTARY GEN.SUPPLIES NURS,BURN
22072 | 4231231300900 | WOUND IRRIGATION SOLUTION HYPOCHLOROUS ACID SOLUTION CONCENTRATION 0.033% DOES NOT CONTAIN SODIUM HYPOCHLORITE 400-500 ML ( WOUND AND OSTOMY CARE ).. | SUPPLEMENTARY GEN.SUPPLIES NURS,BURN
22073 | 4231240100000 | DRESSING SOFT CALCIUM-SODIUM ALGINATE FIBER WITHOUT SILVER HIGHLY ABSORBENT CONTROL MINOR BLEEDING SIZE 15 X 25 CM (+/- 5 CM) STERILE (WOUND AND OSTOMY CARE).. | SUPPLEMENTARY GEN.SUPPLIES NURS,BURN
22074 | 4231240100100 | DRESSING SOFT CALCIUM-SODIUM ALGINATE FIBER WITHOUT SILVER HIGHLY ABSORBENT CONTROL MINOR BLEEDING SIZE 5 X 5 CM (+/- 2 CM) STERILE (WOUND AND OSTOMY CARE).. | SUPPLEMENTARY GEN.SUPPLIES NURS,BURN
22075 | 4231240202000 | SPLINT, INTRANASAL, CHITOSAN, HEMOSTAT DRESSING, 1.5 X 5.1 CM, OR EQUIVALENT | EAR, NOSE & THROAT SUPPLIES (ENT)
22076 | 4231240202100 | SPLINT, INTRANASAL, CHITOSAN, HEMOSTAT DRESSING, 1.8 X 8 CM, OR EQUIVALENT | EAR, NOSE & THROAT SUPPLIES (ENT)
22077 | 4231240202500 | SPLINT EXTERNAL THERMA SPLINT ASSORTED SIZES | EAR, NOSE & THROAT SUPPLIES (ENT)
22078 | 4231240202600 | SPLINT, EXTERNAL NASAL, ASSORTED SIZES | EAR, NOSE & THROAT SUPPLIES (ENT)
22079 | 4231240202800 | SPLINT, INTRANASAL WITHOUT AIRWAY, CAN BE SUTURED | EAR, NOSE & THROAT SUPPLIES (ENT)
22080 | 4231240300000 | DRESSING NYLON CLOTH PURE METALLIC SILVER AND 0.9% SILVER OXIDE TO BE USED FOR 7 DAYS SIZE 26 X 25.5 INCH (+/- 2 INCH) DISPOSABLE STERILE (WOUND AND OSTOMY CARE). | SUPPLEMENTARY GEN.SUPPLIES NURS,BURN
22081 | 4231240300100 | DRESSING NYLON CLOTH PURE METALLIC SILVER AND 0.9% SILVER OXIDE TO BE USED FOR 7 DAYS SIZE 1 X 12 INCH DISPOSABLE STERILE (WOUND AND OSTOMY CARE). | SUPPLEMENTARY GEN.SUPPLIES NURS,BURN
22082 | 4231240300200 | DRESSING NYLON CLOTH PURE METALLIC SILVER AND 0.9% SILVER OXIDE TO BE USED FOR 7 DAYS SIZE 6 X 108 INCH (+/- 2 INCH) DISPOSABLE STERILE (WOUND AND OSTOMY CARE). | SUPPLEMENTARY GEN.SUPPLIES NURS,BURN
22083 | 4231240301000 | PACK SURGICAL PLAIN 2 INCH X 5 YD RADIOPAQUE STERILE (WOUND AND OSTOMY CARE) | GENERAL MEDICAL CONSUMABLES
22084 | 4231240500200 | GAUZE, SWAB, (100% COTTON), 16 PLY, WHITE, FOLDED EDGES, NOT LESS THAN 15 THREADS/CM2, BLEACHED, DOUBLE WRAPPED, SIZE: 10 X 10 CM, PACKING 2 PIECES/PACK, DISPOSABLE, STERILE | SUPPLEMENTARY GEN.SUPPLIES NURS,BURN
22085 | 4231240500300 | GAUZE SWAB (100% COTTON) 16 PLY X - RAY DETECTABLE WHITE FOLDED EDGES AND STITCHES TO ALL SIDES NOT LESS THAN 15 THREADS/CM2 BLEACHED DOUBLE WRAPPED SIZE: 10 X 10 CM PACKING: 5 PIECES/PACK DISPOSABLE STERILE.. | SUPPLEMENTARY GEN.SUPPLIES NURS,BURN
22086 | 4231240500400 | GAUZE SWAB (100% COTTON) 16 PLY WHITE FOLDED EDGES NOT LESS THAN 15 THREADS/CM2 BLEACHED SIZE: 10 X 10 CM DISPOSABLE NON-STERILE.. | SUPPLEMENTARY GEN.SUPPLIES NURS,BURN
22087 | 4231240500500 | GAUZE SWAB (100% COTTON) 12 PLY X - RAY DETECTABLE WHITE FOLDED EDGES AND STITCHES TO ALL SIDES NOT LESS THAN 15 THREADS/CM2 BLEACHED DOUBLE WRAPPED SIZE: 10 X 10 CM DISPOSABLE STERILE.. | SUPPLEMENTARY GEN.SUPPLIES NURS,BURN
22088 | 4231240500700 | HEMOSTASIS, ETHERIZED REGENERATED CELLULOSE, TRANSFORMING INTO GEL, BACTERICIDAL, PREVENT POST-SURGICAL ADHESION, FOR INTERNAL AND EXTERNAL USE, SIZE 5x10 CM(+/- 1), PACKING: INDIVIDUALLY WRAPPED, DISPOSABLE, STERILE | GENERAL MEDICAL CONSUMABLES
22089 | 4231240501000 | SPONGE LAPAROTOMY (100% COTTON) 12 PLY X-RAY DETECTABLE WHITE FOLDED EDGES NOT LESS THAN 15 THREADS/CM2 BLEACHED WITH TAIL AND STITCHES TO ALL SIDES DOUBLE WRAPPED SIZE: 30 X 30 CM PACKING: 5 PIECES/PACK DISPOSABLE STERILE.. | SUPPLEMENTARY GEN.SUPPLIES NURS,BURN
22090 | 4231240501200 | GAUZE, SWAB, (100% COTTON) 8 PLY, WHITE, FOLDED EDGES, NOT LESS THAN 15 THREADS/CM2, BLEACHED, DOUBLE WRAPPED, SIZE 10 X 10 CM, PACKING 5 PIECES/PACK, DISPOSABLE, STERILE | GENERAL MEDICAL CONSUMABLES
22091 | 4231250000600 | SILICONE GEL SLEEVE ELASTIC GEL LINED WITH FABRIC SIZE 1 (12/18 CM CIRCUMFERENCE)( SCAR MANAGEMENT).. | SUPPLEMENTARY REHAB,PHYSIOTHERAPY SUPPL.
22092 | 4231250000700 | SILICONE GEL SLEEVE ELASTIC GEL LINED WITH FABRIC SIZE 2 (18/25 CM CIRCUMFERENCE)( SCAR MANAGEMENT).. | SUPPLEMENTARY REHAB,PHYSIOTHERAPY SUPPL.
22093 | 4231250000800 | SILICONE GEL SLEEVE ELASTIC GEL LINED WITH FABRIC SIZE 3 (25/32 CM CIRCUMFERENCE)( SCAR MANAGEMENT).. | SUPPLEMENTARY REHAB,PHYSIOTHERAPY SUPPL.
22094 | 4231250000900 | SILICONE GEL SLEEVE ELASTIC GEL LINED WITH FABRIC SIZE 4 (32/45 CM CIRCUMFERENCE)( SCAR MANAGEMENT).. | SUPPLEMENTARY REHAB,PHYSIOTHERAPY SUPPL.
22095 | 4231250001000 | SILICONE GEL SLEEVE ELASTIC GEL LINED WITH FABRIC SIZE 5 (45/55 CM CIRCUMFERENCE)( SCAR MANAGEMENT).. | SUPPLEMENTARY REHAB,PHYSIOTHERAPY SUPPL.
22096 | 4231250002900 | STICK / PROBE WOUND FOR MEASURING AND ASSESSMENT THE WOUND GRADUATED 15-20 CM STERILE (WOUND AND OSTOMY CARE).... | SUPPLEMENTARY GEN.SUPPLIES NURS,BURN
22097 | 4231250003000 | SILICONE GEL, FOR SCAR MANAGEMENT, CONTAINS NON STICKY AND QUICK DRYING WATERPROOF AND MOISTURE, FOR CHILDREN, WEIGHT: 4.25 GRAM | REHABILITATION,PHYSIOTHERAPY SUPPLIES
22098 | 4231250003100 | SILICONE GEL, FOR SCAR MANAGEMENT, CONTAINS NON STICKY AND QUICK DRYING WATERPROOF AND MOISTURE, SUNSCREEN ACTIVE INGREDIENTS FOR SUN ULTRA-VIOLET PROTECTION, WEIGHT: 4.25 GRAM | REHABILITATION,PHYSIOTHERAPY SUPPLIES
22099 | 4231250003200 | SILICONE GEL, FOR SCAR MANAGEMENT, CONTAINS NON STICKY AND QUICK DRYING WATERPROOF AND MOISTURE, WEIGHT: 4.25 GRAM | REHABILITATION,PHYSIOTHERAPY SUPPLIES
22100 | 4231250003300 | SILICONE GEL, TUBE, FOR SCAR MANAGEMENT, CONTAINS NON STICKY AND QUICK DRYING WATERPROOF AND MOISTURE, SIZE 15ML TUBE ( SCAR MANAGEMENT) | SUPPLEMENTARY REHAB,PHYSIOTHERAPY SUPPL.
22101 | 4231250003400 | SILICONE GEL, TUBE, FOR SCAR MANAGEMENT, CONTAINS NON STICKY AND QUICK DRYING WATERPROOF AND MOISTURE, SIZE 30ML TUBE ( SCAR MANAGEMENT) | SUPPLEMENTARY REHAB,PHYSIOTHERAPY SUPPL.
22102 | 4231250003500 | SILICONE GEL, TUBE, FOR SCAR MANAGEMENT, THIN LAYER OF GEL COVERING SKIN WITHOUT PENETRATING IT, NON STICKY AND QUICK DRYING AND MOISTURE, TUBE WEIGHT:15 ML( SCAR MANAGEMENT) | SUPPLEMENTARY REHAB,PHYSIOTHERAPY SUPPL.
22103 | 4231250003700 | SILICONE GEL, TUBE, OINTMENT, FOR SCAR MANAGEMENT, FOR SENSITIVE SKIN, WATERPROOF AND MOISTURE, TUBE WEIGHT:10 GRAM | REHABILITATION,PHYSIOTHERAPY SUPPLIES
22104 | 4231250003800 | SPACER FOR PLASMA THERAPY TO PROMOTE WOUND HEALING ANTIBACTERIAL DISPOSABLE SINGLE USE STERILE (1 PORTABLE FREE OF CHARGE WITH EACH 250 SPACER ) (WOUND AND OSTOMY CARE).... | SUPPLEMENTARY GEN.SUPPLIES NURS,WOUND
22105 | 4231250200700 | ABDOMINAL BINDER, THREE PANEL MULTIBAND, ABDOMINAL SUPPORT MADE OF SOFT PLUSH ELASTIC FABRIC, WIDE CLOSURE AREA AND ADJUSTMENT MADE BY VELCRO OR EQUIVALENT, THREE LINKED BUT SEPARATED BANDS, SIZE: SMALL | REHABILITATION,PHYSIOTHERAPY SUPPLIES
22106 | 4231250200800 | ABDOMINAL BINDER (ABDOMINAL BELT) SUPPORT WITH VELCRO FASTENER BREATHABLE 60- 100 CM (+/- 5CM).. | SUPPLEMENTARY GEN.SUPPLIES NURS,BURN
22107 | 4231250300000 | SUPPORT SCROTAL WITH LEG STRAPS COTTON AND RAYON MEDIUM /.. | SUPPLEMENTARY GEN.SUPPLIES NURS,BURN
22108 | 4231250300100 | SUPPORT SCROTAL WITH LEG STRAPS COTTON AND RAYON EXTRA LARGE.. | SUPPLEMENTARY GEN.SUPPLIES NURS,BURN
22109 | 4231250300200 | SUPPORT SCROTAL WITH LEG STRAPS COTTON AND RAYON LARGE /. | SUPPLEMENTARY GEN.SUPPLIES NURS,BURN
22110 | 4231250300400 | GAUZE SWAB (100% COTTON) 24 PLY X - RAY DETECTABLE WHITE FOLDED EDGES AND STITCHES TO ALL SIDES NOT LESS THAN 15 THREADS/CM2 BLEACHED DOUBLE WRAPPED SIZE: 10 X 15 CM DISPOSABLE STERILE.. | SUPPLEMENTARY GEN.SUPPLIES NURS,BURN
22111 | 4231250300500 | GAUZE SWAB (100% COTTON) 12 PLY WHITE FOLDED EDGES NOT LESS THAN 15 THREADS/CM 2 BLEACHED SIZE: 7.5 X 7.5 CM DISPOSABLE NON - STERILE.. | SUPPLEMENTARY GEN.SUPPLIES NURS,BURN
22112 | 4231250300600 | GAUZE SWAB (100% COTTON) 12 PLY WHITE FOLDED EDGES NOT LESS THAN 15 THREADS/CM2 BLEACHED DOUBLE WRAPPED SIZE: 7.5 X 7.5 CM DISPOSABLE STERILE.. | SUPPLEMENTARY GEN.SUPPLIES NURS,BURN
22113 | 4231250300800 | SUSPENSOR FOR MEN’S GENITAL AREA FOR LYMPHEDEMA ADJUSTABLE VELCRO FASTENING AND STRAPS SIZE SMALL (LYMPHEDEMA).. | SUPPLEMENTARY REHAB,PHYSIOTHERAPY SUPPL.
22114 | 4231250300900 | SUSPENSOR FOR MEN’S GENITAL AREA FOR LYMPHEDEMA ADJUSTABLE VELCRO FASTENING AND STRAPS SIZE MEDIUM (LYMPHEDEMA).. | SUPPLEMENTARY REHAB,PHYSIOTHERAPY SUPPL.
22115 | 4231250301000 | SUSPENSOR FOR MEN’S GENITAL AREA FOR LYMPHEDEMA ADJUSTABLE VELCRO FASTENING AND STRAPS SIZE LARGE (LYMPHEDEMA).. | SUPPLEMENTARY REHAB,PHYSIOTHERAPY SUPPL.
22116 | 4231250400000 | SILICONE GEL CHIN STRAP FABRIC-LINED FOR SCAR MANAGEMENT SIZE ADULT (SCAR MANAGEMENT).. | SUPPLEMENTARY REHAB,PHYSIOTHERAPY SUPPL.
22117 | 4231250400100 | SILICONE GEL CHIN STRAP FABRIC-LINED FOR SCAR MANAGEMENT SIZE CHILD( SCAR MANAGEMENT).. | SUPPLEMENTARY REHAB,PHYSIOTHERAPY SUPPL.
22118 | 4231250400200 | SILICONE GEL STRAP STERNAL GEL FABRIC-LINED SIZE FEMALE( SCAR MANAGEMENT).. | SUPPLEMENTARY REHAB,PHYSIOTHERAPY SUPPL.
22119 | 4231250400300 | SILICONE GEL STRAP STERNAL GEL FABRIC-LINED SIZE MALE ( SCAR MANAGEMENT).. | SUPPLEMENTARY REHAB,PHYSIOTHERAPY SUPPL.
22120 | 4231250500200 | CUSTOM MADE LATERAL WEDGE PEDILIN MATERIAL STARTING FROM 2MM - 12MM ORTHOSIS(SERVICES). | SUPPLEMENTARY PROSTHET,ORTHOSIS SUPPLIES
22121 | 4231250500300 | CUSTOM MADE LATERAL HEEL WEDGE PEDILIN MATERIAL STARTING FROM 2MM - 1CM ORTHOSIS (SERVICES). | SUPPLEMENTARY PROSTHET,ORTHOSIS SUPPLIES
22122 | 4231250500400 | CUSTOM MADE MEDIAL WEDGE PEDILIN MATERIAL STARTING FROM 2MM - 12MM = ORTHOSIS (SERVICES). | SUPPLEMENTARY PROSTHET,ORTHOSIS SUPPLIES
22123 | 4231250500500 | CUSTOM MADE MEDIAL HEEL WEDGE PEDILIN MATERIAL STARTING FROM 2MM - 1CM ORTHOSIS (SERVICES). | SUPPLEMENTARY PROSTHET,ORTHOSIS SUPPLIES
22124 | 4231260000000 | DRAPE FOR NEGATIVE PRESSURE WOUND THERAPY (NPWT) SIZE 25X30 CM (+/- 5 CM) CONSUMABLE STERILE IT SHOULD BE COMPATIBLE WITH THE HOSPITAL MACHINE (WOUND AND OSTOMY CARE).. | SUPPLEMENTARY GEN.SUPPLIES NURS,BURN
22125 | 4231260000100 | FOAM FOR PORTABLE NEGATIVE PRESSURE WOUND THERAPY SYSTEM (NPWT) SIZE 10CM X 12CM ( +/- 2 CM ) DISPOSABLE STERILE (WOUND AND OSTOMY CARE).. | SUPPLEMENTARY GEN.SUPPLIES NURS,BURN
22126 | 4231260100700 | TUBE NEGATIVE PRESSURE CONNECT WOUND RELATED TO WOUND CARE NEGATIVE /.. ,<(>,<)> | SUPPLEMENTARY GEN.SUPPLIES NURS,BURN
22127 | 4231260101800 | TUBE FOR NEGATIVE PRESSURE WOUND THERAPY (NPWT) CONSUMABLE STERILE IT SHOULD BE COMPATIBLE WITH THE HOSPITAL MACHINE (WOUND AND OSTOMY CARE).. | SUPPLEMENTARY GEN.SUPPLIES NURS,BURN
22128 | 4231260101900 | KIT PORTABLE NEGATIVE PRESSURE WOUND THERAPY SYSTEM (NPWT) CONTAINS TWO SILICONE DRESSING IT CAN BE USED AT LEAST FOR 14 DAYS WITHOUT CANISTER 10 X 30 CM (+/- 5 CM) DISPOSABLE STERILE (WOUND AND OSTOMY / CARE)... | SUPPLEMENTARY GEN.SUPPLIES NURS,BURN
22129 | 4231260102000 | KIT PORTABLE NEGATIVE PRESSURE WOUND THERAPY SYSTEM (NPWT) CONTAINS TWO SILICONE DRESSING IT CAN BE USED AT LEAST FOR 14 DAYS WITHOUT CANISTER 10 X 40 CM (+/- 5 CM) DISPOSABLE STERILE (WOUND AND OSTOMY CARE)... | SUPPLEMENTARY GEN.SUPPLIES NURS,BURN
22130 | 4231260102100 | KIT PORTABLE NEGATIVE PRESSURE WOUND THERAPY SYSTEM (NPWT) CONTAINS TWO SILICONE DRESSING IT CAN BE USED AT LEAST FOR 14 DAYS WITHOUT CANISTER 15 X 20 CM (+/- 5 CM) DISPOSABLE STERILE (WOUND AND OSTOMY / CARE)... /. | SUPPLEMENTARY GEN.SUPPLIES NURS,BURN
22131 | 4231260200000 | KIT PORTABLE NEGATIVE PRESSURE WOUND THERAPY SYSTEM (NPWT) IT CAN BE USED UP TO 14 DAYS DOUBLE LUMEN ANTI BLOCK TUBING WITH SILICON DRESSING SIZE 10CM X 30CM WITH CANISTER 50ML STERILE DISPOSABLE (WOUND AND OSTOMY CARE).. | SUPPLEMENTARY GEN.SUPPLIES NURS,BURN
22132 | 4231260200100 | DRESSING KIT FOR PORTABLE NEGATIVE PRESSURE WOUND THERAPY SYSTEM (NPWT) CONTAINS TWO FOAM SILICONE DRESSING 10 X 40 CM DISPOSABLE STERILE (WOUND AND OSTOMY CARE).. | SUPPLEMENTARY GEN.SUPPLIES NURS,BURN
22133 | 4231260200700 | CANISTER 300 ML - 500 ML TRANSPARENT FOR USE NEGATIVE PRESSURE WOUND THERAPY (NPWT) (WOUND AND OSTOMY CARE).. | SUPPLEMENTARY GEN.SUPPLIES NURS,BURN
22134 | 4231260200800 | CANISTER 800 ML - 1000 ML TRANSPARENT FOR USE NEGATIVE PRESSURE WOUND THERAPY (NPWT) (WOUND AND OSTOMY CARE).. | SUPPLEMENTARY GEN.SUPPLIES NURS,BURN
22135 | 4231260202000 | DRESSING KIT FOR NEGATIVE PRESSURE WOUND THERAPY FOR IRRIGATION SYSTEM (NPWT) TUBULAR SHAPE MEDIUM FOAM DRESSING STERILE IT SHOULD BE COMPATIBLE WITH THE HOSPITAL MACHINE (WOUND AND OSTOMY CARE).. | SUPPLEMENTARY GEN.SUPPLIES NURS,BURN
22136 | 4231260202100 | DRESSING KIT FOR NEGATIVE PRESSURE WOUND THERAPY (NPWT) X-LARGE ANTIMICROBIAL GAUZE DRESSING DRAPE AND TUBING CONSUMABLE STERILE IT SHOULD BE COMPATIBLE WITH THE HOSPITAL MACHINE (WOUND AND OSTOMY CARE).. | SUPPLEMENTARY GEN.SUPPLIES NURS,BURN
22137 | 4231260202200 | KIT POST OP INCISION PORTABLE NEGATIVE PRESSURE WOUND THERAPY SYSTEM (NPWT) IT CAN BE USED UP TO 7 DAYS WITH FOAM DRESSING TRANSPARENT FILM TUBE CANISTER 40-50 ML STERILE DISPOSABLE (WOUND AND OSTOMY CARE).. | SUPPLEMENTARY GEN.SUPPLIES NURS,BURN
22138 | 4231260202300 | KIT PORTABLE NEGATIVE PRESSURE WOUND THERAPY SYSTEM (NPWT) IT CAN BE USED UP TO 7 DAYS WITH FOAM DRESSING TRANSPARENT FILM TUBE CANISTER 150-300 ML STERILE DISPOSABLE (WOUND AND OSTOMY CARE).. | SUPPLEMENTARY GEN.SUPPLIES NURS,BURN
22139 | 4231260202400 | DRESSING KIT FOR NEGATIVE PRESSURE WOUND THERAPY (NPWT) LARGE FOAM DRESSING WITH SILVER DRESSING DRAPE AND TUBING 25 X 15 CM (+/- 2 CM) CONSUMABLE STERILE IT SHOULD BE COMPATIBLE WITH THE HOSPITAL MACHINE (WOUND AND OSTOMY CARE).. | SUPPLEMENTARY GEN.SUPPLIES NURS,BURN
22140 | 4231260202500 | DRESSING KIT FOR NEGATIVE PRESSURE WOUND THERAPY (NPWT) MEDIUM FOAM DRESSING WITH SILVER DRESSING DRAPE AND TUBING 20 X 13 CM (+/- 2 CM) CONSUMABLE STERILE IT SHOULD BE COMPATIBLE WITH THE HOSPITAL MACHINE (WOUND AND OSTOMY CARE).. | SUPPLEMENTARY GEN.SUPPLIES NURS,BURN
22141 | 4231260202600 | DRESSING KIT FOR NEGATIVE PRESSURE WOUND THERAPY (NPWT) SMALL FOAM DRESSING WITH SILVER DRESSING DRAPE AND TUBING 10 X 8 CM (+/- 2 CM) CONSUMABLE STERILE IT SHOULD BE COMPATIBLE WITH THE HOSPITAL MACHINE (WOUND AND OSTOMY CARE).. | SUPPLEMENTARY GEN.SUPPLIES NURS,BURN
22142 | 4231260202700 | DRESSING KIT FOR PORTABLE NEGATIVE PRESSURE WOUND THERAPY SYSTEM (NPWT) CONTAINS TWO FOAM SILICONE DRESSING 10 X 20 CM DISPOSABLE STERILE (WOUND AND OSTOMY CARE).. | SUPPLEMENTARY GEN.SUPPLIES NURS,BURN
22143 | 4231260202800 | DRESSING KIT FOR PORTABLE NEGATIVE PRESSURE WOUND THERAPY SYSTEM (NPWT) CONTAINS TWO FOAM SILICONE DRESSING 10 X 30 CM DISPOSABLE STERILE (WOUND AND OSTOMY CARE).. | SUPPLEMENTARY GEN.SUPPLIES NURS,BURN
22144 | 4231260203200 | KIT PORTABLE NEGATIVE PRESSURE WOUND THERAPY SYSTEM (NPWT) IT CAN BE USED UP TO 14 DAYS CONTAINS CONNECTOR AND CANISTER 150-200 ML WITHOUT VAC / DRESSING FOAM STERILE DISPOSABLE (WOUND AND OSTOMY CARE).. | SUPPLEMENTARY GEN.SUPPLIES NURS,BURN
22145 | 4231260203300 | KIT PORTABLE NEGATIVE PRESSURE WOUND THERAPY SYSTEM (NPWT) IT CAN BE USED UP TO 14 DAYS DOUBLE LUMEN ANTI BLOCK TUBING WITH SILICON DRESSING SIZE 10CM X 10CM WITH CANISTER 50ML STERILE DISPOSABLE (WOUND AND OSTOMY CARE).. | SUPPLEMENTARY GEN.SUPPLIES NURS,BURN
22146 | 4231260203400 | KIT PORTABLE NEGATIVE PRESSURE WOUND THERAPY SYSTEM (NPWT) IT CAN BE USED UP TO 7 DAYS CONTAINS CONNECTOR AND CANISTER 150-200 ML WITHOUT VAC / DRESSING FOAM STERILE DISPOSABLE (WOUND AND OSTOMY CARE).. | SUPPLEMENTARY GEN.SUPPLIES NURS,BURN
22147 | 4231260300000 | DRESSING KIT FOR NEGATIVE PRESSURE WOUND THERAPY (NPWT) MEDIUM FOAM DRESSING DRESSING DRAPE AND TUBING 20 X 13 CM (+/- 2 CM) CONSUMABLE STERILE IT SHOULD BE COMPATIBLE WITH THE HOSPITAL MACHINE (WOUND AND OSTOMY CARE). | SUPPLEMENTARY GEN.SUPPLIES NURS,BURN
22148 | 4231260300100 | DRESSING KIT FOR NEGATIVE PRESSURE WOUND THERAPY (NPWT) SMALL FOAM DRESSING DRESSING DRAPE AND TUBING 10 X 8 CM (+/- 2 CM) CONSUMABLE STERILE IT SHOULD BE COMPATIBLE WITH THE HOSPITAL MACHINE (WOUND AND OSTOMY CARE). | SUPPLEMENTARY GEN.SUPPLIES NURS,BURN
22149 | 4231260301500 | DRESSING KIT FOR PORTABLE NEGATIVE PRESSURE WOUND THERAPY SYSTEM (NPWT) CONTAINS TWO FOAM SILICONE DRESSING 15 X 15 CM (+/- 2 CM) DISPOSABLE STERILE (WOUND AND OSTOMY CARE).. | SUPPLEMENTARY GEN.SUPPLIES NURS,BURN
22150 | 4231260301600 | DRESSING KIT FOR PORTABLE NEGATIVE PRESSURE WOUND THERAPY SYSTEM (NPWT) CONTAINS TWO FOAM SILICONE DRESSING 15 X 30 CM (+/- 2 CM) DISPOSABLE STERILE (WOUND AND OSTOMY CARE).. | SUPPLEMENTARY GEN.SUPPLIES NURS,BURN
22151 | 4231260301700 | DRESSING KIT FOR PORTABLE NEGATIVE PRESSURE WOUND THERAPY SYSTEM (NPWT) CONTAINS TWO FOAM SILICONE DRESSING 25 X 25 CM DISPOSABLE STERILE (WOUND AND OSTOMY CARE).. | SUPPLEMENTARY GEN.SUPPLIES NURS,BURN
22152 | 4231260301800 | DRESSING KIT FOR NEGATIVE PRESSURE WOUND THERAPY (NPWT) X-LARGE FOAM DRESSING DRESSING DRAPE AND TUBING CONSUMABLE STERILE IT SHOULD BE COMPATIBLE WITH THE HOSPITAL MACHINE (WOUND AND OSTOMY CARE).. | SUPPLEMENTARY GEN.SUPPLIES NURS,BURN
22153 | 4231260303900 | DRESSING FOAM FILLER FOR PORTABLE NEGATIVE PRESSURE WOUND THERAPY SYSTEM (NPWT) 10 X 10 CM (+/- 2 CM) DISPOSABLE STERILE (WOUND AND OSTOMY CARE).... | SUPPLEMENTARY GEN.SUPPLIES NURS,BURN
22154 | 4231260304000 | DRESSING NYLON CLOTH FOR NEGATIVE PRESSURE WOUND THERAPY SYSTEM (NPWT) WITH PURE METALLIC SILVER AND 09% SILVER OXIDE SIZE 10 X 12 CM (+\-2 CM) DISPOSABLE STERILE (WOUND AND OSTOMY CARE).... | SUPPLEMENTARY GEN.SUPPLIES NURS,BURN
22155 | 4231260304100 | DRESSING NYLON CLOTH FOR NEGATIVE PRESSURE WOUND THERAPY SYSTEM (NPWT) WITH PURE METALLIC SILVER AND 09% SILVER OXIDE SIZE 5 X 5 CM (+\-2 CM) DISPOSABLE STERILE (WOUND AND OSTOMY CARE).... | SUPPLEMENTARY GEN.SUPPLIES NURS,BURN
22156 | 4231260304200 | DRESSING SILICONE FOR PORTABLE NEGATIVE PRESSURE WOUND THERAPY SYSTEM (NPWT) 10 X 30 CM (+/- 5 CM) DISPOSABLE STERILE (WOUND AND OSTOMY / CARE).... | SUPPLEMENTARY GEN.SUPPLIES NURS,BURN
22157 | 4231260304300 | DRESSING SILICONE FOR PORTABLE NEGATIVE PRESSURE WOUND THERAPY SYSTEM (NPWT) 10 X 40 CM (+/- 5 CM) DISPOSABLE STERILE (WOUND AND OSTOMY CARE).... | SUPPLEMENTARY GEN.SUPPLIES NURS,BURN
22158 | 4231260304400 | DRESSING SILICONE FOR PORTABLE NEGATIVE PRESSURE WOUND THERAPY SYSTEM (NPWT) 15 X 20 CM (+/- 5 CM) DISPOSABLE STERILE (WOUND AND OSTOMY CARE).... | SUPPLEMENTARY GEN.SUPPLIES NURS,BURN
22159 | 4231260304500 | GAUZE ANTIMICROBIAL CLEANSING FOR PORTABLE NEGATIVE PRESSURE WOUND THERAPY SYSTEM (NPWT) 10- 12 CM X 35-4 M DISPOSABLE STERILE (WOUND / AND OSTOMY CARE).... | SUPPLEMENTARY GEN.SUPPLIES NURS,BURN
22160 | 4231260304600 | DRESSING MULTI LAYERS FOR PORTABLE NEGATIVE PRESSURE WOUND THERAPY SYSTEM (NPWT) SIZE 10CM X 20CM ( +/- 2 CM ) STERILE DISPOSABLE (WOUND AND OSTOMY CARE).. | SUPPLEMENTARY GEN.SUPPLIES NURS,BURN
22161 | 4231260500600 | CANISTER 150-200 ML WITH CONNECTOR STERILE DISPOSABLE (WOUND AND OSTOMY CARE).. | SUPPLEMENTARY GEN.SUPPLIES NURS,BURN
22162 | 4231260500700 | CANISTER FOR PORTABLE NEGATIVE PRESSURE WOUND THERAPY SYSTEM (NPWT) 50 ML WITH DUAL PORTS CONNECTOR DISPOSABLE STERILE (WOUND AND OSTOMY CARE).. | SUPPLEMENTARY GEN.SUPPLIES NURS,BURN
22163 | 4231270000300 | DERMAL REPAIR SCAFFOLD DERIVED FROM FETAL BOVINE DERMIS FENESTRATED 8 X 8 CM ( +/- 1 CM ) FOR CHRONIC WOUNDS AND SKIN ULCERS STERILE.. | SUPPLEMENTARY GENERAL CONSUMABLES
22164 | 4231270000400 | DERMAL REPAIR SCAFFOLD DERIVED FROM FETAL BOVINE DERMIS MESHED 8 X 12 CM ( +/- 1 CM ) FOR CHRONIC WOUNDS AND SKIN ULCERS STERILE.. | SUPPLEMENTARY GENERAL CONSUMABLES
22165 | 4231270000500 | DERMAL REPAIR SCAFFOLD DERIVED FROM FETAL BOVINE DERMIS SOLID 6 X 6 CM ( +/- 1 CM ) FOR CHRONIC WOUNDS AND SKIN ULCERS STERILE.. | SUPPLEMENTARY GENERAL CONSUMABLES
22166 | 4231270100000 | DRESSING MATRIX KERATIN COATED WITH GEL KERATIN 72% SIZE 10 X 10 CM (+/- 2 CM) SUITABLE FOR EB PATIENTS (WOUND AND OSTOMY CARE).. | SUPPLEMENTARY GEN.SUPPLIES NURS,BURN
22167 | 4231270100100 | DRESSING MATRIX KERATIN COATED WITH GEL KERATIN 72% SIZE 5 X 5 CM (+/- 1 CM) SUITABLE FOR EB PATIENTS (WOUND AND OSTOMY CARE).. | SUPPLEMENTARY GEN.SUPPLIES NURS,BURN
22168 | 4231270100500 | ACELLULAR DERMAL MATRIX DERIVED FROM FETAL BOVINE DERMIS DRY SHEET THICKNESS 2 MM TERMINALLY STERILE NON CROSS LINKED SIZE 10 X 15 CM ( +/- 2 CM ) FOR SOFT TISSUE RECONSTRUCTION.. | SUPPLEMENTARY GENERAL CONSUMABLES
22169 | 4231270100600 | ACELLULAR DERMAL MATRIX DERIVED FROM FETAL BOVINE DERMIS DRY SHEET THICKNESS 2 MM TERMINALLY STERILE NON CROSS LINKED SIZE 16 X 20 CM ( +/- 2 CM ) FOR SOFT TISSUE RECONSTRUCTION.. | SUPPLEMENTARY GENERAL CONSUMABLES
22170 | 4231270100800 | WOUND MATRIX STABILIZED PURIFIED TYPE I COLLAGEN EQUINE TENDON WITH SEMI CROSSLINKED HYDROPHILIC AND POROUS SCAFFOLD SINGLE CHRONIC WOUNDS APPLICATION SIZE 3X3 CM.. | SUPPLEMENTARY GENERAL CONSUMABLES
22171 | 4231270100900 | DRESSING COLLAGEN DERMAL CONTAINS TWO OR MORE TYPES OF COLLAGEN / DERIVED FROM BOVINE NON CHEMICAL SIZE 10 X 10 CM (+/- 2 CM) / DISPOSABLE STERILE (WOUND AND OSTOMY CARE).... | SUPPLEMENTARY GEN.SUPPLIES NURS,BURN
22172 | 4231270101000 | DRESSING COLLAGEN DERMAL CONTAINS TWO OR MORE TYPES OF COLLAGEN DERIVED FROM BOVINE NON CHEMICAL SIZE 5 X 5 CM (+/- 2 CM) DISPOSABLE / STERILE (WOUND AND OSTOMY CARE).... | SUPPLEMENTARY GEN.SUPPLIES NURS,BURN
22173 | 4231270101100 | POWDER BIOLOGICAL COLLAGEN DERIVED FROM PORCINE 100-120 MG STERILE / (WOUND AND OSTOMY CARE)..... | SUPPLEMENTARY GEN.SUPPLIES NURS,BURN
22174 | 4231270101200 | POWDER BIOLOGICAL COLLAGEN DERIVED FROM PORCINE 15-20 MG STERILE / (WOUND AND OSTOMY CARE).... | SUPPLEMENTARY GEN.SUPPLIES NURS,BURN
22175 | 4231270101300 | POWDER BIOLOGICAL COLLAGEN DERIVED FROM PORCINE 200-250 MG STERILE / (WOUND AND OSTOMY CARE).... | SUPPLEMENTARY GEN.SUPPLIES NURS,BURN
22176 | 4231270101400 | POWDER CADEXOMER IODINE COMPOSED OF 0.9% IODINE 3 G DISPOSABLE STERILE (WOUND AND OSTOMY CARE).... | SUPPLEMENTARY GEN.SUPPLIES NURS,BURN
22177 | 4231270101500 | POWDER CONTAINS MALTODEXTRIN FOR FILLING WOUND SITE TO PROTECT THE WOUND FROM DEHYDRATION 10-15 G TUBE (WOUND AND OSTOMY CARE)... | SUPPLEMENTARY GEN.SUPPLIES NURS,BURN
22178 | 4231270101600 | ANTIMICROBIAL POLYESTER LAYER IN SHAPE OF MATRIX EMBEDDED BY MICROCELL BATTERIES COMPOSED OF SILVER AND ZINC THAT GENERATE ELECTRIC CURRENT HELP ON KILLING BIOFILMS AND ENHANCE AFTER SURGICAL DONOR (HEART) CABG 20X20CM. | CARDIOVASCULAR SURGERY CONSUMABLES
22179 | 4231270101700 | ANTIMICROBIAL POLYESTER COMPOSITE DRESSING IN SHAPE OF MATRIX EMBEDDED BY MICROCELL BATTERIES COMPOSED OF SILVER AND ZINC THAT GENERATE ELECTRIC CURRENT HELP ON KILLING BIOFILMS AND ENHANCE HEALING OF ACUTE AND CHRONIC WOUNDS HEALING WILL BE MATCHED WITH HUMAN BODY CONTOUR SPECIFIC TO MAIN SURGICAL AS OPEN-HEART PROCEDURES SIZE 11X25 CM. | CARDIOVASCULAR SURGERY CONSUMABLES
22180 | 4231270200200 | GRAFT ALLOGRAFT HUMAN SKIN BIOLOGICAL SPLIT-THICKNESS / NON-MESHED PROVIDES GROWTH FACTORS AND EXTRACELLULAR MATRIX TO AID WOUND HEALING SIZE 200 CM² ( +/- 25 CM² ).... | SUPPLEMENTARY GENERAL CONSUMABLES
22181 | 4231270200300 | CARRIER SKIN GRAFT SIZE 1 : 1.5 TO BE USED WITH SKIN GRAFT MACHINE .... | SUPPLEMENTARY GENERAL CONSUMABLES
22182 | 4231270200400 | CARRIER SKIN GRAFT SIZE 1 : 3 TO BE USED WITH SKIN GRAFT MACHINE.. | SUPPLEMENTARY GENERAL CONSUMABLES
22183 | 4231270200500 | CARRIER SKIN GRAFT SIZE 1 : 2 TO BE USED WITH SKIN GRAFT MACHINE.... | SUPPLEMENTARY GENERAL CONSUMABLES
22184 | 4232150008700 | PLATE, BLADE PEDIATRIC ASSORTED ANGLES AND SIZES | ORTHOPEDIC & SPINAL SUPPLIES
22185 | 4232150008800 | SCREW, CORTICAL FOR TITANIUM SMALL FRAGMENT FIXATION, ASSORTED LENGTHS AND SIZES | ORTHOPEDIC & SPINAL SUPPLIES
22186 | 4232150008900 | SCREW, CANCELLOUS FOR TITANIUM LARGE FRAGMENT FIXATION, ASSORTED LENGTHS AND SIZES | ORTHOPEDIC & SPINAL SUPPLIES
22187 | 4232150009000 | SCREW, CORTICAL FOR EPIPHYSIODESIS, ASSORTED SIZES | ORTHOPEDIC & SPINAL SUPPLIES
22188 | 4232150009100 | PLATE, DUAL LINE FOR EPIPHYSIODESIS, ASSORTED SIZES | ORTHOPEDIC & SPINAL SUPPLIES
22189 | 4232150009200 | PLATE, LCP TITANIUM SUPERIOR LEFT OR RIGHT CLAVICLE ASSORTED SIZES, AS REQUESTED BY END USER | ORTHOPEDIC & SPINAL SUPPLIES
22190 | 4232150009300 | PLATE ANATOMIC HOOK CLAVICLE LEFT OR RIGHT TITANIUM ASSORTED SIZES AS REQUESTED BY END USER | ORTHOPEDIC & SPINAL SUPPLIES
22191 | 4232150009400 | PLATE, SINGLE LINE FOR EPIPHYSIODESIS, ASSORTED SIZES | ORTHOPEDIC & SPINAL SUPPLIES
22192 | 4232150009500 | SCREW, CORTICAL FOR ADULT BLADE PLATE ASSORTED SIZES | ORTHOPEDIC & SPINAL SUPPLIES
22193 | 4232150009600 | SCREW, FOR METAL RING/CAGE ACETABULAR ASSORTED SIZES | ORTHOPEDIC & SPINAL SUPPLIES
22194 | 4232150009800 | SCREW, TITANIUM FOR DUAL MOBILITY CUP, ASSORTED SIZES | ORTHOPEDIC & SPINAL SUPPLIES
22195 | 4232150009900 | PLATE, LCP BASIC SMALL FRAGMENT SEMI TUBULAR 1/3 TITANIUM ASSORTED TYPES AND SIZES | ORTHOPEDIC & SPINAL SUPPLIES
22196 | 4232150010000 | PLATE, LCP CLAVICLE ANTERIOR MEDIAL TITANIUM ASSORTED SIZES, SHAPES, AND TYPES, AS REQUESTED BY END USER | ORTHOPEDIC & SPINAL SUPPLIES
22197 | 4232150010100 | PLATE, LCP STAINLESS STEEL SUPERIOR LEFT OR RIGHT CLAVICLE ASSORTED SIZES, AS REQUESTED BY END USER | ORTHOPEDIC & SPINAL SUPPLIES
22198 | 4232150010200 | PLATE, VARIABLE ANGLE FOREFOOT AND MIDFOOT, OR EQUIVALENTS, ASSORTED SIZES AND TYPES | ORTHOPEDIC & SPINAL SUPPLIES
22199 | 4232150010300 | PLATES, FOR LAMINOPLASTY, ASSORTED SIZES, ASSORTED SHAPES, SPINAL | ORTHOPEDIC & SPINAL SUPPLIES
22200 | 4232150010400 | SCREW, DISTAL LOCKING FOR PEDIATRIC LOCKED HIP PLATE, ASSORTED SIZES | ORTHOPEDIC & SPINAL SUPPLIES
22201 | 4232150010500 | SCREW, GRAFT FIXATION TITANIUM ASSORTED DIAMETERS AND LENGTHS AS REQUESTED BY END USER | ORTHOPEDIC & SPINAL SUPPLIES
22202 | 4232150010600 | PLATE, FOR ANTERIOR CERVICAL DISC FUSION, ASSORTED SIZES, AS REQUESTED BY END USER, SPINAL | ORTHOPEDIC & SPINAL SUPPLIES
22203 | 4232150010700 | PLATE, LCP ANATOMIC DISTAL RADIUS VOLAR VARIABLE ANGLE TITANIUM ASSORTED TYPES AND SIZES REQUESTED BY END USER | ORTHOPEDIC & SPINAL SUPPLIES
22204 | 4232150010800 | PLATE, LCP BASIC SMALL FRAGMENT SEMI TUBULAR 1/3 STAINLESS STEEL ASSORTED TYPES AND SIZES | ORTHOPEDIC & SPINAL SUPPLIES
22205 | 4232150010900 | PLATE, LOCKING COMPRESSION T-PLATE BASIC LARGE FRAGMENT STAINLESS STEEL ASSORTED TYPES AND SIZES | ORTHOPEDIC & SPINAL SUPPLIES
22206 | 4232150011000 | SCREW, CORTICAL 3.5MM OR EQUIVALENT FOR STAINLESS STEEL SUPERIOR CLAVICLE PLATE, ASSORTED SIZES | ORTHOPEDIC & SPINAL SUPPLIES
22207 | 4232150011100 | SCREW, CORTICAL ANATOMIC DISTAL ANTEROLATERAL TIBIA STAINLESS STEEL ASSORTED SIZES | ORTHOPEDIC & SPINAL SUPPLIES
22208 | 4232150011200 | SCREW, CORTICAL FOR PROXIMAL RADIUS PLATING, ASSORTED SIZES | ORTHOPEDIC & SPINAL SUPPLIES
22209 | 4232150011300 | SCREW, CORTICAL FOR TITANIUM DISTAL FEMUR PLATING ASSORTED SIZES | ORTHOPEDIC & SPINAL SUPPLIES
22210 | 4232150011500 | SCREW, GRAFT FIXATION ABSORBABLE ASSORTED DIAMETERS AND LENGTHS AS REQUESTED BY END USER | ORTHOPEDIC & SPINAL SUPPLIES
22211 | 4232150011700 | SCREW, LOCKED HEAD 3.5MM FOR TITANIUM ANTERIOR CLAVICLE PLATING ASSORTED SIZES | ORTHOPEDIC & SPINAL SUPPLIES
22212 | 4232150011800 | SCREW, LOCKING HEAD FOR STAINLESS STEEL DISTAL FEMUR PLATING ASSORTED SIZES | ORTHOPEDIC & SPINAL SUPPLIES
22213 | 4232150011900 | SCREW, LOCKING HEAD STAINLESS STEEL 2.7MM OR EQUIVALENT FOR DISTAL HUMERAL PLATING | ORTHOPEDIC & SPINAL SUPPLIES
22214 | 4232150012000 | SCREW, LOCKING HEAD TITANIUM 2.7MM OR EQUIVALENT FOR DISTAL HUMERAL PLATING | ORTHOPEDIC & SPINAL SUPPLIES
22215 | 4232150012100 | SCREW, LOCKING HEAD TITANIUM 3.5MM OR EQUIVALENT FOR DISTAL HUMERAL PLATING | ORTHOPEDIC & SPINAL SUPPLIES
22216 | 4232150012200 | PLATE, LCP ANATOMIC DISTAL FEMUR LOCKING COMPRESSION LEFT OR RIGHT STAINLESS STEEL, ASSORTED TYPES AND SIZES AS REQUESTED BY END USER | ORTHOPEDIC & SPINAL SUPPLIES
22217 | 4232150012300 | PLATE, LCP ANATOMIC PROXIMAL FEMUR LOCKING COMPRESSION LEFT OR RIGHT TITANIUM ASSORTED TYPES AND SIZES AS REQUESTED BY END USER | ORTHOPEDIC & SPINAL SUPPLIES
22218 | 4232150012400 | PLATE, LCP BASIC LARGE FRAGMENT RECONSTRUCTION TITANIUM ASSORTED TYPES AND SIZES | ORTHOPEDIC & SPINAL SUPPLIES
22219 | 4232150012500 | PLATE, LCP TITANIUM SUPERIOR LEFT OR RIGHT CLAVICLE WITH LATERAL EXTENSION ASSORTED SIZES, AS REQUESTED BY END USER | ORTHOPEDIC & SPINAL SUPPLIES
22220 | 4232150012700 | PLATE, LOCKING COMPRESSION BASIC SMALL FRAGMENT STAINLESS STEEL ASSORTED TYPES AND SIZES | ORTHOPEDIC & SPINAL SUPPLIES
22221 | 4232150012800 | PLATE, VARIABLE ANGLE ANATOMIC PROXIMAL OLECRANON LEFT OR RIGHT ASSORTED TYPES AND SIZES AS REQUESTED BY END USER | ORTHOPEDIC & SPINAL SUPPLIES
22222 | 4232150012900 | SCREW, CORTICAL 2.7MM, OR EQUIVALENT STAINLESS STEEL FOR WRIST FUSION, ASSORTED SIZES | ORTHOPEDIC & SPINAL SUPPLIES
22223 | 4232150013000 | SCREW, CORTICAL 3.5MM OR EQUIVALENT FOR TITANIUM HOOK CLAVICLE PLATE, ASSORTED SIZES | ORTHOPEDIC & SPINAL SUPPLIES
22224 | 4232150013100 | SCREW, CORTICAL FOR MINI FRAGMENT 1.5/2.3, TITANIUM PLATING, ASSORTED SIZES | ORTHOPEDIC & SPINAL SUPPLIES
22225 | 4232150013200 | SCREW, LAG OF DYNAMIC HIP SCREW PLATE TITANIUM ASSORTED TYPES AND SIZES REQUESTED BY END USER | ORTHOPEDIC & SPINAL SUPPLIES
22226 | 4232150013300 | SCREW, LOCKED HEAD FOR MINI FRAGMENT 1.5/2.3 MM, STAINLESS STEEL PLATING, ASSORTED SIZES | ORTHOPEDIC & SPINAL SUPPLIES
22227 | 4232150013400 | SCREW, LOCKING FOR PEDIATRIC BLADE PLATE ASSORTED SIZES | ORTHOPEDIC & SPINAL SUPPLIES
22228 | 4232150013500 | SCREW, LOCKING HEAD STAINLESS STEEL 3.5MM OR EQUIVALENT FOR DISTAL HUMERAL PLATING | ORTHOPEDIC & SPINAL SUPPLIES
22229 | 4232150013600 | SCREW, MEGAPROSTHESIS HUMERUS (ONCOLOGY) OR EQUIVALENT, ASSORTED SIZES AS REQUESTED BY END USER | ORTHOPEDIC & SPINAL SUPPLIES
22230 | 4232150013700 | SCREW, SLIPPED CAPITAL FEMORAL EPIPHYSIS OR EQUIVALENT, ASSORTED SIZES | ORTHOPEDIC & SPINAL SUPPLIES
22231 | 4232150013800 | SCREW, VARIABLE ANGLE LCP FOR FOREFOOT AND MIDFOOT PLATING, ASSORTED SIZES | ORTHOPEDIC & SPINAL SUPPLIES
22232 | 4232150013900 | COMPONENT, CONNECTING BAR FOR INTERCALARY PROSTHESIS, ASSORTED SIZES | ORTHOPEDIC & SPINAL SUPPLIES
22233 | 4232150014000 | PEG, FOR DUAL MOBILITY CUP, ASSORTED SIZES | ORTHOPEDIC & SPINAL SUPPLIES
22234 | 4232150014100 | PLATE, LCP ANATOMIC DISTAL ANTEROLATERAL TIBIA LEFT OR RIGHT TITANIUM ASSORTED TYPES AND SIZES AS REQUESTED BY END USER | ORTHOPEDIC & SPINAL SUPPLIES
22235 | 4232150014200 | PLATE, LCP ANATOMIC DISTAL HUMERUS LEFT OR RIGHT MEDIAL TITANIUM ASSORTED TYPES AND SIZES AS REQUESTED BY END USER | ORTHOPEDIC & SPINAL SUPPLIES
22236 | 4232150014300 | PLATE, LCP ANATOMIC DISTAL MEDIAL TIBIA LEFT OR RIGHT STAINLESS STEEL ASSORTED TYPES AND SIZES AS REQUESTED BY END USER | ORTHOPEDIC & SPINAL SUPPLIES
22237 | 4232150014400 | PLATE, LCP ANATOMIC DISTAL MEDIAL TIBIA LEFT OR RIGHT TITANIUM ASSORTED TYPES AND SIZES AS REQUESTED BY END USER | ORTHOPEDIC & SPINAL SUPPLIES
22238 | 4232150014500 | PLATE, LCP ANATOMIC DISTAL RADIUS DORSAL STAINLESS STEEL ASSORTED TYPES AND SIZES REQUESTED BY END USER | ORTHOPEDIC & SPINAL SUPPLIES
22239 | 4232150014600 | PLATE, LCP ANATOMIC DISTAL RADIUS DORSAL TITANIUM ASSORTED TYPES AND SIZES REQUESTED BY END USER | ORTHOPEDIC & SPINAL SUPPLIES
22240 | 4232150014700 | PLATE, LCP ANATOMIC DISTAL RADIUS DORSAL VARIABLE ANGLE TITANIUM ASSORTED TYPES AND SIZES REQUESTED BY END USER | ORTHOPEDIC & SPINAL SUPPLIES
22241 | 4232150014800 | PLATE, LCP ANATOMIC PROXIMAL HUMERUS LEFT OR RIGHT STAINLESS STEEL ASSORTED TYPES AND SIZES AS REQUESTED BY END USER | ORTHOPEDIC & SPINAL SUPPLIES
22242 | 4232150014900 | PLATE, LCP ANATOMIC PROXIMAL OLECRANON LEFT OR RIGHT STAINLESS STEEL ASSORTED TYPES AND SIZES AS REQUESTED BY END USER | ORTHOPEDIC & SPINAL SUPPLIES
22243 | 4232150015000 | PLATE, LCP ANATOMIC PROXIMAL OLECRANON LEFT OR RIGHT TITANIUM ASSORTED TYPES AND SIZES AS REQUESTED BY END USER | ORTHOPEDIC & SPINAL SUPPLIES
22244 | 4232150015100 | PLATE, LCP BASIC LARGE FRAGMENT RECONSTRUCTION STAINLESS STEEL ASSORTED TYPES AND SIZES | ORTHOPEDIC & SPINAL SUPPLIES
22245 | 4232150015200 | PLATE, LCP BASIC SMALL FRAGMENT RECONSTRUCTION STAINLESS STEEL ASSORTED TYPES AND SIZES | ORTHOPEDIC & SPINAL SUPPLIES
22246 | 4232150015300 | PLATE, LCP CLAVICLE ANTERIOR STAINLESS STEEL ASSORTED SIZES, SHAPES, AND TYPES, AS REQUESTED BY END USER | ORTHOPEDIC & SPINAL SUPPLIES
22247 | 4232150015400 | PLATE, LCP PELVIC RECONSTRUCTION CURVED LOW PROFILE, OR EQUIVALENT, ASSORTED SIZES | ORTHOPEDIC & SPINAL SUPPLIES
22248 | 4232150015500 | PLATE, LCP STAINLESS STEEL LATERAL DISTAL FIBULA, OR EQUIVALENT, RIGHT OR LEFT ASSORTED SIZES | ORTHOPEDIC & SPINAL SUPPLIES
22249 | 4232150015600 | PLATE, LCP STAINLESS STEEL MINI FRAGMENT 1.5/2.3 MM, ASSORTED SHAPES AND SIZES | ORTHOPEDIC & SPINAL SUPPLIES
22250 | 4232150015700 | PLATE, LCP STAINLESS STEEL SUPERIOR ANTERIOR LEFT OR RIGHT CLAVICLE ASSORTED SIZES, AS REQUESTED BY END USER | ORTHOPEDIC & SPINAL SUPPLIES
22251 | 4232150015800 | PLATE, LCP STAINLESS STEEL SUPERIOR LEFT OR RIGHT CLAVICLE WITH LATERAL EXTENSION ASSORTED SIZES, AS REQUESTED BY END USER | ORTHOPEDIC & SPINAL SUPPLIES
22252 | 4232150015900 | PLATE, LCP TITANIUM FOR FOREFOOT AND MIDFOOT, OR EQUIVALENTS, ASSORTED SIZES | ORTHOPEDIC & SPINAL SUPPLIES
22253 | 4232150016000 | PLATE, LCP TITANIUM FOR WRIST FUSION, ASSORTED TYPES, SHAPES, AND SIZES | ORTHOPEDIC & SPINAL SUPPLIES
22254 | 4232150016100 | PLATE, LCP TITANIUM SUPERIOR ANTERIOR LEFT OR RIGHT CLAVICLE ASSORTED SIZES, AS REQUESTED BY END USER | ORTHOPEDIC & SPINAL SUPPLIES
22255 | 4232150016300 | PLATE, LOCKING COMPRESSION BASIC SMALL FRAGMENT TITANIUM ASSORTED TYPES AND SIZES | ORTHOPEDIC & SPINAL SUPPLIES
22256 | 4232150016400 | PLATE, LOCKING COMPRESSION BROAD BASIC LARGE FRAGMENT STAINLESS STEEL ASSORTED TYPES AND SIZES | ORTHOPEDIC & SPINAL SUPPLIES
22257 | 4232150016500 | PLATE, LOCKING COMPRESSION BROAD BASIC LARGE FRAGMENT TITANIUM ASSORTED TYPES AND SIZES | ORTHOPEDIC & SPINAL SUPPLIES
22258 | 4232150016600 | PLATE, LOCKING COMPRESSION NARROW BASIC LARGE FRAGMENT STAINLESS STEEL ASSORTED TYPES AND SIZES | ORTHOPEDIC & SPINAL SUPPLIES
22259 | 4232150016700 | PLATE, LOCKING COMPRESSION NARROW BASIC LARGE FRAGMENT TITANIUM ASSORTED TYPES AND SIZES | ORTHOPEDIC & SPINAL SUPPLIES
22260 | 4232150016800 | PLATE, LOCKING COMPRESSION T-PLATE BASIC LARGE FRAGMENT TITANIUM ASSORTED TYPES AND SIZES | ORTHOPEDIC & SPINAL SUPPLIES
22261 | 4232150016900 | PLATE, LOCKING COMPRESSION T-PLATE BASIC SMALL FRAGMENT STAINLESS STEEL ASSORTED TYPES AND SIZES | ORTHOPEDIC & SPINAL SUPPLIES
22262 | 4232150017000 | PLATE, LOCKING COMPRESSION T-PLATE BASIC SMALL FRAGMENT TITANIUM ASSORTED TYPES AND SIZES | ORTHOPEDIC & SPINAL SUPPLIES
22263 | 4232150017100 | PLATE, OF DYNAMIC CONDYLAR SCREW TITANIUM ASSORTED ANGLES AND SIZES | ORTHOPEDIC & SPINAL SUPPLIES
22264 | 4232150017200 | PLATE, OF DYNAMIC HIP SCREW TITANIUM ASSORTED ANGLES AND SIZES | ORTHOPEDIC & SPINAL SUPPLIES
22265 | 4232150017300 | PLATE, VARIABLE ANGLE ANATOMIC DISTAL HUMERUS LEFT OR RIGHT MEDIAL ASSORTED TYPES AND SIZES AS REQUESTED BY END USER | ORTHOPEDIC & SPINAL SUPPLIES
22266 | 4232150017400 | PLATE, VARIABLE ANGLE ANATOMIC DISTAL MEDIAL TIBIA LEFT OR RIGHT, ASSORTED TYPES AND SIZES AS REQUESTED BY END USER | ORTHOPEDIC & SPINAL SUPPLIES
22267 | 4232150017500 | PLATE, VARIABLE ANGLE LATERAL DISTAL FIBULA, OR EQUIVALENT, RIGHT OR LEFT ASSORTED SIZES | ORTHOPEDIC & SPINAL SUPPLIES
22268 | 4232150017600 | EXTENSION PLATE, FOR STRUT CONNECTION, FOR HEXAPOD FIXATOR, ASSORTED SHAPES AND SIZE | ORTHOPEDIC & SPINAL SUPPLIES
22269 | 4232150017700 | SCREW, CANNULATED FULL THREADED SELF-DRILLING 5.0 - 6.0 MM TITANIUM ASSORTED TYPES AND LENGTHS AS REQUESTED BY END USER | ORTHOPEDIC & SPINAL SUPPLIES
22270 | 4232150017800 | SCREW, CANNULATED FULL THREADED SELF-DRILLING 8MM TITANIUM ASSORTED TYPES AND LENGTHS AS REQUESTED BY END USER | ORTHOPEDIC & SPINAL SUPPLIES
22271 | 4232150018000 | SCREW, CORTICAL 2.7MM OR, EQUIVALENT FOR STAINLESS STEEL LATERAL DISTAL FIBULA, ASSORTED SIZES | ORTHOPEDIC & SPINAL SUPPLIES
22272 | 4232150018100 | SCREW, CORTICAL 2.7MM OR, EQUIVALENT FOR TITANIUM LATERAL DISTAL FIBULA, ASSORTED SIZES | ORTHOPEDIC & SPINAL SUPPLIES
22273 | 4232150018200 | SCREW, CORTICAL 2.7MM, OR EQUIVALENT TITANIUM FOR WRIST FUSION, ASSORTED SIZES | ORTHOPEDIC & SPINAL SUPPLIES
22274 | 4232150018300 | SCREW, CORTICAL 3.5MM FOR STAINLESS STEEL ANTERIOR CLAVICLE PLATING ASSORTED SIZES | ORTHOPEDIC & SPINAL SUPPLIES
22275 | 4232150018400 | SCREW, CORTICAL 3.5MM FOR TITANIUM ANTERIOR CLAVICLE PLATING ASSORTED SIZES | ORTHOPEDIC & SPINAL SUPPLIES
22276 | 4232150018500 | SCREW, CORTICAL 3.5MM OR EQUIVALENT FOR STAINLESS STEEL HOOK CLAVICLE PLATE, ASSORTED SIZES | ORTHOPEDIC & SPINAL SUPPLIES
22277 | 4232150018600 | SCREW, CORTICAL 3.5MM OR EQUIVALENT FOR TITANIUM SUPERIOR CLAVICLE PLATE, ASSORTED SIZES | ORTHOPEDIC & SPINAL SUPPLIES
22278 | 4232150018700 | SCREW, CORTICAL 3.5MM OR, EQUIVALENT FOR STAINLESS STEEL LATERAL DISTAL FIBULA, ASSORTED SIZES | ORTHOPEDIC & SPINAL SUPPLIES
22279 | 4232150018800 | SCREW, CORTICAL 3.5MM OR, EQUIVALENT FOR TITANIUM LATERAL DISTAL FIBULA, ASSORTED SIZES | ORTHOPEDIC & SPINAL SUPPLIES
22280 | 4232150018900 | SCREW, CORTICAL ANATOMIC DISTAL ANTEROLATERAL TIBIA TITANIUM ASSORTED SIZES | ORTHOPEDIC & SPINAL SUPPLIES
22281 | 4232150019000 | SCREW, CORTICAL FOR DYNAMIC HIP SCREW PLATE STAINLESS STEEL ASSORTED SIZES AS REQUESTED BY END USER | ORTHOPEDIC & SPINAL SUPPLIES
22282 | 4232150019100 | SCREW, CORTICAL FOR PEDIATRIC BLADE PLATE ASSORTED SIZES | ORTHOPEDIC & SPINAL SUPPLIES
22283 | 4232150019200 | SCREW, CORTICAL FOR STAINLESS STEEL DISTAL FEMUR PLATING ASSORTED SIZES | ORTHOPEDIC & SPINAL SUPPLIES
22284 | 4232150019300 | SCREW, CORTICAL FOR VARIABLE ANGLE ANATOMIC DISTAL TIBIA, ASSORTED SIZES | ORTHOPEDIC & SPINAL SUPPLIES
22285 | 4232150019400 | SCREW, CORTICAL FOR VARIABLE ANGLE TITANIUM DISTAL FEMUR PLATING ASSORTED SIZES | ORTHOPEDIC & SPINAL SUPPLIES
22286 | 4232150019500 | SCREW, CORTICAL STAINLESS STEEL 3.5MM OR EQUIVALENT FOR DISTAL HUMERAL PLATING | ORTHOPEDIC & SPINAL SUPPLIES
22287 | 4232150019600 | SCREW, CORTICAL STAINLESS STEEL FOR PROXIMAL HUMERUS PLATING ASSORTED SIZES | ORTHOPEDIC & SPINAL SUPPLIES
22288 | 4232150019700 | SCREW, CORTICAL TITANIUM 3.5MM OR EQUIVALENT FOR DISTAL HUMERAL PLATING | ORTHOPEDIC & SPINAL SUPPLIES
22289 | 4232150019800 | SCREW, CORTICAL TITANIUM FOR PROXIMAL HUMERUS PLATING ASSORTED SIZES | ORTHOPEDIC & SPINAL SUPPLIES
22290 | 4232150019900 | SCREW, LOCKED HEAD 2.7MM OR, EQUIVALENT FOR STAINLESS STEEL LATERAL DISTAL FIBULA, ASSORTED SIZES | ORTHOPEDIC & SPINAL SUPPLIES
22291 | 4232150020000 | SCREW, LOCKED HEAD 2.7MM OR, EQUIVALENT FOR TITANIUM LATERAL DISTAL FIBULA, ASSORTED SIZES | ORTHOPEDIC & SPINAL SUPPLIES
22292 | 4232150020100 | SCREW, LOCKED HEAD 3.5MM OR EQUIVALENT FOR STAINLESS STEEL HOOK CLAVICLE PLATE | ORTHOPEDIC & SPINAL SUPPLIES
22293 | 4232150020200 | SCREW, LOCKED HEAD 3.5MM OR EQUIVALENT FOR TITANIUM HOOK CLAVICLE PLATE, ASSORTED SIZES | ORTHOPEDIC & SPINAL SUPPLIES
22294 | 4232150020300 | SCREW, LOCKED HEAD 3.5MM OR EQUIVALENT FOR TITANIUM SUPERIOR CLAVICLE PLATE, ASSORTED SIZES | ORTHOPEDIC & SPINAL SUPPLIES
22295 | 4232150020400 | SCREW, LOCKED HEAD 3.5MM OR, EQUIVALENT FOR STAINLESS STEEL LATERAL DISTAL FIBULA, ASSORTED SIZES | ORTHOPEDIC & SPINAL SUPPLIES
22296 | 4232150020500 | SCREW, LOCKED HEAD 3.5MM OR, EQUIVALENT FOR TITANIUM LATERAL DISTAL FIBULA, ASSORTED SIZES | ORTHOPEDIC & SPINAL SUPPLIES
22297 | 4232150020600 | SCREW, LOCKED HEAD FOR DORSAL DISTAL RADIUS FIXATION STAINLESS STEEL ASSORTED LENGTHS AND SIZES | ORTHOPEDIC & SPINAL SUPPLIES
22298 | 4232150020700 | SCREW, LOCKED HEAD FOR MINI FRAGMENT 1.5/2.3 MM,TITANIUM PLATING, ASSORTED SIZES | ORTHOPEDIC & SPINAL SUPPLIES
22299 | 4232150020800 | SCREW, LOCKED HEAD FOR PROXIMAL RADIUS PLATING, ASSORTED SIZES | ORTHOPEDIC & SPINAL SUPPLIES
22300 | 4232150020900 | SCREW, LOCKED HEAD STAINLESS STEEL FOR PROXIMAL HUMERUS PLATING ASSORTED SIZES | ORTHOPEDIC & SPINAL SUPPLIES
22301 | 4232150021000 | SCREW, LOCKED HEAD TITANIUM FOR PROXIMAL HUMERUS PLATING ASSORTED SIZES | ORTHOPEDIC & SPINAL SUPPLIES
22302 | 4232150021100 | SCREW, LOCKED HEAD VARIABLE ANGLE FOR DORSAL DISTAL RADIUS FIXATION STAINLESS STEEL ASSORTED LENGTHS AND SIZES | ORTHOPEDIC & SPINAL SUPPLIES
22303 | 4232150021200 | SCREW, LOCKING HEAD ANATOMIC DISTAL ANTEROLATERAL TIBIA TITANIUM ASSORTED SIZES | ORTHOPEDIC & SPINAL SUPPLIES
22304 | 4232150021300 | SCREW, LOCKING HEAD FOR ADULT BLADE PLATE ASSORTED SIZES | ORTHOPEDIC & SPINAL SUPPLIES
22305 | 4232150021400 | SCREW, LOCKING HEAD FOR FEMORAL NECK SYSTEM, OR EQUIVALENT, ASSORTED SIZES | ORTHOPEDIC & SPINAL SUPPLIES
22306 | 4232150021500 | SCREW, LOCKING HEAD FOR TITANIUM DISTAL FEMUR PLATING ASSORTED SIZES | ORTHOPEDIC & SPINAL SUPPLIES
22307 | 4232150021600 | SCREW, SELF-TAPPING HUMERUS NAIL PROXIMAL LOCKING ASSORTED SIZES AND LENGTHS | ORTHOPEDIC & SPINAL SUPPLIES
22308 | 4232150021700 | SCREW, STAINLESS STEEL FOR 2.7MM, OR EQUIVALENT LOW PROFILE SMALL FRAGMENT FIXATION, ASSORTED SIZES | ORTHOPEDIC & SPINAL SUPPLIES
22309 | 4232150021800 | SCREW, VARIABLE ANGLE 2.7MM OR EQUIVALENT FOR DISTAL HUMERAL PLATING | ORTHOPEDIC & SPINAL SUPPLIES
22310 | 4232150021900 | SCREW, VARIABLE ANGLE 2.7MM LCP OR, EQUIVALENT FOR LATERAL DISTAL FIBULA, ASSORTED SIZES | ORTHOPEDIC & SPINAL SUPPLIES
22311 | 4232150022000 | SCREW, VARIABLE ANGLE ANATOMIC LCP DISTAL TIBIA, ASSORTED SIZES | ORTHOPEDIC & SPINAL SUPPLIES
22312 | 4232150022100 | SCREW, VARIABLE ANGLE LCP 3.5MM OR EQUIVALENT FOR DISTAL HUMERAL PLATING | ORTHOPEDIC & SPINAL SUPPLIES
22313 | 4232150022200 | SCREW, LOCKED HEAD VARIABLE ANGLE FOR VOLAR DISTAL RADIUS FIXATION STAINLESS STEEL ASSORTED LENGTHS AND SIZES | ORTHOPEDIC & SPINAL SUPPLIES
22314 | 4232150022300 | PLATE, LCP CLAVICLE ANTERIOR MEDIAL STAINLESS STEEL ASSORTED SIZES, SHAPES, AND TYPES, AS REQUESTED BY END USER | ORTHOPEDIC & SPINAL SUPPLIES
22315 | 4232150022400 | COMPONENT, CONNECTING BAR, SILVER COATED, OR EQUIVALENT, FOR INTERCALARY PROSTHESIS, ASSORTED SIZES | ORTHOPEDIC & SPINAL SUPPLIES
22316 | 4232150022500 | SCREW, VARIABLE ANGLE FOR CALCANEAL LCP VARIABLE ANGLE PLATING, ASSORTED SIZES | ORTHOPEDIC & SPINAL SUPPLIES
22317 | 4232150022600 | SCREW, CORTICAL FOR VARIABLE ANGLE STAINLESS STEEL DISTAL FEMUR PLATING ASSORTED SIZES | ORTHOPEDIC & SPINAL SUPPLIES
22318 | 4232150022700 | SCREW, LOCKED HEAD 3.5MM FOR STAINLESS STEEL ANTERIOR CLAVICLE PLATING ASSORTED SIZES | ORTHOPEDIC & SPINAL SUPPLIES
22319 | 4232150022900 | PLATE, LCP ANATOMIC DISTAL HUMERUS LEFT OR RIGHT LATERAL TITANIUM ASSORTED TYPES, SHAPES AND SIZES AS REQUESTED BY END USER | ORTHOPEDIC & SPINAL SUPPLIES
22320 | 4232150023000 | PLATE, LCP ANATOMIC DISTAL RADIUS DORSAL VARIABLE ANGLE STAINLESS STEEL ASSORTED TYPES AND SIZES REQUESTED BY END USER | ORTHOPEDIC & SPINAL SUPPLIES
22321 | 4232150023100 | PLATE, LCP ANATOMIC DISTAL RADIUS VOLAR VARIABLE ANGLE STAINLESS STEEL ASSORTED TYPES AND SIZES REQUESTED BY END USER | ORTHOPEDIC & SPINAL SUPPLIES
22322 | 4232150023200 | PLATE, STAINLESS STEEL 2.7MM, OR EQUIVALENT LOW PROFILE SMALL FRAGMENT FIXATION, ASSORTED SHAPES, TYPES, AND SIZES | ORTHOPEDIC & SPINAL SUPPLIES
22323 | 4232150023300 | PLATE, TITANIUM 2.7MM, OR EQUIVALENT LOW PROFILE SMALL FRAGMENT FIXATION, ASSORTED SHAPES, TYPES, AND SIZES | ORTHOPEDIC & SPINAL SUPPLIES
22324 | 4232150023400 | PLATE, VARIABLE ANGLE 3.5MM FOR ANATOMIC PROXIMAL LATERAL TIBIA LEFT OR RIGHT PLATING ASSORTED TYPES AND SIZES AS REQUESTED BY END USER | ORTHOPEDIC & SPINAL SUPPLIES
22325 | 4232150023500 | PLATE, VARIABLE ANGLE ANATOMIC DISTAL ANTEROLATERAL TIBIA LEFT OR RIGHT, ASSORTED TYPES AND SIZES AS REQUESTED BY END USER | ORTHOPEDIC & SPINAL SUPPLIES
22326 | 4232150023600 | PLATE, VARIABLE ANGLE ANATOMIC DISTAL FEMUR LOCKING COMPRESSION LEFT OR RIGHT STAINLESS STEEL, ASSORTED TYPES AND SIZES AS REQUESTED BY END USER | ORTHOPEDIC & SPINAL SUPPLIES
22327 | 4232150023700 | PLATE, VARIABLE ANGLE ANATOMIC DISTAL FEMUR LOCKING COMPRESSION LEFT OR RIGHT TITANIUM, ASSORTED TYPES AND SIZES AS REQUESTED BY END USER | ORTHOPEDIC & SPINAL SUPPLIES
22328 | 4232150023800 | PLATE, VARIABLE ANGLE ANATOMIC DISTAL HUMERUS LEFT OR RIGHT LATERAL ASSORTED TYPES, SHAPES AND SIZES AS REQUESTED BY END USER | ORTHOPEDIC & SPINAL SUPPLIES
22329 | 4232150024000 | SCREW HEADLESS CANNULATED SELF-DRILLING 2.1 TO 3.0MM STAINLESS STEEL ASSORTED TYPES AND LENGTHS REQUESTED BY END USER | ORTHOPEDIC & SPINAL SUPPLIES
22330 | 4232150024200 | SCREW HEADLESS CANNULATED SELF-DRILLING 3.1 TO 4.0MM TITANIUM ASSORTED TYPES AND LENGTHS REQUESTED BY END USER | ORTHOPEDIC & SPINAL SUPPLIES
22331 | 4232150024300 | SCREW OCCIPITAL, TITANIUM, ASSORTED DIAMETER, ASSORTED LENGTH AS REQUESTED BY END USER, COMPATIBLE WITH NAVIGATION SYSTEM, SPINAL | ORTHOPEDIC & SPINAL SUPPLIES
22332 | 4232150024400 | SCREW, CANCELLOUS FOR STAINLESS STEEL LARGE FRAGMENT FIXATION, ASSORTED LENGTHS AND SIZES | ORTHOPEDIC & SPINAL SUPPLIES
22333 | 4232150024500 | SCREW, CANCELLOUS FOR STAINLESS STEEL SMALL FRAGMENT FIXATION, ASSORTED LENGTHS AND SIZES | ORTHOPEDIC & SPINAL SUPPLIES
22334 | 4232150024600 | SCREW, CANNULATED FULL THREADED SELF-DRILLING 2.6MM TO 3MM STAINLESS STEEL ASSORTED TYPES AND LENGTHS AS REQUESTED BY END USER | ORTHOPEDIC & SPINAL SUPPLIES
22335 | 4232150024700 | SCREW, CANNULATED FULL THREADED SELF-DRILLING 2.6MM TO 3MM TITANIUM ASSORTED TYPES AND LENGTHS AS REQUESTED BY END USER | ORTHOPEDIC & SPINAL SUPPLIES
22336 | 4232150024800 | SCREW, CANNULATED FULL THREADED SELF-DRILLING 2MM TO 2.5MM STAINLESS STEEL ASSORTED TYPES AND LENGTHS AS REQUESTED BY END USER | ORTHOPEDIC & SPINAL SUPPLIES
22337 | 4232150024900 | SCREW, CANNULATED FULL THREADED SELF-DRILLING 2MM TO 2.5MM TITANIUM ASSORTED TYPES AND LENGTHS AS REQUESTED BY END USER | ORTHOPEDIC & SPINAL SUPPLIES
22338 | 4232150025000 | SCREW, CANNULATED FULL THREADED SELF-DRILLING 3.5MM TO 4MM STAINLESS STEEL ASSORTED TYPES AND LENGTHS AS REQUESTED BY END USER | ORTHOPEDIC & SPINAL SUPPLIES
22339 | 4232150025100 | SCREW, CANNULATED FULL THREADED SELF-DRILLING 3.5MM TO 4MM TITANIUM ASSORTED TYPES AND LENGTHS AS REQUESTED BY END USER | ORTHOPEDIC & SPINAL SUPPLIES
22340 | 4232150025200 | SCREW, CANNULATED FULL THREADED SELF-DRILLING 4.5MM STAINLESS STEEL ASSORTED TYPES AND LENGTHS AS REQUESTED BY END USER | ORTHOPEDIC & SPINAL SUPPLIES
22341 | 4232150025300 | SCREW, CANNULATED FULL THREADED SELF-DRILLING 4.5MM TITANIUM ASSORTED TYPES AND LENGTHS AS REQUESTED BY END USER | ORTHOPEDIC & SPINAL SUPPLIES
22342 | 4232150025400 | SCREW, CANNULATED FULL THREADED SELF-DRILLING 5 - 6.0 MM STAINLESS STEEL ASSORTED TYPES AND LENGTHS AS REQUESTED BY END USER | ORTHOPEDIC & SPINAL SUPPLIES
22343 | 4232150025500 | SCREW, CANNULATED FULL THREADED SELF-DRILLING 6.5MM TO 7.5MM STAINLESS STEEL ASSORTED TYPES AND LENGTHS AS REQUESTED BY END USER | ORTHOPEDIC & SPINAL SUPPLIES
22344 | 4232150025600 | SCREW, CANNULATED FULL THREADED SELF-DRILLING 6.5MM TO 7.5MM TITANIUM ASSORTED TYPES AND LENGTHS AS REQUESTED BY END USER | ORTHOPEDIC & SPINAL SUPPLIES
22345 | 4232150025700 | SCREW, CANNULATED FULL THREADED SELF-DRILLING 8MM STAINLESS STEEL ASSORTED TYPES AND LENGTHS AS REQUESTED BY END USER | ORTHOPEDIC & SPINAL SUPPLIES
22346 | 4232150025800 | SCREW, CANNULATED PARTIAL THREADED SELF-DRILLING 2.6MM TO 3MM STAINLESS STEEL ASSORTED TYPES AND LENGTHS AS REQUESTED BY END USER | ORTHOPEDIC & SPINAL SUPPLIES
22347 | 4232150025900 | SCREW, CANNULATED PARTIAL THREADED SELF-DRILLING 2.6MM TO 3MM TITANIUM ASSORTED TYPES AND LENGTHS AS REQUESTED BY END USER | ORTHOPEDIC & SPINAL SUPPLIES
22348 | 4232150026000 | SCREW, CANNULATED PARTIAL THREADED SELF-DRILLING 2MM TO 2.5MM TITANIUM ASSORTED TYPES AND LENGTHS AS REQUESTED BY END USER | ORTHOPEDIC & SPINAL SUPPLIES
22349 | 4232150026100 | SCREW, CANNULATED PARTIAL THREADED SELF-DRILLING 3.5MM TO 4MM STAINLESS STEEL ASSORTED TYPES AND LENGTHS AS REQUESTED BY END USER | ORTHOPEDIC & SPINAL SUPPLIES
22350 | 4232150026200 | SCREW, CANNULATED PARTIAL THREADED SELF-DRILLING 3.5MM TO 4MM TITANIUM ASSORTED TYPES AND LENGTHS AS REQUESTED BY END USER | ORTHOPEDIC & SPINAL SUPPLIES
22351 | 4232150026300 | SCREW, CANNULATED PARTIAL THREADED SELF-DRILLING 4.5MM STAINLESS STEEL ASSORTED TYPES AND LENGTHS AS REQUESTED BY END USER | ORTHOPEDIC & SPINAL SUPPLIES
22352 | 4232150026400 | SCREW, CANNULATED PARTIAL THREADED SELF-DRILLING 4.5MM TITANIUM ASSORTED TYPES AND LENGTHS AS REQUESTED BY END USER | ORTHOPEDIC & SPINAL SUPPLIES
22353 | 4232150026500 | SCREW, CANNULATED PARTIAL THREADED SELF-DRILLING 5.0 - 6.0 MM STAINLESS STEEL ASSORTED TYPES AND LENGTHS AS REQUESTED BY END USER | ORTHOPEDIC & SPINAL SUPPLIES
22354 | 4232150026600 | SCREW, CANNULATED PARTIAL THREADED SELF-DRILLING 5.0 - 6.0 MM TITANIUM ASSORTED TYPES AND LENGTHS AS REQUESTED BY END USER | ORTHOPEDIC & SPINAL SUPPLIES
22355 | 4232150026700 | SCREW, CANNULATED PARTIAL THREADED SELF-DRILLING 6.5 - 8.0 MM STAINLESS STEEL ASSORTED TYPES AND LENGTHS AS REQUESTED BY END USER | ORTHOPEDIC & SPINAL SUPPLIES
22356 | 4232150026800 | SCREW, CANNULATED PARTIAL THREADED SELF-DRILLING 6.5 - 8.0 MM TITANIUM ASSORTED TYPES AND LENGTHS AS REQUESTED BY END USER | ORTHOPEDIC & SPINAL SUPPLIES
22357 | 4232150026900 | SCREW, CORTICAL 2.7MM OR, EQUIVALENT FOR VARIABLE ANGLE LATERAL DISTAL FIBULA, ASSORTED SIZES | ORTHOPEDIC & SPINAL SUPPLIES
22358 | 4232150027000 | SCREW, CORTICAL 3.5MM OR EQUIVALENT FOR DISTAL HUMERAL VARIABLE ANGLE PLATING | ORTHOPEDIC & SPINAL SUPPLIES
22359 | 4232150027100 | SCREW, CORTICAL 3.5MM FOR STAINLESS STEEL ANTERIOR MEDIAL CLAVICLE PLATING ASSORTED SIZES | ORTHOPEDIC & SPINAL SUPPLIES
22360 | 4232150027200 | SCREW, CORTICAL 3.5MM FOR TITANIUM ANTERIOR MEDIAL CLAVICLE PLATING ASSORTED SIZES | ORTHOPEDIC & SPINAL SUPPLIES
22361 | 4232150027300 | SCREW, CORTICAL 3.5MM OR EQUIVALENT FOR LCP METAPHYSEAL MEDIAL DISTAL TIBIA, ASSORTED SIZES | ORTHOPEDIC & SPINAL SUPPLIES
22362 | 4232150027400 | SCREW, CORTICAL 3.5MM OR EQUIVALENT FOR STAINLESS STEEL SUPERIOR ANTERIOR CLAVICLE PLATE WITH LATERAL EXTENSION, ASSORTED SIZES | ORTHOPEDIC & SPINAL SUPPLIES
22363 | 4232150027500 | SCREW, CORTICAL 3.5MM OR EQUIVALENT FOR STAINLESS STEEL SUPERIOR ANTERIOR CLAVICLE PLATE, ASSORTED SIZES | ORTHOPEDIC & SPINAL SUPPLIES
22364 | 4232150027600 | SCREW, CORTICAL 3.5MM OR EQUIVALENT FOR TITANIUM SUPERIOR ANTERIOR CLAVICLE PLATE WITH LATERAL EXTENSION, ASSORTED SIZES | ORTHOPEDIC & SPINAL SUPPLIES
22365 | 4232150027700 | SCREW, LOCKED HEAD 3.5MM OR EQUIVALENT FOR STAINLESS STEEL SUPERIOR CLAVICLE PLATE, ASSORTED SIZES | ORTHOPEDIC & SPINAL SUPPLIES
22366 | 4232150027800 | SCREW, LOCKING HEAD FOR VARIABLE ANGLE STAINLESS STEEL DISTAL FEMUR PLATING ASSORTED SIZES | ORTHOPEDIC & SPINAL SUPPLIES
22367 | 4232150027900 | SCREW, LOCKING HEAD FOR VARIABLE ANGLE TITANIUM DISTAL FEMUR PLATING ASSORTED SIZES | ORTHOPEDIC & SPINAL SUPPLIES
22368 | 4232150028000 | SCREW, CORTICAL 3.5MM OR, EQUIVALENT FOR VARIABLE ANGLE LATERAL DISTAL FIBULA, ASSORTED SIZES | ORTHOPEDIC & SPINAL SUPPLIES
22369 | 4232150028100 | SCREW, CORTICAL FOR STAINLESS STEEL LARGE FRAGMENT FIXATION, ASSORTED LENGTHS AND SIZES | ORTHOPEDIC & SPINAL SUPPLIES
22370 | 4232150028200 | SCREW, CORTICAL FOR STAINLESS STEEL SMALL FRAGMENT FIXATION, ASSORTED LENGTHS AND SIZES | ORTHOPEDIC & SPINAL SUPPLIES
22371 | 4232150028300 | SCREW, CORTICAL FOR 3.5MM LCP ANATOMIC PROXIMAL TIBIAL PLATING STAINLESS STEEL, ASSORTED SIZES | ORTHOPEDIC & SPINAL SUPPLIES
22372 | 4232150028400 | SCREW, CORTICAL FOR 3.5MM LCP ANATOMIC PROXIMAL TIBIAL PLATING TITANIUM, ASSORTED SIZES | ORTHOPEDIC & SPINAL SUPPLIES
22373 | 4232150028500 | SCREW, CORTICAL FOR 4.5MM LCP ANATOMIC PROXIMAL TIBIAL PLATING STAINLESS STEEL, ASSORTED SIZES | ORTHOPEDIC & SPINAL SUPPLIES
22374 | 4232150028600 | SCREW, CORTICAL FOR 4.5MM LCP ANATOMIC PROXIMAL TIBIAL PLATING TITANIUM, ASSORTED SIZES | ORTHOPEDIC & SPINAL SUPPLIES
22375 | 4232150028700 | SCREW, CORTICAL FOR PROXIMAL FEMUR LOCKING COMPRESSION STAINLESS STEEL PLATING ASSORTED SIZES AS REQUESTED BY END USER | ORTHOPEDIC & SPINAL SUPPLIES
22376 | 4232150028800 | SCREW, CORTICAL FOR 3.5MM VARIABLE ANGLE ANATOMIC PROXIMAL TIBIAL PLATING, ASSORTED SIZES | ORTHOPEDIC & SPINAL SUPPLIES
22377 | 4232150028900 | SCREW, DISTAL LOCKED HEAD FOR PROXIMAL FEMUR LOCKING COMPRESSION STAINLESS STEEL PLATING ASSORTED SIZES AS REQUESTED BY END USER | ORTHOPEDIC & SPINAL SUPPLIES
22378 | 4232150029000 | SCREW, CORTICAL 3.5MM OR EQUIVALENT FOR TITANIUM SUPERIOR ANTERIOR CLAVICLE PLATE, ASSORTED SIZES | ORTHOPEDIC & SPINAL SUPPLIES
22379 | 4232150029200 | SCREW, CORTICAL FOR VOLAR VARIABLE ANGLE DISTAL RADIUS FIXATION STAINLESS STEEL ASSORTED LENGTHS | ORTHOPEDIC & SPINAL SUPPLIES
22380 | 4232150029300 | SCREW, CORTICAL FOR VOLAR VARIABLE ANGLE DISTAL RADIUS FIXATION TITANIUM ASSORTED LENGTHS | ORTHOPEDIC & SPINAL SUPPLIES
22381 | 4232150029400 | SCREW, LOCKED HEAD 3.5MM FOR STAINLESS STEEL ANTERIOR MEDIAL CLAVICLE PLATING ASSORTED SIZES | ORTHOPEDIC & SPINAL SUPPLIES
22382 | 4232150029500 | SCREW, LOCKED HEAD 3.5MM FOR TITANIUM ANTERIOR MEDIAL CLAVICLE PLATING ASSORTED SIZES | ORTHOPEDIC & SPINAL SUPPLIES
22383 | 4232150029600 | SCREW, DISTAL CORTICAL FOR PROXIMAL FEMUR LOCKING COMPRESSION TITANIUM PLATING ASSORTED SIZES AS REQUESTED BY END USER | ORTHOPEDIC & SPINAL SUPPLIES
22384 | 4232150029700 | SCREW, CORTICAL 4.5MM OR EQUIVALENT FOR LCP METAPHYSEAL MEDIAL DISTAL TIBIA, ASSORTED SIZES | ORTHOPEDIC & SPINAL SUPPLIES
22385 | 4232150029800 | SCREW, CORTICAL FOR DORSAL VARIABLE ANGLE DISTAL RADIUS FIXATION STAINLESS STEEL ASSORTED LENGTHS AND SIZES | ORTHOPEDIC & SPINAL SUPPLIES
22386 | 4232150029900 | SCREW, CORTICAL FOR VOLAR DISTAL RADIUS FIXATION STAINLESS STEEL ASSORTED LENGTHS AND SIZES | ORTHOPEDIC & SPINAL SUPPLIES
22387 | 4232150030000 | SCREW, CORTICAL FOR VOLAR DISTAL RADIUS FIXATION TITANIUM ASSORTED LENGTHS AND SIZES | ORTHOPEDIC & SPINAL SUPPLIES
22388 | 4232150030100 | SCREW, LOCKED HEAD 3.5MM OR EQUIVALENT FOR STAINLESS STEEL SUPERIOR ANTERIOR CLAVICLE PLATE, ASSORTED SIZES | ORTHOPEDIC & SPINAL SUPPLIES
22389 | 4232150030200 | SCREW, LOCKED HEAD 3.5MM OR EQUIVALENT FOR TITANIUM SUPERIOR ANTERIOR CLAVICLE PLATE, ASSORTED SIZES | ORTHOPEDIC & SPINAL SUPPLIES
22390 | 4232150030300 | SCREW, TITANIUM HEADLESS CANNULATED SELF-DRILLING 6.6MM TO 7.5MM ASSORTED TYPES AND LENGTHS REQUESTED BY END USER | ORTHOPEDIC & SPINAL SUPPLIES
22391 | 4232150030400 | SCREW, CORTICAL FOR DORSAL DISTAL RADIUS FIXATION STAINLESS STEEL ASSORTED LENGTHS AND SIZES | ORTHOPEDIC & SPINAL SUPPLIES
22392 | 4232150030500 | SCREW, CORTICAL FOR DORSAL DISTAL RADIUS FIXATION TITANIUM ASSORTED LENGTHS AND SIZES | ORTHOPEDIC & SPINAL SUPPLIES
22393 | 4232150030600 | SCREW, CORTICAL FOR TITANIUM LARGE FRAGMENT FIXATION, ASSORTED LENGHTS AND SIZES | ORTHOPEDIC & SPINAL SUPPLIES
22394 | 4232150030700 | SCREW, LOCKED HEAD 5MM OR EQUIVALENT FOR LCP METAPHYSEAL MEDIAL DISTAL TIBIA, ASSORTED SIZES | ORTHOPEDIC & SPINAL SUPPLIES
22395 | 4232150030800 | SCREW, DISTAL LOCKED HEAD FOR PROXIMAL FEMUR LOCKING COMPRESSION TITANIUM PLATING ASSORTED SIZES AS REQUESTED BY END USER | ORTHOPEDIC & SPINAL SUPPLIES
22396 | 4232150030900 | SCREW, LOCKING PROXIMAL SCREW FOR PROXIMAL FEMUR LOCKING COMPRESSION TITANIUM PLATING ASSORTED SIZES AS REQUESTED BY END USER | ORTHOPEDIC & SPINAL SUPPLIES
22397 | 4232150031000 | SCREW, LOCKING HEAD FOR STAINLESS STEEL LARGE FRAGMENT FIXATION, ASSORTED LENGTHS AND SIZES | ORTHOPEDIC & SPINAL SUPPLIES
22398 | 4232150031100 | SCREW, LOCKING HEAD FOR STAINLESS STEEL SMALL FRAGMENT FIXATION, ASSORTED LENGTHS AND SIZES | ORTHOPEDIC & SPINAL SUPPLIES
22399 | 4232150031200 | SCREW, LOCKING HEAD FOR TITANIUM LARGE FRAGMENT FIXATION, LENGTHS AND SIZES | ORTHOPEDIC & SPINAL SUPPLIES
22400 | 4232150031300 | SCREW, LOCKING HEAD FOR TITANIUM SMALL FRAGMENT FIXATION, ASSORTED LENGTHS AND SIZES | ORTHOPEDIC & SPINAL SUPPLIES
22401 | 4232150031400 | SCREW, CORTICAL 3.5MM OR EQUIVALENT, FOR DISTAL HUMERAL EXTRA ARTICULAR PLATING, ASSORTED SIZES | ORTHOPEDIC & SPINAL SUPPLIES
22402 | 4232150031500 | SCREW CORTICAL FOR FUSION FOOT PLATE TITANIUM ASSORTED TYPES AND SIZES AS REQUESTED BY END USER | ORTHOPEDIC & SPINAL SUPPLIES
22403 | 4232150031600 | SCREW, LOCKED HEAD 3.5MM OR EQUIVALENT FOR LCP METAPHYSEAL MEDIAL DISTAL TIBIA, ASSORTED SIZES | ORTHOPEDIC & SPINAL SUPPLIES
22404 | 4232150031700 | SCREW, LOCKED HEAD FOR VOLAR DISTAL RADIUS FIXATION TITANIUM ASSORTED LENGTHS AND SIZES | ORTHOPEDIC & SPINAL SUPPLIES
22405 | 4232150031800 | SCREW, LOCKED HEAD FOR 3.5MM LCP ANATOMIC PROXIMAL TIBIAL PLATING STAINLESS STEEL, ASSORTED SIZES | ORTHOPEDIC & SPINAL SUPPLIES
22406 | 4232150031900 | SCREW, LOCKED HEAD FOR 3.5MM LCP ANATOMIC PROXIMAL TIBIAL PLATING TITANIUM, ASSORTED SIZES | ORTHOPEDIC & SPINAL SUPPLIES
22407 | 4232150032000 | SCREW, LOCKED HEAD FOR 4.5MM LCP ANATOMIC PROXIMAL TIBIAL PLATING STAINLESS STEEL, ASSORTED SIZES | ORTHOPEDIC & SPINAL SUPPLIES
22408 | 4232150032100 | SCREW, LOCKED HEAD FOR 4.5MM LCP ANATOMIC PROXIMAL TIBIAL PLATING TITANIUM, ASSORTED SIZES | ORTHOPEDIC & SPINAL SUPPLIES
22409 | 4232150032200 | SCREW, LOCKED HEAD 3.5MM OR EQUIVALENT, FOR DISTAL HUMERAL EXTRA ARTICULAR PLATING, ASSORTED SIZES | ORTHOPEDIC & SPINAL SUPPLIES
22410 | 4232150032300 | SCREW, CORTICAL FOR DORSAL VARIABLE ANGLE DISTAL RADIUS FIXATION TITANIUM ASSORTED LENGTHS AND SIZES | ORTHOPEDIC & SPINAL SUPPLIES
22411 | 4232150032400 | SCREW LOCKED, FOR VARIABLE ANGLE 3.5MM ANATOMIC PROXIMAL TIBIAL PLATING, ASSORTED SIZES | ORTHOPEDIC & SPINAL SUPPLIES
22412 | 4232150032500 | SCREW, CORTICAL 3.5MM OR EQUIVALENT FOR TITANIUM SUPERIOR CLAVICLE PLATE WITH LATERAL EXTENSION, ASSORTED SIZES | ORTHOPEDIC & SPINAL SUPPLIES
22413 | 4232150032600 | SCREW, LOCKED HEAD VARIABLE ANGLE FOR DORSAL DISTAL RADIUS FIXATION TITANIUM ASSORTED LENGTHS AND SIZES | ORTHOPEDIC & SPINAL SUPPLIES
22414 | 4232150032700 | SCREW, LOCKED HEAD 3.5MM OR EQUIVALENT FOR STAINLESS STEEL SUPERIOR CLAVICLE PLATE WITH LATERAL EXTENSION, ASSORTED SIZES. | ORTHOPEDIC & SPINAL SUPPLIES
22415 | 4232150032800 | SCREW, LOCKED HEAD 3.5MM OR EQUIVALENT FOR TITANIUM SUPERIOR CLAVICLE PLATE WITH LATERAL EXTENSION, ASSORTED SIZES | ORTHOPEDIC & SPINAL SUPPLIES
22416 | 4232150032900 | SCREW, LOCKING HEAD 2.7MM OR EQUIVALENT FOR STAINLESS STEEL SUPERIOR CLAVICLE PLATE WITH LATERAL EXTENSION, ASSORTED SIZES | ORTHOPEDIC & SPINAL SUPPLIES
22417 | 4232150033000 | SCREW, LOCKING HEAD 2.7MM OR EQUIVALENT FOR TITANIUM SUPERIOR CLAVICLE PLATE WITH LATERAL EXTENSION, ASSORTED SIZES | ORTHOPEDIC & SPINAL SUPPLIES
22418 | 4232150033100 | SCREW, LOCKED HEAD 3.5MM OR EQUIVALENT FOR STAINLESS STEEL SUPERIOR ANTERIOR CLAVICLE PLATE WITH LATERAL EXTENSION, ASSORTED SIZES | ORTHOPEDIC & SPINAL SUPPLIES
22419 | 4232150033200 | SCREW, LOCKED HEAD 3.5MM OR EQUIVALENT FOR TITANIUM SUPERIOR ANTERIOR CLAVICLE PLATE WITH LATERAL EXTENSION, ASSORTED SIZES | ORTHOPEDIC & SPINAL SUPPLIES
22420 | 4232150033300 | SCREW, LOCKING HEAD 2.7MM OR EQUIVALENT FOR STAINLESS STEEL SUPERIOR ANTERIOR CLAVICLE PLATE WITH LATERAL EXTENSION, ASSORTED SIZES | ORTHOPEDIC & SPINAL SUPPLIES
22421 | 4232150033400 | SCREW, LOCKING HEAD 2.7MM OR EQUIVALENT FOR TITANIUM SUPERIOR ANTERIOR CLAVICLE PLATE WITH LATERAL EXTENSION, ASSORTED SIZES | ORTHOPEDIC & SPINAL SUPPLIES
22422 | 4232150033500 | SET, COMPLETE INSTRUMENTATION FOR 4.5MM ANATOMIC PROXIMAL TIBIA STAINLESS STEEL PLATING WITH NECESSARY CASE AND IMPLANT TRAY | ORTHOPEDIC & SPINAL SUPPLIES
22423 | 4232150033600 | SET, COMPLETE INSTRUMENTATION FOR PROXIMAL FEMUR TUMOR MEGAPROSTHESIS TOTAL FEMUR ARTHROPLASTY, WITH ALL NECESSARY ACCESSORIES AND CASES | ORTHOPEDIC & SPINAL SUPPLIES
22424 | 4232150033700 | SCREW, LATERAL MASS, TITANIUM, POLYAXIAL, CANCELLOUS, 3 MM DIAMETER, ASSORTED LENGTH, COMPATIBLE WITH THE ROD, SPINAL | ORTHOPEDIC & SPINAL SUPPLIES
22425 | 4232150033800 | SCREW, FOR POSTERIOR CERVICAL FIXATION, LATERAL MASS, TITANIUM, POLYAXIAL, 4-4.5 MM DIAMETER, ASSORTED LENGTH, COMPATIBLE WITH THE ROD WITH PROPER LOCKING MECHANISM, COMPATIBLE WITH NAVIGATION SYSTEM, SPINAL | ORTHOPEDIC & SPINAL SUPPLIES
22426 | 4232150034000 | SCREW, LATERAL MASS, TITANIUM, POLYAXIAL, CORTICAL, 3.5 MM DIAMETER, ASSORTED LENGTH, COMPATIBLE WITH THE ROD WITH PROPER LOCKING MECHANISM, COMPATIBLE WITH NAVIGATION SYSTEM, SPINAL | ORTHOPEDIC & SPINAL SUPPLIES
22427 | 4232150034100 | SCREW, LATERAL MASS, TITANIUM, POLYAXIAL, CANCELLOUS, 3-3.5 MM DIAMETER, ASSORTED LENGTH, COMPATIBLE WITH THE ROD WITH PROPER LOCKING MECHANISM, COMPATIBLE WITH NAVIGATION SYSTEM, SPINAL | ORTHOPEDIC & SPINAL SUPPLIES
22428 | 4232150034200 | SCREW, LATERAL MASS, TITANIUM, POLYAXIAL, CANCELLOUS, 3.5 MM DIAMETER, ASSORTED LENGTH PARTIALLY THREADED, COMPATIBLE WITH THE ROD WITH PROPER LOCKING MECHANISM, COMPATIBLE WITH NAVIGATION SYSTEM, SPINAL | ORTHOPEDIC & SPINAL SUPPLIES
22429 | 4232150034300 | WASHER, FOR CANNULATED TITANIUM SCREW 5.0 - 6.0 MM, ASSORTED SIZES | ORTHOPEDIC & SPINAL SUPPLIES
22430 | 4232150034400 | WASHER, FOR CANNULATED TITANIUM SCREW FULL THREADED 8MM, ASSORTED SIZES | ORTHOPEDIC & SPINAL SUPPLIES
22431 | 4232150034500 | WASHER, FOR CANNULATED STAINLESS STEEL SCREW 5.0 - 6.0 MM, ASSORTED SIZES | ORTHOPEDIC & SPINAL SUPPLIES
22432 | 4232150034600 | WASHER, FOR CANNULATED STAINLESS STEEL SCREW FULL THREADED 8MM, ASSORTED SIZES | ORTHOPEDIC & SPINAL SUPPLIES
22433 | 4232150034700 | WASHER, FOR CANNULATED STAINLESS STEEL SCREW PARTIAL THREADED 5.0 - 6.0 MM, ASSORTED SIZES | ORTHOPEDIC & SPINAL SUPPLIES
22434 | 4232150034800 | WASHER, FOR CANNULATED STAINLESS STEEL SCREW PARTIAL THREADED 6.5 - 8MM, ASSORTED SIZES | ORTHOPEDIC & SPINAL SUPPLIES
22435 | 4232150034900 | WASHER, FOR CANNULATED TITANIUM SCREW PARTIAL THREADED 5.0 - 6.0 MM, ASSORTED SIZES | ORTHOPEDIC & SPINAL SUPPLIES
22436 | 4232150035000 | WASHER, FOR CANNULATED TITANIUM SCREW PARTIAL THREADED 6.5 - 8.0 MM, ASSORTED SIZES | ORTHOPEDIC & SPINAL SUPPLIES
22437 | 4232150035100 | WASHER, FOR CANNULATED STAINLESS STEEL SCREW FULL THREADED 2MM TO 3 MM, ASSORTED SIZES | ORTHOPEDIC & SPINAL SUPPLIES
22438 | 4232150035200 | WASHER, FOR CANNULATED STAINLESS STEEL SCREW PARTIAL THREADED 2MM TO 3 MM, ASSORTED SIZES | ORTHOPEDIC & SPINAL SUPPLIES
22439 | 4232150035300 | WASHER, FOR CANNULATED STAINLESS STEEL SCREW PARTIAL THREADED 3.5MM TO 4.5 MM, ASSORTED SIZES | ORTHOPEDIC & SPINAL SUPPLIES
22440 | 4232150035500 | ENDCAP, FOR INTRAMEDULLARY TIBIAL NAIL ASSORTED SIZES | ORTHOPEDIC & SPINAL SUPPLIES
22441 | 4232150035600 | ENDCAP, FOR RETROGRADE FEMORAL NAIL AND SCREW FIXATION | ORTHOPEDIC & SPINAL SUPPLIES
22442 | 4232150035700 | ENDCAP, FOR INTRAMEDULLARY ANTEROGRADE TROCHANTERIC FEMORAL NAIL FIXATION ASSORTED SIZES | ORTHOPEDIC & SPINAL SUPPLIES
22443 | 4232150035900 | ENDCAP, FOR CEPHALOMEDULLARY FEMUR NAIL AND SCREW FIXATION | ORTHOPEDIC & SPINAL SUPPLIES
22444 | 4232150036000 | ENDCAP, FOR INTRAMEDULLARY EXPANDABLE NAIL FIXATION, ASSORTED SIZES | ORTHOPEDIC & SPINAL SUPPLIES
22445 | 4232150036400 | BONE PINS 4.0 MM X 127 MM FOR ROBOTIC | ORTHOPEDIC & SPINAL SUPPLIES
22446 | 4232150036500 | BONE PINS 4.0 MM X 152 MM FOR ROBOTIC | ORTHOPEDIC & SPINAL SUPPLIES
22447 | 4232150040700 | SET SCREW, WITH PROPER LOCKING MECHANISM, COMPATIBLE WITH NAVIGATION SYSTEM, SPINAL | ORTHOPEDIC & SPINAL SUPPLIES
22448 | 4232150040800 | INSTRUMENTATION SET, COMPLETE AND NECESSARY STERILIZATION CASE (TRAY, BOX, LID) FOR PRE-FILLED ALLOGRAFT PEEK CAGE ANTERIOR CERVICAL DISC FUSION, SPINAL | ORTHOPEDIC & SPINAL SUPPLIES
22449 | 4232150040900 | INSTRUMENTATION SET FOR CONNECTORS, INSTRUMENTATION COMPLETE AND NECESSARY STERILIZATION CASE (TRAY, BOX, LID) IMPLANTS FOR POSTERIOR THORACIC-LUMBOSACRAL FIXATION WITH PROPER LOCKING MECHANISM, FOR PEDIATRIC DEFORMITY, FOR 4.75 MM ROD OR EQUIVALENT | ORTHOPEDIC & SPINAL SUPPLIES
22450 | 4232150041000 | INSTRUMENTATION, PREPARATION AND IMPLANT SET, COMPLETE AND NECESSARY STERILIZATION CASE (TRAY BOX LID) FOR TITANIUM LATERAL EXPANDABLE FOR INTERBODY LUMBAR CAGE ASSORTED SIZES AND DIAMETERS,WITH PROPER LOCKING MECHANISM AND FIXATION METHOD IF AVAILABLE, SPINAL | ORTHOPEDIC & SPINAL SUPPLIES
22451 | 4232150041100 | COMPLETE INSTRUMENTATION SET AND NECESSARY STERILIZATION CASE (TRAY, BOX AND LID), FOR SINGLE STEP INSERTION, CANNULATED MINIMALLY INVASIVE THORACOLUMBAR FIXATION, SPINAL | ORTHOPEDIC & SPINAL SUPPLIES
22452 | 4232150041200 | SET, COMPLETE SPINAL RETRACTORS RADIOLUCENT LATERAL, LUMBAR SELF RETAINING WITH DETACHABLE BLADES WITH ILLUMINATION, ALL SIZES OF BLADES, SPINAL | ORTHOPEDIC & SPINAL SUPPLIES
22453 | 4232150041300 | INSTRUMENTATION SET, COMPLETE AND IMPLANT TRAY WITH NECESSARY STERILIZATION CASE (TRAY, BOX AND LID) FOR POSTERIOR THORACOLUMBAR COR TICAL FIX SCREWS, FIXATION RODS AND HOOKS, SPINAL. | ORTHOPEDIC & SPINAL SUPPLIES
22454 | 4232150041400 | INSTRUMENTATION SET, COMPLETE AND NECESSARY STERILIZATION CASE (TRAY, BOX, LID FOR INSTRUMENTS AND PREPARATION) FOR ANTERIOR CERVICAL DISC REPLACEMENT, SPINAL | ORTHOPEDIC & SPINAL SUPPLIES
22455 | 4232150041500 | IMPLANT, ANTERIOR CERVICAL, FOR DISC REPLACEMENT, ASSORTED SIZES AND DEPTH, AS REQUESTED BY END USERS, SPINAL | ORTHOPEDIC & SPINAL SUPPLIES
22456 | 4232150041600 | INSTRUMENTATION SET, COMPLETE FOR INFANT LOCKED HIP PLATE, WITH NECESSARY CASE AND IMPLANT TRAY | ORTHOPEDIC & SPINAL SUPPLIES
22457 | 4232150041700 | INSTRUMENTATION SET, COMPLETE FOR 2.7 VARIABLE ANGLED CLAVICLE PLATING, WITH NECESSARY CASE AND IMPLANT TRAY | ORTHOPEDIC & SPINAL SUPPLIES
22458 | 4232150041800 | INSTRUMENTATION SET FOR CONNECTORS, COMPLETE AND NECESSARY STERILIZATION CASE (TRAY, BOX, LID) IMPLANTS FOR POSTERIOR THORACIC-LUMBOSACRAL FIXATION WITH PROPER LOCKING MECHANISM, FOR ADULT DEFORMITY | ORTHOPEDIC & SPINAL SUPPLIES
22459 | 4232150041900 | INSTRUMENTATION SET, COMPLETE AND NECESSARY STERILIZATION CASE (TRAY BOX AND LID) FOR POSTERIOR CERVICAL DEFORMITY (HIGH VARIABLE ANGLE MORE THAN 45 DEGREES) FIXATION, LATERAL MASS SCREWS, OCCIPITAL PLATE, RODS, HOOKS, REDUCTION TOWERS, FOR VARIABLE ANGLED, SPINAL | ORTHOPEDIC & SPINAL SUPPLIES
22460 | 4232150042000 | INSTRUMENTATION SET, COMPLETE AND NECESSARY STERILIZATION CASE (TRAY, BOX, LID FOR INSTRUMENTS AND PREPARATION) FOR THORACO-LUMBAR PEDIATRIC SCOLIOSIS CORRECTION, TETHERING WITH PROPER LOCKING MECHANISM, SPINAL | ORTHOPEDIC & SPINAL SUPPLIES
22461 | 4232150042100 | STAPLES, TETHERING SINGLE AND DUAL ASSORTED DIAMETER, AS PER END USER REQUESTED | ORTHOPEDIC & SPINAL SUPPLIES
22462 | 4232150042200 | INSTRUMENTATION SET, COMPLETE AND NECESSARY STERILIZATION CASE (TRAY BOX LID) FOR STANDALONE 3D PRINTED TITANIUM FOR ANTERIOR CERVICAL DISC FUSION CAGES SPINAL | ORTHOPEDIC & SPINAL SUPPLIES
22463 | 4232150042300 | INSTRUMENTATION, PREPARATION AND IMPLANT SET, COMPLETE AND NECESSARY STERILIZATION CASE (TRAY BOX LID) FOR 3D PRINTED TITANIUM TRANSFORAMINAL LUMBAR INTERBODY FUSION (TLIF) CAGE S SPINAL | ORTHOPEDIC & SPINAL SUPPLIES
22464 | 4232150042400 | INSTRUMENTATION, PREPARATION AND IMPLANT SET, COMPLETE AND NECESSARY STERILIZATION CASE (TRAY, BOX, LID ) FOR 3D PRINTED TITANIUM BANANA CAGE, TRANSFORAMINAL LUMBAR INTERBODY FUSION (TLIF) CAGES, SPINAL | ORTHOPEDIC & SPINAL SUPPLIES
22465 | 4232150042500 | INSTRUMENTATION, PREPARATION AND IMPLANT SET, COMPLETE AND NECESSARY STERILIZATION CASE (TRAY, BOX, LID) COMPLETE, 3D PRINTED LORDOTIC, FOR POSTERIOR LUMBAR INTERBODY FUSION (PLIF) FOR TITANIUM, SPINAL | ORTHOPEDIC & SPINAL SUPPLIES
22466 | 4232150042600 | INSTRUMENTATION SET, COMPLETE AND NECESSARY STERILIZATION CASE (TRAY, BOX, LID) FOR 3D PRINTED TITANIUM CAGE ANTERIOR CERVICAL DISC FUSION, SPINAL | ORTHOPEDIC & SPINAL SUPPLIES
22467 | 4232150042700 | INSTRUMENTATION, PREPARATION AND IMPLANT SET, COMPLETE AND NECESSARY STERILIZATION CASE (TRAY BOX LID) FOR 3D PRINTED TITANIUM LATERAL LUMBAR INTERBODY FUSION, SPINAL | ORTHOPEDIC & SPINAL SUPPLIES
22468 | 4232150042800 | INSTRUMENTATION, PREPARATION AND IMPLANT SET, COMPLETE AND NECESSARY STERILIZATION CASE (TRAY, BOX, LID ) FOR 3D PRINTED TITANIUM ANTERIOR LUMBAR INTERBODY FUSION CAGES (ALIF), SPINAL | ORTHOPEDIC & SPINAL SUPPLIES
22469 | 4232150042900 | INSTRUMENTATION AND IMPLANT SET, 3D PRINTED TITANIUM, FOR LATERAL SACRO ILIAC FUSION, SPINAL | ORTHOPEDIC & SPINAL SUPPLIES
22470 | 4232150043000 | INSTRUMENTATION SET, COMPLETE AND NECESSARY STERILIZATION CASE (TRAY BOX AND LID), WITH PROPER LOCKING MECHANISM, FOR SPINAL BAND, SPINAL | ORTHOPEDIC & SPINAL SUPPLIES
22471 | 4232150043100 | INSTRUMENTATION SET, COMPLETE FOR DUAL MOBILITY SHELL AND RELATED ITEMS FOR TOTAL HIP ARTHROPLASTY, WITH NECESSARY CASE AND TRAY | ORTHOPEDIC & SPINAL SUPPLIES
22472 | 4232150043200 | INSTRUMENTATION SET, COMPLETE FOR STEMLESS SHOULDER ARTHROPLASTY WITH NECESSARY CASE AND TRAY, AS REQUESTED BY END USER | ORTHOPEDIC & SPINAL SUPPLIES
22473 | 4232150043300 | COMPLETE INSTRUMENTATION SET, FOR CABLE SYSTEM INCLUDING ALL ATTACHMENTS, WITH NECESSARY CASE AND TRAY | ORTHOPEDIC & SPINAL SUPPLIES
22474 | 4232150043400 | INSTRUMENTATION SET, COMPLETE FOR CEMENTLESS DIAPHYSEAL FIXATION FOR PRIMARY TOTAL HIP FOR NARROW OR DYSPLASTIC FEMORAL CANAL, WITH NECESSARY CASE AND TRAY | ORTHOPEDIC & SPINAL SUPPLIES
22475 | 4232150043500 | STEM, CEMENTLESS DIAPHYSEAL FIXATION FOR PRIMARY TOTAL HIP FOR NARROW OR DYSPLASTIC FEMORAL CANAL, ASSORTES SIZES AND TYPES | ORTHOPEDIC & SPINAL SUPPLIES
22476 | 4232150043600 | INSTRUMENTATION SET, COMPLETE FOR PEDIATRIC INTRAMEDULLARY INTERLOCKING FEMORAL NAIL - TROCHANTERIC ENTRY POINT, WITH NECESSARY CASE AND TRAY | ORTHOPEDIC & SPINAL SUPPLIES
22477 | 4232150043700 | INSTRUMENTATION SET, COMPLETE FOR TITANIUM SCAPULA PLATES, WITH NECESSARY CASE AND IMPLANT TRAY | ORTHOPEDIC & SPINAL SUPPLIES
22478 | 4232150043800 | INSTRUMENTATION SET, COMPLETE VARIABLE ANGLED-LOCKING PATELLA PLATES, WITH NECESSARY CASE AND IMPLANT TRAY | ORTHOPEDIC & SPINAL SUPPLIES
22479 | 4232150043900 | STEM, FOR RADIAL HEAD REPLACEMENT, ASSORTED SIZES AS REQUESTED BY END USER | ORTHOPEDIC & SPINAL SUPPLIES
22480 | 4232150044000 | STEM, LONG FOR RADIAL HEAD REPLACEMENT, ASSORTED SIZES AS REQUESTED BY END USER | ORTHOPEDIC & SPINAL SUPPLIES
22481 | 4232150044100 | INSTRUMENTATION SET, COMPLETE FOR ANATOMIC VARIABLE ANGLE LCP PROXIMAL FEMUR STAINLESS STEEL PLATING WITH NECESSARY CASE AND IMPLANT TRAY | ORTHOPEDIC & SPINAL SUPPLIES
22482 | 4232150044200 | STEM ADAPTER, MODULAR CONVERTER SHOULDER ARTHROPLASTY HUMERUS CEMENTED ASSORTED TYPES AND SIZES AS REQUESTED BY END USER | ORTHOPEDIC & SPINAL SUPPLIES
22483 | 4232150044300 | SCREW, DISTAL LOCKING FOR INFANT LOCKED HIP PLATE, ASSORTED SIZES | ORTHOPEDIC & SPINAL SUPPLIES
22484 | 4232150044400 | SCREW, FOR INFANT LOCKED HIP SCREW, ASSORTED SIZES | ORTHOPEDIC & SPINAL SUPPLIES
22485 | 4232150044500 | PLATE, OCCIPITAL FOR POSTERIOR OCCIPITO CERVICAL FIXATION DEFORMITY (HIGH VARIABLE ANGLE MORE THAN 45 DEGREES) FIXATION, WITH LOCKING MECHANISM, TAITANUM, ASSORTED SIZE AND SHAPE AS REQUESTED BY END USER, SPINAL | ORTHOPEDIC & SPINAL SUPPLIES
22486 | 4232150044600 | CORD, TETHERING 4 AND 5MM ASSORTED LENGTH, AS PER END USER REQUESTED | ORTHOPEDIC & SPINAL SUPPLIES
22487 | 4232150044700 | SCREW, TETHERING ASSORTED DIAMETER AND LENGTH, WITH PROPER LOCKING MECHANISM | ORTHOPEDIC & SPINAL SUPPLIES
22488 | 4232150044800 | BAND, SUBLAMINAR AND TRANSSPINOUS PROCESS, WITH ALL NECESSARY CONNECTORS WITH PROPER LOCKING MECHANISM, ASSORTED SIZES AND TYPES, SPINAL | ORTHOPEDIC & SPINAL SUPPLIES
22489 | 4232150044900 | INSERT, POLYETHYLENE FOR INTERIOR CERVICAL DISC REPLACEMENT, ASSORTED SIZES AND DEPTH, AS REQUESTED BY END USERS, SPINAL | ORTHOPEDIC & SPINAL SUPPLIES
22490 | 4232150045000 | KYPHOPLASTY KIT FOR BILATERAL PEDICLES WITH ALL NECESSARY IMPLANTS, TOOLS AND CEMENT AS ONE SET, DISPOSABLE, COMPATIBLE WITH NAVIGATION, SPINAL | ORTHOPEDIC & SPINAL SUPPLIES
22491 | 4232150045100 | END CAP, PEDIATRIC INTRAMEDULLARY INTERLOCKING FEMORAL, ASSORTED SIZES AS REQUESTED BY END USER | ORTHOPEDIC & SPINAL SUPPLIES
22492 | 4232150045200 | PLATE, TITANIUM VARIABLE ANGLED-LOCKING PATELLA PLATES ASSORTED SIZES, AS REQUESTED BY END USER | ORTHOPEDIC & SPINAL SUPPLIES
22493 | 4232150045300 | SCREW, VARIABLE ANGLED LOCKED HEAD VARIABLE ANGLED-LOCKING PATELLA PLATES, ASSORTED SIZES | ORTHOPEDIC & SPINAL SUPPLIES
22494 | 4232150045400 | SCREW, CORTICAL VARIABLE ANGLED-LOCKING PATELLA PLATES, ASSORTED SIZES | ORTHOPEDIC & SPINAL SUPPLIES
22495 | 4232150045500 | HEAD, FOR CEMENTLESS RADIAL HEAD REPLACEMENT, ASSORTED SIZES AND SHAPES | ORTHOPEDIC & SPINAL SUPPLIES
22496 | 4232150045600 | SCREW, VARIABLE ANGLED 2.7 MM VARIABLE ANGLED CLAVICLE PLATING ASSORTED SIZES | ORTHOPEDIC & SPINAL SUPPLIES
22497 | 4232150045700 | SCREW, DISTAL LOCKING FOR VARIABLE ANGLE LCP PROXIMAL FEMUR STAINLESS STEEL PLATING ASSORTED SIZES AS REQUESTED BY END USER | ORTHOPEDIC & SPINAL SUPPLIES
22498 | 4232150045800 | SCREW, CORTICAL FOR VARIABLE ANGLE LCP PROXIMAL FEMUR STAINLESS STEEL PLATING ASSORTED SIZES AS REQUESTED BY END USER | ORTHOPEDIC & SPINAL SUPPLIES
22499 | 4232150045900 | PLATE, LCP ANATOMIC VARIABLE ANGLE LCP PROXIMAL FEMUR LEFT OR RIGHT STAINLESS STEEL ASSORTED TYPES AND SIZES AS REQUESTED BY END USER | ORTHOPEDIC & SPINAL SUPPLIES
22500 | 4232150046000 | SCREW, LOCKING FOR VARIABLE ANGLE LCP PROXIMAL FEMUR STAINLESS STEEL PLATING ASSORTED SIZES AS REQUESTED BY END USER | ORTHOPEDIC & SPINAL SUPPLIES
22501 | 4232150046100 | ADAPTER, STEMLESS HUMERAL SHOULDER ARTHROPLASTY ASSORTED TYPES AND SIZES AS REQUESTED BY END USER | ORTHOPEDIC & SPINAL SUPPLIES
22502 | 4232150046200 | BULLET, FOR SIMPLE LOCKING INTRAMEDULLARY SYSTEM, ASSORTED LENGTH AND DIAMETER | ORTHOPEDIC & SPINAL SUPPLIES
22503 | 4232150046300 | COMPRESSION SCREW, HIND FOOT FUSION TITANIUM ASSORTED SIZES AS REQUESTED BY END USER | ORTHOPEDIC & SPINAL SUPPLIES
22504 | 4232150046400 | EXCHANGE TUBE, PEDIATRIC INTRAMEDULLARY INTERLOCKING FEMORAL | ORTHOPEDIC & SPINAL SUPPLIES
22505 | 4232150046600 | HOOK TOP, FOR POSTERIOR CERVICAL DEFORMITY (HIGH VARIABLE ANGLE MORE THAN 45 DEGREES) FIXATION, LOADING LAMINAR TITANIUM WITH PROPER LOCKING MECHANISM, SPINAL | ORTHOPEDIC & SPINAL SUPPLIES
22506 | 4232150046700 | HOOK OFFSET LAMINAR, RIGHT AND LEFT, FOR POSTERIOR CERVICAL DEFORMITY (HIGH VARIABLE ANGLE MORE THAN 45 DEGREES) FIXATION, TITANIUM, WITH PROPER LOCKING MECHANISM, SPINAL | ORTHOPEDIC & SPINAL SUPPLIES
22507 | 4232150047400 | BONE PIN, 3.2MM X 80MM, STERILE FOR ROBOTIC | ORTHOPEDIC & SPINAL SUPPLIES
22508 | 4232150047500 | BONE PIN, 3.2MM X 110MM, STERILE FOR ROBOTIC | ORTHOPEDIC & SPINAL SUPPLIES
22509 | 4232150047600 | BONE PIN, 3.2MM X 140MM, STERILE FOR ROBOTIC | ORTHOPEDIC & SPINAL SUPPLIES
22510 | 4232150047700 | BONE PIN, 4MM X 80MM, STERILE FOR ROBOTIC | ORTHOPEDIC & SPINAL SUPPLIES
22511 | 4232150047800 | BONE PIN, 4MM X 110MM, STERILE FOR ROBOTIC | ORTHOPEDIC & SPINAL SUPPLIES
22512 | 4232150047900 | BONE PIN, 4MM X 140MM, STERILE FOR ROBOTIC | ORTHOPEDIC & SPINAL SUPPLIES
22513 | 4232150048000 | BONE PIN, 4MM X 170MM, STERILE FOR ROBOTIC | ORTHOPEDIC & SPINAL SUPPLIES
22514 | 4232150048100 | BONE PIN, 4MM X 170MM, SELF-DRILL, SELF-TAP FOR ROBOTIC | ORTHOPEDIC & SPINAL SUPPLIES
22515 | 4232150100500 | SUTURE STERNAL WIRES STAINLESS STEEL MONOFILAMENT NON-ABSORBABLE SIZE 1 25-26 MM ( +/- 1 MM ) 1/2 CIRCLE REVERSE OR TAPER CUT NEEDLE 4 X 45-50 CM STERILE.. | SUPPLEMENTARY GEN.CONS SURG SUT,LAP,ROB
22516 | 4232150102400 | SUTURE STERNAL WIRES STAINLESS STEEL MONOFILAMENT NON-ABSORBABLE SIZE 1 40 MM ( +/- 1 MM ) 1/2 CIRCLE TAPER CUT NEEDLE 4 X 45-50 CM STERILE.. | SUPPLEMENTARY GEN.CONS SURG SUT,LAP,ROB
22517 | 4232150102600 | WIRE BAYONET WITH STOPPER/OLIVE REDUCTION FOR RING FIXATOR, ASSORTED SIZES AS REQUESTED BY END USER | ORTHOPEDIC & SPINAL SUPPLIES
22518 | 4232150107900 | WIRE, KIRSCHNER TROCAR TIP ASSORTED LENGTHS, DIAMETER 2 MM TO 3 MM | ORTHOPEDIC & SPINAL SUPPLIES
22519 | 4232150108000 | WIRE, KIRSCHNER THREADED TIP ASSORTED LENGTHS, DIAMETER 2 MM TO 3 MM | ORTHOPEDIC & SPINAL SUPPLIES
22520 | 4232150400100 | NAIL, INTRAMEDULLARY FOR PIRIFORMIS FEMUR NAIL FIXATION ASSORTED DIAMETER AND LENGTHS | ORTHOPEDIC & SPINAL SUPPLIES
22521 | 4232150402600 | NAIL, HIND FOOT FUSION TITANIUM ASSORTED SIZES AS REQUESTED BY END USER | ORTHOPEDIC & SPINAL SUPPLIES
22522 | 4232150403100 | NAIL, INTRAMEDULLARY CEPHALOMEDULLARY FEMUR LONG ASSORTED DIAMETER, LENGTHS AND ANGLES | ORTHOPEDIC & SPINAL SUPPLIES
22523 | 4232150403200 | NAIL, INTRAMEDULLARY CEPHALOMEDULLARY FEMUR SHORT ASSORTED DIAMETER, LENGTHS AND ANGLES | ORTHOPEDIC & SPINAL SUPPLIES
22524 | 4232150403300 | NAIL, RETROGRADE INTRAMEDULLARY FEMUR ASSORTED DIAMETERS AND LENGTHS | ORTHOPEDIC & SPINAL SUPPLIES
22525 | 4232150403400 | SET, COMPLETE INSTRUMENTATION FOR TITANIUM HIND FOOT FUSION NAIL, WITH NECESSARY CASE AND IMPLANT TRAY | ORTHOPEDIC & SPINAL SUPPLIES
22526 | 4232150403600 | NAIL, INTRAMEDULLARY ANTEROGRADE TROCHANTERIC FEMUR ASSORTED DIAMETER AND LENGTHS | ORTHOPEDIC & SPINAL SUPPLIES
22527 | 4232150403900 | SET COMPLETE INSTRUMENTATION FOR FEMUR ANTEGRADE TROCHANTERIC INTRAMEDULLARY NAIL AND SCREW FIXATION.. | ORTHOPEDIC & SPINAL SUPPLIES
22528 | 4232150404000 | SET, COMPLETE INSTRUMENTATION FOR TEMPORARY ANTIBIOTICS IMPREGNATED INTRAMEDULLARY NAILING | ORTHOPEDIC & SPINAL SUPPLIES
22529 | 4232150404100 | TELESCOPING NAIL FOR PEDIATRIC DEFORMED BONES ASSORTED SIZE S AND LENGTHS AS REQUESTED BY END USER, ORTHOPEDIC | ORTHOPEDIC & SPINAL SUPPLIES
22530 | 4232150409200 | NAIL, INTRAMEDULLARY EXPANDABLE FEMORAL ANTEGRADE, ASSORTED SIZES REQUESTED BY END USER | ORTHOPEDIC & SPINAL SUPPLIES
22531 | 4232150409300 | NAIL, INTRAMEDULLARY EXPANDABLE FEMORAL RETROGRADE, ASSORTED SIZES AS REQUESTED BY END USER | ORTHOPEDIC & SPINAL SUPPLIES
22532 | 4232150409400 | NAIL, INTRAMEDULLARY EXPANDABLE HUMERUS ANTEGRADE, ASSORTED SIZES AS REQUESTED BY END USER | ORTHOPEDIC & SPINAL SUPPLIES
22533 | 4232150409500 | NAIL, INTRAMEDULLARY EXPANDABLE TIBIAL ANTEGRADE, ASSORTED SIZES AS REQUESTED BY END USER | ORTHOPEDIC & SPINAL SUPPLIES
22534 | 4232150409700 | NAIL, PEDIATRIC INTRAMEDULLARY INTERLOCKING FEMORAL ASSORTED SIZES | ORTHOPEDIC & SPINAL SUPPLIES
22535 | 4232150433800 | ENDCAP, FOR INTRAMEDULLARY HUMERAL NAIL FIXATION ASSORTED SIZES | ORTHOPEDIC & SPINAL SUPPLIES
22536 | 4232150500400 | PLATE, LCP ANATOMIC DISTAL HUMERUS LEFT OR RIGHT MEDIAL STAINLESS STEEL ASSORTED TYPES AND SIZES AS REQUESTED BY END USER | ORTHOPEDIC & SPINAL SUPPLIES
22537 | 4232150500900 | PLATE, LCP ANATOMIC DISTAL RADIUS VOLAR TITANIUM ASSORTED TYPES AND SIZES AS REQUESTED BY END USER | ORTHOPEDIC & SPINAL SUPPLIES
22538 | 4232150501700 | SET, COMPLETE INSTRUMENTATION FOR TITANIUM DISTAL HUMERAL PLATING WITH NECESSARY CASE AND IMPLANT TRAY | ORTHOPEDIC & SPINAL SUPPLIES
22539 | 4232150518800 | PLATE, LCP STAINLESS STEEL SUPERIOR ANTERIOR LEFT OR RIGHT CLAVICLE WITH LATERAL EXTENSION ASSORTED SIZES, AS REQUESTED BY END USER | ORTHOPEDIC & SPINAL SUPPLIES
22540 | 4232150519500 | CRANIAL PLATES, MADE OF TITANIUM, STANDARD, DOUBLE Y-SHAPE PLATES, ASSORTED SIZES | NEUROSCIENCES CONSUMABLES SUPPLEMENTARY
22541 | 4232150527300 | PLATE, FOR DYNAMIC CONDYLAR SCREW STAINLESS STEEL ASSORTED TYPES AND SIZES | ORTHOPEDIC & SPINAL SUPPLIES
22542 | 4232150527500 | PLATE, OF DYNAMIC HIP SCREW STAINLESS STEEL ASSORTED TYPES AND SIZES | ORTHOPEDIC & SPINAL SUPPLIES
22543 | 4232150528300 | PLATE, LCP TITANIUM MINI FRAGMENT 1.5/2.3 MM, ASSORTED SHAPES AND SIZES | ORTHOPEDIC & SPINAL SUPPLIES
22544 | 4232150528500 | PLATE, LCP BASIC SMALL FRAGMENT RECONSTRUCTION TITANIUM ASSORTED TYPES AND SIZES | ORTHOPEDIC & SPINAL SUPPLIES
22545 | 4232150528900 | LOCKING ATTACHMENT PLATES FOR LOCKING COMPRESSION PLATE ALL SIZES | ORTHOPEDIC & SPINAL SUPPLIES
22546 | 4232150529000 | PLATE, LCP 3.5MM ANATOMIC PROXIMAL LATERAL TIBIA LEFT OR RIGHT STAINLESS STEEL ASSORTED TYPES AND SIZES AS REQUESTED BY END USER | ORTHOPEDIC & SPINAL SUPPLIES
22547 | 4232150529500 | PLATE, LCP ANATOMIC DISTAL ANTEROLATERAL TIBIA LEFT OR RIGHT STAINLESS STEEL ASSORTED TYPES AND SIZES AS REQUESTED BY END USER | ORTHOPEDIC & SPINAL SUPPLIES
22548 | 4232150529900 | PLATE, LCP ANATOMIC DISTAL FEMUR LOCKING COMPRESSION LEFT OR RIGHT TITANIUM, ASSORTED TYPES AND SIZES AS REQUESTED BY END USER | ORTHOPEDIC & SPINAL SUPPLIES
22549 | 4232150530400 | PLATE, DISTAL OR PROXIMAL FOR PERI-PROSTHETIC FRACTURE, ASSORTED SIZES AND SHAPES | ORTHOPEDIC & SPINAL SUPPLIES
22550 | 4232150530500 | PLATE, LCP ANATOMIC PROXIMAL HUMERUS LEFT OR RIGHT TITANIUM ASSORTED TYPES AND SIZES AS REQUESTED BY END USER | ORTHOPEDIC & SPINAL SUPPLIES
22551 | 4232150532100 | TMJ FRACTURE PLATE IN 3D DESIGN TMJ FRACTURE PLATE IN 3D DESIGN NON-LOCKING PLATE DESIGN WITH GLIDING HOLES TMJ FRACTURE PLATE IN 3D DESIGN LOCKING PLATE DESIGN COMPATIBLE WITH LOCKING AND NON LOCKING SCREWS.. | SUPPLEMENTARY DENTAL SUPPLIES
22552 | 4232150532300 | PLATE, BLADE ADULT ASSORTED ANGLES AND SIZES | ORTHOPEDIC & SPINAL SUPPLIES
22553 | 4232150532400 | PLATE, ANATOMIC HOOK CLAVICLE LEFT OR RIGHT STAINLESS STEEL ASSORTED SIZES AS REQUESTED BY END USER | ORTHOPEDIC & SPINAL SUPPLIES
22554 | 4232150532900 | PLATE, LATERAL DISTAL FEMUR OSTEOTOMY LEFT OR RIGHT ASSORTED SIZES AS REQUESTED BY END USER | ORTHOPEDIC & SPINAL SUPPLIES
22555 | 4232150533000 | PLATE, MEDIAL DISTAL FEMUR OSTEOTOMY LEFT OR RIGHT ASSORTED SIZES AS REQUESTED BY END USER | ORTHOPEDIC & SPINAL SUPPLIES
22556 | 4232150533300 | PLATE, HIGH LATERAL TIBIAL OSTEOTOMY LEFT OR RIGHT ASSORTED SIZES AS REQUESTED BY END USER | ORTHOPEDIC & SPINAL SUPPLIES
22557 | 4232150533400 | PLATE, HIGH MEDIAL TIBIAL OSTEOTOMY LEFT OR RIGHT ASSORTED SIZES AS REQUESTED BY END USER | ORTHOPEDIC & SPINAL SUPPLIES
22558 | 4232150533500 | SCREW, LOCKING HEAD ANATOMIC DISTAL ANTEROLATERAL TIBIA STAINLESS STEEL ASSORTED SIZES | ORTHOPEDIC & SPINAL SUPPLIES
22559 | 4232150533700 | PLATE, CONDYLAR BLADE PLATE ADULT ASSORTED ANGLES AND SIZES | ORTHOPEDIC & SPINAL SUPPLIES
22560 | 4232150534000 | PLATE, LCP ANATOMIC PROXIMAL FEMUR LOCKING COMPRESSION LEFT OR RIGHT STAINLESS STEEL ASSORTED TYPES AND SIZES AS REQUESTED BY END USER | ORTHOPEDIC & SPINAL SUPPLIES
22561 | 4232150534100 | TROCHANTERIC TITANIUM STABILIZER PLATE FOR DYNAMIC HIP COMPRESSION PLATE | ORTHOPEDIC & SPINAL SUPPLIES
22562 | 4232150563300 | PLATE, LCP ANATOMIC DISTAL HUMERUS LEFT OR RIGHT LATERAL STAINLESS STEEL ASSORTED TYPES, SHAPES AND SIZES AS REQUESTED BY END USER | ORTHOPEDIC & SPINAL SUPPLIES
22563 | 4232150571600 | INSTRUMENTATION COMPLETE SET INCLUDING TWO SCREWDRIVER TIPS FOR RESORBABLE PLATE WITH COMPATIBLE CASE AND LID FOR STERILIZATION.. | SUPPLEMENTARY DENTAL SUPPLIES
22564 | 4232150600400 | SCREW, SELF-TAPPING RETROGRADE FEMORAL NAIL DISTAL LOCKING ASSORTED SIZES AND LENGTHS | ORTHOPEDIC & SPINAL SUPPLIES
22565 | 4232150600500 | SCREW, SELF-TAPPING FOR PIRIFORMIS FEMORAL NAIL FIXATION DISTAL AND PROXIMAL LOCKING ASSORTED SIZES AND LENGTHS | ORTHOPEDIC & SPINAL SUPPLIES
22566 | 4232150600700 | SCREW, SELF-TAPPING RETROGRADE FEMORAL NAIL PROXIMAL LOCKING ASSORTED SIZES AND LENGTHS | ORTHOPEDIC & SPINAL SUPPLIES
22567 | 4232150601300 | SCREW, LOCKED HEAD VARIABLE ANGLE FOR VOLAR DISTAL RADIUS FIXATION TITANIUM ASSORTED LENGTHS AND SIZES | ORTHOPEDIC & SPINAL SUPPLIES
22568 | 4232150627500 | SCREW, CANCELLOUS FOR TITANIUM SMALL FRAGMENT FIXATION, ASSORTED LENGTHS AND SIZES | ORTHOPEDIC & SPINAL SUPPLIES
22569 | 4232150628200 | SCREW, CANNULATED PARTIAL THREADED SELF DRILLING 2MM TO 2.5MM STAINLESS STEEL ASSORTED TYPES AND LENGTHS AS REQUESTED BY END USER | ORTHOPEDIC & SPINAL SUPPLIES
22570 | 4232150628900 | SCREW, CORTICAL FOR MINI FRAGMENT 1.5/2.3 MM, STAINLESS STEEL PLATING, ASSORTED LENGTHS AND SIZES | ORTHOPEDIC & SPINAL SUPPLIES
22571 | 4232150629200 | SCREW, LAG OF DYNAMIC HIP SCREW PLATE STAINLESS STEEL ASSORTED TYPES AND SIZES AS REQUESTED BY END USER | ORTHOPEDIC & SPINAL SUPPLIES
22572 | 4232150631000 | SCREW FOR RESORBABLE PLATE (ASSORTED LENGTH AND DIAMETER).. | SUPPLEMENTARY DENTAL SUPPLIES
22573 | 4232150631400 | SCREW, LOCKING PROXIMAL SCREW FOR PROXIMAL FEMUR LOCKING COMPRESSION STAINLESS STEEL PLATING ASSORTED SIZES AS REQUESTED BY END USER | ORTHOPEDIC & SPINAL SUPPLIES
22574 | 4232150631800 | SCREW, SELF-TAPPING INTRAMEDULLARY CEPHALOMEDULLARY FEMORAL NAIL DISTAL LOCKING ASSORTED SIZES AND LENGTHS | ORTHOPEDIC & SPINAL SUPPLIES
22575 | 4232150632200 | SCREW, SELF-TAPPING ANTEGRADE PROXIMAL TROCHANTERIC FEMORAL NAIL FIXATION ASSORTED SIZES AND LENGTHS | ORTHOPEDIC & SPINAL SUPPLIES
22576 | 4232150632300 | SCREW, SELF-TAPPING FOR PIRIFORMIS NECK FEMORAL NAIL FIXATION ASSORTED SIZES AND LENGTHS | ORTHOPEDIC & SPINAL SUPPLIES
22577 | 4232150632800 | SCREW, GRAFT FIXATION PEEK ASSORTED DIAMETERS AND LENGTHS AS REQUESTED BY END USER | ORTHOPEDIC & SPINAL SUPPLIES
22578 | 4232150633300 | SCREW, LOCKED HEAD FOR KNEE OSTEOTOMY ASSORTED SIZES AS REQUESTED BY END USER | ORTHOPEDIC & SPINAL SUPPLIES
22579 | 4232150700900 | EXTENSION, FOR BUTTON LOOP, ASSORTED SIZES AND TYPES | ORTHOPEDIC & SPINAL SUPPLIES
22580 | 4232150701000 | CABLE SPIKE ASSORTED SHAPE AND SIZE S AS REQUESTED BY END USER, ORTHOPEDIC | ORTHOPEDIC & SPINAL SUPPLIES
22581 | 4232150701100 | CABLE TROCHANTERIC GRIP ASSORTED SHAPE AND SIZE S AS REQUESTED BY END USER, ORTHOPEDIC | ORTHOPEDIC & SPINAL SUPPLIES
22582 | 4232150701200 | CABLE WITH CLAMP ASSORTED SHAPE AND SIZE S AS REQUESTED BY END USER, ORTHOPEDIC | ORTHOPEDIC & SPINAL SUPPLIES
22583 | 4232150701500 | FEMORAL FIXATION IMPLANT CROSS PIN SYSTEM FOR ACL FIXATION ASSORTED DIAMETERS AND LENGTHS AS REQUIRED BY END USERS, ORTHOPEDIC | ORTHOPEDIC & SPINAL SUPPLIES
22584 | 4232150701600 | BUTTON, WITH FIXED LOOP GRAFT FIXATION AS REQUESTED BY END USER | ORTHOPEDIC & SPINAL SUPPLIES
22585 | 4232150701800 | SET, COMPLETE INSTRUMENTATION FOR ADULT BLADE PLATE OSTEOTOMY, WITH NECESSARY CASES | ORTHOPEDIC & SPINAL SUPPLIES
22586 | 4232150702000 | SET, COMPLETE INSTRUMENTATION FOR INTRAMEDULLARY FLEXIBLE NAIL FIXATION, WITH NECESSARY CASE AND IMPLANT TRAY | ORTHOPEDIC & SPINAL SUPPLIES
22587 | 4232150702400 | SET, COMPLETE INSTRUMENTATION FOR PERI-PROSTHETIC FRACTURE FIXATION SYSTEM, WITH NECESSARY CASES | ORTHOPEDIC & SPINAL SUPPLIES
22588 | 4232150702600 | SET, COMPLETE INSTRUMENTATION FOR ANATOMIC DISTAL STAINLESS STEEL ANTEROLATERAL TIBIAL FIXATION, WITH NECESSARY CASES AND IMPLANT TRAY | ORTHOPEDIC & SPINAL SUPPLIES
22589 | 4232150702700 | SET, COMPLETE INSTRUMENTATION FOR REVISION TOTAL KNEE ARTHROPLASTY WITH NECESSARY CASE AND PROSTHESIS TRIALS | ORTHOPEDIC & SPINAL SUPPLIES
22590 | 4232150703000 | SET, COMPLETE INSTRUMENTATION FOR ARTHROSCOPIC PCL RECONSTRUCTION SYSTEM ,WITH NECESSARY CASE. | ORTHOPEDIC & SPINAL SUPPLIES
22591 | 4232150703600 | SCREW, LOCKED HEAD FOR PERI-PROSTHETIC FRACTURE, ASSORTED SIZES AND LENGTHS | ORTHOPEDIC & SPINAL SUPPLIES
22592 | 4232150707100 | SLEEVE, FEMORAL STEPPED FOR BONE DEFECT FOR REVISION TOTAL KNEE ARTHROPLASTY ASSORTED SIZES AS REQUESTED BY END USER, ORTHOPEDIC | ORTHOPEDIC & SPINAL SUPPLIES
22593 | 4232150707200 | SCREW, SELF-TAPPING FOR HUMERUS NAIL DISTAL LOCKING ASSORTED SIZES AND LENGTHS | ORTHOPEDIC & SPINAL SUPPLIES
22594 | 4232150729800 | PLATE, LCP PELVIC RECONSTRUCTION J PLATE, OR EQUIVALENT, ASSORTED SIZES | ORTHOPEDIC & SPINAL SUPPLIES
22595 | 4232150732700 | PLATE, LCP PROXIMAL RADIUS LEFT OR RIGHT FOR RADIAL HEAD RIM SHAFT, OR EQUIVALENT, ASSORTED SIZES | ORTHOPEDIC & SPINAL SUPPLIES
22596 | 4232150733400 | PLATE, LCP TITANIUM SUPERIOR ANTERIOR LEFT OR RIGHT CLAVICLE WITH LATERAL EXTENSION ASSORTED SIZES, AS REQUESTED BY END USER | ORTHOPEDIC & SPINAL SUPPLIES
22597 | 4232150737000 | PLATE, LCP PELVIC LOW PROFILE RECONSTRUCTION, OR EQUIVALENT, ASSORTED SIZES | ORTHOPEDIC & SPINAL SUPPLIES
22598 | 4232150749000 | PLATE, LCP STAINLESS STEEL FOR FOREFOOT AND MIDFOOT, OR EQUIVALENTS, ASSORTED SIZES AND TYPES | ORTHOPEDIC & SPINAL SUPPLIES
22599 | 4232150755100 | PLATE, LCP METAPHYSEAL, 3.5/4.5/5.0 FOR MEDIAL DISTAL TIBIA LEFT OR RIGHT, ASSORTED SIZES | ORTHOPEDIC & SPINAL SUPPLIES
22600 | 4232150755300 | PLATE, LCP PROXIMAL RADIUS FOR RADIAL NECK SHAFT, OR EQUIVALENT, ASSORTED SIZES | ORTHOPEDIC & SPINAL SUPPLIES
22601 | 4232150770000 | PLATE, VARIABLE LOCKING COMPRESSION VARIABLE ANGLE POSTEROLATERAL DISTAL TIBIAL, ASSORTED SIZES | ORTHOPEDIC & SPINAL SUPPLIES
22602 | 4232150771100 | SCREW, CORTICAL 3.5MM OR EQUIVALENT FOR STAINLESS STEEL SUPERIOR CLAVICLE PLATE WITH LATERAL EXTENSION, ASSORTED SIZES | ORTHOPEDIC & SPINAL SUPPLIES
22603 | 4232150822300 | PLATE, VARIABLE ANGLE LCP CALCANEAL, 2.7MM OR EQUIVALENT, ASSORTED SIZES | ORTHOPEDIC & SPINAL SUPPLIES
22604 | 4232150822500 | PLATE, TITANIUM PROXIMAL DIAPHYSEAL HUMERAL, ASSORTED SIZES | ORTHOPEDIC & SPINAL SUPPLIES
22605 | 4232150833000 | PLATE, LCP TITANIUM LATERAL DISTAL FIBULA, OR EQUIVALENT, RIGHT OR LEFT ASSORTED SIZES | ORTHOPEDIC & SPINAL SUPPLIES
22606 | 4232150837900 | KIT, FOR FEMORAL NECK SYSTEM INCLUDING BOLT, ANTI-ROTATIONAL SCREW, AND FEMORAL NECK PLATE, OR EQUIVALENT, ASSORTED SIZES | ORTHOPEDIC & SPINAL SUPPLIES
22607 | 4232150841000 | PLATE, LCP DISTAL HUMERAL EXTRA ARTICULAR OR EQUIVALENT, LEFT OR RIGHT, ASSORTED SIZES | ORTHOPEDIC & SPINAL SUPPLIES
22608 | 4232150859500 | PLATE, LCP CLAVICLE ANTERIOR TITANIUM ASSORTED SIZES, SHAPES, AND TYPES, AS REQUESTED BY END USER | ORTHOPEDIC & SPINAL SUPPLIES
22609 | 4232150876700 | PLATE, LCP STAINLESS STEEL FOR WRIST FUSION, ASSORTED TYPES, SHAPES, AND SIZES | ORTHOPEDIC & SPINAL SUPPLIES
22610 | 4232150893900 | PLATE, LCP QUADRILATERAL PELVIC, OR EQUIVALENT, ASSORTED SIZES | ORTHOPEDIC & SPINAL SUPPLIES
22611 | 4232150900300 | WASHER, FOR SMALL TITANIUM FRAGMENT SCREW, ASSORTED SIZES | ORTHOPEDIC & SPINAL SUPPLIES
22612 | 4232150900500 | TENDON WASHER WITH SPIKES FOR ACL RECONSTRUCTION, ORTHOPEDIC | ORTHOPEDIC & SPINAL SUPPLIES
22613 | 4232150907900 | SCREW HEADLESS CANNULATED SELF DRILLING 4.1 TO 6.5MM TITANIUM ASSORTED TYPES AND LENGTHS REQUESTED BY END USER | ORTHOPEDIC & SPINAL SUPPLIES
22614 | 4232150908000 | SCREW HEADLESS CANNULATED SELF DRILLING 4.1 TO 6.5MM STAINLESS STEEL ASSORTED TYPES AND LENGTHS REQUESTED BY END USER | ORTHOPEDIC & SPINAL SUPPLIES
22615 | 4232150927200 | SCREW, LOCKING CANNULATED FOR TITANIUM VARIABLE ANGLE CONDYLAR PLATE | ORTHOPEDIC & SPINAL SUPPLIES
22616 | 4232150935000 | SCREW HEADLESS CANNULATED SELF DRILLING 2.1 TO 3.0MM TITANIUM ASSORTED TYPES AND LENGTHS REQUESTED BY END USER | ORTHOPEDIC & SPINAL SUPPLIES
22617 | 4232151000000 | ENDCAP, ASSORTED SIZES FOR LARGE, MEDIUM AND SMALL EXTERNAL FIXATOR SCHANZ PIN | ORTHOPEDIC & SPINAL SUPPLIES
22618 | 4232151009500 | SCREW, TITANIUM FOR 2.7MM, OR EQUIVALENT LOW PROFILE SMALL FRAGMENT FIXATION, ASSORTED SIZES | ORTHOPEDIC & SPINAL SUPPLIES
22619 | 4232151023500 | SCREW HEADLESS CANNULATED SELF DRILLING 1.5MM TO 2MM TITANIUM ASSORTED TYPES AND LENGTHS REQUESTED BY END USER | ORTHOPEDIC & SPINAL SUPPLIES
22620 | 4232151023600 | SCREW HEADLESS SELF DRILLING 1.5MM TO 2MM STAINLESS STEEL ASSORTED TYPES AND LENGTHS REQUESTED BY END USER | ORTHOPEDIC & SPINAL SUPPLIES
22621 | 4232151097200 | SCREW, COMPRESSION FOR DYNAMIC AND CONDYLAR STAINLESS STEEL HIP SCREW | ORTHOPEDIC & SPINAL SUPPLIES
22622 | 4232151097300 | SCREW, COMPRESSION FOR DYNAMIC AND CONDYLAR TITANIUM HIP SCREW | ORTHOPEDIC & SPINAL SUPPLIES
22623 | 4232151098300 | WASHER, FOR SLIPPED CAPITAL FEMORAL EPIPHYSIS SCREW OR EQUIVALENT, ASSORTED SIZES | ORTHOPEDIC & SPINAL SUPPLIES
22624 | 4232151098700 | WASHER, FOR SMALL STAINLESS STEEL FRAGMENT SCREW, ASSORTED SIZES | ORTHOPEDIC & SPINAL SUPPLIES
22625 | 4232151098800 | WASHER, FOR LARGE STAINLESS STEEL FRAGMENT SCREW, ASSORTED SIZES | ORTHOPEDIC & SPINAL SUPPLIES
22626 | 4232151098900 | WASHER, FOR LARGE TITANIUM FRAGMENT SCREW, ASSORTED SIZES | ORTHOPEDIC & SPINAL SUPPLIES
22627 | 4232151211900 | WIRE, KIRSCHNER TROCAR TIP ASSORTED LENGTHS, DIAMETER 1.1 MM TO 1.8 MM | ORTHOPEDIC & SPINAL SUPPLIES
22628 | 4232151300200 | PIN, STEINMANN WITH MIDDLE THREAD ASSORTED DIAMETERS AND LENGTHS | ORTHOPEDIC & SPINAL SUPPLIES
22629 | 4232151300300 | SCREW, 4MM TITANIUM SCHANZ FOR EXTERNAL FIXATION, ASSORTED LENGTHS, SELF-DRILLING | ORTHOPEDIC & SPINAL SUPPLIES
22630 | 4232151300400 | SCREW, 2.0 - 3.0 MM TITANIUM SCHANZ FOR EXTERNAL FIXATION, ASSORTED LENGTHS, SELF-DRILLING | ORTHOPEDIC & SPINAL SUPPLIES
22631 | 4232151301000 | WIRE, KIRSCHNER TROCAR TIP ASSORTED LENGTHS, DIAMETER 0.6 MM TO 1 MM | ORTHOPEDIC & SPINAL SUPPLIES
22632 | 4232151301100 | WIRE, KIRSCHNER THREADED TIP ASSORTED LENGTHS, DIAMETER 1.1 MM TO 1.8 MM | ORTHOPEDIC & SPINAL SUPPLIES
22633 | 4232151301200 | WIRE, KIRSCHNER THREADED TIP ASSORTED LENGTHS, DIAMETER 0.6 MM TO 1 MM | ORTHOPEDIC & SPINAL SUPPLIES
22634 | 4232151303300 | "SCREW, SCHANZ FOR MEDIUM EXTERNAL FIXATION SELF-DRILLING, ASSORTED LENGTHS". | ORTHOPEDIC & SPINAL SUPPLIES
22635 | 4232151303500 | SCREW, SCHANZ FOR SMALL EXTERNAL FIXATOR ASSORTED THREADS AND LENGTHS, SELF-DRILLING | ORTHOPEDIC & SPINAL SUPPLIES
22636 | 4232151400000 | STAPLE, TITANIUM ASSORTED SIZES AND SHAPES WITH NECESSARY INSTRUMENT, STERILE,ORTHOPEDIC | ORTHOPEDIC & SPINAL SUPPLIES
22637 | 4232151600000 | SET, COMPLETE INSTRUMENTATION FOR HUMERUS INTRAMEDULLARY NAIL AND SCREW FIXATION, WITH NECESSARY CASE | ORTHOPEDIC & SPINAL SUPPLIES
22638 | 4232151600100 | SET, COMPLETE INSTRUMENTATION FOR FEMUR PIRIFORMIS INTRAMEDULLARY NAIL AND SCREW FIXATION | ORTHOPEDIC & SPINAL SUPPLIES
22639 | 4232151600200 | SCREW, FOR TEMPORARY ANTIBIOTICS IMPREGNATED INTRAMEDULLARY NAILING ASSORTED SIZE (FEMORAL AND TIBIAL) | ORTHOPEDIC & SPINAL SUPPLIES
22640 | 4232151600300 | ENDCAP, FOR TITANIUM INTRAMEDULLARY FLEXIBLE NAIL, ASSORTED SIZES | ORTHOPEDIC & SPINAL SUPPLIES
22641 | 4232151601300 | SCREW, PROXIMAL FOR TITANIUM HIND FOOT FUSION NAIL ASSORTED LENGTHS | ORTHOPEDIC & SPINAL SUPPLIES
22642 | 4232151601500 | SCREW, DISTAL FOR TITANIUM HIND FOOT FUSION NAIL ASSORTED LENGTHS | ORTHOPEDIC & SPINAL SUPPLIES
22643 | 4232151648300 | SCREW, RECON FOR PEDIATRIC INTRAMEDULLARY INTERLOCKING FEMORAL, ASSORTED SIZES | ORTHOPEDIC & SPINAL SUPPLIES
22644 | 4232151648400 | SCREW, PEDIATRIC INTRAMEDULLARY INTERLOCKING FEMORAL, PROXIMAL LOCKING, ASSORTED SIZES | ORTHOPEDIC & SPINAL SUPPLIES
22645 | 4232151648500 | SCREW, PEDIATRIC INTRAMEDULLARY INTERLOCKING FEMORAL, DISTAL LOCKING, ASSORTED SIZES | ORTHOPEDIC & SPINAL SUPPLIES
22646 | 4232151648600 | VARIABLE ANGLE CORTICAL SCREW, STERILE | ORTHOPEDIC & SPINAL SUPPLIES
22647 | 4232151800900 | ILIZAROV SYSTEM 4 POINT DISTRACTION/COMPRESSION COUNTER (SQUARE NUT) FOR RING FIXATOR, ASSORTED SIZES AND THICKNESS, ORTHOPEDIC | ORTHOPEDIC & SPINAL SUPPLIES
22648 | 4232151801100 | ILIZAROV SYSTEM FEMORAL ARCH, STAINLESS STEEL, ASSORTED SIZE S AND ANGLES, AS REQUESTED BY END USER, ORTHOPEDIC | ORTHOPEDIC & SPINAL SUPPLIES
22649 | 4232151801400 | SUPPORT FOR RING FIXATOR SYSTEM, ORTHOPEDIC | ORTHOPEDIC & SPINAL SUPPLIES
22650 | 4232151801700 | MULTIAXIAL CORRECTION STRUT FOR RING FIXATOR, ASSORTED SIZES AND SHAPES, FOR RING FIXATOR, ORTHOPEDIC | ORTHOPEDIC & SPINAL SUPPLIES
22651 | 4232151815800 | WIRE BAYONET FOR RING FIXATOR, ASSORTED SIZES AS REQUESTED BY END USER | ORTHOPEDIC & SPINAL SUPPLIES
22652 | 4232151815900 | UNIVERSAL JOINT (HINGE) FOR RING FIXATOR, ASSORTED SIZES AND SHAPES, ORTHOPEDIC | ORTHOPEDIC & SPINAL SUPPLIES
22653 | 4232160004300 | KIT SPINAL DOUBLE DECKER WITHOUT MEDICATION G 22 X 31/290 MM WITH 5CC PLASTIC SYRINGE LOW RESISTANCE STYLET TROCAR SPROTTE SYRINGE 3 ML NEEDLE 23 AND 19 FENESTRATED DRAPE DISINFECTED AGENT LATEX FREE DISPOSABLE ONE (1) EACHONE (1) KIT | RESPIRATORY AND ANESTHESIA TENDER
22654 | 4232160004700 | PLATE, LCP PELVIS RECONSTRUCTION SYMPHYSIAL PLATE, OR EQUIVALENT, ASSORTED SIZES | ORTHOPEDIC & SPINAL SUPPLIES
22655 | 4232160004900 | GROWING DEVICE, ASSORTED SIZES AS REQUESTED BY END USER | ORTHOPEDIC & SPINAL SUPPLIES
22656 | 4232160005000 | CONNECTOR, FOR POSTERIOR THORACICOLUMBER SACROILIAC DEFORMITY, ASSORTED SIZES AND TYPES, WITH PROPER LOCKING MECHANISM, ADULT, AS REQUESTED BY END USER, SPINAL | ORTHOPEDIC & SPINAL SUPPLIES
22657 | 4232160005100 | CONNECTOR, FOR POSTERIOR THORACICOLUMBER SACROILIAC DEFORMITY, ASSORTED SIZES AND TYPES, WITH PROPER LOCKING MECHANISM, PEDIATRIC, AS REQUESTED BY END USER, SPINAL | ORTHOPEDIC & SPINAL SUPPLIES
22658 | 4232160005300 | CERVICAL DISC PROSTHESIS,TITANIUM, MEDIUM, ASSORTED HEIGHT AS REQUESTED BY END USER, SPINAL | ORTHOPEDIC & SPINAL SUPPLIES
22659 | 4232160005400 | LOCKING MECHANISM SET SCREW FOR TITANIUM PEDICLE SCREW, SPINAL | ORTHOPEDIC & SPINAL SUPPLIES
22660 | 4232160005500 | SCREWS, FOR LAMINOPLASTY, ASSORTED DIAMETER, ASSORTED LENGTH, SPINAL | ORTHOPEDIC & SPINAL SUPPLIES
22661 | 4232160005600 | CERVICAL DISC PROSTHESIS,TITANIUM, LARGE, ASSORTED HEIGHT AS REQUESTED BY END USER, SPINAL | ORTHOPEDIC & SPINAL SUPPLIES
22662 | 4232160005700 | CERVICAL DISC PROSTHESIS,TITANIUM, SMALL, ASSORTED HEIGHT AS REQUESTED BY END USER, SPINAL | ORTHOPEDIC & SPINAL SUPPLIES
22663 | 4232160005800 | CONNECTOR, WITH PROPER LOCKING MECHANISM, ASSORTED MECHANISM AND SIZES ON DEMAND, FOR ADULT, COMPATIBLE WITH NAVIGATION SYSTEM, SPINAL | ORTHOPEDIC & SPINAL SUPPLIES
22664 | 4232160005900 | CONNECTOR, FOR POSTERIOR THORACICOLUMBER SACROILIAC DEFORMITY, ASSORTED SIZES AND TYPES, WITH PROPER LOCKING MECHANISM, PEDIATRIC, COMPATIBLE WITH NAVIGATION SYSTEM, AS REQUESTED BY END USER, SPINAL | ORTHOPEDIC & SPINAL SUPPLIES
22665 | 4232160006000 | SCREW MONOAXIAL FOR DEFORMITY, TITANIUM PEDICLE ASSORTED DIAMETER, ASSORTED LENGTH WITH PROPER LOCKING MECHANISM AS REQUESTED BY END USER, FOR ADULT, COMPATIBLE WITH NAVIGATION SYSTEM, SPINAL | ORTHOPEDIC & SPINAL SUPPLIES
22666 | 4232160006100 | SCREW MONOAXIAL FOR DEFORMITY, TITANIUM, PEDICLE ASSORTED DIAMETER, ASSORTED LENGTH WITH PROPER LOCKING MECHANISM AS REQUESTED BY END USER, FOR PEDIATRIC, COMPATIBLE WITH NAVIGATION SYSTEM SPINAL | ORTHOPEDIC & SPINAL SUPPLIES
22667 | 4232160006200 | SCREW MONOAXIAL FOR DEFORMITY, TITANIUM, PEDICLE ASSORTED DIAMETER, ASSORTED LENGTH WITH PROPER LOCKING MECHANISM AS REQUESTED BY END USER, FOR PEDIATRIC, SPINAL | ORTHOPEDIC & SPINAL SUPPLIES
22668 | 4232160006300 | SCREW, POLYAXIAL, ILIAC, OPEN AND CLOSED SCREW HEAD, FOR DEFORMITY WITH TOP REDUCTION MECHANISM, TITANIUM, ASSORTED DIAMETER, ASSORTED LENGTH WITH PROPER LOCKING MECHANISM AS REQUESTED BY END USER, FOR ADULT, COMPATIBLE WITH NAVIGATION SYSTEM, SPINAL | ORTHOPEDIC & SPINAL SUPPLIES
22669 | 4232160006400 | SCREW, POLYAXIAL, ILIAC, OPEN AND CLOSED SCREW HEAD, TITANIUM, ASSORTED DIAMETER, ASSORTED LENGTH WITH PROPER LOCKING MECHANISM AS REQUESTED BY END USER, PEDIATRIC, COMPATIBLE WITH NAVIGATION SYSTEM, SPINAL | ORTHOPEDIC & SPINAL SUPPLIES
22670 | 4232160006500 | SCREW, POLYAXIAL, ILIAC, OPEN AND CLOSED SCREW HEAD, TITANIUM, ASSORTED DIAMETER, ASSORTED LENGTH WITH PROPER LOCKING MECHANISM AS REQUESTED BY END USER, PEDIATRIC, SPINAL | ORTHOPEDIC & SPINAL SUPPLIES
22671 | 4232160006600 | SCREW POLYAXIAL FOR DEFORMITY, TITANIUM PEDICLE ASSORTED DIAMETER, ASSORTED LENGTH WITH PROPER LOCKING MECHANISM AS REQUESTED BY END USER, FOR ADULT, COMPATIBLE WITH NAVIGATION SYSTEM, SPINAL | ORTHOPEDIC & SPINAL SUPPLIES
22672 | 4232160006700 | SCREW POLYAXIAL FOR DEFORMITY, TITANIUM, PEDICLE, ASSORTED DIAMETER, ASSORTED LENGTH WITH PROPER LOCKING MECHANISM AS REQUESTED BY END USER, FOR PEDIATRIC, COMPATIBLE WITH NAVIGATION SYSTEM, SPINAL | ORTHOPEDIC & SPINAL SUPPLIES
22673 | 4232160006800 | SCREW POLYAXIAL FOR DEFORMITY, TITANIUM, PEDICLE, ASSORTED DIAMETER, ASSORTED LENGTH WITH PROPER LOCKING MECHANISM AS REQUESTED BY END USER, FOR PEDIATRIC, SPINAL | ORTHOPEDIC & SPINAL SUPPLIES
22674 | 4232160006900 | SCREW UNIAXIAL FOR DEFORMITY, TITANIUM PEDICLE ASSORTED DIAMETER, ASSORTED LENGTH WITH PROPER LOCKING MECHANISM AS REQUESTED BY END USER, FOR ADULT, COMPATIBLE WITH NAVIGATION SYSTEM, SPINAL | ORTHOPEDIC & SPINAL SUPPLIES
22675 | 4232160007000 | SCREW UNIAXIAL FOR DEFORMITY, TITANIUM, PEDICLE ASSORTED DIAMETER, ASSORTED LENGTH WITH PROPER LOCKING MECHANISM AS REQUESTED BY END USER, FOR PEDIATRIC, COMPATIBLE WITH NAVIGATION SYSTEM, SPINAL | ORTHOPEDIC & SPINAL SUPPLIES
22676 | 4232160007100 | SCREW UNIAXIAL FOR DEFORMITY, TITANIUM, PEDICLE ASSORTED DIAMETER, ASSORTED LENGTH WITH PROPER LOCKING MECHANISM AS REQUESTED BY END USER, FOR PEDIATRIC, SPINAL | ORTHOPEDIC & SPINAL SUPPLIES
22677 | 4232160007500 | TRANSVERSE CONNECTOR (CROSS LINK) FOR POSTERIOR CERVICAL FIXATION WITH PROPER COUPLING AND LOCKING MECHANISM, COMPATIBLE WITH NAVIGATION SYSTEM, SPINAL | ORTHOPEDIC & SPINAL SUPPLIES
22678 | 4232160007600 | HOOK TOP LOADING FOR DEFORMITY WITH TOP REDUCTION MECHANISM TITANIUM PEDICLE THORACIC WITH PROPER LOCKING MECHANISM SPINAL . | ORTHOPEDIC & SPINAL SUPPLIES
22679 | 4232160007700 | HOOK TOP LOADING FOR DEFORMITY WITH TOP REDUCTION MECHANISM, TITANIUM LAMINAR WITH PROPER LOCKING MECHANISM, ASSORTED SHAPE AND SIZES INCLUDING OFFSET, FOR PEDIATRIC, COMPATIBLE WITH NAVIGATION SYSTEM, SPINAL | ORTHOPEDIC & SPINAL SUPPLIES
22680 | 4232160007800 | HOOK TOP LOADING FOR DEFORMITY WITH TOP REDUCTION MECHANISM, TITANIUM LAMINAR WITH PROPER LOCKING MECHANISM, ASSORTED SHAPE AND SIZES INCLUDING OFFSET, FOR ADULT, COMPATIBLE WITH NAVIGATION SYSTEM, SPINAL | ORTHOPEDIC & SPINAL SUPPLIES
22681 | 4232160008100 | HOOK SCISSORS, SINGLE ACTION JAWS, DIAMETER 2.5 MM, WORKING LENGTH 25 CM OR EQUIVALENT, SPINAL | ORTHOPEDIC & SPINAL SUPPLIES
22682 | 4232160008200 | HOOK, TOP-LOADING, LAMINAR, TITANIUM WITH PROPER LOCKING MECHANISM, COMPATIBLE WITH NAVIGATION SYSTEM, SPINAL | ORTHOPEDIC & SPINAL SUPPLIES
22683 | 4232160008300 | HOOK TOP LOADING FOR DEFORMITY WITH TOP REDUCTION MECHANISM TITANIUM LAMINAR LUMBAR WITH PROPER LOCKING MECHANISM SPINAL | ORTHOPEDIC & SPINAL SUPPLIES
22684 | 4232160008400 | HOOK TOP LOADING FOR DEFORMITY WITH TOP REDUCTION MECHANISM, TITANIUM PEDICLE WITH PROPER LOCKING MECHANISM, ASSORTED SHAPE AND SIZES INCLUDING OFFSET, FOR PEDIATRIC, SPINAL | ORTHOPEDIC & SPINAL SUPPLIES
22685 | 4232160008700 | HOOK TOP LOADING FOR DEFORMITY WITH TOP REDUCTION MECHANISM, TITANIUM PEDICLE WITH PROPER LOCKING MECHANISM, ASSORTED SHAPE AND SIZES INCLUDING OFFSET, FOR PEDIATRIC, COMPATIBLE WITH NAVIGATION SYSTEM, SPINAL | ORTHOPEDIC & SPINAL SUPPLIES
22686 | 4232160008900 | HOOK OFFSET LAMINAR, RIGHT AND LEFT, FOR POSTERIOR CERVICAL FIXATION, TITANIUM, WITH PROPER LOCKING MECHANISM, COMPATIBLE WITH NAVIGATION SYSTEM, SPINAL | ORTHOPEDIC & SPINAL SUPPLIES
22687 | 4232160009000 | HOOKS, (PEDICLE, SUBLAMINAR AND TRANSVERSE PROCESS) FOR TITANIUM PEDIATRIC MATCHING ROD DIAMETER 4 - 4.75 MM WITH PROPER LOCKING M ECHANISM, SPINAL. | ORTHOPEDIC & SPINAL SUPPLIES
22688 | 4232160009100 | HOOK TOP LOADING FOR DEFORMITY WITH TOP REDUCTION MECHANISM, TITANIUM PEDICLE WITH PROPER LOCKING MECHANISM, ASSORTED SHAPE AND SIZES INCLUDING OFFSET, FOR ADULT, COMPATIBLE WITH NAVIGATION SYSTEM, SPINAL | ORTHOPEDIC & SPINAL SUPPLIES
22689 | 4232160009200 | HOOK TOP LOADING FOR DEFORMITY WITH TOP REDUCTION MECHANISM, TITANIUM TRANSVERSE PROCESS WITH PROPER LOCKING MECHANISM, ASSORTED SHAPE AND SIZES INCLUDING OFFSET, FOR ADULT, COMPATIBLE WITH NAVIGATION SYSTEM, SPINAL | ORTHOPEDIC & SPINAL SUPPLIES
22690 | 4232160009300 | HOOK TOP LOADING FOR DEFORMITY WITH TOP REDUCTION MECHANISM, TITANIUM TRANSVERSE PROCESS WITH PROPER LOCKING MECHANISM, ASSORTED SHAPE AND SIZES INCLUDING OFFSET, FOR PEDIATRIC, COMPATIBLE WITH NAVIGATION SYSTEM, SPINAL | ORTHOPEDIC & SPINAL SUPPLIES
22691 | 4232160009400 | HOOK TOP LOADING FOR DEFORMITY WITH TOP REDUCTION MECHANISM, TITANIUM TRANSVERSE WITH PROPER LOCKING MECHANISM, ASSORTED SHAPE AND SIZES INCLUDING OFFSET, FOR PEDIATRIC, SPINAL | ORTHOPEDIC & SPINAL SUPPLIES
22692 | 4232160009500 | NERVE HOOK, DISTAL WIDTH 3 MM, BAYONET-SHAPED, WORKING LENGTH 16 CM OR EQUIVALENT, SPINAL | ORTHOPEDIC & SPINAL SUPPLIES
22693 | 4232160009800 | NERVE RETRACTOR, HOOK LENGTH 2 MM, DIAMETER 4 MM, ANGLED SHEATH, WORKING LENGTH 20 CM OR EQUIVALENT, SPINAL | ORTHOPEDIC & SPINAL SUPPLIES
22694 | 4232160009900 | PALPATION HOOK, BAYONET-SHAPED, DISTALLY ANGLED 90 DEGREE, WITH BALL END, WITH ROUND HANDLE, WORKING LENGTH 20 CM OR EQUIVALENT, SPINAL | ORTHOPEDIC & SPINAL SUPPLIES
22695 | 4232160010000 | PALPATION HOOK, STRAIGHT, DISTALLY 10 MM LONG AND ANGLED 90°, WITH BALL, WORKING LENGTH 20 CM OR EQUIVALENT, SPINAL | ORTHOPEDIC & SPINAL SUPPLIES
22696 | 4232160010100 | LATERAL OFFSET CONNECTOR WITH LOCKING MECHANISM TITANIUM, ACCOMMODATE THE ROD, FOR POSTERIOR CERVICAL DEFORMITY (HIGH VARIABLE ANGLE MORE THAN 45 DEGREES) FIXATION, SPINAL | ORTHOPEDIC & SPINAL SUPPLIES
22697 | 4232160200200 | CABLE, FOR PERI-PROSTHETIC FRACTURE FIXATION SYSTEM, WITH NECESSARY ATTACHMENTS | ORTHOPEDIC & SPINAL SUPPLIES
22698 | 4232160300300 | VERTEBROPLASTY KIT FOR BILATERAL PEDICLES WITH ALL NECESSARY IMPLANTS, TOOLS AND CEMENT AS ONE SET, DISPOSABLE, SPINAL | ORTHOPEDIC & SPINAL SUPPLIES
22699 | 4232160402200 | CROSS LINK CONNECTOR, WITH PROPER LOCKING MECHANISM, ASSORTED MECHANISM ASSORTED SIZES, AS REQUESTED BY END USER, ADULT, SPINAL | ORTHOPEDIC & SPINAL SUPPLIES
22700 | 4232160402300 | CROSS LINK CONNECTOR,WITH PROPER LOCKING MECHANISM, ASSORTED MECHANISM ASSORTED SIZES ON DEMAND, FOR ADULT, COMPATIBLE WITH NAVIGATION SYSTEM, SPINAL | ORTHOPEDIC & SPINAL SUPPLIES
22701 | 4232160402400 | CROSS LINK CONNECTOR, WITH PROPER LOCKING MECHANISM, ASSORTED MECHANISM ASSORTED SIZES, AS REQUESTED BY END USER, PEDIATRIC, COMPATIBLE WITH NAVIGATION SYSTEM, SPINAL | ORTHOPEDIC & SPINAL SUPPLIES
22702 | 4232160402500 | CROSS LINK CONNECTOR, WITH PROPER LOCKING MECHANISM, ASSORTED MECHANISM ASSORTED SIZES, AS REQUESTED BY END USER, PEDIATRIC, SPINAL | ORTHOPEDIC & SPINAL SUPPLIES
22703 | 4232160517700 | MESH CAGE TITANIUM FOR CERVICAL VERTEBRAL BODY REPLACEMENT SIZE 10 MM, ASSORTED LENGTHS, SPINAL | ORTHOPEDIC & SPINAL SUPPLIES
22704 | 4232160518900 | MESH CAGE, TITANIUM ANTERIOR THORACO- LUMBAR VERTEBRAL BODY REPLACEMENT 13 - 15 MM DIAMETER, ASSORTED LENGTHS, SPINAL | ORTHOPEDIC & SPINAL SUPPLIES
22705 | 4232160519700 | MESH CAGE, TITANIUM ANTERIOR THORACES - LUMBAR VERTEBRAL BODY REPLACEMENT 16 - 17 MM DIAMETER, ASSORTED LENGTHS, SPINAL | ORTHOPEDIC & SPINAL SUPPLIES
22706 | 4232160520300 | MESH CAGE, TITANIUM ANTERIOR THORACES - LUMBAR VERTEBRAL BODY REPLACEMENT 18 - 19 MM DIAMETER, ASSORTED LENGTHS, SPINAL | ORTHOPEDIC & SPINAL SUPPLIES
22707 | 4232160520500 | MESH CAGE, TITANIUM ANTERIOR THORACES - LUMBAR VERTEBRAL BODY REPLACEMENT 20 - 21 MM DIAMETER, ASSORTED LENGTH , SPINAL | ORTHOPEDIC & SPINAL SUPPLIES
22708 | 4232160521400 | MESH CAGE, TITANIUM ANTERIOR THORACES - LUMBAR VERTEBRAL BODY REPLACEMENT 22 -23 MM DIAMETER, ASSORTED LENGTHS, SPINAL | ORTHOPEDIC & SPINAL SUPPLIES
22709 | 4232160522000 | MESH CAGE, TITANIUM ANTERIOR THORACES - LUMBAR VERTEBRAL BODY REPLACEMENT 24 MM DIAMETER, ASSORTED LENGTHS, SPINAL | ORTHOPEDIC & SPINAL SUPPLIES
22710 | 4232160535100 | CAGES, PEEK FOR TRANSFORAMINAL LUMBAR INTERBODY FUSION (TLIF) ASSORTED SIZE, SPINAL | ORTHOPEDIC & SPINAL SUPPLIES
22711 | 4232160535200 | CAGE, TITANIUM, LORDOTIC, FOR POSTERIOR LUMBAR INTERBODY FUSION (PLIF), ASSORTED SIZES AS REQUIRED BY THE END USERS, SPINAL | ORTHOPEDIC & SPINAL SUPPLIES
22712 | 4232160544300 | CAGE, PEEK, LORDOTIC, FOR POSTERIOR LUMBAR INTERBODY FUSION (PLIF), ASSORTED SIZES AS REQUIRED BY THE END USERS, SPINAL | ORTHOPEDIC & SPINAL SUPPLIES
22713 | 4232160553400 | CAGE, TITANIUM STANDALONE ANTERIOR LUMBAR INTERBODY FUSION CAGES, ASSORTED SIZES AND LORDOTIC ANGLES AS REQUESTED BY END USER, SPINAL | ORTHOPEDIC & SPINAL SUPPLIES
22714 | 4232160560000 | CAGES, 3D PRINTED TITANIUM FOR TRANSFORAMINAL LUMBAR INTERBODY FUSION (TLIF) SIZE ACCORDING TO END USER SPINAL | ORTHOPEDIC & SPINAL SUPPLIES
22715 | 4232160560100 | CAGES, 3D PRINTED TITANIUM BANANA, FOR TRANSFORAMINAL LUMBAR INTERBODY FUSION (TLIF), ASSORTED HEIGHT DIFFERENT DEPTH AND ANGLE, SPINAL | ORTHOPEDIC & SPINAL SUPPLIES
22716 | 4232160560200 | CAGE, 3D PRINTED TITANIUM, LORDOTIC, FOR POSTERIOR LUMBAR INTERBODY FUSION (PLIF), ASSORTED HEIGHT DIFFERENT DEPTH AND ANGLE, AS REQUIRED BY THE END USERS, SPINAL | ORTHOPEDIC & SPINAL SUPPLIES
22717 | 4232160560300 | CAGES, 3D PRINTED TITANIUM FOR ANTERIOR CERVICAL DISC FUSION ASSORTED SIZES AND LORDOTIC ANGLES, AS REQUESTED BY END USER, SPINAL | ORTHOPEDIC & SPINAL SUPPLIES
22718 | 4232160560400 | CAGES, 3D PRINTED TITANIUM FOR ANTERIOR LUMBAR INTERBODY FUSION (ALIF) ASSORTED SIZES AND LORDOTIC ANGLES ACCORDING TO END USER, SPINAL | ORTHOPEDIC & SPINAL SUPPLIES
22719 | 4232160560500 | CAGE, TITANIUM FOR LATERAL EXPANDABLE INTERBODY LUMBAR WITH APPROPRIATE FIXATION METHOD (ASSORTED SIZES AND DIAMETERS, SPINAL) | ORTHOPEDIC & SPINAL SUPPLIES
22720 | 4232160560600 | CAGE, PRE-FILLED ALLOGRAFT PEEK CAGE LORDOTIC FOR ANTERIOR CERVICAL DISC FUSION ASSORTED HEIGHT DIFFERENT DEPTH ACCORDING TO END USER, SPINAL | ORTHOPEDIC & SPINAL SUPPLIES
22721 | 4232160560700 | CAGES, STANDALONE 3D PRINTED TITANIUM, FOR ANTERIOR CERVICAL DISC FUSION, ASSORTED SIZES AND LORDOTIC ANGLES, AS REQUESTED BY END USER, SPINAL | ORTHOPEDIC & SPINAL SUPPLIES
22722 | 4232160560800 | CAGES, 3D PRINTED TITANIUM FOR LATERAL LUMBAR INTERBODY FUSION ASSORTED HEIGHT DIFFERENT DEPTH AND ANGLE, ACCORDING TO END USER, SPINAL | ORTHOPEDIC & SPINAL SUPPLIES
22723 | 4232160560900 | CAGE, 3D PRINTED TITANIUM, FOR LATERAL SACRO ILIAC FUSION, ASSORTED HEIGHT DIFFERENT LENGTH, AS REQUIRED BY THE END USERS, SPINAL | ORTHOPEDIC & SPINAL SUPPLIES
22724 | 4232160561000 | CAGE, 3D PRINTED TITANIUM STANDALONE FOR ANTERIOR LUMBAR INTERBODY FUSION CAGES, ASSORTED SIZES AND LORDOTIC ANGLES AS REQUESTED BY END USER, SPINAL | ORTHOPEDIC & SPINAL SUPPLIES
22725 | 4232160562500 | CAGE, TITANIUM, EXPANDABLE LORDOTIC FOR POSTERIOR LUMBAR INTERBODY FUSION (TLIF) ASSORTED SIZES, ASSORTED HEIGHT, SPINAL | ORTHOPEDIC & SPINAL SUPPLIES
22726 | 4232160571600 | CAGE, TITANIUM, EXPANDABLE FOR POSTERIOR LUMBAR INTERBODY FUSION (PLIF), ASSORTED SIZES AS REQUIRED BY THE END USERS, SPINAL | ORTHOPEDIC & SPINAL SUPPLIES
22727 | 4232160580700 | CAGES FOR TRANSFORAMINAL LUMBAR INTERBODY FUSION (TLIF) BANANA CAGE PEEK ASSORTED SIZES, SPINAL | ORTHOPEDIC & SPINAL SUPPLIES
22728 | 4232160589800 | CAGE, PEEK STANDALONE ANTERIOR CERVICAL DISC FUSION, ASSORTED SIZES AND LORDOTIC ANGLES, AS REQUESTED BY END USER, SPINAL | ORTHOPEDIC & SPINAL SUPPLIES
22729 | 4232160608000 | CAGES, POLYETHYLENE (PEEK) ANTERIOR CERVICAL FOR DISC ASSORTED HEIGHT, ASSORTED SIZES AND LORDOTIC ANGLES, AS REQUESTED BY END USER, SPINAL | ORTHOPEDIC & SPINAL SUPPLIES
22730 | 4232160617100 | CAGES, TITANIUM EXPANDABLE THORACOLUMBAR VERTEBRAL BODY REPLACEMENT, ASSORTED DIAMETER, ASSORTED HEIGHT ON DEMAND, WITH PROPER ENDCAP, SPINAL | ORTHOPEDIC & SPINAL SUPPLIES
22731 | 4232160626200 | CAGES, TITANIUM, FOR ANTERIOR CERVICAL DISC FUSION ASSORTED SIZES AND LORDOTIC ANGLES, AS REQUESTED BY END USER, SPINAL | ORTHOPEDIC & SPINAL SUPPLIES
22732 | 4232160635300 | CAGES, PEEK, FOR ANTERIOR CERVICAL DISC FUSION, WITH INTEGRATED BONE GRAFT, ASSORTED SIZES AS REQUESTED BY END USER, SPINAL | ORTHOPEDIC & SPINAL SUPPLIES
22733 | 4232160644400 | CAGES, POLYETHYLENE (PEEK) FOR LATERAL LUMBAR INTERBODY FUSION OF DIFFERENT SIZES AND LENGTH ACCORDING TO END USER, SPINAL | ORTHOPEDIC & SPINAL SUPPLIES
22734 | 4232160653500 | MESH CAGE, LORDOTIC, TITANIUM VERTEBRAL BODY REPLACEMENT, ASSORTED SIZES AND DIAMETER AS REQUESTED BY END USER, SPINAL | ORTHOPEDIC & SPINAL SUPPLIES
22735 | 4232160704600 | HOOK TOP LOADING FOR DEFORMITY WITH TOP REDUCTION MECHANISM, TITANIUM LAMINAR WITH PROPER LOCKING MECHANISM, ASSORTED SHAPE AND SIZES INCLUDING OFFSET, FOR PEDIATRIC, SPINAL | ORTHOPEDIC & SPINAL SUPPLIES
22736 | 4232160705700 | HOOK TOP LOADING FOR DEFORMITY WITH TOP REDUCTION MECHANISM, TITANIUM TRANSVERSE PROCESS WITH PROPER LOCKING MECHANISM, ASSORTED SHAPE AND SIZES INCLUDING OFFSET, FOR ADULT, SPINAL | ORTHOPEDIC & SPINAL SUPPLIES
22737 | 4232160705900 | HOOK, TITANIUM LAMINAR LUMBAR WITH PROPER LOCKING MECHANISM, SPINAL | ORTHOPEDIC & SPINAL SUPPLIES
22738 | 4232160706000 | HOOK, TITANIUM LAMINAR LUMBAR EXTENDED BODY WITH PROPER LOCKING MECHANISM, SPINAL | ORTHOPEDIC & SPINAL SUPPLIES
22739 | 4232160706100 | HOOK, TITANIUM LAMINAR LUMBAR OFFSET LEFT WITH PROPER LOCKING MECHANISM, SPINAL | ORTHOPEDIC & SPINAL SUPPLIES
22740 | 4232160706200 | HOOK, TITANIUM LAMINAR LUMBAR OFFSET RIGHT WITH PROPER LOCKING MECHANISM, SPINAL | ORTHOPEDIC & SPINAL SUPPLIES
22741 | 4232160706300 | HOOK, TITANIUM LAMINAR THORACIC WITH PROPER LOCKING MECHANISM, SPINAL | ORTHOPEDIC & SPINAL SUPPLIES
22742 | 4232160706400 | HOOK, TITANIUM LAMINAR THORACIC OFFSET LEFT WITH PROPER LOCKING MECHANISM, SPINAL | ORTHOPEDIC & SPINAL SUPPLIES
22743 | 4232160706500 | HOOK, TITANIUM LAMINAR THORACIC OFFSET RIGHT WITH PROPER LOCKING MECHANISM, SPINAL | ORTHOPEDIC & SPINAL SUPPLIES
22744 | 4232160706600 | HOOK, TITANIUM PEDICLE THORACIC OFFSET RIGHT WITH H PROPER LOCKING MECHANISM, SPINAL | ORTHOPEDIC & SPINAL SUPPLIES
22745 | 4232160706700 | HOOK, TITANIUM PEDICLE THORACIC WITH PROPER LOCKING MECHANISM, SPINAL | ORTHOPEDIC & SPINAL SUPPLIES
22746 | 4232160706800 | HOOK, TITANIUM TRANSVERSE THORACIC WITH PROPER LOCKING MECHANISM, SPINAL | ORTHOPEDIC & SPINAL SUPPLIES
22747 | 4232160707700 | WIRE COIL FOR SPINOUS PROCESS, ASSORTED SIZE AND DIAMETER, SPINAL | ORTHOPEDIC & SPINAL SUPPLIES
22748 | 4232160707900 | SPINAL KERRISON ANGLED 40-45 DEGREE DOWNWARD, DOUBLE COATED, ANTI REFLECTION, SELF CLEANING EJECTOR, LENGTH 230-250 MM SIZE 1 MM, SPINAL | ORTHOPEDIC & SPINAL SUPPLIES
22749 | 4232160708000 | SPINAL KERRISON ANGLED 40-45 DEGREE DOWNWARD, DOUBLE COATED, ANTI REFLECTION, SELF CLEANING EJECTOR, LENGTH 230-250 MM SIZE 2 MM, SPINAL | ORTHOPEDIC & SPINAL SUPPLIES
22750 | 4232160708100 | SPINAL KERRISON ANGLED 40-45 DEGREE DOWNWARD, DOUBLE COATED, ANTI REFLECTION, SELF CLEANING EJECTOR, LENGTH 230-250 MM SIZE 3 MM, SPINAL | ORTHOPEDIC & SPINAL SUPPLIES
22751 | 4232160708200 | SPINAL KERRISON ANGLED 40-45 DEGREE DOWNWARD, DOUBLE COATED, ANTI REFLECTION, SELF CLEANING EJECTOR, LENGTH 230-250 MM SIZE 4 MM, SPINAL | ORTHOPEDIC & SPINAL SUPPLIES
22752 | 4232160708300 | SPINAL KERRISON ANGLED 40-45 DEGREE DOWNWARD, DOUBLE COATED, ANTI REFLECTION, SELF CLEANING EJECTOR, LENGTH 230-250 MM SIZE 5 MM, SPINAL | ORTHOPEDIC & SPINAL SUPPLIES
22753 | 4232160708400 | SPINAL KERRISON ANGLED 40-45 DEGREE DOWNWARD, DOUBLE COATED, ANTI REFLECTION, SELF CLEANING EJECTOR, LENGTH 230-250 MM SIZE 6 MM, SPINAL | ORTHOPEDIC & SPINAL SUPPLIES
22754 | 4232160708500 | SPINAL KERRISON ANGLED 40-45 DEGREE DOWNWARD, DOUBLE COATED, ANTI REFLECTION, SELF CLEANING EJECTOR, LENGTH 280-300 MM SIZE 2 MM, SPINAL | ORTHOPEDIC & SPINAL SUPPLIES
22755 | 4232160708600 | SPINAL KERRISON ANGLED 40-45 DEGREE DOWNWARD, DOUBLE COATED, ANTI REFLECTION, SELF CLEANING EJECTOR, LENGTH 280-300 MM SIZE 3 MM, SPINAL | ORTHOPEDIC & SPINAL SUPPLIES
22756 | 4232160708700 | SPINAL KERRISON ANGLED 40-45 DEGREE DOWNWARD, DOUBLE COATED, ANTI REFLECTION, SELF CLEANING EJECTOR, LENGTH 280-300 MM SIZE 4 MM, SPINAL | ORTHOPEDIC & SPINAL SUPPLIES
22757 | 4232160708800 | SPINAL KERRISON ANGLED 40-45 DEGREE DOWNWARD, DOUBLE COATED, ANTI REFLECTION, SELF CLEANING EJECTOR, LENGTH 280-300 MM SIZE 5 MM, SPINAL | ORTHOPEDIC & SPINAL SUPPLIES
22758 | 4232160708900 | SPINAL KERRISON ANGLED 40-45 DEGREE DOWNWARD, DOUBLE COATED, ANTI REFLECTION, SELF CLEANING EJECTOR, LENGTH 280-300 MM SIZE 6 MM, SPINAL | ORTHOPEDIC & SPINAL SUPPLIES
22759 | 4232160709000 | SPINAL KERRISON ANGLED 40-45 DEGREE DOWNWARD, DOUBLE COATED, ANTI REFLECTION, SELF CLEANING EJECTOR, LENGTH 400 MM SIZE 2 MM, SPINAL | ORTHOPEDIC & SPINAL SUPPLIES
22760 | 4232160709100 | SPINAL KERRISON ANGLED 40-45 DEGREE DOWNWARD, DOUBLE COATED, ANTI REFLECTION, SELF CLEANING EJECTOR, LENGTH 400 MM SIZE 3 MM, SPINAL | ORTHOPEDIC & SPINAL SUPPLIES
22761 | 4232160709200 | SPINAL KERRISON ANGLED 40-45 DEGREE DOWNWARD, DOUBLE COATED, ANTI REFLECTION, SELF CLEANING EJECTOR, LENGTH 400 MM SIZE 4 MM, SPINAL | ORTHOPEDIC & SPINAL SUPPLIES
22762 | 4232160709300 | SPINAL KERRISON ANGLED 40-45 DEGREE DOWNWARD, DOUBLE COATED, ANTI REFLECTION, SELF CLEANING EJECTOR, LENGTH 400 MM SIZE 5 MM, SPINAL | ORTHOPEDIC & SPINAL SUPPLIES
22763 | 4232160709400 | SPINAL KERRISON ANGLED 40-45 DEGREE DOWNWARD, DOUBLE COATED, ANTI REFLECTION, SELF CLEANING EJECTOR, LENGTH 400 MM SIZE 6 MM, SPINAL | ORTHOPEDIC & SPINAL SUPPLIES
22764 | 4232160709500 | SPINAL KERRISON ANGLED 40-45 DEGREE DOWNWARD, DOUBLE COATED, ANTI REFLECTION, SELF CLEANING EJECTOR, LENGTH 400 MM SIZE 8 MM, SPINAL | ORTHOPEDIC & SPINAL SUPPLIES
22765 | 4232160709600 | SPINAL KERRISON DOUBLE COATED, ANTI REFLECTION, SELF CLEANING EJECTOR ANGLED 40-45 DEGREE UPWARD, CURVED SHAFT, LENGTH 200 MM SIZE 2 MM, SPINAL | ORTHOPEDIC & SPINAL SUPPLIES
22766 | 4232160709700 | SPINAL KERRISON DOUBLE COATED, ANTI REFLECTION, SELF CLEANING EJECTOR ANGLED 40-45 DEGREE, UPWARD, CURVED SHAFT, LENGTH 200 MM SIZE 3 MM, SPINAL | ORTHOPEDIC & SPINAL SUPPLIES
22767 | 4232160709800 | SPINAL KERRISON DOUBLE COATED, ANTI REFLECTION, SELF CLEANING EJECTOR ANGLED 40-45 DEGREE, UPWARD, CURVED SHAFT, LENGTH 200 MM SIZE 4 MM, SPINAL | ORTHOPEDIC & SPINAL SUPPLIES
22768 | 4232160709900 | SPINAL KERRISON DOUBLE COATED, ANTI REFLECTION, SELF CLEANING EJECTOR ANGLED 40-45 DEGREE, UPWARD, CURVED SHAFT, LENGTH 250 MM SIZE 2 MM, SPINAL | ORTHOPEDIC & SPINAL SUPPLIES
22769 | 4232160710000 | SPINAL KERRISON DOUBLE COATED, ANTI REFLECTION, SELF CLEANING EJECTOR ANGLED 40-45 DEGREE, UPWARD, CURVED SHAFT, LENGTH 250 MM SIZE 3 MM, SPINAL | ORTHOPEDIC & SPINAL SUPPLIES
22770 | 4232160710100 | SPINAL KERRISON DOUBLE COATED, ANTI REFLECTION, SELF CLEANING EJECTOR ANGLED 40-45 DEGREE, UPWARD, CURVED SHAFT, T LENGTH 250 MM SIZE 4 MM, SPINAL | ORTHOPEDIC & SPINAL SUPPLIES
22771 | 4232160722200 | SCREW (POLYAXIAL, UNIAXIAL, MONOAXIAL) TITANIUM FOR PEDIATRIC FIXATION TOP LOADING FOR ROD 4 - 4.75 MM WITH MULTIPLE SIZE (DIAMETER AND LENGTH) WITH PROPER LOCKING MECHANISM SIZE ACCORDING TO END USER, SPINAL | ORTHOPEDIC & SPINAL SUPPLIES
22772 | 4232160723000 | HOOK TOP - LOADING LAMIN, FOR POSTERIOR OCCIPITO CERVICAL FIXATION, ANGLE NOT MORE THAN 45 DEGREES, ASSORTED SIZES, TITANIUM, SPINE | ORTHOPEDIC & SPINAL SUPPLIES
22773 | 4232160723100 | HOOK OFFSET LAMINAR, RIGHT AND LEFT, FOR POSTERIOR OCCIPITO CERVICAL FIXATION, ANGLE NOT MORE THAN 45 DEGREES, ASSORTED SIZES, TITANIUM, SPINAL | ORTHOPEDIC & SPINAL SUPPLIES
22774 | 4232160723300 | PLATE, TITANIUM, OCCIPITAL, FOR POSTERIOR OCCIPITO CERVICAL FIXATION, WITH LOCKING MECHANISM, ANGLE NOT MORE THAN 45 DEGREES, ASSORTED SIZE AND SHAPE AS REQUESTED BY END USER SPINAL | ORTHOPEDIC & SPINAL SUPPLIES
22775 | 4232160733900 | TWO ENDPLATES FOR EACH TITANIUM EXPANDABLE THORACOLUMBAR VERTEBRAL BODY REPLACEMENT CAGES (IN ASSORTED SIZE S AND ANGLES ACCORDING TO END USERS, SPINAL | ORTHOPEDIC & SPINAL SUPPLIES
22776 | 4232160734100 | CAGES POLYETHYLENE (PEEK) FOR LATERAL LUMBAR INTERBODY FUSION OF DIFFERENT SIZES AND LENGTH ACCORDING TO END USER SPINAL | ORTHOPEDIC & SPINAL SUPPLIES
22777 | 4232160736900 | HOOK, TITANIUM PEDICLE THORACIC OFFSET LEFT WITH H PROPER LOCKING MECHANISM, SPINAL | ORTHOPEDIC & SPINAL SUPPLIES
22778 | 4232160737600 | LATERAL OFFSET CONNECTOR PIECE WITH LOCKING MECHANISM, TITANIUM, ACCOMODATE THE ROD DIFFERENT SHAPES ACCORDING TO END USER, SPINAL | ORTHOPEDIC & SPINAL SUPPLIES
22779 | 4232160738000 | ROD, COBALT CHROME 5- 6.5 MM DIAMETER 450-500 MM LONG, SPINAL | ORTHOPEDIC & SPINAL SUPPLIES
22780 | 4232160745000 | SCREW FIXED, TITANIUM PEDICLE ASSORTED DIAMETER, ASSORTED LENGTH WITH PROPER LOCKING MECHANISM AS REQUESTED BY END USER, FOR ADULT, SPINAL | ORTHOPEDIC & SPINAL SUPPLIES
22781 | 4232160746600 | CONNECTOR DEVICE FOR ILIAC SCREW, TITANIUM WITH PROPER LOCKING MECHANISM OR EQUIVALENT, SPINAL | ORTHOPEDIC & SPINAL SUPPLIES
22782 | 4232160752900 | PLATE, VERTEBRAL BODY TITANIUM LOW PROFILE FOR ANTERIOR LATERAL THORACOLUMBAR FIXATION DIFFERENT SIZES AND ANGLES ACCORDING TO END USER, SPINAL | ORTHOPEDIC & SPINAL SUPPLIES
22783 | 4232160755100 | HALO VEST,NON INVASIVE, ADULT, ASSORTED SIZES ACCORDING TO END USER SPINAL | ORTHOPEDIC & SPINAL SUPPLIES
22784 | 4232160755200 | HALO VEST,NON INVASIVE, PEDIATRIC, ASSORTED SIZES ACCORDING TO END USER SPINAL | ORTHOPEDIC & SPINAL SUPPLIES
22785 | 4232160755300 | SKULL TRACTION TONGS FOR PEDIATRIC ASSORTED SIZES AS REQUESTED BY END USER, SPINAL | ORTHOPEDIC & SPINAL SUPPLIES
22786 | 4232160755400 | SKULL TRACTION TONGS FOR ADULT ASSORTED SIZES AS REQUESTED BY END USER, SPINAL | ORTHOPEDIC & SPINAL SUPPLIES
22787 | 4232160755700 | PLATE, TITANIUM ANTERIOR CERVICAL ONE LEVEL PLATE LOW PROFILE WITH LOCKING MECHANISM, ASSORTED SIZES AS REQUIRED BY ENDU SERS, SPINAL | ORTHOPEDIC & SPINAL SUPPLIES
22788 | 4232160758100 | CAGES POLYETHYLENE (PEEK) FOR ANTERIOR LUMBAR INTERBODY FUSION (ALIF) OF DIFFERENT SIZE S ACCORDING TO END USER, SPINAL | ORTHOPEDIC & SPINAL SUPPLIES
22789 | 4232160758300 | SURGEON DIRECTED INTRAOPERATIVE MONITRING KIT,INCLUDING CORKSCREW FOR MEP, 8 CHANNELS ELECTRODES AND ASSORTED TYPES AND LENGTHS OF PROBES FOR SCREW STIMULATION TESTING, SPINAL | ORTHOPEDIC & SPINAL SUPPLIES
22790 | 4232160758400 | SURGEON DIRECTED INTRAOPERATIVE MONITRING KIT,INCLUDING CORKSCREW FOR SSEP, 8 CHANNELS ELECTRODES AND ASSORTED TYPES AND LENGTHS OF PROBES FOR SCREW STIMULATION TESTING, SPINAL | ORTHOPEDIC & SPINAL SUPPLIES
22791 | 4232160760100 | CAGES TITANIUM FOR TRANSFORAMINAL LUMBAR INTERBODY FUSION (TLIF) SIZE ACCORDING TO END USER SPINAL | ORTHOPEDIC & SPINAL SUPPLIES
22792 | 4232160761200 | SPINAL CURETTE EPSTEIN, LARGE, LONG AND SHORT HANDLE EQUALLY DISTRIBUTED, BURS NON SLIPPERY, SPINAL | ORTHOPEDIC & SPINAL SUPPLIES
22793 | 4232160763000 | RETRACTOR, CEREBELLAR, BLUNT PRONGS, ANGULAR SHAFT DIFFERENT LENGTHS AND SIZE S ACCORDING TO END USER, SPINAL | ORTHOPEDIC & SPINAL SUPPLIES
22794 | 4232160763200 | RETRACTOR, CEREBELLAR, SHARP PRONGS, STRAIGHT SHAFT DIFFERENT LENGTHS AND SIZE S ACCORDING TO END USER, SPINAL | ORTHOPEDIC & SPINAL SUPPLIES
22795 | 4232160763300 | SPINAL CURETTE COBB ASSORTED SIZES, LONG AND SHORT, BURS NON SLIPPERY, SPINAL | ORTHOPEDIC & SPINAL SUPPLIES
22796 | 4232160765700 | CAGE FOR CORPECTOMY, TITANIUM, EXPANDABLE ANTERIOR CERVICAL, ADJUSTABLE ENDPLATE, WITH LOCKING MECHANISM, ASSORTED SIZES AS REQUESTED BY END USER, SPINAL | ORTHOPEDIC & SPINAL SUPPLIES
22797 | 4232160768300 | NONSTICK BAYONET INSULATED BIPOLAR FORCEPS DIFFERENT LENGTH AND TIP ACCORDING SIZE END USER TIP OR EQUIVALENT, SPINAL | ORTHOPEDIC & SPINAL SUPPLIES
22798 | 4232160768700 | HOOK, BLUNT TIP, STRAIGHT, 2 MM ANGLED TIP, LENGTH 9 INCH OR EQUIVALENT, SPINAL | ORTHOPEDIC & SPINAL SUPPLIES
22799 | 4232160768800 | HOOK, BLUNT TIP, STRAIGHT, 3 MM ANGLED TIP, LENGTH 9 INCH OR EQUIVALENT, SPINAL | ORTHOPEDIC & SPINAL SUPPLIES
22800 | 4232160768900 | HOOK, BLUNT TIP, STRAIGHT, 4 MM ANGLED TIP, LENGTH 9 INCH OR EQUIVALENT, SPINAL | ORTHOPEDIC & SPINAL SUPPLIES
22801 | 4232160769000 | HOOK, BLUNT TIP, STRAIGHT, 5 MM ANGLED TIP, LENGTH 9 INCH OR EQUIVALENT, SPINAL | ORTHOPEDIC & SPINAL SUPPLIES
22802 | 4232160769100 | HOOK, BLUNT TIP, STRAIGHT, 6 MM ANGLED TIP, LENGTH 9 INCH OR EQUIVALENT, SPINAL | ORTHOPEDIC & SPINAL SUPPLIES
22803 | 4232160769200 | HOOK, SHARP TIP, STRAIGHT, 2 MM ANGLED TIP, LENGTH 9 INCH OR EQUIVALENT, SPINAL | ORTHOPEDIC & SPINAL SUPPLIES
22804 | 4232160769300 | HOOK, SHARP TIP, STRAIGHT, 3 MM ANGLED TIP, LENGTH 9 INCH OR EQUIVALENT, SPINAL | ORTHOPEDIC & SPINAL SUPPLIES
22805 | 4232160769400 | HOOK, SHARP TIP, STRAIGHT, 4 MM ANGLED TIP, LENGTH 9 INCH OR EQUIVALENT, SPINAL | ORTHOPEDIC & SPINAL SUPPLIES
22806 | 4232160769500 | HOOK, SHARP TIP, STRAIGHT, 5 MM ANGLED TIP, LENGTH 9 INCH OR EQUIVALENT, SPINAL | ORTHOPEDIC & SPINAL SUPPLIES
22807 | 4232160769600 | HOOK, BALL PROBE, STRAIGHT, 2 MM ANGLED TIP, LENGTH 9 INCH OR EQUIVALENT, SPINAL | ORTHOPEDIC & SPINAL SUPPLIES
22808 | 4232160777300 | INSTRUMENTATION SET COMPLETE AND NECESSARY STERILIZATION CASE (TRAY, BOX, LID) FOR POSTERIOR THORACOLUMBAR SACROILIAC DEFORMITY CORRECTION AND FIXATION, RODS AND HOOKS AND SCREWS, SET SCREWS, ADULT, SPINAL | ORTHOPEDIC & SPINAL SUPPLIES
22809 | 4232160777400 | INSTRUMENTATION SET COMPLETE AND NECESSARY STERILIZATION CASE (TRAY, BOX, LID) AND REDUCTION TOWERS (MINIMUM OF 16 CLOSED AND OPEN TOWERS AS REQUESTED BY END USER), CORRECTION TOOLS , FOR POSTERIOR THORACOLUMBAR SACROILIAC DEFORMITY CORRECTION AND FIXATION, ADULT, SPINAL | ORTHOPEDIC & SPINAL SUPPLIES
22810 | 4232160792700 | EXPANDABLE TITANIUM IMPLANT FOR ANATOMICAL REDUCTION OF VERTEBRAL COMPRESSION FRACTURES, ASSORTED EXPANSIONS, ASSORTED LENGTHS, SPINAL | ORTHOPEDIC & SPINAL SUPPLIES
22811 | 4232160794100 | APFELBAUM DISSECTOR SET STRAIGHT 22 MM OR EQUIVALENT, SPINAL | ORTHOPEDIC & SPINAL SUPPLIES
22812 | 4232160796000 | CURVED CHISEL AND ; ELEVATOR, NON SLIPPERY, 3/4 IN OVERALL LENGTH 195 MM OR EQUIVALENT, SPINAL. | ORTHOPEDIC & SPINAL SUPPLIES
22813 | 4232160797900 | KNIFE HANDLE #7, STRAIGHT, LENGTH 9 INCH OR EQUIVALENT, SPINAL | ORTHOPEDIC & SPINAL SUPPLIES
22814 | 4232160798200 | KYPHOPLASTY DISPOSABLE KIT FOR BOTH PEDICLE AND ALL NECESSARY IMPLANT, TOOLS AND CEMENT AS ONE SET, SPINAL | ORTHOPEDIC & SPINAL SUPPLIES
22815 | 4232160798900 | PLIER, NARROW END, SPINAL | ORTHOPEDIC & SPINAL SUPPLIES
22816 | 4232160801900 | BONE GRAFT, MORPHOGENETIC PROTEIN STRIPS, SPINAL | ORTHOPEDIC & SPINAL SUPPLIES
22817 | 4232160802100 | RETRACTOR CEREBELLAR BLUNT STRAIGHT DIFFERENT SIZE ACCORDING TO END USER, SPINAL | ORTHOPEDIC & SPINAL SUPPLIES
22818 | 4232160802600 | TRAY THORACENTESIS KIT WITH CATHETER 6 FR 18 GAUGE STERILE.. | SUPPLEMENTARY GENERAL CONSUMABLES
22819 | 4232160802700 | TROCAR BLADED DILATING TIP WITH STABILITY SLEEVE 5 MM X 100 MM REDUCED PENETRATION FORCE WITH FAST BLADE SAFETY SHIELD DISPOSABLE STERILE. | SUPPLEMENTARY GEN.CONS SURG SUT,LAP,ROB
22820 | 4232160802800 | TROCAR BLADED DILATING TIP WITH STABILITY SLEEVE 11 MM X 100 MM REDUCED PENETRATION FORCE WITH FAST BLADE SAFETY SHIELD DISPOSABLE STERILE. | SUPPLEMENTARY GEN.CONS SURG SUT,LAP,ROB
22821 | 4232160803300 | TROCAR BLADED DILATING TIP WITH STABILITY SLEEVE 12 MM X 150 MM REDUCED PENETRATION FORCE WITH FAST BLADE SAFETY SHIELD DISPOSABLE STERILE. | SUPPLEMENTARY GEN.CONS SURG SUT,LAP,ROB
22822 | 4232160803400 | TROCAR BLADELESS OPTICAL 12 X 150 MM WITH OBTURATOR AND STABILITY SLEEVE TRANSPARENT DISPOSABLE STERILE. | SUPPLEMENTARY GEN.CONS SURG SUT,LAP,ROB
22823 | 4232160908800 | ROD, TITANIUM 4 - 4.75 MM DIAMETER, 450 - 500 MM, SPINAL | ORTHOPEDIC & SPINAL SUPPLIES
22824 | 4232160910700 | ROD, TITANIUM DIAMETER 4 - 4.75 MM, LENGTH 450-500 MM, COMPATIBLE WITH NAVIGATION SYSTEM, AS REQUESTED BY END USER, SPINAL | ORTHOPEDIC & SPINAL SUPPLIES
22825 | 4232160911500 | ROD, TITANIUM DIAMETER 5- 6.5 MM, LENGTH 450-500 MM, FOR POSTERIOR THORACOLUMBAR SACROILIAC DEFORMITY CORRECTION AND FIXATION, AS REQUESTED BY END USER, ADULT, SPINAL | ORTHOPEDIC & SPINAL SUPPLIES
22826 | 4232160912300 | ROD, FOR LATERAL MASS, 3-4 MM DIAMETER, 60-100 MM LENGTH, FOR POSTERIOR OCCIPITO CERVICAL FIXATION, TITANIUM, SPINAL | ORTHOPEDIC & SPINAL SUPPLIES
22827 | 4232160912400 | ROD, FOR LATERAL MASS, 3-4 MM DIAMETER, 110-160 MM LENGTH, FOR POSTERIOR OCCIPITO CERVICAL FIXATION, TITANIUM, SPINAL | ORTHOPEDIC & SPINAL SUPPLIES
22828 | 4232160912500 | ROD, FOR LATERAL MASS, 3-4 MM DIAMETER, 180-300 MM LENGTH, FOR POSTERIOR OCCIPITO CERVICAL FIXATION, TITANIUM, SPINAL | ORTHOPEDIC & SPINAL SUPPLIES
22829 | 4232160912600 | ROD, FOR LATERAL MASS, 3-4 MM DIAMETER, 30-50 MM LENGTH, FOR POSTERIOR OCCIPITO CERVICAL FIXATION, TITANIUM, SPINAL | ORTHOPEDIC & SPINAL SUPPLIES
22830 | 4232160913100 | GROWING RODS WITH MAGNETIC MECHANISM EXPANSION TECHNIQUE, 4.5 MM, ASSORTED TYPS, SPINAL | ORTHOPEDIC & SPINAL SUPPLIES
22831 | 4232160913200 | GROWING RODS WITH MAGNETIC MECHANISM EXPANSION TECHNIQUE, 5.5 MM, ASSORTED TYPS, SPINAL | ORTHOPEDIC & SPINAL SUPPLIES
22832 | 4232160920800 | ROD 5-6.5 FOR MINIMAL INVASIVE THORACOLUMBAR FIXATION, ASSORTED SIZES AND TYPES | ORTHOPEDIC & SPINAL SUPPLIES
22833 | 4232160920900 | ROD, TITANIUM DIAMETER 5- 6.5 MM, LENGTH 450-500 MM, FOR POSTERIOR THORACOLUMBAR SACROILIAC FIXATION, AS REQUESTED BY END USER, SPINAL | ORTHOPEDIC & SPINAL SUPPLIES
22834 | 4232160921300 | ROD, COBALT CHROME 5- 6.5 MM DIAMETER 400-600 MM LONG, SPINAL | ORTHOPEDIC & SPINAL SUPPLIES
22835 | 4232160921400 | ROD, PURE TITANIUM, ASSORTED SIZES AND DIAMETER, SPINAL | ORTHOPEDIC & SPINAL SUPPLIES
22836 | 4232160921600 | ROD, FOR POSTERIOR CERVICAL, FIXATION,TITANIUM, 3-4 MM DIAMETER 30-50 MM, LATERAL MASS, COMPATIBLE WITH NAVIGATION SYSTEM SPINAL | ORTHOPEDIC & SPINAL SUPPLIES
22837 | 4232160921700 | ROD, TITANIUM DIAMETER 4 - 4.75 MM, LENGTH 450-500 MM, AS REQUESTED BY END USER, SPINAL | ORTHOPEDIC & SPINAL SUPPLIES
22838 | 4232160921800 | ROD, TITANIUM ALLOY, ASSORTED SIZES AND DIAMETER, SPINAL | ORTHOPEDIC & SPINAL SUPPLIES
22839 | 4232160921900 | ROD, FOR POSTERIOR CERVICAL, FIXATION, TITANIUM, 3-4 MM DIAMETER 60-100 MM, LATERAL MASS, COMPATIBLE WITH NAVIGATION SYSTEM SPINAL | ORTHOPEDIC & SPINAL SUPPLIES
22840 | 4232160922000 | ROD, FOR POSTERIOR CERVICAL FIXATION, TITANIUM 3-4 MM DIAMETER 110-160 MM, LATERAL MASS, COMPATIBLE WITH NAVIGATION SYSTEM SPINAL | ORTHOPEDIC & SPINAL SUPPLIES
22841 | 4232160922100 | ROD, FOR POSTERIOR CERVICAL FIXATION, TITANIUM 3-4 MM DIAMETER 180-300 MM, LATERAL MASS, COMPATIBLE WITH NAVIGATION SYSTEMSPINAL | ORTHOPEDIC & SPINAL SUPPLIES
22842 | 4232160922200 | ROD, COBALT CHROME 4 - 4.75 MM DIAMETER 450-500 MM LONG, SPINAL | ORTHOPEDIC & SPINAL SUPPLIES
22843 | 4232160922300 | ROD, COBALT CHROME 4 - 4.75 MM DIAMETER, 450 - 500 MM, SPINAL | ORTHOPEDIC & SPINAL SUPPLIES
22844 | 4232160922400 | ROD, EXTRA STIFFNESS, COBALT CHROME, ASSORTED SIZES AND DIAMETER, SPINAL | ORTHOPEDIC & SPINAL SUPPLIES
22845 | 4232160922600 | ROD, DUAL DIAMETER, CERVICO-THORACIC, ASSORTED DIAMETER, 400-600 LENGTH, AS REQUESTED BY THE END USER, SPINAL | ORTHOPEDIC & SPINAL SUPPLIES
22846 | 4232160922700 | ROD 5-6.5 FOR CANNULATED MINIMAL INVASIVE THORACOLUMBAR FIXATION, FOR MULTI LEVEL, ASSORTED SIZES AND TYPES | ORTHOPEDIC & SPINAL SUPPLIES
22847 | 4232160922800 | LATERAL OFFSET CONNECTOR, WITH LOCKING MECHANISM, TITANIUM, ACCOMMODATE THE ROD, COMPATIBLE WITH NAVIGATION SYSTEM, SPINAL | ORTHOPEDIC & SPINAL SUPPLIES
22848 | 4232160922900 | GROWING RODS WITH MAGNETIC MECHANISM EXPANSION TECHNIQUE, 6 MM, ASSORTED TYPS, SPINAL | ORTHOPEDIC & SPINAL SUPPLIES
22849 | 4232160923000 | ROD, COBALT CHROME 5-6.5 MM DIAMETER 450-500 MM LONG OR EQUIVALENT, COMPATIBLE WITH NAVIGATION SYSTEM, FOR POSTERIOR THORACO-LUMBAR SACRAL FIXATION, SPINAL | ORTHOPEDIC & SPINAL SUPPLIES
22850 | 4232160923100 | ROD, COBALT CHROME 4 - 4.75 MM DIAMETER 450-500 MM, COMPATIBLE WITH NAVIGATION SYSTEM, SPINAL | ORTHOPEDIC & SPINAL SUPPLIES
22851 | 4232160924600 | ROD 5-6.5 FOR CANNULATED MINIMAL INVASIVE THORACOLUMBAR FIXATION, ASSORTED TYPES AND LENGTH, COMPATIBLE WITH NAVIGATION SYSTEM | ORTHOPEDIC & SPINAL SUPPLIES
22852 | 4232160924700 | ROD, FOR POSTERIOR CERVICAL DEFORMITY (HIGH VARIABLE ANGLE MORE THAN 45 DEGREES) FIXATION, VARIABLE ANGLED, TITANIUM 3-4 MM DIAMETER 60-100 MM, LATERAL MASS, SPINAL | ORTHOPEDIC & SPINAL SUPPLIES
22853 | 4232160924800 | ROD, FOR POSTERIOR CERVICAL DEFORMITY (HIGH VARIABLE ANGLE MORE THAN 45 DEGREES) FIXATION, VARIABLE ANGLED, TITANIUM 3-4 MM DIAMETER 110-160 MM, LATERAL MASS, SPINAL | ORTHOPEDIC & SPINAL SUPPLIES
22854 | 4232160924900 | ROD, FOR POSTERIOR CERVICAL DEFORMITY (HIGH VARIABLE ANGLE MORE THAN 45 DEGREES) FIXATION, VARIABLE ANGLED, TITANIUM 3-4 MM DIAMETER 180-300 MM, LATERAL MASS, SPINAL | ORTHOPEDIC & SPINAL SUPPLIES
22855 | 4232160925000 | ROD, FOR POSTERIOR CERVICAL DEFORMITY (HIGH VARIABLE ANGLE MORE THAN 45 DEGREES) FIXATION, VARIABLE ANGLED, TITANIUM 3-4 MM DIAMETER 30-50 MM, LATERAL MASS, SPINAL | ORTHOPEDIC & SPINAL SUPPLIES
22856 | 4232160925100 | ROD, 5.5 MM DIAMETER TITANIUM FOR CORTICAL FIX SCREW, 450-500 LENGTH . | ORTHOPEDIC & SPINAL SUPPLIES
22857 | 4232160925200 | ROD, 3.5-4 MM DIAMETER, TITANIUM PREPENT LORDOTIC FOR LATERAL MASS, ASSORTED LENGTH, AS PER END USER REQUESTED, SPINAL | ORTHOPEDIC & SPINAL SUPPLIES
22858 | 4232160925300 | ROD, 3.5-4 MM DIAMETER, COBALT CHROME PREPENT LORDOTIC FOR LATERAL MASS, ASSORTED LENGTH, AS PER END USER REQUESTED, SPINAL | ORTHOPEDIC & SPINAL SUPPLIES
22859 | 4232160925400 | ROD, FOR SINGLE STEP INSERTION, CANNULATED MINIMAL INVASIVE THORACOLUMBAR FIXATION ASSORTED SIZES AND TYPES, SPINAL | ORTHOPEDIC & SPINAL SUPPLIES
22860 | 4232160925500 | ROD, 5.5 MM DIAMETER COBALT CHROME FOR CORTICAL FIX SCREW, 450-500 LENGTH . | ORTHOPEDIC & SPINAL SUPPLIES
22861 | 4232161053300 | SCREW, CANNULATED LATERAL MASS, TITANIUM 3.5 MM DIAMETER, ASSORTED LENGTH WITH PROPER LOCKING MECHANISM, SPINAL | ORTHOPEDIC & SPINAL SUPPLIES
22862 | 4232161064900 | HEXAPOD FIXATOR RINGS, ASSORTED SHAPES AND SIZES AS REQUESTED BY END USER, ORTHOPEDIC | ORTHOPEDIC & SPINAL SUPPLIES
22863 | 4232161068100 | HA COATED SCHANZ SCREW, FOR HEXAPOD FIXATOR, ASSORTED SIZES AS REQUESTED BY END USER, ORTHOPEDIC | ORTHOPEDIC & SPINAL SUPPLIES
22864 | 4232161068200 | SCREW FOR OCCIPITAL PLATE, FOR POSTERIOR OCCIPITO CERVICAL FIXATION, TITANIUM, ASSORTED DIAMETER, ASSORTED LENGTH AS REQUESTED BY END USER, SPINAL | ORTHOPEDIC & SPINAL SUPPLIES
22865 | 4232161074800 | CEMENT DOUBLE SYRINGE, FOR NEGATIVE VACUUM CONNECTION AND LONG AND SHORT NOZZLE WITH PRESSURIZING PIECE, ORTHOPEDIC | ORTHOPEDIC & SPINAL SUPPLIES
22866 | 4232161091800 | MEDIAL PIVOT INSERTS ASSORTED SIZED | ORTHOPEDIC & SPINAL SUPPLIES
22867 | 4232161091900 | MEDIAL PIVOT KNEE FEMORAL COMPONENT ASSORTED SIZES | ORTHOPEDIC & SPINAL SUPPLIES
22868 | 4232161095200 | SCREWS, POLYAXIAL, TITANIUM CANNULATED FOR MULTI LEVEL POSTERIOR PERCUTANEOUS MINIMAL INVASIVE THORACOLUMBAR FIXATION WITH PROPER LOCKING MECHANISM, ASSORTED DIAMETER, ASSORTED LENGTH AS REQUESTED BY END USER, SPINAL | ORTHOPEDIC & SPINAL SUPPLIES
22869 | 4232161095300 | SCREW, FOR TITANIUM STANDALONE ANTERIOR LUMBAR INTERBODY FUSION CAGES, ASSORTED DIAMETER AND LENGTH, SPINAL | ORTHOPEDIC & SPINAL SUPPLIES
22870 | 4232161095400 | SCREWS,FOR ANTERIOR CERVICAL PEEK STANDALONE DISC FUSION CAGES, ASSORTED DIAMETER AND LENGTH, AS REQUESTED BY END USER, SPINAL | ORTHOPEDIC & SPINAL SUPPLIES
22871 | 4232161095500 | SCREW, SAVING, LATERAL MASS, POLYAXIAL, FOR POSTERIOR OCCIPITO CERVICAL FIXATION, 4 MM DIAMETER, ASSORTED LENGTH , TITANIUM, COMPATIBLE WITH THE ROD WITH PROPER LOCKING MECHANISM, SPINAL | ORTHOPEDIC & SPINAL SUPPLIES
22872 | 4232161095600 | SCREW POLYAXIAL, TITANIUM PEDICLE ASSORTED DIAMETER, ASSORTED LENGTH WITH PROPER LOCKING MECHANISM AS REQUESTED BY END USER, FOR ADULT, SPINAL | ORTHOPEDIC & SPINAL SUPPLIES
22873 | 4232161096000 | SCREW UNIPLANNER, TITANIUM PEDICLE ASSORTED DIAMETER, ASSORTED LENGTH WITH PROPER LOCKING MECHANISM AS REQUESTED BY END USER, FOR ADULT, SPINAL | ORTHOPEDIC & SPINAL SUPPLIES
22874 | 4232161096200 | SCREW REDUCTION PEDICLE, TITANIUM, ASSORTED DIAMETER, ASSORTED LENGTH WITH PROPER LOCKING MECHANISM AS REQUESTED BY END USER, FOR ADULT, SPINAL | ORTHOPEDIC & SPINAL SUPPLIES
22875 | 4232161096700 | POLYAXIAL SCREWS WITH CEMENT DELIVERY SYSTEM FOR MINIMALLY INVASIVE THORACOLUMBAR CEMENT AUGMENTED FIXATION WITH PROPER LOCKING MECHANISM, ASSORTED DIAMETER, ASSORTED SIZE, SPINAL | ORTHOPEDIC & SPINAL SUPPLIES
22876 | 4232161096800 | SCREW, POLYAXIAL, ILIAC, OPEN AND CLOSED SCREW HEAD, TITANIUM, ASSORTED DIAMETER, ASSORTED LENGTH WITH PROPER LOCKING MECHANISM AS REQUESTED BY END USER, ADULT, SPINAL | ORTHOPEDIC & SPINAL SUPPLIES
22877 | 4232161096900 | SCREW LATERAL MASS, POLYAXIAL, FOR POSTERIOR OCCIPITO CERVICAL FIXATION, CANCELLOUS, 3.5 MM DIAMETER, PARTIALLY THREADED, ANGLE NOT MORE THAN 45 DEGREES, ASSORTED LENGTH, TITANIUM, COMPATIBLE WITH THE ROD, WITH PROPER LOCKING MECHANISM, SPINAL | ORTHOPEDIC & SPINAL SUPPLIES
22878 | 4232161097700 | SAVING SCREW, TITANIUM ANTERIOR CERVICAL ASSORTED LENGTH WITH LOCKING MECHANISM OR EQUIVALENT, SPINAL | ORTHOPEDIC & SPINAL SUPPLIES
22879 | 4232161097800 | SCREW POLYAXIAL FOR DEFORMITY, TITANIUM, PEDICLE, ASSORTED DIAMETER, ASSORTED LENGTH WITH PROPER LOCKING MECHANISM AS REQUESTED BY END USER, FOR ADULT, SPINAL | ORTHOPEDIC & SPINAL SUPPLIES
22880 | 4232161098400 | SCREW LATERAL MASS, POLYAXIAL,FOR POSTERIOR OCCIPITO CERVICAL FIXATION, CANCELLOUS, 3.5 MM DIAMETER, ANGLE NOT MORE THAN 45 DEGREES, ASSORTED LENGTH, TITANIUM, COMPATIBLE WITH THE ROD, WITH PROPER LOCKING MECHANISM, SPINAL | ORTHOPEDIC & SPINAL SUPPLIES
22881 | 4232161098500 | SCREW ILIAC OPEN AND CLOSED SCREW HEAD, TITANIUM, ASSORTED DIAMETER, ASSORTED LENGTH WITH PROPER LOCKING MECHANISM AS REQUESTED BY END USER, FOR ADULT, SPINAL | ORTHOPEDIC & SPINAL SUPPLIES
22882 | 4232161098600 | SCREW UNIAXIAL FOR DEFORMITY, TITANIUM, PEDICLE, ASSORTED DIAMETER, ASSORTED LENGTH WITH PROPER LOCKING MECHANISM AS REQUESTED BY END USER, FOR ADULT, SPINAL | ORTHOPEDIC & SPINAL SUPPLIES
22883 | 4232161099200 | SCREW CANNULATED LATERAL MASS TITANIUM 4.0 MM DIAMETER ASSORTED LENGTH WITH PROPER LOCKING MECHANISM SPINAL | ORTHOPEDIC & SPINAL SUPPLIES
22884 | 4232161099300 | SCREW, VERTEBRAL BODY ASSORTED SIZES FOR ANTERIOR LATERAL THORACOLUMBAR FIXATION WITH PROPER LOCKING MECHANISM, TITANIUM, SPINAL | ORTHOPEDIC & SPINAL SUPPLIES
22885 | 4232161099400 | SCREW, TITANIUM ANTERIOR CERVICAL ASSORTED LONG WITH LOCKING MECHANISM OR EQUIVALENT, SPINAL | ORTHOPEDIC & SPINAL SUPPLIES
22886 | 4232161099500 | SCREW, TITANIUM FOR ANTERIOR CERVICAL PLATE FOR DISC FUSION ASSORTED DIAMETER, ASSORTED TYPE, ASSORTED LENGTH AS REQUESTED BY END USER, SPINAL | ORTHOPEDIC & SPINAL SUPPLIES
22887 | 4232161099600 | SCREW MONOAXIAL FOR DEFORMITY, TITANIUM, PEDICLE ASSORTED DIAMETER, ASSORTED LENGTH WITH PROPER LOCKING MECHANISM AS REQUESTED BY END USER, FOR ADULT, SPINAL | ORTHOPEDIC & SPINAL SUPPLIES
22888 | 4232161100100 | PLATE, TITANIUM ANTERIOR CERVICAL TWO LEVELS LOW PROFILE WITH LOCKING MECHANISM, ASSORTED SIZE S AS REQUIRED BY END USERS, SPINAL | ORTHOPEDIC & SPINAL SUPPLIES
22889 | 4232161105700 | PLATE, TITANIUM ANTERIOR CERVICAL FOUR LEVELS LOW PROFILE WITH LOCKING MECHANISM, ASSORTED SIZE S AS REQUIRED BY END USERS, SPINAL | ORTHOPEDIC & SPINAL SUPPLIES
22890 | 4232161105800 | PLATE, TITANIUM ANTERIOR CERVICAL THREE LEVELS LOW PROFILE WITH LOCKING MECHANISM, ASSORTED SIZE S AS REQUIRED BY END USERS, SPINAL | ORTHOPEDIC & SPINAL SUPPLIES
22891 | 4232161109000 | CRANIAL PLATES, MADE OF TITANIUM, STANDARD, STRAIGHT, 2 HOLES, ASSORTED SIZES | NEUROSCIENCES CONSUMABLES SUPPLEMENTARY
22892 | 4232161109100 | CRANIAL PLATES, MADE OF TITANIUM, STANDARD, STRAIGHT, 4 HOLES, ASSORTED SIZES | NEUROSCIENCES CONSUMABLES SUPPLEMENTARY
22893 | 4232161109300 | CRANIAL PLATES, MADE OF TITANIUM, STANDARD, BOX SHAPE, ASSORTED SIZES | NEUROSCIENCES CONSUMABLES SUPPLEMENTARY
22894 | 4232161114800 | POLYAXIAL CEMENT AUGMENTED TITANIUM PEDICLE SCREW, WITH PROPER CEMENT DELIVERY SYSTEM, ASSORTED DIAMETER, ASSORTED LENGTH WITH PROPER LOCKING MECHANISM, SPINAL | ORTHOPEDIC & SPINAL SUPPLIES
22895 | 4232161114900 | POLYAXIAL SCREWS MINIMALLY INVASIVE THORACOLUMBAR FIXATION, WITH PROPER LOCKING MECHANISM, ASSORTED DIAMETER, ASSORTED SIZE, COMPATIBLE WITH NAVIGATION SYSTEM, SPINAL | ORTHOPEDIC & SPINAL SUPPLIES
22896 | 4232161115400 | PLATE, TITANIUM, OCCIPITAL SIZE AND SHAPE ACCORDING TO END USER FOR POSTERIOR OCCIPITOCERVICAL FIXATION WITH LOCKING MECHANISM, COMPATIBLE WITH NAVIGATION SYSTEM, SPINAL | ORTHOPEDIC & SPINAL SUPPLIES
22897 | 4232161200800 | SET SCREW, LOCKING MECHANISM, FOR POSTERIOR OCCIPITO CERVICAL FIXATION, SPINAL | ORTHOPEDIC & SPINAL SUPPLIES
22898 | 4232161200900 | SCREW, FOR POSTERIOR CERVICAL DEFORMITY (HIGH VARIABLE ANGLE MORE THAN 45 DEGREES) FIXATION, WITH HIGH VARIABLE ANGLE, LATERAL MASS, TITANIUM, POLYAXIAL, CANCELLOUS, 3-3.5 MM DIAMETER, ASSORTED LENGTH, COMPATIBLE WITH THE ROD WITH PROPER LOCKING MECHANISM, SPINAL | ORTHOPEDIC & SPINAL SUPPLIES
22899 | 4232161201000 | SCREW, POLYAXIAL CORTICAL FIX PEDICLE WITH PROPER LOCKING MECHANISM, ASSORTED SIZES, ASSORTED LENGTH SPINAL | ORTHOPEDIC & SPINAL SUPPLIES
22900 | 4232161201100 | SCREW, REDUCTION CANNULATED, TITANIUM 3.5 MM, FOR LATERAL MASS WITH PROPER LOCKING MECHANISM, ASSORTED LENGTH, SPINAL | ORTHOPEDIC & SPINAL SUPPLIES
22901 | 4232161201200 | SCREW, REDUCTION CANNULATED TITANIUM 4.0 MM, FOR LATERAL MASS WITH PROPER LOCKING MECHANISM, ASSORTED LENGTH, SPINAL | ORTHOPEDIC & SPINAL SUPPLIES
22902 | 4232161201300 | SCREW FOR OCCIPITAL PLATE, FOR POSTERIOR CERVICAL DEFORMITY (HIGH VARIABLE ANGLE MORE THAN 45 DEGREES) FIXATION, TITANIUM, ASSORTED DIAMETER, ASSORTED LENGTH AS REQUESTED BY END USER, SPINAL | ORTHOPEDIC & SPINAL SUPPLIES
22903 | 4232161201400 | SCREW, FOR POSTERIOR CERVICAL DEFORMITY (HIGH VARIABLE ANGLE MORE THAN 45 DEGREES) FIXATION, WITH HIGH VARIABLE ANGLE, LATERAL MASS, TITANIUM, POLYAXIAL, 4 - 4.5 MM DIAMETER, ASSORTED LENGTH, COMPATIBLE WITH THE ROD WITH PROPER LOCKING MECHANISM, SPINAL | ORTHOPEDIC & SPINAL SUPPLIES
22904 | 4232161201500 | SCREW, 3D PRINTED TITANIUM STANDALONE FOR ANTERIOR LUMBAR INTERBODY FUSION CAGES, ASSORTED DIAMETER AND LENGTH, SPINAL | ORTHOPEDIC & SPINAL SUPPLIES
22905 | 4232161201700 | SCREW, POLYAXIAL FOR SINGLE STEP INSERTION, MINIMALLY INVASIVE THORACOLUMBAR FIXATION WITH PROPER LOCKING MECHANISM, ASSORTED DIAMETER, ASSORTED SIZE, SPINAL | ORTHOPEDIC & SPINAL SUPPLIES
22906 | 4232161602800 | LATERAL OFFSET CONNECTOR WITH LOCKING MECHANISM FOR POSTERIOR OCCIPITO CERVICAL FIXATION, TITANIUM, ASSORTED SIZES, SPINAL | ORTHOPEDIC & SPINAL SUPPLIES
22907 | 4232161603000 | TRANSVERSE CONNECTOR (CROSS LINK) FOR POSTERIOR OCCIPITO CERVICAL FIXATION, WITH PROPER COUPLING AND LOCKING MECHANISM, SPINAL | ORTHOPEDIC & SPINAL SUPPLIES
22908 | 4232161605500 | DOMINO (CONNECTING BLOCK), TITANIUM AND NECESSARY SCREWS BETWEEN RODS, WITH H PROPER LOCKING MECHANISM, ASSORTED SIZES AS REQUESTED BY THE END USERS, SPINAL | ORTHOPEDIC & SPINAL SUPPLIES
22909 | 4232161605600 | CONNECTOR, TRANSVERSE (CROSS LINKED) FOR POSTERIOR CERVICAL DEFORMITY (HIGH VARIABLE ANGLE MORE THAN 45 DEGREES) FIXATION, POSTERIOR CERVICAL FIXATION WITH PROPER COUPLING AND LOCKING MECHANISM, SPINAL | ORTHOPEDIC & SPINAL SUPPLIES
22910 | 4232161605700 | CONNECTOR, TRANSVERS 5.5 MM ROD OR EQUIVALENT ASSORTED SIZE AND WIDTH AS PER END USER REQUESTED | ORTHOPEDIC & SPINAL SUPPLIES
22911 | 4232161605800 | CONNECTOR, HEAD TO ROD 3.5 MM OR EQUIVALENT, (WIDE AND NARROW) WITH PROPER LOCKING MECHANISM, FOR CERVICAL DEFORMITY, ASSORTED SIZES AS REQUESTED BY END USER | ORTHOPEDIC & SPINAL SUPPLIES
22912 | 4232161605900 | CONNECTOR, HEAD TO ROD 5.5 MM OR EQUIVALENT, (WIDE AND NARROW) WITH PROPER LOCKING MECHANISM, FOR CERVICAL DEFORMITY, ASSORTED SIZES AS REQUESTED BY END USER | ORTHOPEDIC & SPINAL SUPPLIES
22913 | 4232161606000 | CONNECTOR, HEAD TO HEAD, (WIDE AND NARROW) WITH PROPER LOCKING MECHANISM, FOR CERVICAL DEFORMITY, ASSORTED SIZES AS REQUESTED BY END USER | ORTHOPEDIC & SPINAL SUPPLIES
22914 | 4232161606100 | CONNECTOR, SIDE TO SIDE, WITH PROPER LOCKING MECHANISM, FOR ADULT DEFORMITY, ASSORTED SIZES AND SHAPES AS REQUESTED BY END USER | ORTHOPEDIC & SPINAL SUPPLIES
22915 | 4232161606300 | CONNECTOR, END TO END WITH PROPER LOCKING MECHANISM, FOR ADULT DEFORMITY, ASSORTED SIZES AND SHAPES AS REQUESTED BY END USER | ORTHOPEDIC & SPINAL SUPPLIES
22916 | 4232161606400 | CONNECTOR, ILIO-LUMBAR (LATERAL CONNECTOR), ASSORTED SIZES AS REQUESTED BY END USER | ORTHOPEDIC & SPINAL SUPPLIES
22917 | 4232161606600 | CONNECTOR, SIDE TO SIDE, WITH PROPER LOCKING MECHANISM, FOR 5.5 - 6.35 MM ROD, ASSORTED SIZES AND SHAPES AS REQUESTED BY END USER | ORTHOPEDIC & SPINAL SUPPLIES
22918 | 4232161606900 | CONNECTOR, SIDE TO SIDE, OPEN TO CLOSED, WITH PROPER LOCKING MECHANISM, FOR 4.75 MM ROD, ASSORTED SIZES AS REQUESTED BY END USER | ORTHOPEDIC & SPINAL SUPPLIES
22919 | 4232161607000 | CONNECTOR, SIDE TO SIDE, CLOSED TO OPEN (WIDE AND NARROW) WITH PROPER LOCKING MECHANISM, FOR 4.75 MM ROD, ASSORTED SIZES AS REQUESTED BY END USER | ORTHOPEDIC & SPINAL SUPPLIES
22920 | 4232161607100 | CONNECTOR, END TO END WITH PROPER LOCKING MECHANISM, FOR 4.75 MM ROD, ASSORTED SIZES AS REQUESTED BY END USER | ORTHOPEDIC & SPINAL SUPPLIES
22921 | 4232161607200 | CONNECTOR SET, INSTRUMENTATION COMPLETE AND NECESSARY STERILIZATION CASE (TRAY, BOX, LID) IMPLANTS FOR POSTERIOR CERVICAL FIXATION WITH PROPER LOCKING MECHANISM, SPINAL | ORTHOPEDIC & SPINAL SUPPLIES
22922 | 4232161607300 | CONNECTOR, SIDE TO SIDE, OPEN TO CLOSED, WITH PROPER LOCKING MECHANISM, FOR CERVICAL TO CERVICAL ROD, ASSORTED SIZES AS REQUESTED BY END USER | ORTHOPEDIC & SPINAL SUPPLIES
22923 | 4232161607400 | CONNECTOR, SIDE TO SIDE, CLOSED TO OPEN OFF-SET (WIDE AND NARROW) WITH PROPER LOCKING MECHANISM, FOR CERVICAL TO CERVICAL ROD, ASSORTED SIZES AS REQUESTED BY END USER | ORTHOPEDIC & SPINAL SUPPLIES
22924 | 4232161607500 | CONNECTOR, END TO END WITH PROPER LOCKING MECHANISM, FOR CERVICAL TO CERVICAL ROD, ASSORTED SIZES AS REQUESTED BY END USER | ORTHOPEDIC & SPINAL SUPPLIES
22925 | 4232161607600 | CONNECTOR, END TO END FOR CERVICO-THORACIC JUNCTION WITH PROPER LOCKING MECHANISM, FOR CERVICAL TO THORACIC ROD, ASSORTED SIZES AS REQUESTED BY END USER | ORTHOPEDIC & SPINAL SUPPLIES
22926 | 4232161607700 | CONNECTOR, SIDE TO SIDE, OPEN TO CLOSED, WITH PROPER LOCKING MECHANISM, FOR POSTERIOR CERVICAL DEFORMITY (HIGH VARIABLE ANGLE MORE THAN 45 DEGREES) FIXATION, FOR CERVICAL TO CERVICAL ROD, ASSORTED SIZES AS REQUESTED BY END USER | ORTHOPEDIC & SPINAL SUPPLIES
22927 | 4232161607800 | CONNECTOR, SIDE TO SIDE, OPEN TO CLOSED OFFSET(WIDE AND NARROW) WITH PROPER LOCKING MECHANISM, FOR POSTERIOR CERVICAL DEFORMITY (HIGH VARIABLE ANGLE MORE THAN 45 DEGREES) FIXATION, FOR CERVICAL TO THORACIC ROD, ASSORTED SIZES AS REQUESTED BY END USER | ORTHOPEDIC & SPINAL SUPPLIES
22928 | 4232161607900 | CONNECTOR, END TO END WITH PROPER LOCKING MECHANISM, FOR POSTERIOR CERVICAL DEFORMITY (HIGH VARIABLE ANGLE MORE THAN 45 DEGREES) FIXATION, FOR CERVICAL TO CERVICAL ROD, ASSORTED SIZES AS REQUESTED BY END USER | ORTHOPEDIC & SPINAL SUPPLIES
22929 | 4232161608000 | CONNECTOR, END TO END FOR CERVICO-THORACIC JUNCTION WITH PROPER LOCKING MECHANISM, FOR POSTERIOR CERVICAL DEFORMITY (HIGH VARIABLE ANGLE MORE THAN 45 DEGREES) FIXATION, FOR CERVICAL TO THORACIC ROD, ASSORTED SIZES AS REQUESTED BY END USER | ORTHOPEDIC & SPINAL SUPPLIES
22930 | 4232161608100 | CONNECTOR, TRANSVERSE 3.5 MM ROD OR EQUIVALENT, ASSORTED SIZE AND WIDTH AS PER END USER REQUESTED | ORTHOPEDIC & SPINAL SUPPLIES
22931 | 4232161608200 | CONNECTOR, TRANSVERSE 4.5 MM ROD, OR EQUIVALENT, ASSORTED SIZE AND WIDTH AS PER END USER REQUESTED | ORTHOPEDIC & SPINAL SUPPLIES
22932 | 4232162201800 | INSTRUMENTATION SET COMPLETE AND NECESSARY STERILIZATION CASE (TRAY, BOX, LID) FOR PEEK STANDALONE ANTERIOR CERVICAL DISC FUSION CAGES, SPINAL | ORTHOPEDIC & SPINAL SUPPLIES
22933 | 4232162203700 | ROD TITANIUM 5.5-6.5MM 400-600, SPINAL | ORTHOPEDIC & SPINAL SUPPLIES
22934 | 4232162204300 | NAVIGATION COMPLETE SET FOR POSTERIOR CERVICAL FIXATION WITH (TRAY AND LID), SPINAL | ORTHOPEDIC & SPINAL SUPPLIES
22935 | 4232162204700 | BONE GRAFT, MORPHOGENETIC PROTEIN KIT MEDIUM SPINAL | ORTHOPEDIC & SPINAL SUPPLIES
22936 | 4232162206800 | COMPLETE INSTRUMENTATION SET, TITANIUM, EXPANDABLE FOR POSTERIOR LUMBAR INTERBODY FUSION (PLIF) | ORTHOPEDIC & SPINAL SUPPLIES
22937 | 4232162206900 | INSTRUMENTATION SET COMPLETE AND NECESSARY STERILIZATION CASE (TRAY, BOX, LID) FOR CANNULATED MINIMALLY INVASIVE THORACOLUMBAR FIXATION, FOR CEMENT AUGMENTED | ORTHOPEDIC & SPINAL SUPPLIES
22938 | 4232162207000 | INSTRUMENTATION, PREPARATION AND IMPLANT SET, COMPLETE AND NECESSARY STERILIZATION CASE (TRAY, BOX, LID), EXPANDABLE TITANIUM LORDOTIC FOR POSTERIOR LUMBAR INTERBODY FUSION (TLIF) | ORTHOPEDIC & SPINAL SUPPLIES
22939 | 4232162207100 | SPINE NIM PEDICLE ACCESS KIT OR EQUIVALENT | ORTHOPEDIC & SPINAL SUPPLIES
22940 | 4232162208100 | INSTRUMENTATION AND IMPLANT SET COMPLETE AND NECESSARY CASE (TRAY, BOX, LID) FOR SCREW, VERTEBRAL BODY PLATE FOR ANTERIOR LATERAL THORACOLUMBAR FIXATION, SPINAL | ORTHOPEDIC & SPINAL SUPPLIES
22941 | 4232162208200 | INSTRUMENTATION AND IMPLANT SET COMPLETE AND NECESSARY STERILIZATION TRAY FOR LOW PROFILE ANTERIOR CERVICAL PLATE AND SCREW FIXATION, SPINAL | ORTHOPEDIC & SPINAL SUPPLIES
22942 | 4232170000000 | SCREW, ACETABULAR FOR UNCEMENTED TOTAL HIP ARTHROPLASTY, ASSORTED SIZES | ORTHOPEDIC & SPINAL SUPPLIES
22943 | 4232170000100 | SCREW, CORTICAL FOR LOW PROFILE PELVIS RECONSTRUCTION PLATING, ASSORTED SIZES | ORTHOPEDIC & SPINAL SUPPLIES
22944 | 4232170000300 | HEAD, FOR MICRO STEM IN PRIMARY TOTAL HIP ARTHROPLASTY, ASSORTED SIZES | ORTHOPEDIC & SPINAL SUPPLIES
22945 | 4232170000400 | SCREW, CORTICAL FOR TITANIUM DYNAMIC CONDYLAR AND HIP SCREW, ASSORTED SIZES | ORTHOPEDIC & SPINAL SUPPLIES
22946 | 4232170000500 | SCREW, CUP FOR TOTAL HIP UNCEMENTED REVISION, ASSORTED SIZES | ORTHOPEDIC & SPINAL SUPPLIES
22947 | 4232170000600 | SCREW, LAG FOR DYNAMIC TITANIUM CONDYLAR AND HIP SCREW, ASSORTED SIZES | ORTHOPEDIC & SPINAL SUPPLIES
22948 | 4232170000800 | SCREW, TITANIUM DISTAL FOR DYNAMIC HIP SCREW | ORTHOPEDIC & SPINAL SUPPLIES
22949 | 4232170001100 | SCREW, LOCKED HEAD FOR DYNAMIC HIP SCREW PLATE STAINLESS STEEL ASSORTED SIZES AS REQUESTED BY END USER | ORTHOPEDIC & SPINAL SUPPLIES
22950 | 4232170001200 | SCREW, LOCKED HEAD FOR LOW PROFILE PELVIC RECONSTRUCTION PLATING, ASSORTED SIZES | ORTHOPEDIC & SPINAL SUPPLIES
22951 | 4232170001400 | SCREW, LOCKED HEAD FOR TITANIUM DYNAMIC CONDYLAR AND HIP SCREW, ASSORTED SIZES | ORTHOPEDIC & SPINAL SUPPLIES
22952 | 4232170001600 | SCREW, ACETABULAR FOR UNCEMENTED ADVANCED MATERIAL TOTAL HIP ARTHROPLASTY, ASSORTED SIZES | ORTHOPEDIC & SPINAL SUPPLIES
22953 | 4232170001900 | SCREW, LOCKED HEAD FOR DORSAL DISTAL RADIUS FIXATION TITANIUM ASSORTED LENGTHS AND SIZES | ORTHOPEDIC & SPINAL SUPPLIES
22954 | 4232170002000 | PLATE, FOR PEDIATRIC LOCKED VARIABLE ANGLE HIP SCREW, ASSORTED SIZES | ORTHOPEDIC & SPINAL SUPPLIES
22955 | 4232170002300 | PLATE, FOR INFANT LOCKED HIP SCREW, ASSORTED SIZES | ORTHOPEDIC & SPINAL SUPPLIES
22956 | 4232170002400 | CANNULA, SOLID FOR HIP ARTHROSCOPY WITH OBTURATOR, ASSORTED TYPES AND SIZES, DISPOSABLE | ORTHOPEDIC & SPINAL SUPPLIES
22957 | 4232170100100 | CUP, MULTI-HOLE ADVANCED COATING HIGH POROSITY, OR EQUIVALENT ASSORTED SIZES WITH CORRESPONDING HIGHLY CROSSLINKED LINER, ORTHOPEDIC | ORTHOPEDIC & SPINAL SUPPLIES
22958 | 4232170100500 | CUP, ACETABULAR AND CORRESPONDING INSERT FOR HIP DYSPLASIA ARTHROPLASTY ASSORTED SIZES AS REQUIRED BY END USER, ORTHOPEDIC | ORTHOPEDIC & SPINAL SUPPLIES
22959 | 4232170100900 | CUP, UNCEMENTED WITH CORRESPONDING CERAMIC INSERT FOR ADVANCED MATERIAL TOTAL HIP ARTHROPLASTY ASSORTED SIZES AS REQUIRED BY END USER | ORTHOPEDIC & SPINAL SUPPLIES
22960 | 4232170101000 | CUP, UNCEMENTED WITH CORRESPONDING POLYETHYLENE INSERT FOR ADVANCED MATERIAL TOTAL HIP ARTHROPLASTY ASSORTED SIZES AS REQUIRED BY END USER | ORTHOPEDIC & SPINAL SUPPLIES
22961 | 4232170101100 | CUP, ACETABULAR DUAL MOBILITY FOR TOTAL HIP CEMENTED, ASSORTED SIZES AND SHAPES | ORTHOPEDIC & SPINAL SUPPLIES
22962 | 4232170101200 | CUP, ACETABULAR DUAL MOBILITY FOR TOTAL HIP UNCEMENTED, ASSORTED SIZES AND SHAPES | ORTHOPEDIC & SPINAL SUPPLIES
22963 | 4232170101300 | CUP, FOR TOTAL HIP REVISION ASSORTED SIZES AND DIAMETERS | ORTHOPEDIC & SPINAL SUPPLIES
22964 | 4232170101400 | CUP, CEMENTED PRIMARY TOTAL HIP ARTHROPLASTY WITH HIGHLY CROSSED POLYETHYLENE LINER ASSORTED SIZES AND DIAMETERS | ORTHOPEDIC & SPINAL SUPPLIES
22965 | 4232170101500 | CUP, MULTI-HOLE FOR REVISION TOTAL HIP UNCEMENTED, ASSORTED SIZES AND DIAMETERS | ORTHOPEDIC & SPINAL SUPPLIES
22966 | 4232170101800 | LINER, CERAMIC FOR TOTAL HIP UNCEMENTED, ASSORTED SIZES | ORTHOPEDIC & SPINAL SUPPLIES
22967 | 4232170101900 | CUP, UNCEMENTED TOTAL HIP ARTHROPLASTY ASSORTED SIZES AND DIAMETERS | ORTHOPEDIC & SPINAL SUPPLIES
22968 | 4232170310500 | LINER, CEMENTED HIGHLY CROSSED LINKED POLYETHYLENE FOR REVISION CEMENTED TOTAL HIP, ASSORTED SIZES | ORTHOPEDIC & SPINAL SUPPLIES
22969 | 4232170310600 | BEARING LINER, HIGHLY CROSSED LINKED POLYETHYLENE FOR DUAL MOBILITY CUP, ASSORTED SIZES | ORTHOPEDIC & SPINAL SUPPLIES
22970 | 4232170310700 | LINER, HIGHLY CROSSED LINKED POLYETHYLENE, FOR TOTAL HIP UNCEMENTED REVISION, ASSORTED SIZES AND TYPES | ORTHOPEDIC & SPINAL SUPPLIES
22971 | 4232170400000 | HEAD, CERAMIC FOR HIP DYSPLASIA ARTHROPLASTY, ASSORTED SIZES | ORTHOPEDIC & SPINAL SUPPLIES
22972 | 4232170400400 | HEAD, ADVANCED MATERIAL FOR UNCEMENTED TOTAL HIP ARTHROPLASTY, ASSORTED SIZES AND DIAMETERS AS REQUESTED BY END USER | ORTHOPEDIC & SPINAL SUPPLIES
22973 | 4232170408700 | HEAD, METAL CEMENTED FOR MODULAR TOTAL HIP ARTHROPLASTY, ASSORTED SIZES AND DIAMETERS | ORTHOPEDIC & SPINAL SUPPLIES
22974 | 4232170408800 | HEAD, CERAMIC CEMENTED FOR MODULAR TOTAL HIP ARTHROPLASTY, ASSORTED SIZES AND DIAMETERS | ORTHOPEDIC & SPINAL SUPPLIES
22975 | 4232170408900 | HEAD, METAL UNCEMENTED FOR MODULAR TOTAL HIP ARTHROPLASTY, ASSORTED SIZES AND DIAMETERS | ORTHOPEDIC & SPINAL SUPPLIES
22976 | 4232170409000 | HEAD, CERAMIC FOR TOTAL HIP CEMENTED REVISION ASSORTED SIZES AND DIAMETERS | ORTHOPEDIC & SPINAL SUPPLIES
22977 | 4232170409100 | HEAD, CERAMIC FOR TOTAL HIP UNCEMENTED REVISION ARTHROPLASTY ASSORTED SIZES AND DIAMETERS | ORTHOPEDIC & SPINAL SUPPLIES
22978 | 4232170409200 | HEAD, CERAMIC UNCEMENTED FOR MODULAR TOTAL HIP ARTHROPLASTY, ASSORTED SIZES AND DIAMETERS | ORTHOPEDIC & SPINAL SUPPLIES
22979 | 4232170409300 | HEAD, METAL FOR TOTAL HIP CEMENTED REVISION ASSORTED SIZES AND DIAMETERS | ORTHOPEDIC & SPINAL SUPPLIES
22980 | 4232170409400 | HEAD, METAL FOR TOTAL HIP UNCEMENTED REVISION ARTHROPLASTY ASSORTED SIZES AND DIAMETERS | ORTHOPEDIC & SPINAL SUPPLIES
22981 | 4232170500000 | STEM, DISTAL FEMORAL SILVER COATED, OR EQUIVALENT COMPONENT, ASSORTED LENGTH AND SIZES AS REQUESTED BY END USER, ONCOLOGY | ORTHOPEDIC & SPINAL SUPPLIES
22982 | 4232170700000 | OUTER HEAD, BIPOLAR WITH RELATED HIGHLY CROSS LINKED POLYETHYLENE INSERTS HIP HEMI ARTHROPLASTY ASSORTED SIZES AS REQUESTED BY END USER | ORTHOPEDIC & SPINAL SUPPLIES
22983 | 4232170700300 | RING/CAGE, METAL FOR REVISION ACETABULAR, ASSORTED SIZES AND SHAPES | ORTHOPEDIC & SPINAL SUPPLIES
22984 | 4232170702700 | HEAD, CERAMIC FOR ADVANCED COATING HIGH POROSITY CUP, OR EQUIVALENT, ASSORTED SIZES | ORTHOPEDIC & SPINAL SUPPLIES
22985 | 4232170800000 | STEM, CEMENTED FEMORAL FOR BIPOLAR HIP ASSORTED SIZES AND ASSORTED OFFSETS, ORTHOPEDIC | ORTHOPEDIC & SPINAL SUPPLIES
22986 | 4232170808300 | STEM, FEMUR FOR HIP DYSPLASIA ARTHROPLASTY, ASSORTED SIZES | ORTHOPEDIC & SPINAL SUPPLIES
22987 | 4232170841300 | STEM, MICRO FEMORAL FOR PRIMARY TOTAL HIP ARTHROPLASTY, ASSORTED SIZES | ORTHOPEDIC & SPINAL SUPPLIES
22988 | 4232170841400 | STEM, MODULAR FEMORAL CEMENTED TOTAL HIP ARTHROPLASTY, ASSORTED SIZES AND TAPER | ORTHOPEDIC & SPINAL SUPPLIES
22989 | 4232170841500 | STEM, CALCAR CEMENTED FOR TOTAL HIP ARTHROPLASTY, ASSORTED SIZES AND TAPER | ORTHOPEDIC & SPINAL SUPPLIES
22990 | 4232170841600 | STEM, CEMENTED FOR TOTAL HIP REVISION ASSORTED SIZES AND DIAMETERS, CEMENTED | ORTHOPEDIC & SPINAL SUPPLIES
22991 | 4232170841700 | STEM, FEMORAL FOR ADVANCED MATERIAL UNCEMENTED TOTAL HIP ARTHROPLASTY, ASSORTED SIZES | ORTHOPEDIC & SPINAL SUPPLIES
22992 | 4232170841800 | STEM, MODULAR FEMORAL UNCEMENTED TOTAL HIP ARTHROPLASTY, ASSORTED SIZES AND TAPER | ORTHOPEDIC & SPINAL SUPPLIES
22993 | 4232170842000 | STEM, MONOBLOCK FOR TOTAL HIP UNCEMENTED REVISION ASSORTED SIZES AND DIAMETERS | ORTHOPEDIC & SPINAL SUPPLIES
22994 | 4232170842100 | STEM, SILVER COATED, OR EQUIVALENT FOR PROXIMAL TIBIA REPLACEMENT BODY ASSORTED SIZES AND LENGTH AS REQUESTED BY END USER, ONCOLOGY | ORTHOPEDIC & SPINAL SUPPLIES
22995 | 4232170901800 | COMPONENT, CUP FOR PARTIAL PELVIC RECONSTRUCTION, ASSORTED SIZES | ORTHOPEDIC & SPINAL SUPPLIES
22996 | 4232170901900 | COMPONENT, PELVIC CONE FOR PARTIAL PELVIC RECONSTRUCTION, ASSORTED SIZES | ORTHOPEDIC & SPINAL SUPPLIES
22997 | 4232170902000 | COMPONENT, PELVIC STEM FOR PARTIAL PELVIC RECONSTRUCTION, ASSORTED SIZES | ORTHOPEDIC & SPINAL SUPPLIES
22998 | 4232170902100 | COMPONENT, SCREW FOR PARTIAL PELVIC RECONSTRUCTION, ASSORTED SIZES | ORTHOPEDIC & SPINAL SUPPLIES
22999 | 4232170902200 | COMPONENT, HIGHLY CROSSED LINKED POLYETHYLENE FOR PARTIAL PELVIC RECONSTRUCTION, ASSORTED SIZES | ORTHOPEDIC & SPINAL SUPPLIES
23000 | 4232171003400 | AUGMENT (POSTERIOR OR DISTAL), SILVER COATED, OR EQUIVALENT FOR DISTAL FEMUR COMPONENT ASSORTED SIZE AND SHAPE AS REQUESTED BY END USER, ONCOLOGY | ORTHOPEDIC & SPINAL SUPPLIES
23001 | 4232171105100 | COMPONENT, DISTAL FEMORAL, SILVER COATED, OR EQUIVALENT COMPATIBLE WITH PROXIMAL TIBIA REPLACEMENT PROSTHESIS ASSORTED SIZES AND SHAPE ONCOLOGY | ORTHOPEDIC & SPINAL SUPPLIES
23002 | 4232171500300 | INSTRUMENTATION SET, COMPLETE FOR RADIAL HEAD REPLACEMENT, WITH NECESSARY CASE AND IMPLANT TRAY | ORTHOPEDIC & SPINAL SUPPLIES
23003 | 4232172300000 | NECK, MODULAR FEMORAL CEMENTED TOTAL HIP ARTHROPLASTY, ASSORTED SIZES AND TAPER | ORTHOPEDIC & SPINAL SUPPLIES
23004 | 4232172300100 | NECK, MODULAR FEMORAL UNCEMENTED TOTAL HIP ARTHROPLASTY, ASSORTED SIZES AND TAPER | ORTHOPEDIC & SPINAL SUPPLIES
23005 | 4232172400100 | SPACER, ANTIBIOTIC CEMENT ARTICULATING HIP SPACER, WITH NECESSARY MOLD, ASSORTED SIZES | ORTHOPEDIC & SPINAL SUPPLIES
23006 | 4232180000100 | SCREW, CORTICAL FOR KNEE OSTEOTOMY ASSORTED SIZES AS REQUESTED BY END USER | ORTHOPEDIC & SPINAL SUPPLIES
23007 | 4232180000200 | COMPONENT, TIBIAL FOR HINGED KNEE ARTHROPLASTY, ASSORTED SIZES | ORTHOPEDIC & SPINAL SUPPLIES
23008 | 4232180000300 | CONNECTING SERVICE KIT, FOR HINGED KNEE ARTHROPLASTY, ASSORTED TYPES | ORTHOPEDIC & SPINAL SUPPLIES
23009 | 4232180000500 | CONE, FEMUR ADVANCED COATING HIGH POROSITY, OR EQUIVALENT FOR REVISION TOTAL KNEE ARTHROPLASTY, ASSORTED SIZES AND SHAPES | ORTHOPEDIC & SPINAL SUPPLIES
23010 | 4232180000600 | CONE, TIBIA ADVANCED COATING HIGH POROSITY, OR EQUIVALENT FOR REVISION TOTAL KNEE ARTHROPLASTY, ASSORTED SIZES AND SHAPES | ORTHOPEDIC & SPINAL SUPPLIES
23011 | 4232180001100 | INSERT, HIGHLY CROSSED LINK POLYETHYLENE FOR UNCEMENTED TOTAL KNEE REPLACEMENT, ASSORTED SIZES | ORTHOPEDIC & SPINAL SUPPLIES
23012 | 4232180001200 | INSERT, POLYETHYLENE FIXED BEARING FOR COMPLEX PRIMARY CEMENTED TOTAL ANKLE ARTHROPLASTY, ASSORTED SIZES | ORTHOPEDIC & SPINAL SUPPLIES
23013 | 4232180001300 | INSERT, POLYETHYLENE FIXED BEARING FOR PRIMARY CEMENTED TOTAL ANKLE ARTHROPLASTY, ASSORTED SIZES | ORTHOPEDIC & SPINAL SUPPLIES
23014 | 4232180001400 | INSERT, POLYETHYLENE FIXED BEARING FOR PRIMARY CEMENTLESS TOTAL ANKLE ARTHROPLASTY, ASSORTED SIZES | ORTHOPEDIC & SPINAL SUPPLIES
23015 | 4232180001500 | INSERT, POLYETHYLENE FIXED BEARING FOR REVISION CEMENTLESS TOTAL ANKLE ARTHROPLASTY, ASSORTED SIZES | ORTHOPEDIC & SPINAL SUPPLIES
23016 | 4232180001800 | INSERT, TIBIAL HIGHLY CROSSED LINKED POLYETHYLENE FOR HINGED KNEE ARTHROPLASTY, ASSORTED SIZES AND TYPES | ORTHOPEDIC & SPINAL SUPPLIES
23017 | 4232180100100 | FEMUR COMPONENT, PRIMARY ADVANCED MATERIAL TOTAL KNEE ARTHROPLASTY LEFT OR RIGHT POSTERIOR STABILIZER ASSORTED TYPES AND SIZES AS REQUESTED BY END USER | ORTHOPEDIC & SPINAL SUPPLIES
23018 | 4232180104100 | CEMENTED FEMUR COMPONENT FOR UNICOMPARTMENT KNEE ARTHROPLASTY ASSORTED SIZE S AS REQUESTED BY END USER, ORTHOPEDIC | ORTHOPEDIC & SPINAL SUPPLIES
23019 | 4232180104200 | CEMENTED TIBIAL COMPONENT FOR UNICOMPARTMENT KNEE ARTHROPLASTY ASSORTED SIZE S AS REQUESTED BY END USER, ORTHOPEDIC | ORTHOPEDIC & SPINAL SUPPLIES
23020 | 4232180104300 | FEMUR COMPONENT, PRIMARY ADVANCED MATERIAL TOTAL KNEE ARTHROPLASTY LEFT OR RIGHT CRUCIATE RETAINING ASSORTED TYPES AND SIZES AS REQUESTED BY END USER | ORTHOPEDIC & SPINAL SUPPLIES
23021 | 4232180104400 | SLEEVE, TIBIAL STEPPED FOR BONE DEFECT IN REVISION TOTAL KNEE ARTHROPLASTY ASSORTED SIZES AS REQUESTED BY END USER, ORTHOPEDIC | ORTHOPEDIC & SPINAL SUPPLIES
23022 | 4232180104700 | COMPONENT, FEMORAL FOR HINGED KNEE ARTHROPLASTY, ASSORTED SIZES | ORTHOPEDIC & SPINAL SUPPLIES
23023 | 4232180200300 | STEM, FEMORAL STRAIGHT OR OFFSET FOR REVISION TOTAL KNEE ARTHROPLASTY ASSORTED SIZES AND LENGTHS AS REQUIRED BY END USER, ORTHOPEDIC | ORTHOPEDIC & SPINAL SUPPLIES
23024 | 4232180200400 | STEM, TIBIAL STRAIGHT OR OFFSET FOR REVISION TOTAL KNEE ARTHROPLASTY ASSORTED SIZES AS REQUIRED BY END USER, ORTHOPEDIC | ORTHOPEDIC & SPINAL SUPPLIES
23025 | 4232180400100 | PATELLA COMPONENT, FOR PRIMARY TOTAL KNEE ARTHROPLASTY ASSORTED TYPES AND SIZES AS REQUESTED BY END USER | ORTHOPEDIC & SPINAL SUPPLIES
23026 | 4232180400800 | PATELLAR COMPONENT, FOR REVISION TOTAL KNEE ARTHROPLASTY SIZE ASSORTED SIZES AS REQUIRED BY END USER, ORTHOPEDIC | ORTHOPEDIC & SPINAL SUPPLIES
23027 | 4232180401400 | MEDIAL PIVOT PATELLAR COMPONENT ASSORTED SIZES | ORTHOPEDIC & SPINAL SUPPLIES
23028 | 4232180401500 | PATELLA COMPONENT, CEMENTED PRIMARY TOTAL KNEE ARTHROPLASTY ASSORTED TYPES AND SIZES AS REQUESTED BY END USER | ORTHOPEDIC & SPINAL SUPPLIES
23029 | 4232180503500 | BASE, TIBIAL TRAY METAL FOR REVISION TOTAL KNEE ARTHROPLASTY ASSORTED SIZE AS REQUIRED BY END USER, ORTHOPEDIC | ORTHOPEDIC & SPINAL SUPPLIES
23030 | 4232180503600 | TIBIAL BASE COMPONENT, PRIMARY ADVANCED MATERIAL TOTAL KNEE ARTHROPLASTY RIGHT OR LEFT OR UNIVERSAL ASSORTED TYPES AND SIZES AS REQ UESTED BY END USER | ORTHOPEDIC & SPINAL SUPPLIES
23031 | 4232180504600 | PLATE, LCP 4.5MM ANATOMIC PROXIMAL MEDIAL TIBIA LEFT OR RIGHT STAINLESS STEEL ASSORTED TYPES AND SIZES AS REQUESTED BY END USER | ORTHOPEDIC & SPINAL SUPPLIES
23032 | 4232180504700 | PLATE, LCP 3.5MM ANATOMIC PROXIMAL MEDIAL TIBIA LEFT OR RIGHT TITANIUM ASSORTED TYPES AND SIZES AS REQUESTED BY END USER | ORTHOPEDIC & SPINAL SUPPLIES
23033 | 4232180504800 | PLATE, LCP 3.5MM ANATOMIC PROXIMAL LATERAL TIBIA LEFT OR RIGHT TITANIUM ASSORTED TYPES AND SIZES AS REQUESTED BY END USER | ORTHOPEDIC & SPINAL SUPPLIES
23034 | 4232180504900 | PLATE, LCP 3.5MM ANATOMIC PROXIMAL MEDIAL TIBIA LEFT OR RIGHT STAINLESS STEEL ASSORTED TYPES AND SIZES AS REQUESTED BY END USER | ORTHOPEDIC & SPINAL SUPPLIES
23035 | 4232180505000 | PLATE, LCP 4.5MM ANATOMIC PROXIMAL LATERAL TIBIA LEFT OR RIGHT STAINLESS STEEL ASSORTED TYPES AND SIZES AS REQUESTED BY END USER | ORTHOPEDIC & SPINAL SUPPLIES
23036 | 4232180505100 | PLATE, LCP 4.5MM ANATOMIC PROXIMAL LATERAL TIBIA LEFT OR RIGHT TITANIUM ASSORTED TYPES AND SIZES AS REQUESTED BY END USER | ORTHOPEDIC & SPINAL SUPPLIES
23037 | 4232180505200 | PLATE, LCP 4.5MM ANATOMIC PROXIMAL MEDIAL TIBIA LEFT OR RIGHT TITANIUM ASSORTED TYPES AND SIZES AS REQUESTED BY END USER | ORTHOPEDIC & SPINAL SUPPLIES
23038 | 4232180505300 | TIBIA BASEPLATE STEM, SILVER COATED, OR EQUIVALENT ASSORTED LENGTH AND SIZES, ONCOLOGY | ORTHOPEDIC & SPINAL SUPPLIES
23039 | 4232180505400 | TIBIAL TRAY (BASEPLATE WITH KEEL) ASSORTED THICKNESS AND SIZES, SILVER COATED, OR EQUIVALENT ONCOLOGY | ORTHOPEDIC & SPINAL SUPPLIES
23040 | 4232180609400 | INSERT COMPONENT, PRIMARY ADVANCED MATERIAL TOTAL KNEE ARTHROPLASTY RIGHT OR LEFT CRUCIATE RETAINING OR POSTERIOR STABILIZER ASSORTED TYPES AND SIZES AS REQUESTED BY END USER | ORTHOPEDIC & SPINAL SUPPLIES
23041 | 4232180609500 | INSERT, TIBIAL POSTERIOR STABILIZER FOR REVISION TOTAL KNEE ARTHROPLASTY ASSORTED SIZES AND THICKNESS AS REQUIRED BY END USER, ORTHOPEDIC | ORTHOPEDIC & SPINAL SUPPLIES
23042 | 4232180614700 | COMPONENT, DISTAL STEM FOR INTERCALARY PROSTHESIS, ASSORTED SIZES | ORTHOPEDIC & SPINAL SUPPLIES
23043 | 4232180614800 | COMPONENT, PROXIMAL STEM FOR INTERCALARY PROSTHESIS, ASSORTED SIZES | ORTHOPEDIC & SPINAL SUPPLIES
23044 | 4232180615000 | COMPONENT, DISTAL STEM, SILVER COATED OR EQUIVALENT, FOR INTERCALARY PROSTHESIS, ASSORTED SIZES | ORTHOPEDIC & SPINAL SUPPLIES
23045 | 4232180615100 | COMPONENT, PROXIMAL STEM, SILVER COATED, OR EQUIVALENT, FOR INTERCALARY PROSTHESIS, ASSORTED SIZES | ORTHOPEDIC & SPINAL SUPPLIES
23046 | 4232180615200 | TIBIAL BEARING COMPONENT ROTATING OR EQUIVALENT ASSORTED SIZES AND THICKNESS, SILVER COATED, OR EQUIVALENT ONCOLOGY | ORTHOPEDIC & SPINAL SUPPLIES
23047 | 4232180615300 | TIBIAL COMPONENT, FIXED BEARING FOR COMPLEX PRIMARY CEMENTED TOTAL ANKLE ARTHROPLASTY, ASSORTED SIZES | ORTHOPEDIC & SPINAL SUPPLIES
23048 | 4232180615400 | TIBIAL COMPONENT, FIXED BEARING FOR PRIMARY CEMENTED TOTAL ANKLE ARTHROPLASTY, ASSORTED SIZES | ORTHOPEDIC & SPINAL SUPPLIES
23049 | 4232180615500 | TIBIAL COMPONENT, FIXED BEARING FOR PRIMARY CEMENTLESS TOTAL ANKLE ARTHROPLASTY, ASSORTED SIZES | ORTHOPEDIC & SPINAL SUPPLIES
23050 | 4232180615600 | TIBIAL COMPONENT, FIXED BEARING REVISION WITH MODULAR STEMS CEMENTLESS, ASSORTED SIZES | ORTHOPEDIC & SPINAL SUPPLIES
23051 | 4232180615900 | TIBIAL INSERT, FOR PROXIMAL TIBIA REPLACEMENT ASSORTED SIZE AND LENGTH, RELATED TO SILVER COATED, OR EQUIVALENT IMPLANT, ONCOLOGY | ORTHOPEDIC & SPINAL SUPPLIES
23052 | 4232180800000 | HIGHLY CROSSED LINK INSERT FOR UNICOMPARTMENT KNEE ARTHROPLASTY ASSORTED SIZE S, ORTHOPEDIC | ORTHOPEDIC & SPINAL SUPPLIES
23053 | 4232180800100 | INSTRUMENTATION COMPLETE SET FOR UNICOMPARTMENT KNEE ARTHROPLASTY WITH TRIALS AND GRAPHIC TRAY AND BOX, ORTHOPEDIC | ORTHOPEDIC & SPINAL SUPPLIES
23054 | 4232180800200 | MEDIAL PIVOT KNEE TIBIAL COMPONENT ASSORTED SIZES | ORTHOPEDIC & SPINAL SUPPLIES
23055 | 4232180800300 | SET, COMPLETE INSTRUMENTATION FOR MEDIAL-PIVOT SYSTEM, WITH NECESSARY CASES AND IMPLANT TRAYS | ORTHOPEDIC & SPINAL SUPPLIES
23056 | 4232180907500 | AUGMENT/ WEDGE, TIBIAL FOR REVISION TOTAL KNEE ARTHROPLASTY ASSORTED SIZES AND TYPES AS REQUIRED BY END USER, ORTHOPEDIC | ORTHOPEDIC & SPINAL SUPPLIES
23057 | 4232181600100 | SPACER, ANTIBIOTIC CEMENT ARTICULATING KNEE SPACER, WITH NECESSARY MOLD, ASSORTED SIZES | ORTHOPEDIC & SPINAL SUPPLIES
23058 | 4232181700800 | EXTENSION PIECE, FOR INTERCALARY PROSTHESIS, ASSORTED SIZES | ORTHOPEDIC & SPINAL SUPPLIES
23059 | 4232181700900 | EXTENSION PIECE, FOR SILVER COATED, OR EQUIVALENT INTERCALARY PROSTHESIS, ASSORTED SIZES | ORTHOPEDIC & SPINAL SUPPLIES
23060 | 4232181701000 | EXTENSION PIECE, SILVER COATED, OR EQUIVALENT FOR TIBIA REPLACEMENT IMPLANT ASSORTED SIZES AS REQUESTED BY END USER, ONCOLOGY | ORTHOPEDIC & SPINAL SUPPLIES
23061 | 4232190000200 | ARTHROSCOPIC, GLENOID BONE LOSS IMPLANTS (BUTTONS, SCREWS OR LOOPS), OR EQUIVALENT | ORTHOPEDIC & SPINAL SUPPLIES
23062 | 4232190000300 | BUTTON, WITHOUT LOOP GRAFT FIXATION, ASSORTED SIZES AS REQUESTED BY END USER | ORTHOPEDIC & SPINAL SUPPLIES
23063 | 4232190000400 | SCREW, LOCKING FOR REVERSE SHOULDER ARTHROPLASTY ASSORTED SIZES AS REQUESTED BY END USER | ORTHOPEDIC & SPINAL SUPPLIES
23064 | 4232190000500 | SHOULDER RADIAL HEAD, MEGAPROSTHESIS TITANIUM, OR EQUIVALENTS, ASSORTED SIZES | ORTHOPEDIC & SPINAL SUPPLIES
23065 | 4232190000600 | BUTTON, DOUBLE WITH TITANIUM ADJUSTABLE LOOP, OR EQUIVALENT | ORTHOPEDIC & SPINAL SUPPLIES
23066 | 4232190000700 | COMPONENT, TRAUMA SHOULDER ARTHROPLASTY INSERT ASSORTED TYPES AND SIZES REQUESTED BY END USER | ORTHOPEDIC & SPINAL SUPPLIES
23067 | 4232190000800 | SCREW, NON LOCKING FOR TRAUMA SHOULDER ARTHROPLASTY ASSORTED SIZES AS REQUESTED BY END USER | ORTHOPEDIC & SPINAL SUPPLIES
23068 | 4232190000900 | SCREW, LOCKING FOR MODULAR CONVERTER SHOULDER ARTHROPLASTY ASSORTED SIZES AS REQUESTED BY END USER | ORTHOPEDIC & SPINAL SUPPLIES
23069 | 4232190001000 | SCREW, LOCKING FOR TRAUMA SHOULDER ARTHROPLASTY ASSORTED SIZES AS REQUESTED BY END USER | ORTHOPEDIC & SPINAL SUPPLIES
23070 | 4232190001100 | SCREW, NON LOCKING FOR MODULAR CONVERTER SHOULDER ARTHROPLASTY ASSORTED SIZES AS REQUESTED BY END USER | ORTHOPEDIC & SPINAL SUPPLIES
23071 | 4232190001200 | SCREW, NON LOCKING FOR REVERSE SHOULDER ARTHROPLASTY ASSORTED SIZES AS REQUESTED BY END USER | ORTHOPEDIC & SPINAL SUPPLIES
23072 | 4232190001300 | ENDPLATE, FOR MESH CAGE, ASSORTED SIZE AS REQUESTED BY END USER AND SHOULD BE COMPATIBLE WITH MESH CAGE, IT MUST BE COMPATIBLE WITH GROUP 23, SPINAL | ORTHOPEDIC & SPINAL SUPPLIES
23073 | 4232190202800 | SHOULDER RADIAL HEAD, MEGAPROSTHESIS TITANIUM SILVER COATED, OR EQUIVALENTS, ASSORTED SIZES | ORTHOPEDIC & SPINAL SUPPLIES
23074 | 4232190202900 | HUMERUS HEAD, MEGAPROSTHESIS TITANIUM SILVER COATED, OR EQUIVALENTS, ASSORTED SIZES | ORTHOPEDIC & SPINAL SUPPLIES
23075 | 4232190203000 | HUMERUS HEAD, MEGAPROSTHESIS TITANIUM, OR EQUIVALENTS, ASSORTED SIZES | ORTHOPEDIC & SPINAL SUPPLIES
23076 | 4232190203100 | HEAD, STEMLESS HUMERAL SHOULDER ARTHROPLASTY ASSORTED TYPES AND SIZES AS REQUESTED BY END USER | ORTHOPEDIC & SPINAL SUPPLIES
23077 | 4232190203200 | HEAD ADAPTOR, MODULAR CONVERTER SHOULDER ARTHROPLASTY HUMERUS CEMENTED ASSORTED TYPES AND SIZES AS REQUESTED BY END USER | ORTHOPEDIC & SPINAL SUPPLIES
23078 | 4232190301300 | COMPONENT, ANATOMIC SHOULDER ARTHROPLASTY HUMERUS HEAD ASSORTED TYPES AND SIZES AS REQUESTED BY END USER | ORTHOPEDIC & SPINAL SUPPLIES
23079 | 4232190301400 | HEAD, MODULAR CONVERTER SHOULDER ARTHROPLASTY HUMERUS ASSORTED TYPES AND SIZES AS REQUESTED BY END USER | ORTHOPEDIC & SPINAL SUPPLIES
23080 | 4232190308300 | SCREW, MEGAPROSTHESIS HUMERUS SILVER COATED (ONCOLOGY) OR EQUIVALENT, ASSORTED SIZES AS REQUESTED BY END USER | ORTHOPEDIC & SPINAL SUPPLIES
23081 | 4232190308700 | EXTENSION HUMERUS, MEGAPROSTHESIS UNIVERSAL (ONCOLOGY), ASSORTED SIZES AS REQUESTED BY END USER | ORTHOPEDIC & SPINAL SUPPLIES
23082 | 4232190308800 | HUMERUS STEM, MEGAPROSTHESIS TITANIUM (ONCOLOGY) OR EQUIVALENTS, ASSORTED TYPES AND SIZES | ORTHOPEDIC & SPINAL SUPPLIES
23083 | 4232190308900 | HUMERUS STEM, MEGAPROSTHESIS TITANIUM SILVER COATED (ONCOLOGY) OR EQUIVALENTS, ASSORTED TYPES AND SIZES | ORTHOPEDIC & SPINAL SUPPLIES
23084 | 4232190309000 | EXTENSION HUMERUS, MEGAPROSTHESIS UNIVERSAL SILVER COATED (ONCOLOGY), ASSORTED SIZES AS REQUESTED BY END USER | ORTHOPEDIC & SPINAL SUPPLIES
23085 | 4232190400000 | COMPONENT, TRAUMA SHOULDER ARTHROPLASTY HUMERUS HEAD ASSORTED TYPES AND SIZES AS REQUESTED BY END USER | ORTHOPEDIC & SPINAL SUPPLIES
23086 | 4232190400100 | COMPONENT, MODULAR CONVERTER SHOULDER ARTHROPLASTY AUGMENTED GLENOID ASSORTED SIZES AS REQUESTED BY END USER | ORTHOPEDIC & SPINAL SUPPLIES
23087 | 4232190400200 | COMPONENT, MODULAR CONVERTER SHOULDER ARTHROPLASTY POLYETHYLENE INSERT ASSORTED TYPES AND SIZES REQUESTED BY END USER | ORTHOPEDIC & SPINAL SUPPLIES
23088 | 4232190400300 | COMPONENT, REVERSE SHOULDER ARTHROPLASTY HUMERAL CUP ASSORTED TYPES AND SIZES AS REQUESTED BY END USER | ORTHOPEDIC & SPINAL SUPPLIES
23089 | 4232190400400 | COMPONENT, REVERSE SHOULDER ARTHROPLASTY POLYETHYLENE INSERT ASSORTED TYPES AND SIZES REQUESTED BY END USER | ORTHOPEDIC & SPINAL SUPPLIES
23090 | 4232190400500 | COMPONENT ANATOMIC SHOULDER ARTHROPLASTY HUMERUS STEM CEMENTED WITH RELATED CONNECTION ASSORTED TYPES AND SIZES AS REQUESTED BY END USER | ORTHOPEDIC & SPINAL SUPPLIES
23091 | 4232190400600 | COMPONENT ANATOMIC SHOULDER ARTHROPLASTY HUMERUS STEM CEMENTLESS WITH RELATED CONNECTION ASSORTED TYPES AND SIZES AS REQUESTED BY END USER | ORTHOPEDIC & SPINAL SUPPLIES
23092 | 4232190400700 | COMPONENT REVERSE SHOULDER ARTHROPLASTY HUMERUS STEM CEMENTED WITH RELATED CONNECTION ASSORTED TYPES AND SIZES AS REQUESTED BY END USER | ORTHOPEDIC & SPINAL SUPPLIES
23093 | 4232190400800 | COMPONENT REVERSE SHOULDER ARTHROPLASTY HUMERUS STEM CEMENTLESS WITH RELATED CONNECTION ASSORTED TYPES AND SIZES AS REQUESTED BY END USER | ORTHOPEDIC & SPINAL SUPPLIES
23094 | 4232190400900 | STEM, MODULAR CONVERTER SHOULDER ARTHROPLASTY HUMERUS CEMENTED ASSORTED TYPES AND SIZES AS REQUESTED BY END USER | ORTHOPEDIC & SPINAL SUPPLIES
23095 | 4232190401000 | STEM, MODULAR CONVERTER SHOULDER ARTHROPLASTY HUMERUS CEMENTLESS ASSORTED TYPES AND SIZES AS REQUESTED BY END USER | ORTHOPEDIC & SPINAL SUPPLIES
23096 | 4232190401100 | COMPONENT, TRAUMA SHOULDER ARTHROPLASTY HUMERUS ADAPTER CONNECTION ASSORTED SIZES AND TYPES AS REQUESTED BY END USER | ORTHOPEDIC & SPINAL SUPPLIES
23097 | 4232190401200 | COMPONENT, TRAUMA SHOULDER ARTHROPLASTY HUMERUS STEM CEMENTED WITH RELATED CONNECTION ASSORTED TYPES AND SIZES AS REQUESTED BY END USER | ORTHOPEDIC & SPINAL SUPPLIES
23098 | 4232190401300 | COMPONENT, TRAUMA SHOULDER ARTHROPLASTY HUMERUS STEM CEMENTLESS WITH RELATED CONNECTION ASSORTED TYPES AND SIZES AS REQUESTED BY END USER | ORTHOPEDIC & SPINAL SUPPLIES
23099 | 4232190401500 | COMPONENT, STEMLESS HUMERAL SHOULDER ARTHROPLASTY ASSORTED TYPES AND SIZES AS REQUESTED BY END USER | ORTHOPEDIC & SPINAL SUPPLIES
23100 | 4232190600700 | COMPONENT, ANATOMIC SHOULDER ARTHROPLASTY GLENOID PEGGED OR KEELED ASSORTED SIZES AS REQUESTED BY END USER | ORTHOPEDIC & SPINAL SUPPLIES
23101 | 4232190603300 | DRILL GUIDE, FOR GLENOID BONE LOSS RECONSTRUCTION, ASSORTED SIZES | ORTHOPEDIC & SPINAL SUPPLIES
23102 | 4232190603400 | COMPONENT, REVERSE SHOULDER ARTHROPLASTY GLENOID SPHERE ASSORTED TYPES AND SIZES AS REQUESTED BY END USER | ORTHOPEDIC & SPINAL SUPPLIES
23103 | 4232190603500 | COMPONENT, REVERSE SHOULDER ARTHROPLASTY GLENOID BASE PLATE ASSORTED TYPES AND SIZES AS REQUESTED BY END USER | ORTHOPEDIC & SPINAL SUPPLIES
23104 | 4232190603600 | REVERSED GLENOID, MEGAPROSTHESIS UNIVERSAL SILVER COATED ASSORTED SIZES AS REQUESTED BY END USER | ORTHOPEDIC & SPINAL SUPPLIES
23105 | 4232190603700 | COMPONENT, TRAUMA SHOULDER ARTHROPLASTY GLENOID SPHERE ASSORTED TYPES AND SIZES AS REQUESTED BY END USER | ORTHOPEDIC & SPINAL SUPPLIES
23106 | 4232190603800 | COMPONENT, ANATOMIC SHOULDER ARTHROPLASTY AUGMENTED GLENOID ASSORTED SIZES AS REQUESTED BY END USER | ORTHOPEDIC & SPINAL SUPPLIES
23107 | 4232190603900 | COMPONENT, TRAUMA SHOULDER ARTHROPLASTY GLENOID BASE PLATE, ASSORTED SIZES AS REQUESTED BY END USER | ORTHOPEDIC & SPINAL SUPPLIES
23108 | 4232190604000 | REVERSED GLENOID, MEGAPROSTHESIS UNIVERSAL ASSORTED SIZES AS REQUESTED BY END USER | ORTHOPEDIC & SPINAL SUPPLIES
23109 | 4232190604100 | LINER, MODULAR CONVERTER SHOULDER ARTHROPLASTY GLENOID PEGGED OR KEELED ASSORTED SIZES AS REQUESTED BY END USER | ORTHOPEDIC & SPINAL SUPPLIES
23110 | 4232190604200 | COMPONENT, MODULAR CONVERTER SHOULDER ARTHROPLASTY GLENOID SPHERE ASSORTED TYPES AND SIZES AS REQUESTED BY END USER | ORTHOPEDIC & SPINAL SUPPLIES
23111 | 4232190604300 | COMPONENT, REVERSE SHOULDER ARTHROPLASTY GLENOID BASE PLATE AUGMENTED ASSORTED SIZES AS REQUESTED BY END USER | ORTHOPEDIC & SPINAL SUPPLIES
23112 | 4232190604400 | COMPONENT, REVERSE SHOULDER ARTHROPLASTY GLENOID BASE PLATE WITH CENTRAL POST ASSORTED SIZES AS REQUESTED BY END USER | ORTHOPEDIC & SPINAL SUPPLIES
23113 | 4232190604500 | COMPONENT, REVERSE SHOULDER ARTHROPLASTY GLENOID BASE PLATE WITH CENTRAL SCREW ASSORTED SIZES AS REQUESTED BY END USER | ORTHOPEDIC & SPINAL SUPPLIES
23114 | 4232190706300 | LINER, STEMLESS HUMERAL SHOULDER ARTHROPLASTY ASSORTED TYPES AND SIZES AS REQUESTED BY END USER | ORTHOPEDIC & SPINAL SUPPLIES
23115 | 4232191000000 | SLEEVE, OFFSET ADAPTER FOR REVISION TOTAL KNEE ARTHROPLASTY, ASSORTED OFFSET OPTIONS | ORTHOPEDIC & SPINAL SUPPLIES
23116 | 4232191101800 | HUMERUS DISTAL, MEGAPROSTHESIS TITANIUM (ONCOLOGY) OR EQUIVALENTS, ASSORTED SIZES | ORTHOPEDIC & SPINAL SUPPLIES
23117 | 4232191101900 | DISTAL HUMERUS MODULAR FLANGE, UNIVERSAL SILVER COATED, ASSORTED SIZES AND TYPES | ORTHOPEDIC & SPINAL SUPPLIES
23118 | 4232191102000 | HUMERUS PROXIMAL, MEGAPROSTHESIS ULNA TITANIUM (ONCOLOGY) OR EQUIVALENTS, ASSORTED SIZES | ORTHOPEDIC & SPINAL SUPPLIES
23119 | 4232191102100 | HUMERUS REDUCER, MEGAPROSTHESIS LEFT OR RIGHT TITANIUM (ONCOLOGY) OR EQUIVALENTS, ASSORTED SIZES | ORTHOPEDIC & SPINAL SUPPLIES
23120 | 4232191102200 | DISTAL HUMERUS MODULAR FLANGE, UNIVERSAL, ASSORTED SIZES AND TYPES | ORTHOPEDIC & SPINAL SUPPLIES
23121 | 4232191102300 | DISTAL HUMERUS AXLE ARTICULATING UNIVERSAL MEGAPROSTHESIS, ASSORTED SIZES AS REQUESTED BY END USER | ORTHOPEDIC & SPINAL SUPPLIES
23122 | 4232191102400 | DISTAL HUMERUS AXLE ARTICULATING UNIVERSAL MEGAPROSTHESIS SILVER COATED, ASSORTED SIZES AS REQUESTED BY END USER | ORTHOPEDIC & SPINAL SUPPLIES
23123 | 4232191200700 | SET, COMPLETE INSTRUMENTATION FOR ADVANCED COATING HIGH POROSITY CUP, OR EQUIVALENT, WITH NECESSARY CASES | ORTHOPEDIC & SPINAL SUPPLIES
23124 | 4232191200900 | SET, COMPLETE INSTRUMENTATION FOR ANATOMIC TOTAL SHOULDER ARTHROPLASTY AS REQUESTED BY END USER | ORTHOPEDIC & SPINAL SUPPLIES
23125 | 4232191205100 | AC JOINT IMPLANT FIXATION, ASSORTED SIZES | ORTHOPEDIC & SPINAL SUPPLIES
23126 | 4232191207100 | PLATE, TITANIUM FOR STABILIZING FRACTURES OF THE MEDIAL SCAPULA BODY, LEFT AND RIGHT, ASSORTED SIZES REQUESTED BY END USER | ORTHOPEDIC & SPINAL SUPPLIES
23127 | 4232191207200 | PLATE, TITANIUM FOR STABILIZING FRACTURES OF THE LATERAL SCAPULA BODY, LEFT AND RIGHT, ASSORTED SIZES REQUESTED BY END USER | ORTHOPEDIC & SPINAL SUPPLIES
23128 | 4232191207300 | PLATE, TITANIUM FOR FRACTURES OF THE POSTERIOR MARGIN OF DISPLACED INTRA-ARTICULAR GLENOID FRACTURES, LEFT AND RIGHT ASSORTED SIZES REQUESTED BY END USER | ORTHOPEDIC & SPINAL SUPPLIES
23129 | 4232191207400 | PLATE, TITANIUM FOR FRACTURES ALONG THE ACROMION OF THE SCAPULA LEFT AND RIGHT, ASSORTED SIZES REQUESTED BY END USER | ORTHOPEDIC & SPINAL SUPPLIES
23130 | 4232191207500 | SCREW, LOCKING HEAD TITANIUM 3.5MM COMPATIBLE WITH SCAPULA PLATING SYSTEM, ASSORTED SIZES REQUESTED BY END USER | ORTHOPEDIC & SPINAL SUPPLIES
23131 | 4232191207600 | SCREW, CORTICAL TITANIUM 3.5MM COMPATIBLE WITH SCAPULA PLATING SYSTEM, ASSORTED SIZES REQUESTED BY END USER | ORTHOPEDIC & SPINAL SUPPLIES
23132 | 4232191207700 | SCREW, LOCKING HEAD TITANIUM 2.7MM COMPATIBLE WITH SCAPULA PLATING SYSTEM, ASSORTED SIZES REQUESTED BY END USER | ORTHOPEDIC & SPINAL SUPPLIES
23133 | 4232191207800 | SCREW, CORTICAL TITANIUM 2.7MM COMPATIBLE WITH SCAPULA PLATING SYSTEM, ASSORTED SIZES REQUESTED BY END USER | ORTHOPEDIC & SPINAL SUPPLIES
23134 | 4232191207900 | PLATE, VARIABLE ANGLED LCP CLAVICLE PLATES 2.7 LATERAL ASSORTED SIZES, SHAPES, AND TYPES, AS REQUESTED BY END USER | ORTHOPEDIC & SPINAL SUPPLIES
23135 | 4232191208000 | SCREW, CORTICAL 2.7 MM VARIABLE ANGLED CLAVICLE PLATING ASSORTED SIZES | ORTHOPEDIC & SPINAL SUPPLIES
23136 | 4232191208100 | PLATE, VARIABLE ANGLED LCP CLAVICLE PLATES 2.7 SHAFT ASSORTED SIZES, SHAPES, AND TYPES, AS REQUESTED BY END USER | ORTHOPEDIC & SPINAL SUPPLIES
23137 | 4232191208200 | PLATE, VARIABLE ANGLED LCP CLAVICLE PLATES 2.7 MEDIAL ASSORTED SIZES, SHAPES, AND TYPES, AS REQUESTED BY END USER | ORTHOPEDIC & SPINAL SUPPLIES
23138 | 4232191208300 | PLATE, VARIABLE ANGLED LCP CLAVICLE HOOK PLATES 2.7 ASSORTED SIZES, SHAPES, AND TYPES, AS REQUESTED BY END USER | ORTHOPEDIC & SPINAL SUPPLIES
23139 | 4232191208400 | PLATE, VARIABLE ANGLED LCP CLAVICLE HOOK PLATES 2.7 BUTTON STAINLESS STEEL ASSORTED SIZES, SHAPES, AND TYPES, AS REQUESTED BY END USER | ORTHOPEDIC & SPINAL SUPPLIES
23140 | 4232191208500 | GLENOID PLATE, STEMLESS HUMERAL SHOULDER ARTHROPLASTY ASSORTED TYPES AND SIZES AS REQUESTED BY END USER | ORTHOPEDIC & SPINAL SUPPLIES
23141 | 4232191208600 | GLENOID PLATE, MODULAR CONVERTER SHOULDER ARTHROPLASTY HUMERUS CEMENTED ASSORTED TYPES AND SIZES AS REQUESTED BY END USER | ORTHOPEDIC & SPINAL SUPPLIES
23142 | 4232191208700 | GLENOID SPHERE, STEMLESS HUMERAL SHOULDER ARTHROPLASTY ASSORTED TYPES AND SIZES AS REQUESTED BY END USER | ORTHOPEDIC & SPINAL SUPPLIES
23143 | 4232191300000 | SPACER ANTIBIOTIC CEMENT ARTICULATING SHOULDER SPACER WITH NECESSARY MOLD ASSORTED SIZES | ORTHOPEDIC & SPINAL SUPPLIES
23144 | 4232200200000 | SCREW, CORTICAL 3.5MM, OR EQUIVALENT STAINLESS STEEL FOR WRIST FUSION, ASSORTED SIZES | ORTHOPEDIC & SPINAL SUPPLIES
23145 | 4232200200100 | SCREW, LOCKED HEAD 2.7MM, OR EQUIVALENT TITANIUM FOR WRIST FUSION, ASSORTED SIZES | ORTHOPEDIC & SPINAL SUPPLIES
23146 | 4232200200200 | SCREW, LOCKED HEAD 3.5MM, OR EQUIVALENT TITANIUM FOR WRIST FUSION, ASSORTED SIZES | ORTHOPEDIC & SPINAL SUPPLIES
23147 | 4232200200300 | SCREW, CORTICAL 3.5MM, OR EQUIVALENT TITANIUM FOR WRIST FUSION, ASSORTED SIZES | ORTHOPEDIC & SPINAL SUPPLIES
23148 | 4232200200400 | SCREW, LOCKED HEAD 2.7MM, OR EQUIVALENT STAINLESS STEEL FOR WRIST FUSION, ASSORTED SIZES | ORTHOPEDIC & SPINAL SUPPLIES
23149 | 4232200200500 | SCREW, LOCKED HEAD 3.5MM, OR EQUIVALENT STAINLESS STEEL FOR WRIST FUSION, ASSORTED SIZES | ORTHOPEDIC & SPINAL SUPPLIES
23150 | 4232200300000 | COMPONENT, ULNAR FOR TOTAL ELBOW ARTHROPLASTY, ASSORTED SIZES AS REQUESTED BY END USER | ORTHOPEDIC & SPINAL SUPPLIES
23151 | 4232200300100 | COMPONENT, HUMERAL WITH RELATED CONNECTION PARTS FOR TOTAL ELBOW ARTHROPLASTY, ASSORTED SIZES AS REQUESTED BY END USER | ORTHOPEDIC & SPINAL SUPPLIES
23152 | 4232200300500 | HUMERUS DISTAL, MEGAPROSTHESIS TITANIUM SILVER COATED (ONCOLOGY) OR EQUIVALENTS, ASSORTED SIZES | ORTHOPEDIC & SPINAL SUPPLIES
23153 | 4232200300700 | HUMERUS PROXIMAL, MEGAPROSTHESIS ULNA TITANIUM SILVER COATED (ONCOLOGY) OR EQUIVALENTS, ASSORTED SIZES | ORTHOPEDIC & SPINAL SUPPLIES
23154 | 4232200300800 | HUMERUS REDUCER, MEGAPROSTHESIS LEFT OR RIGHT TITANIUM SILVER COATED (ONCOLOGY) OR EQUIVALENTS, ASSORTED SIZES | ORTHOPEDIC & SPINAL SUPPLIES
23155 | 4232220000000 | OBWEGESER SOFT TISSUE RETRACTORS STAINLESS STEEL (BENT UPWARDS) 22CM APPROXIMATE WORKING END: SHORT (15-25MM).. | SUPPLEMENTARY DENTAL SUPPLIES
23156 | 4232220001100 | GUIDEWIRE, BILIARY, WITH HYDROPHILIC TIP, ASSORTED TYPES OF TIP (STRAIGHT AND ANGULATED), ASSORTED TYPES OF STIFFNESS (REGULAR/ STIFF), ASSORTED SIZES (0.035 INCH AND 0.025 INCH), WIRE LENGTH 400 CM OR GREATER | ENDOSCOPY CONSUMABLES SUPPLIES
23157 | 4232220001400 | GUIDEWIRE, BILIARY, WITH HYDROPHILIC TIP, ASSORTED TYPES OF TIP (STRAIGHT AND ANGULATED), ASSORTED TYPES OF STIFFNESS (REGULAR/ STIFF) 0.021 INCH, WIRE LENGTH 400 CM OR GREATER | ENDOSCOPY CONSUMABLES SUPPLIES
23158 | 4232220001500 | TAP FOR ANCHOR SUTURE HIP ASSORTED TYPES AND SIZES REQUESTED BY END USER | ORTHOPEDIC & SPINAL SUPPLIES
23159 | 4232220001600 | TAP FOR ANCHOR SUTURE WRIST ASSORTED TYPES AND SIZES AS REQUESTED BY END USER | ORTHOPEDIC & SPINAL SUPPLIES
23160 | 4232220001700 | TAP FOR ANCHOR SUTURE SHOULDER ASSORTED TYPES AND SIZES AS REQUESTED BY END USER | ORTHOPEDIC & SPINAL SUPPLIES
23161 | 4232220001800 | DRILL BIT FOR ANCHOR SUTURE HIP ASSORTED TYPES AND SIZES REQUESTED BY END USER | ORTHOPEDIC & SPINAL SUPPLIES
23162 | 4232220001900 | DRILL BIT FOR ANCHOR SUTURE WRIST ASSORTED TYPES AND SIZES AS REQUESTED BY END USER | ORTHOPEDIC & SPINAL SUPPLIES
23163 | 4232220002000 | DRILL GUIDE FOR ANCHOR SUTURE HIP ASSORTED TYPES AND SIZES REQUESTED BY END USER | ORTHOPEDIC & SPINAL SUPPLIES
23164 | 4232220002100 | DRILL BIT FOR ANCHOR SUTURE SHOULDER ASSORTED TYPES AND SIZES AS REQUESTED BY END USER | ORTHOPEDIC & SPINAL SUPPLIES
23165 | 4232220002200 | TAP FOR ANCHOR SUTURE FOOT AND ANKLE ASSORTED TYPES AND SIZES AS REQUESTED BY END USER | ORTHOPEDIC & SPINAL SUPPLIES
23166 | 4232220002300 | DRILL GUIDE WITH OBTURATOR FOR ANCHOR SUTURE WRIST REPAIR ASSORTED TYPES AND SIZES AS REQUESTED BY END USER | ORTHOPEDIC & SPINAL SUPPLIES
23167 | 4232220002400 | DRILL BIT FOR ANCHOR SUTURE FOOT AND ANKLE ASSORTED TYPES AND SIZES AS REQUESTED BY END USER | ORTHOPEDIC & SPINAL SUPPLIES
23168 | 4232220002500 | DRILL GUIDE WITH OBTURATOR FOR ANCHOR SUTURE SHOULDER REPAIR ASSORTED TYPES AND SIZES AS REQUESTED BY END USER | ORTHOPEDIC & SPINAL SUPPLIES
23169 | 4232220002600 | CASE, FOR FOOT AND ANKLE ANCHOR INSTRUMENTS TO STORE (DRILL BIT, DRILL GUIDE, AND TAP), WITH NECESSARY MAT AND CASE COVER | ORTHOPEDIC & SPINAL SUPPLIES
23170 | 4232220002700 | CASE, FOR HIP ANCHOR INSTRUMENTS TO STORE (DRILL BIT, DRILL GUIDE, AND TAP), WITH NECESSARY MAT AND CASE COVER | ORTHOPEDIC & SPINAL SUPPLIES
23171 | 4232220002800 | CASE, FOR WRIST ANCHOR INSTRUMENTS TO STORE (DRILL BIT, DRILL GUIDE, AND TAP), WITH NECESSARY MAT AND CASE COVER | ORTHOPEDIC & SPINAL SUPPLIES
23172 | 4232220002900 | DRILL GUIDE WITH OBTURATOR FOR ANCHOR SUTURE FOOT AND ANKLE REPAIR ASSORTED TYPES AND SIZES AS REQUESTED BY END USER | ORTHOPEDIC & SPINAL SUPPLIES
23173 | 4232220300000 | ANCHOR SUTURE KNOTTED ABSORBABLE SHOULDER REPAIR ASSORTED TYPES AND SIZES REQUESTED BY END USER | ORTHOPEDIC & SPINAL SUPPLIES
23174 | 4232220300100 | ANCHOR SUTURE KNOTTED TITANIUM SHOULDER REPAIR ASSORTED TYPES AND SIZES REQUESTED BY END USER | ORTHOPEDIC & SPINAL SUPPLIES
23175 | 4232220300300 | ANCHOR, ALL SUTURE SHOULDER REPAIR ASSORTED TYPES AND SIZES AS REQUESTED BY END USER | ORTHOPEDIC & SPINAL SUPPLIES
23176 | 4232220301700 | ANCHOR SUTURE KNOTLESS ABSORBABLE HIP REPAIR ASSORTED TYPES AND SIZES AS REQUESTED BY END USER | ORTHOPEDIC & SPINAL SUPPLIES
23177 | 4232220301800 | ANCHOR SUTURE KNOTLESS NON ABSORBABLE HIP REPAIR ASSORTED TYPES AND SIZES AS REQUESTED BY END USER | ORTHOPEDIC & SPINAL SUPPLIES
23178 | 4232220302200 | ANCHOR SUTURE TENODESIS ABSORBABLE ASSORTED TYPES AND SIZES AS REQUESTED BY END USER | ORTHOPEDIC & SPINAL SUPPLIES
23179 | 4232220302300 | ANCHOR SUTURE KNOTLESS NON ABSORBABLE PEEK SHOULDER REPAIR ASSORTED TYPES AND SIZES REQUESTED BY END USER | ORTHOPEDIC & SPINAL SUPPLIES
23180 | 4232220302500 | SUTURE, ULTRA HIGH MOLECULAR WEIGHT POLYETHYLENE ARTHROSCOPY ASSORTED TYPES AND SIZES AS REQUESTED BY END USER | ORTHOPEDIC & SPINAL SUPPLIES
23181 | 4232220303900 | ANCHOR, SUTURE KNOTLESS SELF-PUNCHING ABSORBABLE SHOULDER ROTATOR CUFF ASSORTED TYPES AND SIZES REQUESTED BY END USER | ORTHOPEDIC & SPINAL SUPPLIES
23182 | 4232220309600 | ANCHOR, ALL SUTURE HIP REPAIR ASSORTED TYPES AND SIZES AS REQUESTED BY END USER | ORTHOPEDIC & SPINAL SUPPLIES
23183 | 4232220309700 | ANCHOR, ALL SUTURE WRIST REPAIR ASSORTED TYPES AND SIZES AS REQUESTED BY END USER | ORTHOPEDIC & SPINAL SUPPLIES
23184 | 4232220309800 | ANCHOR SUTURE KNOTTED TITANIUM FOOT AND ANKLE REPAIR ASSORTED TYPES AND SIZES REQUESTED BY END USER | ORTHOPEDIC & SPINAL SUPPLIES
23185 | 4232220309900 | ANCHOR SUTURE KNOTTED TITANIUM HIP REPAIR ASSORTED TYPES AND SIZES REQUESTED BY END USER | ORTHOPEDIC & SPINAL SUPPLIES
23186 | 4232220310000 | ANCHOR, SUTURE KNOTLESS SELF-PUNCHING NON ABSORBABLE SHOULDER ROTATOR CUFF ASSORTED TYPES AND SIZES REQUESTED BY END USER | ORTHOPEDIC & SPINAL SUPPLIES
23187 | 4232220310100 | ANCHOR SUTURE KNOTTED ABSORBABLE FOOT AND ANKLE REPAIR ASSORTED TYPES AND SIZES REQUESTED BY END USER | ORTHOPEDIC & SPINAL SUPPLIES
23188 | 4232220310200 | ANCHOR SUTURE KNOTTED ABSORBABLE HIP REPAIR ASSORTED TYPES AND SIZES REQUESTED BY END USER | ORTHOPEDIC & SPINAL SUPPLIES
23189 | 4232220310300 | ANCHOR SUTURE TENODESIS NON ABSORBABLE PEEK ASSORTED TYPES AND SIZES AS REQUESTED BY END USER | ORTHOPEDIC & SPINAL SUPPLIES
23190 | 4232220310400 | ANCHOR SUTURE KNOTTED PEEK FOOT AND ANKLE REPAIR ASSORTED TYPES AND SIZES REQUESTED BY END USER | ORTHOPEDIC & SPINAL SUPPLIES
23191 | 4232220310500 | ANCHOR SUTURE KNOTTED PEEK HIP REPAIR ASSORTED TYPES AND SIZES REQUESTED BY END USER | ORTHOPEDIC & SPINAL SUPPLIES
23192 | 4232220310600 | ANCHOR SUTURE KNOTTED TITANIUM WRIST REPAIR ASSORTED TYPES AND SIZES REQUESTED BY END USER | ORTHOPEDIC & SPINAL SUPPLIES
23193 | 4232220310700 | ANCHOR SUTURE KNOTTED WITH NEEDLE TITANIUM HIP REPAIR ASSORTED TYPES AND SIZES REQUESTED BY END USER | ORTHOPEDIC & SPINAL SUPPLIES
23194 | 4232220310800 | ANCHOR SUTURE KNOTLESS ABSORBABLE SHOULDER REPAIR ASSORTED TYPES AND SIZES REQUESTED BY END USER | ORTHOPEDIC & SPINAL SUPPLIES
23195 | 4232220310900 | ANCHOR SUTURE KNOTTED ABSORBABLE WRIST REPAIR ASSORTED TYPES AND SIZES REQUESTED BY END USER | ORTHOPEDIC & SPINAL SUPPLIES
23196 | 4232220311000 | ANCHOR SUTURE KNOTTED WITH NEEDLE ABSORBABLE HIP REPAIR ASSORTED TYPES AND SIZES REQUESTED BY END USER | ORTHOPEDIC & SPINAL SUPPLIES
23197 | 4232220311100 | ANCHOR SUTURE KNOTTED WITH NEEDLE PEEK WRIST REPAIR ASSORTED TYPES AND SIZES REQUESTED BY END USER | ORTHOPEDIC & SPINAL SUPPLIES
23198 | 4232220311200 | ANCHOR SUTURE KNOTLESS ABSORBABLE WRIST REPAIR ASSORTED TYPES AND SIZES REQUESTED BY END USER | ORTHOPEDIC & SPINAL SUPPLIES
23199 | 4232220311300 | ANCHOR SUTURE KNOTTED PEEK WRIST REPAIR ASSORTED TYPES AND SIZES REQUESTED BY END USER | ORTHOPEDIC & SPINAL SUPPLIES
23200 | 4232220311400 | ANCHOR SUTURE KNOTTED WITH NEEDLE PEEK HIP REPAIR ASSORTED TYPES AND SIZES REQUESTED BY END USER | ORTHOPEDIC & SPINAL SUPPLIES
23201 | 4232220311500 | ANCHOR SUTURE KNOTTED WITH NEEDLE TITANIUM SHOULDER REPAIR ASSORTED TYPES AND SIZES REQUESTED BY END USER | ORTHOPEDIC & SPINAL SUPPLIES
23202 | 4232220311600 | ANCHOR SUTURE KNOTTED WITH NEEDLE TITANIUM WRIST REPAIR ASSORTED TYPES AND SIZES REQUESTED BY END USER | ORTHOPEDIC & SPINAL SUPPLIES
23203 | 4232220311700 | ANCHOR, ALL SUTURE FOOT AND ANKLE REPAIR ASSORTED TYPES AND SIZES AS REQUESTED BY END USER | ORTHOPEDIC & SPINAL SUPPLIES
23204 | 4232220311800 | ANCHOR ALL SUTURE KNOTLESS ASSORTED SIZES | ORTHOPEDIC & SPINAL SUPPLIES
23205 | 4232220311900 | ANCHOR SUTURE KNOTLESS ABSORBABLE FOOT AND ANKLE REPAIR ASSORTED TYPES AND SIZES REQUESTED BY END USER | ORTHOPEDIC & SPINAL SUPPLIES
23206 | 4232220312000 | ANCHOR SUTURE KNOTLESS NON ABSORBABLE PEEK FOOT AND ANKLE REPAIR ASSORTED TYPES AND SIZES REQUESTED BY END USER | ORTHOPEDIC & SPINAL SUPPLIES
23207 | 4232220312100 | ANCHOR SUTURE KNOTLESS NON ABSORBABLE PEEK WRIST REPAIR ASSORTED TYPES AND SIZES REQUESTED BY END USER | ORTHOPEDIC & SPINAL SUPPLIES
23208 | 4232220312200 | ANCHOR SUTURE KNOTTED PEEK SHOULDER REPAIR ASSORTED TYPES AND SIZES REQUESTED BY END USER | ORTHOPEDIC & SPINAL SUPPLIES
23209 | 4232220312300 | ANCHOR SUTURE KNOTTED WITH NEEDLE ABSORBABLE FOOT AND ANKLE REPAIR ASSORTED TYPES AND SIZES REQUESTED BY END USER | ORTHOPEDIC & SPINAL SUPPLIES
23210 | 4232220312400 | ANCHOR SUTURE KNOTTED WITH NEEDLE ABSORBABLE SHOULDER REPAIR ASSORTED TYPES AND SIZES REQUESTED BY END USER | ORTHOPEDIC & SPINAL SUPPLIES
23211 | 4232220312500 | ANCHOR SUTURE KNOTTED WITH NEEDLE ABSORBABLE WRIST REPAIR ASSORTED TYPES AND SIZES REQUESTED BY END USER | ORTHOPEDIC & SPINAL SUPPLIES
23212 | 4232220312600 | ANCHOR SUTURE KNOTTED WITH NEEDLE PEEK FOOT AND ANKLE REPAIR ASSORTED TYPES AND SIZES REQUESTED BY END USER | ORTHOPEDIC & SPINAL SUPPLIES
23213 | 4232220312700 | ANCHOR SUTURE KNOTTED WITH NEEDLE PEEK SHOULDER REPAIR ASSORTED TYPES AND SIZES REQUESTED BY END USER | ORTHOPEDIC & SPINAL SUPPLIES
23214 | 4232220312800 | ANCHOR SUTURE KNOTTED WITH NEEDLE TITANIUM FOOT AND ANKLE REPAIR ASSORTED TYPES AND SIZES REQUESTED BY END USER | ORTHOPEDIC & SPINAL SUPPLIES
23215 | 4232220312900 | SUTURE CATCHER, MINIMALLY INVASIVE, 260 - 280 MM REUSABLE | SURGICAL INSTRUMENT TENDER
23216 | 4232220400700 | LOOP, WITHOUT BUTTON FOR TIBIAL ACL GRAFT FIXATION, ASSORTED SIZES | ORTHOPEDIC & SPINAL SUPPLIES
23217 | 4232220600000 | STAPLE, GRAFT FIXATION ASSORTED TYPES AND SIZES REQUESTED BY END USER | ORTHOPEDIC & SPINAL SUPPLIES
23218 | 4232220600100 | STAPLE SPIKED, FOR GRAFT FIXATION, ASSORTED SIZES | ORTHOPEDIC & SPINAL SUPPLIES
23219 | 4232220600400 | SET, INSTRUMENTATION FOR GRAFT FIXATION SPIKED STAPLE, INCLUDING DELIVERY DEVICE | ORTHOPEDIC & SPINAL SUPPLIES
23220 | 4232220701400 | SUTURE PASSER, FOR SHOULDER ARTHROSCOPIC REPAIR WITH HOLLOW NEEDLE, DISPOSABLE, ASSORTED ANGLES | ORTHOPEDIC & SPINAL SUPPLIES
23221 | 4232220701500 | KIT, DISPOSABLE FOR ARM POSITIONING LATERAL SHOULDER ARTHROSCOPY OR EQUIVALENT | ORTHOPEDIC & SPINAL SUPPLIES
23222 | 4232220701600 | MENISCAL REPAIR, DEVICE FIXATION ALL INSIDE OR EQUIVALENT | ORTHOPEDIC & SPINAL SUPPLIES
23223 | 4232220701900 | KIT DISPOSABLE POSITIONING MOBILE SYSTEM HIP ARTHROSCOPY OR EQUIVALENT | ORTHOPEDIC & SPINAL SUPPLIES
23224 | 4232220702000 | KIT, DISPOSABLE FOR ARM POSITIONING SYSTEM SHOULDER BEACH CHAIR ARTHROSCOPY OR EQUIVALENT | ORTHOPEDIC & SPINAL SUPPLIES
23225 | 4232220702200 | MENISCAL REPAIR ALL INSIDE KNOT PUSHER SUTURE CUTTER OR EQUIVALENT | ORTHOPEDIC & SPINAL SUPPLIES
23226 | 4232220702600 | KIT, NANO ARTHROSCOPY HANDS INSTRUMENT, OR EQUIVALENT DISPOSABLE, ASSORTED SIZES | ORTHOPEDIC & SPINAL SUPPLIES
23227 | 4232220703200 | PASSER SUTURE MENISCAL ROOT ASSORTED TYPES AND SIZES | ORTHOPEDIC & SPINAL SUPPLIES
23228 | 4232220703600 | WIRE GUIDE WITH EYELET FOR TUNNEL PREPARATION OR EQUIVALENT | ORTHOPEDIC & SPINAL SUPPLIES
23229 | 4232220704000 | KIT, GRAFT FEMORAL TRANSFIXATION, OR EQUIVALENTS | ORTHOPEDIC & SPINAL SUPPLIES
23230 | 4232220704300 | KIT TRIANGULAR FIBROCARTILAGE COMPLEX TFCC OR EQUIVALENT | ORTHOPEDIC & SPINAL SUPPLIES
23231 | 4232220704500 | KIT, MENISCAL REPAIR NEEDLE FOR INSIDE OUT SYSTEM | ORTHOPEDIC & SPINAL SUPPLIES
23232 | 4232220704700 | PROBE COBLATION ARTHROSCOPY, ASSORTED SIZES AND TYPES | ORTHOPEDIC & SPINAL SUPPLIES
23233 | 4232220705100 | KIT CAMERA NANO ARTHROSCOPY DISPOSABLE OR EQUIVALENT | ORTHOPEDIC & SPINAL SUPPLIES
23234 | 4232220706100 | KIT, LIGAMENT AUGMENTATION INTERNAL BRACE, ASSORTED SIZES AND TYPES | ORTHOPEDIC & SPINAL SUPPLIES
23235 | 4232220706200 | MENISCAL REPAIR OUTSIDE IN HALLOW NEEDLE ASSORTED SIZES AND TYPES | ORTHOPEDIC & SPINAL SUPPLIES
23236 | 4232220706500 | KIT MENISCAL ROOT FIXATION OR EQUIVALENT | ORTHOPEDIC & SPINAL SUPPLIES
23237 | 4232220706600 | CANNULA FLEXIBLE SHOULDER ARTHROSCOPY ASSORTED TYPES AND SIZES REQUESTED BY END USER | ORTHOPEDIC & SPINAL SUPPLIES
23238 | 4232230000000 | INSTRUMENTATION COMPLETE SET AND IMPLANT FOR VERTICAL EXPANDABLE TITANIUM RIB CORRECTION SYSTEM, SPINAL | ORTHOPEDIC & SPINAL SUPPLIES
23239 | 4232230000100 | VERTICAL EXPANDABLE TITANIUM RIB CORRECTION SYSTEM ASSORTED SIZES AND SHAPES ON DEMAND (RIB TO ILIUM), SPINAL | ORTHOPEDIC & SPINAL SUPPLIES
23240 | 4232230000200 | VERTICAL EXPANDABLE TITANIUM RIB CORRECTION SYSTEM ASSORTED SIZES AND SHAPES ON DEMAND (RIB TO RIB), SPINAL | ORTHOPEDIC & SPINAL SUPPLIES
23241 | 4232240000000 | CONNECTING PART, SILVER COATED, OR EQUIVALENT (ADAPTER) ASSORTED SIZES ONCOLOGY | ORTHOPEDIC & SPINAL SUPPLIES
23242 | 4232240000100 | SCREW, SCHANZ FOR ADULT LIMB RECONSTRUCTION LENGTHENING SYSTEM | ORTHOPEDIC & SPINAL SUPPLIES
23243 | 4232240000200 | SCREW, SCHANZ FOR PEDIATRIC LIMB RECONSTRUCTION LENGTHENING SYSTEM | ORTHOPEDIC & SPINAL SUPPLIES
23244 | 4232240000300 | CONNECTING PART, UNIVERSAL MEGAPROSTHESIS TITANIUM SILVER COATED (ONCOLOGY) OR EQUIVALENTS, ASSORTED SIZES | ORTHOPEDIC & SPINAL SUPPLIES
23245 | 4232240300000 | RAILS CLAMP, FOR PEDIATRIC LIMB RECONSTRUCTION LENGTHENING SYSTEM, ASSORTED SIZES AND TYPES | ORTHOPEDIC & SPINAL SUPPLIES
23246 | 4232240300100 | RAILS CLAMP, FOR ADULT LIMB RECONSTRUCTION LENGTHENING SYSTEM, ASSORTED SIZES AND TYPES | ORTHOPEDIC & SPINAL SUPPLIES
23247 | 4232250000000 | SOCKET, THREADED FOR HEXAPOD FIXATOR, ASSORTED LENGTHS, AS REQUESTED BY END USER | ORTHOPEDIC & SPINAL SUPPLIES
23248 | 4232250000100 | CAP, FOR HEXAPOD FIXATOR PINS, ASSORTED SIZES | ORTHOPEDIC & SPINAL SUPPLIES
23249 | 4232250100700 | ROD, CARBON FIBER FOR MINI EXTERNAL FIXATOR ASSORTED TYPES AND LENGTHS | ORTHOPEDIC & SPINAL SUPPLIES
23250 | 4232250100900 | BUSHING, FOR ILIZAROV SYSTEM, ASSORTED SIZES AND SHAPES, ORTHOPEDIC | ORTHOPEDIC & SPINAL SUPPLIES
23251 | 4232250101000 | TELESCOPIC RODS/LINEAR STRUT GRADUATED, FOR RING FIXATOR, ASSORTED SIZE S AS REQUIRED BY END USER, ORTHOPEDIC | ORTHOPEDIC & SPINAL SUPPLIES
23252 | 4232250106200 | ROD, CARBON FIBER FOR LARGE EXTERNAL FIXATOR ASSORTED LENGTHS | ORTHOPEDIC & SPINAL SUPPLIES
23253 | 4232250106300 | ROD, CARBON FIBER FOR MEDIUM EXTERNAL FIXATOR ASSORTED LENGTHS | ORTHOPEDIC & SPINAL SUPPLIES
23254 | 4232250106400 | CLAMP, ROD TO PIN FOR LARGE EXTERNAL FIXATOR | ORTHOPEDIC & SPINAL SUPPLIES
23255 | 4232250110500 | POST FOR RING FIXATOR SYSTEM, ASSORTED SIZES AND SHAPES AS REQUESTED BY END USER, ORTHOPEDIC | ORTHOPEDIC & SPINAL SUPPLIES
23256 | 4232250110600 | ROD FOR RING FIXATOR SYSTEM ASSORTED SIZES AS REQUESTED BY END USER, ORTHOPEDIC. | ORTHOPEDIC & SPINAL SUPPLIES
23257 | 4232250201300 | ILIZAROV SYSTEM RINGS, STAINLESS STEEL, ASSORTED SHAPES AND SIZES AS REQUESTED BY END USER, ORTHOPEDIC | ORTHOPEDIC & SPINAL SUPPLIES
23258 | 4232250201600 | SET, COMPLETE INSTRUMENTATION FOR HEXAPOD FIXATOR WITH COMPLETE IMPLANT SET, INCLUDING GRAPHIC CASE AND BOX FOR STERILIZATION, ORTHOPEDIC | ORTHOPEDIC & SPINAL SUPPLIES
23259 | 4232250201900 | STRUT CHANGE KIT, FOR HEXAPOD FIXATOR, WITH NECESSARY CASES | ORTHOPEDIC & SPINAL SUPPLIES
23260 | 4232250202000 | RING FIXATOR FEMORAL HEAVY (COMPOSITE) WIDE ARCH RADIOLUCENT ASSORTED SIZE AS REQUESTED BU END USER, ORTHOPEDIC | ORTHOPEDIC & SPINAL SUPPLIES
23261 | 4232250202200 | RING FIXATOR RADIOLUCENT HALF RING ASSORTED SIZE AS REQUESTED BY END USER, ORTHOPEDIC | ORTHOPEDIC & SPINAL SUPPLIES
23262 | 4232250202300 | RING FIXATOR SYSTEM CONNECTION PLATE ASSORTED SIZE S AS REQUESTED BY END USER, ORTHOPEDIC | ORTHOPEDIC & SPINAL SUPPLIES
23263 | 4232250202600 | NUTS RING FIXATOR SYSTEM, ORTHOPEDIC | ORTHOPEDIC & SPINAL SUPPLIES
23264 | 4232250203100 | POLYAXIAL TELESCOPIC STRUTS (QUICK FAST RAPID ADJUST) FOR HEXAPOD FIXATOR, ASSORTED SIZES, AS REQUESTED BY END USER | ORTHOPEDIC & SPINAL SUPPLIES
23265 | 4232250300300 | CLAMP, ROD TO ROD FOR SMALL EXTERNAL FIXATOR, ASSORTED SIZES AND TYPES | ORTHOPEDIC & SPINAL SUPPLIES
23266 | 4232250300800 | CLAMP, ROD TO ROD FOR LARGE EXTERNAL FIXATOR, ASSORTED SIZES AND TYPES | ORTHOPEDIC & SPINAL SUPPLIES
23267 | 4232250300900 | CLAMP, ROD TO PIN FOR SMALL EXTERNAL FIXATOR | ORTHOPEDIC & SPINAL SUPPLIES
23268 | 4232250301200 | CLAMP, ROD TO PIN FOR MINI EXTERNAL FIXATOR ASSORTED SIZES | ORTHOPEDIC & SPINAL SUPPLIES
23269 | 4232250301800 | CLAMP, ROD TO PIN FOR MEDIUM EXTERNAL FIXATOR | ORTHOPEDIC & SPINAL SUPPLIES
23270 | 4232250301900 | CLAMP, ROD TO ROD FOR MINI EXTERNAL FIXATOR ASSORTED SIZES AND TYPES | ORTHOPEDIC & SPINAL SUPPLIES
23271 | 4232250302000 | CLAMP, ROD TO ROD FOR MEDIUM EXTERNAL FIXATOR, ASSORTED SIZES AND TYPES | ORTHOPEDIC & SPINAL SUPPLIES
23272 | 4232250302100 | CLAMP, COLLINEAR (OR EQUIVALENT) FOR REDUCTION, ASSORTED SIZES | ORTHOPEDIC & SPINAL SUPPLIES
23273 | 4232250302200 | CORRECTION CLAMP, FOR ADULT LIMB RECONSTRUCTION LENGTHENING SYSTEM, ASSORTED SIZES AND TYPES | ORTHOPEDIC & SPINAL SUPPLIES
23274 | 4232250500000 | ILIZAROV HALF PINS ASSORTED SIZE S AND LENGTHS AS REQUESTED BY END USER, ORTHOPEDIC | ORTHOPEDIC & SPINAL SUPPLIES
23275 | 4232250500100 | SET SCREW FOR RANCHO CUBE, FOR ILIZAROV SYSTEM, ORTHOPEDIC | ORTHOPEDIC & SPINAL SUPPLIES
23276 | 4232250512900 | ELECTROHYDRAULIC LITHOTRIPSY (EHL) PROBE, FOR CHOLANGIOSCOPE, ASSORTED SIZES | ENDOSCOPY CONSUMABLES SUPPLIES
23277 | 4232250513200 | BASKET, BILIARY EXTRACTION LITHOTRIPTER, COMPATIBLE WITH MECHANICAL LITHOTRIPTER HANDLE, DISPOSABLE | ENDOSCOPY CONSUMABLES SUPPLIES
23278 | 4232250515200 | SCREW, SCHANZ FOR LARGE EXTERNAL FIXATOR ASSORTED THREADS AND LENGTHS | ORTHOPEDIC & SPINAL SUPPLIES
23279 | 4232250515300 | SCREW, SCHANZ FOR MEDIUM EXTERNAL FIXATOR ASSORTED THREADS AND LENGTHS | ORTHOPEDIC & SPINAL SUPPLIES
23280 | 4232250515400 | SCREW, 5.0 - 6.0 MM TITANIUM SCHANZ FOR EXTERNAL FIXATION, ASSORTED LENGTHS, SELF-DRILLING | ORTHOPEDIC & SPINAL SUPPLIES
23281 | 4232250515500 | K-WIRES, FOR MINI EXTERNAL FIXATOR ASSORTED DIAMETERS | ORTHOPEDIC & SPINAL SUPPLIES
23282 | 4232250515600 | SCHANZ, PIN FOR LENGTHING AND DEFORMITY CORRECTION, ASSORTES SIZES | ORTHOPEDIC & SPINAL SUPPLIES
23283 | 4232250600000 | ILIZAROV SYSTEM HALF PIN FIXATION BOLT WITH RELATED COONECTIONS, ASSORTED SIZES AS REQUESTED BY END USER, ORTHOPEDIC | ORTHOPEDIC & SPINAL SUPPLIES
23284 | 4232250600200 | ILIZAROV SYSTEM WIRE FIXATION BOLT, ASSORTED SHAPES AND SIZE S AS REQUESTED BY END USER, ORTHOPEDIC | ORTHOPEDIC & SPINAL SUPPLIES
23285 | 4232250600500 | WASHERS FOR RING FIXATOR SYSTEM ASSORTED SIZE S AS REQUESTED BY END USER, ORTHOPEDIC | ORTHOPEDIC & SPINAL SUPPLIES
23286 | 4232250800100 | HINGED JOINT FIXATOR, FOR ELBOW EXTERNAL FIXATOR, ASSORTED SIZES | ORTHOPEDIC & SPINAL SUPPLIES
23287 | 4232251200000 | CLIP, FOR WIRE DRESSING FOR POLYAXIAL EXTERNAL FIXATOR, STERILE | ORTHOPEDIC & SPINAL SUPPLIES
23288 | 4232251200100 | CLIP, FOR PIN DRESSINGS FOR POLYAXIAL RING EXTERNAL FIXATION, STERILE | ORTHOPEDIC & SPINAL SUPPLIES
23289 | 4232251200200 | IDENTIFIER CLIPS FOR HEXAPOD FIXATOR, ASSORTED NUMBERS OR COLORS | ORTHOPEDIC & SPINAL SUPPLIES
23290 | 4232251300200 | PLATE, ANATOMIC TITANIUM LAPIDUS FUSION PLATE LEFT OR RIGHT AS REQUESTED BY END USER, ASSORTED SIZES | ORTHOPEDIC & SPINAL SUPPLIES
23291 | 4232251300300 | PLATE, ANATOMIC TITANIUM MIDFOOT FUSION PLATE LEFT OR RIGHT AS REQUESTED BY END USER, ASSORTED SIZES | ORTHOPEDIC & SPINAL SUPPLIES
23292 | 4232251300400 | PLATE, ANATOMIC TITANIUM FOREFOOT FUSION PLATE LEFT OR RIGHT AS REQUESTED BY END USER, ASSORTED SIZES | ORTHOPEDIC & SPINAL SUPPLIES
23293 | 4232251300500 | PLATE, ANATOMICAL TITANIUM CALCANEAL OSTEOTOMY, ASSORTED SIZES | ORTHOPEDIC & SPINAL SUPPLIES
23294 | 4232251300600 | PLATE, ANATOMIC TITANIUM ANKLE FUSION PLATE LEFT OR RIGHT AS REQUESTED BY END USER, ASSORTED SIZES | ORTHOPEDIC & SPINAL SUPPLIES
23295 | 4232251300700 | PLATE, ANATOMICAL TITANIUM COTTON OSTEOTOMY, ASSORTED SIZES | ORTHOPEDIC & SPINAL SUPPLIES
23296 | 4232251300800 | PLATE, ANATOMICAL TITANIUM EVANES OSTEOTOMY, ASSORTED SIZES | ORTHOPEDIC & SPINAL SUPPLIES
23297 | 4232251300900 | PLATE, ANATOMIC TITANIUM 1ST METATARSAL PHALANGEAL FUSION PLATE LEFT OR RIGHT AS REQUESTED BY END USER, ASSORTED SIZES | ORTHOPEDIC & SPINAL SUPPLIES
23298 | 4232251301000 | PLATE, ANATOMIC TITANIUM 1ST REVISION METATARSAL PHALANGEAL FUSION PLATE LEFT OR RIGHT AS REQUESTED BY END USER, ASSORTED SIZES | ORTHOPEDIC & SPINAL SUPPLIES
23299 | 4232251301100 | SCREW, LOCKED HEAD FOR FUSION FOOT PLATE, TITANIUM, ASSORTED TYPES AND SIZES AS REQUESTED BY END USER | ORTHOPEDIC & SPINAL SUPPLIES
23300 | 4232251301200 | SET, COMPLETE INSTRUMENTATION FOR MIDFOOT, FOREFOOT, AND LAPIDUS FUSION PLATE, WITH NECESSARY CASES AND IMPLANT TRAY | ORTHOPEDIC & SPINAL SUPPLIES
23301 | 4232270000000 | SET, COMPLETE INSTRUMENTATION FOR OSTEOTOMY FOOT PLATE | ORTHOPEDIC & SPINAL SUPPLIES
23302 | 4232270000100 | SCREW, LOCKED HEAD STAINLESS STEEL FOR FOREFOOT AND MIDFOOT PLATING, ASSORTED SIZES | ORTHOPEDIC & SPINAL SUPPLIES
23303 | 4232270000200 | SCREW, CORTICAL TITANIUM FOR FOREFOOT AND MIDFOOT PLATING, ASSORTED SIZES | ORTHOPEDIC & SPINAL SUPPLIES
23304 | 4232270000300 | SCREW, CORTICAL FOR 3.5MM LOCKING COMPRESSION CALCANEAL PLATING, ASSORTED SIZES | ORTHOPEDIC & SPINAL SUPPLIES
23305 | 4232270000400 | SCREW, CORTICAL STAINLESS STEEL FOR FOREFOOT AND MIDFOOT PLATING, ASSORTED SIZES | ORTHOPEDIC & SPINAL SUPPLIES
23306 | 4232270000500 | SCREW, CORTICAL FOR CALCANEAL VARIABLE ANGLE PLATING, ASSORTED SIZES | ORTHOPEDIC & SPINAL SUPPLIES
23307 | 4232270000600 | SCREW, LOCKED HEAD TITANIUM FOR FOREFOOT AND MIDFOOT PLATING, ASSORTED SIZES | ORTHOPEDIC & SPINAL SUPPLIES
23308 | 4232270000700 | SET, COMPLETE INSTRUMENTATION FOR STAINLESS STEEL FOREFOOT AND MIDFOOT PLATING, WITH NECESSARY CASE AND IMPLANT TRAY | ORTHOPEDIC & SPINAL SUPPLIES
23309 | 4232270000800 | SET, COMPLETE INSTRUMENTATION FOR FOOT AND ANKLE CONICAL SCREW, WITH NECESSARY CASES | ORTHOPEDIC & SPINAL SUPPLIES
23310 | 4232270000900 | SET, COMPLETE INSTRUMENTATION FOR FUSION FOOT PLATE, WITH NECESSARY CASES AND IMPLANT TRAY | ORTHOPEDIC & SPINAL SUPPLIES
23311 | 4232270001000 | SCREW, CORTICAL FOR FOREFOOT AND MIDFOOT VARIABLE ANGLE PLATING, ASSORTED SIZES | ORTHOPEDIC & SPINAL SUPPLIES
23312 | 4232270001100 | SCREW, LOCKING HEAD FOR 3.5MM CALCANEAL LOCKING COMPRESSION PLATING, ASSORTED SIZES | ORTHOPEDIC & SPINAL SUPPLIES
23313 | 4232270600300 | BONE ALLOGRAFT ILIAC CREST WEDGE FREEZE DRIED,ASSORTED SIZES FROM 20 MM TO 24 MM | ORTHOPEDIC & SPINAL SUPPLIES
23314 | 4232270600400 | BONE ALLOGRAFT ILIAC CREST WEDGE FREEZE DRIED,ASSORTED SIZES FROM 25 MM TO 30 MM | ORTHOPEDIC & SPINAL SUPPLIES
23315 | 4232270600500 | BONE ALLOGRAFT ILIAC CREST WEDGE FREEZE DRIED,ASSORTED SIZES FROM 5 MM TO 9 MM | ORTHOPEDIC & SPINAL SUPPLIES
23316 | 4232280000000 | SET, COMPLETE INSTRUMENTATION FOR REVISION CEMENTLESS TOTAL ANKLE ARTHROPLASTY (FIXED BEARING), WITH NECESSARY CASES AND IMPLANT TRAY | ORTHOPEDIC & SPINAL SUPPLIES
23317 | 4232280202000 | TALAR COMPONENT, FIXED BEARING FOR PRIMARY CEMENTLESS TOTAL ANKLE ARTHROPLASTY, ASSORTED SIZES | ORTHOPEDIC & SPINAL SUPPLIES
23318 | 4232280202100 | TALAR COMPONENT, FOR COMPLEX PRIMARY CEMENTED TOTAL ANKLE ARTHROPLASTY, ASSORTED SIZES | ORTHOPEDIC & SPINAL SUPPLIES
23319 | 4232280202200 | TALAR COMPONENT, FOR FIXED BEARING PRIMARY CEMENTED TOTAL ANKLE ARTHROPLASTY, ASSORTED SIZES | ORTHOPEDIC & SPINAL SUPPLIES
23320 | 4232280202500 | TALAR COMPONENT, WITH MODULAR STEM FOR REVISION CEMENTLESS TOTAL ANKLE ARTHROPLASTY, ASSORTED SIZES | ORTHOPEDIC & SPINAL SUPPLIES
23321 | 4319160700000 | COVER, EAR CUSHION FOR HIGH-FREQUENCY HEADPHONES SIZE 3, DISPOSABLE, OR EQUIVALENT | EAR, NOSE & THROAT SUPPLIES (ENT)
23322 | 4319160700100 | COVER, EAR CUSHION FOR HIGH-FREQUENCY HEADPHONES SIZE 4.5, DISPOSABLE, OR EQUIVALENT | EAR, NOSE & THROAT SUPPLIES (ENT)
23323 | 4319160700200 | CUSHION, FOLDABLE REPLACEMENT HEADBAND FOR HEADPHONES, OR EQUIVALENT | EAR, NOSE & THROAT SUPPLIES (ENT)
23324 | 4320154300000 | VASCULAR COUPLING DEVICE USED FOR VEINS AND ARTERIES ANASTOMOSIS ASSORTED SIZE SINGLE USE STERILE(1 FREE OF CHARGE SET OF VASCULAR / COUPLING WITH 20 EACH COUPLER)..... | SUPPLEMENTARY GENERAL CONSUMABLES
23325 | 4320180800000 | COMPACT DISC READ-ONLY MEMORY (CD-R) MEDICAL AND AAA GRADE CD-R 52X 700 MB TO BE USED WITH CODONICS VIRTUA CD/DVD MEDICAL DISC PUBLISHER PACKING 50 PIECES/ PACK.... | SUPPLEMENTARY GEN.SUPPLIES NURS,BURN
23326 | 4320182500000 | DIGITAL VIDEO DISC (DVD-R) MEDICAL AND AAA GRADE DVD-R 16X 4.5 GB TO BE USED WITH CODONICS VIRTUA CD/DVD MEDICAL DISC PUBLISHER PACKING 50 / PIECES/ PACK. | SUPPLEMENTARY GEN.SUPPLIES NURS,BURN
23327 | 4323261400000 | BLOCK POLYURETHANE FOR CAD CAM COMPATIBLE WITH CAN FIT –PLUS VISUAL CAM FOR TRANSTIBIAL SOCKET SMALL SIZE SIZE 700X290X180 MM APPROXIMATELY. | SUPPLEMENTARY PROSTHET,ORTHOSIS SUPPLIES
23328 | 4323261400100 | BLOCK POLYURETHANE FOR CAD CAM COMPATIBLE WITH CAN FIT –PLUS VISUAL CAM FOR TRANSTIBIAL SOCKET SIZE 900X230X180 MM APPROXIMATELY... | SUPPLEMENTARY PROSTHET,ORTHOSIS SUPPLIES
23329 | 4323261400200 | BLOCK POLYURETHANE FOR CAD CAM COMPATIBLE WITH CAN FIT –PLUS VISUAL CAM FOR TRANS - FEMORAL SOCKET SMALL SIZE SIZE 445X287X152 MM AP PROXIMATELY... | SUPPLEMENTARY PROSTHET,ORTHOSIS SUPPLIES
23330 | 4323261400300 | BLOCK POLYURETHANE FOR CAD CAM COMPATIBLE WITH CAN FIT –PLUS VISUAL CAM FOR TRANS - FEMORAL SOCKET SIZE 502X338X175 MM APPROXIMATELY... | SUPPLEMENTARY PROSTHET,ORTHOSIS SUPPLIES
23331 | 4323261400400 | BLOCK POLYURETHANE FOR CAD CAM COMPATIBLE WITH CAN FIT –PLUS VISUAL CAM FOR SPINAL ORTHOSIS LONG SIZE 700X605X605 MM APPROXIMATELY... | SUPPLEMENTARY PROSTHET,ORTHOSIS SUPPLIES
23332 | 4323261400500 | BLOCK POLYURETHANE FOR CAD CAM COMPATIBLE WITH CAN FIT –PLUS VISUAL CAM FOR SPINAL ORTHOSIS SHORT SIZE 660X500X350 MM APPROXIMATELY... | SUPPLEMENTARY PROSTHET,ORTHOSIS SUPPLIES
23333 | 4323261400600 | BLOCK POLYURETHANE FOR CAD CAM COMPATIBLE WITH CAN FIT PLUS VISUAL CAM FOR ANKLE FOOT ORTHOSIS SIZE 555X360X165 MM APPROXIMATELY... | SUPPLEMENTARY PROSTHET,ORTHOSIS SUPPLIES
23334 | 4323261400700 | BLOCK POLYURETHANE FOR CAD CAM COMPATIBLE WITH CAN FIT PLUS VISUAL CAM FOR KNEE ANKLE FOOT ORTHOSIS SIZE 970X380X255 MM APPROXIMATELY... | SUPPLEMENTARY PROSTHET,ORTHOSIS SUPPLIES
23335 | 4410171600100 | SET, REVOLVING PUNCH, STAMPED, 6 HOLES, 2 MM APPROXIMATELY | PROSTHETICS & ORTHOSIS SUPPLIES
23336 | 4410171600200 | SPLINTING ACCESSORIES, REVOLVING HOLE PUNCH, MADE FROM FORGED STEEL | REHABILITATION,PHYSIOTHERAPY SUPPLIES
23337 | 4410240800600 | LABEL STRONG ADHESIVE KEEPS LABEL WITH STAND STEAM STERILIZATION THE LABEL PROVIDES 3 LINES OF INFORMATION WITH UP TO 10 CHARACTERS PER LINE 1000 - 1200 LABELS PER ROLL PROVIDE GUN APPLICATOR FOR EACH 450000 LABEL.. | STERILIZATION SUPPLIES (CSSD) CONSUMABLE
23338 | 4410240800700 | LABEL STICKER FOR T- DOC ZEBRA PRINTER SIZE 10.2 CM X 5.6 CM. | STERILIZATION SUPPLIES (CSSD) CONSUMABLE
23339 | 4410240800800 | LABEL FOR TRAY TAG TO IDENTIFY INSTRUMENT SETS WASHABLE UP TO 95 DEGREE.. | STERILIZATION SUPPLIES (CSSD) CONSUMABLE
23340 | 4410240801200 | LABEL STRONG ADHESIVE KEEPS LABEL WITH STAND STEAM STERILIZATION THE LABEL PROVIDES 2 LINES OF INFORMATION WITH UP TO 10 CHARACTERS PER LINE 800 - 1000 LABELS PER ROLL PROVIDE GUN APPLICATOR FOR EACH 450000 LABEL... | STERILIZATION SUPPLIES (CSSD) CONSUMABLE
23341 | 4410310500000 | INK BLACK CARTRIDGE TO BE USED WITH CODONICS VIRTUA CD/DVD MEDICAL DISC PUBLISHER PACKING 4 PIECES/ PACK... | SUPPLEMENTARY GEN.SUPPLIES NURS,BURN
23342 | 4410310500100 | INK COLOR CARTRIDGE TO BE USED WITH CODONICS VIRTUA CD/DVD MEDICAL DISC PUBLISHER PACKING 4 PIECES/ PACK.. | SUPPLEMENTARY GEN.SUPPLIES NURS,BURN
23343 | 4410311200400 | LABEL RIBBON PRINTER THERMAL ZEBRA 100 MM X 50 MM.... | SUPPLEMENTARY GEN.SUPPLIES NURS,BURN
23344 | 4410311200500 | RIBBON THERMAL TRANSFER FOR PRINTER (COMPATIBLE WITH HOSPITAL STANDARD). | ENDOSCOPY CONSUMABLES SUPPLIES
23345 | 4410311200800 | RIBBON ZEBRA WAX, SIZE 110 MM X 74 M, PROVIDE 1 PRINTER FOR EACH 200 ROLL. | STERILIZATION SUPPLIES (CSSD) CONSUMABLE
23346 | 4410311900000 | THERMO PAPERS, LIGHT BLUE, LENGTH 1000 X 1550 MM, APPROXIMATELY | PROSTHETICS & ORTHOSIS SUPPLIES
23347 | 4410311900100 | THERMO PAPERS, PINK, LENGTH 1000 X 1550 MM, APPROXIMATELY | PROSTHETICS & ORTHOSIS SUPPLIES
23348 | 4412161500000 | STAPLER LINE REINFORCEMENT SYNTHETIC BIOABSORBABLE FOR LAPAROSCOPIC STAPLERS 45 MM CONSTRUCTED FROM POLYGLYCOLIC ACID TRIMETHYLENE CARBONATE COMPATIBLE FOR ECHELON 60 REDUCE LEAK AND PREVENT BLEEDING ON STAPLE LINE.. | SUPPLEMENTARY GEN.CONS SURG SUT,LAP,ROB
23349 | 4412161500100 | STAPLER CIRCULAR SIZE 25-26 MM EXTRA LONG LENGTH CURVED END TO END ANASTOMOSIS STAPLER APPLIES TWO ROWS OF CIRCULAR STAGGERED STAPLER WITH A KNIFE IN BETWEEN AIRTIGHT FOR BOTH OPEN AND LAPAROSCOPIC PROCEDURE SHAFT MARKED AND ALONE PIN TROCAR SLIM ANVIL DISPOSABLE STERILE.. | SUPPLEMENTARY GEN.CONS SURG SUT,LAP,ROB
23350 | 4412161501000 | STAPLER CIRCULAR SIZE 28-29 MM CURVED END TO END ANASTOMOSIS STAPLER WITH TRI-STAPLE 3-3.5-4 MM MEDIUM/THICK AIRTIGHT FOR BOTH OPEN AND LAPAROSCOPIC PROCEDURE SHAFT MARKED AND ALONE PIN TROCAR SLIM ANVIL DISPOSABLE STERILE.. | SUPPLEMENTARY GEN.CONS SURG SUT,LAP,ROB
23351 | 4412161501100 | STAPLER CIRCULAR SIZE 28-29 MM CURVED END TO END ANASTOMOSIS STAPLER WITH TRI-STAPLE 4-4.5-5 MM EXTRA THICK AIRTIGHT FOR BOTH OPEN AND LAPAROSCOPIC PROCEDURE SHAFT MARKED AND ALONE PIN TROCAR SLIM ANVIL DISPOSABLE STERILE.. | SUPPLEMENTARY GEN.CONS SURG SUT,LAP,ROB
23352 | 4412161501200 | STAPLER CIRCULAR SIZE 28-29 MM EXTRA LONG CURVED END TO END ANASTOMOSIS STAPLER WITH TRI-STAPLE 3-3.5-4 MM MEDIUM/THICK AIRTIGHT FOR BOTH OPEN AND LAPAROSCOPIC PROCEDURE SHAFT MARKED AND ALONE PIN TROCAR SLIM ANVIL DISPOSABLE STERILE.. | SUPPLEMENTARY GEN.CONS SURG SUT,LAP,ROB
23353 | 4412161501300 | STAPLER CIRCULAR SIZE 28-29 MM EXTRA LONG CURVED END TO END ANASTOMOSIS STAPLER WITH TRI-STAPLE 4-4.5-5 MM EXTRA THICK AIRTIGHT FOR BOTH OPEN AND LAPAROSCOPIC PROCEDURE SHAFT MARKED AND ALONE PIN TROCAR SLIM ANVIL DISPOSABLE STERILE.. | SUPPLEMENTARY GEN.CONS SURG SUT,LAP,ROB
23354 | 4412161501400 | STAPLER CIRCULAR SIZE 31-32 MM CURVED END TO END ANASTOMOSIS STAPLER WITH TRI-STAPLE 3-3.5-4 MM MEDIUM/THICK AIRTIGHT FOR BOTH OPEN AND LAPAROSCOPIC PROCEDURE SHAFT MARKED AND ALONE PIN TROCAR SLIM ANVIL DISPOSABLE STERILE.. | SUPPLEMENTARY GEN.CONS SURG SUT,LAP,ROB
23355 | 4412161501500 | STAPLER CIRCULAR SIZE 31-32 MM CURVED END TO END ANASTOMOSIS STAPLER WITH TRI-STAPLE 4-4.5-5 MM EXTRA THICK AIRTIGHT FOR BOTH OPEN AND LAPAROSCOPIC PROCEDURE SHAFT MARKED AND ALONE PIN TROCAR SLIM ANVIL DISPOSABLE STERILE.. | SUPPLEMENTARY GEN.CONS SURG SUT,LAP,ROB
23356 | 4412161501600 | STAPLER CIRCULAR SIZE 31-32 MM EXTRA LONG CURVED END TO END ANASTOMOSIS STAPLER WITH TRI-STAPLE 3-3.5-4 MM MEDIUM/THICK AIRTIGHT FOR BOTH OPEN AND LAPAROSCOPIC PROCEDURE SHAFT MARKED AND ALONE PIN TROCAR SLIM ANVIL DISPOSABLE STERILE.. | SUPPLEMENTARY GEN.CONS SURG SUT,LAP,ROB
23357 | 4412161501700 | STAPLER CIRCULAR SIZE 31-32 MM EXTRA LONG CURVED END TO END ANASTOMOSIS STAPLER WITH TRI-STAPLE 4-4.5-5 MM EXTRA THICK AIRTIGHT FOR BOTH OPEN AND LAPAROSCOPIC PROCEDURE SHAFT MARKED AND ALONE PIN TROCAR SLIM ANVIL DISPOSABLE STERILE.. | SUPPLEMENTARY GEN.CONS SURG SUT,LAP,ROB
23358 | 4412161501800 | STAPLER CIRCULAR SIZE 33-34 MM CURVED END TO END ANASTOMOSIS STAPLER WITH TRI-STAPLE 3-3.5-4 MM MEDIUM/THICK AIRTIGHT FOR BOTH OPEN AND LAPAROSCOPIC PROCEDURE SHAFT MARKED AND ALONE PIN TROCAR SLIM ANVIL DISPOSABLE STERILE.. | SUPPLEMENTARY GEN.CONS SURG SUT,LAP,ROB
23359 | 4412161501900 | STAPLER CIRCULAR SIZE 33-34 MM CURVED END TO END ANASTOMOSIS STAPLER WITH TRI-STAPLE 4-4.5-5 MM EXTRA THICK AIRTIGHT FOR BOTH OPEN AND LAPAROSCOPIC PROCEDURE SHAFT MARKED AND ALONE PIN TROCAR SLIM ANVIL DISPOSABLE STERILE.. | SUPPLEMENTARY GEN.CONS SURG SUT,LAP,ROB
23360 | 4412161502000 | STAPLER CIRCULAR SIZE 33-34 MM EXTRA LONG CURVED END TO END ANASTOMOSIS STAPLER WITH TRI-STAPLE 3-3.5-4 MM MEDIUM/THICK AIRTIGHT FOR BOTH OPEN AND LAPAROSCOPIC PROCEDURE SHAFT MARKED AND ALONE PIN TROCAR SLIM ANVIL DISPOSABLE STERILE.. | SUPPLEMENTARY GEN.CONS SURG SUT,LAP,ROB
23361 | 4412161502100 | STAPLER CIRCULAR SIZE 33-34 MM EXTRA LONG CURVED END TO END ANASTOMOSIS STAPLER WITH TRI-STAPLE 4-4.5-5 MM EXTRA THICK AIRTIGHT FOR BOTH OPEN AND LAPAROSCOPIC PROCEDURE SHAFT MARKED AND ALONE PIN TROCAR SLIM ANVIL DISPOSABLE STERILE.. | SUPPLEMENTARY GEN.CONS SURG SUT,LAP,ROB
23362 | 4412161502200 | STAPLER OPEN SURGERY LINEAR SIZE 30 MM 4.5-4.8 MM RELOADABLE WHICH APPLIES TWO ROLLS OF TITANIUM STAGGERED STAPLES TWO STEP CLOSURE WITH SAFETY INTERLOCK SYSTEM AUTOMATIC AND MANUAL PIN PLACEMENT SLIM ANVIL SLIPPERY RESISTANT AND ONE HANDED INSTRUMENT WITH UPGRADED STAPLE AND ANVIL DISPOSABLE STERILE.. | SUPPLEMENTARY GEN.CONS SURG SUT,LAP,ROB
23363 | 4412161502300 | STAPLER OPEN SURGERY LINEAR SIZE 45 MM 4.5-4.8 MM RELOADABLE WHICH APPLIES TWO ROLLS OF TITANIUM STAGGERED STAPLES TWO STEP CLOSURE WITH SAFETY INTERLOCK SYSTEM AUTOMATIC AND MANUAL PIN PLACEMENT SLIM ANVIL SLIPPERY RESISTANT AND ONE HANDED INSTRUMENT WITH UPGRADED STAPLE AND ANVIL DISPOSABLE STERILE.. | SUPPLEMENTARY GEN.CONS SURG SUT,LAP,ROB
23364 | 4412161502400 | STAPLER OPEN SURGERY LINEAR SIZE 90 MM 3.5-3.6 MM RELOADABLE WHICH APPLIES TWO ROLLS OF TITANIUM STAGGERED STAPLES TWO STEP CLOSURE WITH SAFETY INTERLOCK SYSTEM AUTOMATIC AND MANUAL PIN PLACEMENT SLIM ANVIL SLIPPERY RESISTANT AND ONE HANDED INSTRUMENT WITH UPGRADED STAPLE AND ANVIL DISPOSABLE STERILE.. | SUPPLEMENTARY GEN.CONS SURG SUT,LAP,ROB
23365 | 4412161502500 | STAPLER OPEN SURGERY LINEAR SIZE 90 MM 4.5-4.8 MM RELOADABLE WHICH APPLIES TWO ROLLS OF TITANIUM STAGGERED STAPLES TWO STEP CLOSURE WITH SAFETY INTERLOCK SYSTEM AUTOMATIC AND MANUAL PIN PLACEMENT SLIM ANVIL SLIPPERY RESISTANT AND ONE HANDED INSTRUMENT WITH UPGRADED STAPLE AND ANVIL DISPOSABLE STERILE.. | SUPPLEMENTARY GEN.CONS SURG SUT,LAP,ROB
23366 | 4412161502600 | STAPLER OPEN SURGERY LINEAR STAPLER SIZE 55-60 MM 2.5-2.6 MM RELOADABLE : APPLIES TWO DOUBLE ROWS OF TITANIUM STAGGERED STAPLES WITH A KNIFE IN BETWEEN TISSUE GAP CONTROL FOR ALWAYS B SHAPED FORMATION SAFETY INTERLOCK SYSTEM DISPOSABLE STERILE.. | SUPPLEMENTARY GEN.CONS SURG SUT,LAP,ROB
23367 | 4412161502800 | STAPLER OPEN SURGERY LINEAR STAPLER SIZE 70-80 MM 4.5-4.8 MM RELOADABLE : APPLIES TWO DOUBLE ROWS OF TITANIUM STAGGERED STAPLES WITH A KNIFE IN BETWEEN TISSUE GAP CONTROL FOR ALWAYS B SHAPED FORMATION SAFETY INTERLOCK SYSTEM DISPOSABLE STERILE.. | SUPPLEMENTARY GEN.CONS SURG SUT,LAP,ROB
23368 | 4412161502900 | STAPLER OPEN LINEAR 60 MM 3-3.5-4 MM MEDIUM THICK RELOADABLE WITH TRI-STAPLE TECHNOLOGY THREE DOUBLE ROWS OF TITANIUM STAGGERED DIFFERENT HEIGHT STAPLES WITH SAFETY INTERLOCK SYSTEM AND TISSUE GAP CONTROL DISPOSABLE STERILE.. | SUPPLEMENTARY GEN.CONS SURG SUT,LAP,ROB
23369 | 4412161503000 | STAPLER OPEN LINEAR 60 MM 4-4.5-5 MM EXTRA THICK RELOADABLE WITH TRI-STAPLE TECHNOLOGY THREE DOUBLE ROWS OF TITANIUM STAGGERED DIFFERENT HEIGHT STAPLES WITH SAFETY INTERLOCK SYSTEM AND TISSUE GAP CONTROL DISPOSABLE STERILE.. | SUPPLEMENTARY GEN.CONS SURG SUT,LAP,ROB
23370 | 4412161503100 | STAPLER OPEN LINEAR 80 MM 3-3.5-4 MM MEDIUM THICK RELOADABLE WITH TRI-STAPLE TECHNOLOGY THREE DOUBLE ROWS OF TITANIUM STAGGERED DIFFERENT HEIGHT STAPLES WITH SAFETY INTERLOCK SYSTEM AND TISSUE GAP CONTROL DISPOSABLE STERILE.. | SUPPLEMENTARY GEN.CONS SURG SUT,LAP,ROB
23371 | 4412161503200 | STAPLER OPEN LINEAR 80 MM 4-4.5-5 MM EXTRA THICK RELOADABLE WITH TRI-STAPLE TECHNOLOGY THREE DOUBLE ROWS OF TITANIUM STAGGERED DIFFERENT HEIGHT STAPLES WITH SAFETY INTERLOCK SYSTEM AND TISSUE GAP CONTROL DISPOSABLE STERILE.. | SUPPLEMENTARY GEN.CONS SURG SUT,LAP,ROB
23372 | 4412161503300 | STAPLER LINEAR CUTTER 45 MM COMPACT ARTICULATING SURFACE GRIPING TECHNOLOGY TO PREVENT TISSUE SLIPPAGE FOR IMPROVED HEMOSTASIS 3 POINT GAP CONTROL FOR STRONG COMPRESSION 260-300 MM DISPOSABLE STERILE.. | SUPPLEMENTARY GEN.CONS SURG SUT,LAP,ROB
23373 | 4412161503400 | STAPLER LINEAR CUTTER 45 MM ARTICULATING SURFACE GRIPING TECHNOLOGY TO PREVENT TISSUE SLIPPAGE FOR IMPROVED HEMOSTASIS 3 POINT GAP CONTROL FOR STRONG COMPRESSION 320-360 MM DISPOSABLE STERILE.. | SUPPLEMENTARY GEN.CONS SURG SUT,LAP,ROB
23374 | 4412161503500 | STAPLER LINEAR CUTTER 45 MM LONG ARTICULATING SURFACE GRIPING TECHNOLOGY TO PREVENT TISSUE SLIPPAGE FOR IMPROVED HEMOSTASIS 3 POINT GAP CONTROL FOR STRONG COMPRESSION 420-460 MM DISPOSABLE STERILE. | SUPPLEMENTARY GEN.CONS SURG SUT,LAP,ROB
23375 | 4412161503600 | LOADING UNIT STAPLER LINEAR CUTTER FOR LAPAROSCOPIC 45 MM 3.5-3.7 MM FOR REGULAR TISSUE DISPOSABLE STERILE.. | SUPPLEMENTARY GEN.CONS SURG SUT,LAP,ROB
23376 | 4412161503700 | LOADING UNIT STAPLER LINEAR CUTTER FOR LAPAROSCOPIC 45 MM 4.0-4.1 MM FOR THICK TISSUE DISPOSABLE STERILE.. | SUPPLEMENTARY GEN.CONS SURG SUT,LAP,ROB
23377 | 4412161503800 | STAPLER LINEAR CUTTER 60 MM COMPACT ARTICULATING SURFACE GRIPING TECHNOLOGY TO PREVENT TISSUE SLIPPAGE FOR IMPROVED HEMOSTASIS 3 POINT GAP CONTROL FOR STRONG COMPRESSION 260-300 MM DISPOSABLE STERILE. | SUPPLEMENTARY GEN.CONS SURG SUT,LAP,ROB
23378 | 4412161503900 | STAPLER LINEAR CUTTER 60 MM LONG ARTICULATING SURFACE GRIPING TECHNOLOGY TO PREVENT TISSUE SLIPPAGE FOR IMPROVED HEMOSTASIS 3 POINT GAP CONTROL FOR STRONG COMPRESSION 420-460 MM DISPOSABLE STERILE.. | SUPPLEMENTARY GEN.CONS SURG SUT,LAP,ROB
23379 | 4412161504100 | STAPLER, LINEAR CUTTER, 60 MM, POWERED ARTICULATING, BATTERY OPERATED WITH SURFACE GRIPING TECHNOLOGY TO PREVENT TISSUE SLIPPAGE FOR IMPROVED HEMOSTASIS, WITH ADVANCEMENT PLACEMENT TIP, 260-300 MM, DISPOSABLE, STERILE | OBESITY/ENDOSCOPIC SURGERY/SUTURING & ROBOTIC SURGERY
23380 | 4412161504200 | STAPLER, LINEAR CUTTER, 60 MM, POWERED ARTICULATING, BATTERY OPERATED WITH SURFACE GRIPING TECHNOLOGY TO PREVENT TISSUE SLIPPAGE FOR IMPROVED HEMOSTASIS, WITH ADVANCEMENT PLACEMENT TIP, 320-350 MM, DISPOSABLE, STERILE. | OBESITY/ENDOSCOPIC SURGERY/SUTURING & ROBOTIC SURGERY
23381 | 4412161504300 | STAPLER, LINEAR CUTTER, 60 MM, POWERED ARTICULATING, BATTERY OPERATED WITH SURFACE GRIPING TECHNOLOGY TO PREVENT TISSUE SLIPPAGE FOR IMPROVED HEMOSTASIS, WITH ADVANCEMENT PLACEMENT TIP, 420-460 MM, DISPOSABLE, STERILE. | OBESITY/ENDOSCOPIC SURGERY/SUTURING & ROBOTIC SURGERY
23382 | 4412161800000 | LEATHER SHEARS, WITH SERRATED EDGE, 8 INCHES LONG APPROXIMATELY | PROSTHETICS & ORTHOSIS SUPPLIES
23383 | 4412161800200 | SCISSOR, LISTER BANDAGE, 7.5 INCHES LONG APPROXIMATELY | PROSTHETICS & ORTHOSIS SUPPLIES
23384 | 4412161800300 | SCISSORS, PLASTER, CAST CUTTING, LENGTH 210 MM APPROXIMATELY | PROSTHETICS & ORTHOSIS SUPPLIES
23385 | 4412161800400 | SCISSORS, PLASTER, CAST CUTTING, LENGTH 220 MM APPROXIMATELY | PROSTHETICS & ORTHOSIS SUPPLIES
23386 | 4412161800500 | SPLINTING ACCESSORIES, SCISSORS, ALL PURPOSE SNIPS, WITH HEAVY DUTY BLADES WITH STAINLESS STEEL, SPRING, SAFETY LATCH, AND COMFORT GRIP HANDLES | SUPPLEMENTARY REHAB,PHYSIOTHERAPY SUPPL.
23387 | 4412161800700 | SPLINTING ACCESSORIES SCISSORS SHEARS WITH 20 CM BLADES APPROXIMATELY MADE FROM HEAVY DUTY DOUBLE PLATED CHROME OVER NICKEL= RIGHT HANDED.. | SUPPLEMENTARY REHAB,PHYSIOTHERAPY SUPPL.
23388 | 4412161800900 | SPLINTING ACCESSORIES, SCISSORS, BANDAGE SCISSORS, WITH 18 CM, STAINLESS STEEL BLADES WITH PLASTIC TIP | REHABILITATION,PHYSIOTHERAPY SUPPLIES
23389 | 4412161801200 | ASSISTIVE TOOLS, SCISSORS, FOR CHILDREN, BUT SAFETY BLADES LENGTH 17 CM APPROXIMATELY, EASY TO GRIP, RIDGED HANDLES | REHABILITATION,PHYSIOTHERAPY SUPPLIES
23390 | 4412161801400 | SPLINTING ACCESSORIES SCISSORS SHEARS WITH 20 CM BLADES APPROXIMATELY MADE FROM HEAVY DUTY DOUBLE PLATED CHROME OVER NICKEL LEFT HANDED.. | SUPPLEMENTARY REHAB,PHYSIOTHERAPY SUPPL.
23391 | 4412161801500 | SPLINTING ACCESSORIES, SCISSORS, BANDAGE SCISSORS, IDEAL FOR REMOVING AND TRIMMING OF THERMOPLASTIC SPLINTING MATERIAL, STAINLESS STEEL BLADES WITH BLUNT TIPS TO PROVIDE SAFETY DURING REMOVAL | REHABILITATION,PHYSIOTHERAPY SUPPLIES
23392 | 4412171400000 | ASSISTIVE TOOLS, PENCIL GRIP, PEAR-SHAPED, UNIVERSAL ERGONOMIC WRITING AID FOR RIGHTIES AND LEFTIES, SOFT, FLEXIBLE, INTERNAL DIAMETER 8 MM | REHABILITATION,PHYSIOTHERAPY SUPPLIES
23393 | 4412190500000 | PRINTER FOOT PRINTER PROVIDES POSITIVE INFANT IDENTIFICATION WITHOUT MESS SIMPLY PRESS NEWBORNS FOOT TO THIN SHEET OF MYLAR FILM (ONE SIDE COATED WITH NON-TOXIC BLACK OR BLUE INK) AND LARGE ENOUGH FOR MOTHERS FINGER PRINT DISPOSABLE.. | SUPPLEMENTARY GEN.SUPPLIES NURS,BURN
23394 | 4412200200000 | SHEET DRAW PLASTIC 80 CM X 190 CM (+/- 10 CM) WITH ABSORBENT TISSUE TYPE PAD 45 CM X 70 CM (+/- 5 CM)... | SUPPLEMENTARY GEN.SUPPLIES NURS,BURN
23395 | 4412210100400 | NEEDLE HOLDER, DISMANTLING ERGONOMIC PISTOL HANDLE WITH DISENGAGEABLE RATCHET, RATCHET RELEASE ON RIGHT SIDE, LEFT CURVED JAWS, 5 MM, LENGTH 32 - 37 CM, REUSABLE | SURGICAL INSTRUMENT TENDER
23396 | 4412210100500 | NEEDLE HOLDER, ERGONOMIC, STRAIGHT HANDLE WITH DISENGAGEABLE RATCHET, RATCHET RELEASE ON RIGHT SIDE, LEFT CURVED JAWS 5 MM LENGTH 33 CM, REUSABLE | SURGICAL INSTRUMENT TENDER
23397 | 4412210900300 | HOOK AND PILE CLOSURE, WIDTH 20 MM APPROXIMATELY, SALMON (VELCRO OR EQUIVALENT), ROLL 25 METERS APPROXIMATELY | PROSTHETICS & ORTHOSIS SUPPLIES
23398 | 4412210900400 | HOOK AND PILE CLOSURE, WIDTH 20 MM APPROXIMATELY, WHITE (VELCRO OR EQUIVALENT), ROLL 25 METERS APPROXIMATELY | PROSTHETICS & ORTHOSIS SUPPLIES
23399 | 4412210900500 | HOOK AND PILE CLOSURE, WIDTH 25 MM APPROXIMATELY, SALMON (VELCRO OR EQUIVALENT), ROLL 25 METERS APPROXIMATELY | PROSTHETICS & ORTHOSIS SUPPLIES
23400 | 4412210900600 | HOOK AND PILE CLOSURE, WIDTH 25 MM APPROXIMATELY, WHITE (VELCRO OR EQUIVALENT), ROLL 25 METERS APPROXIMATELY | PROSTHETICS & ORTHOSIS SUPPLIES
23401 | 4412210900700 | HOOK AND PILE CLOSURE WITH LOOP, WIDTH 25 MM APPROXIMATELY, LENGTH 380 MM APPROXIMATELY, BLUE, VELCRO OR EQUIVALENT | PROSTHETICS & ORTHOSIS SUPPLIES
23402 | 4412210900800 | HOOK AND PILE CLOSURE WITH LOOP, WIDTH 25 MM APPROXIMATELY, LENGTH 380 MM APPROXIMATELY, RED, VELCRO OR EQUIVALENT | PROSTHETICS & ORTHOSIS SUPPLIES
23403 | 4412210900900 | HOOK AND PILE CLOSURE WITH LOOP, WIDTH 25 MM APPROXIMATELY, LENGTH 380 MM APPROXIMATELY, WHITE, VELCRO OR EQUIVALENT | PROSTHETICS & ORTHOSIS SUPPLIES
23404 | 4412210901000 | HOOK AND PILE CLOSURE WITH LOOP, WIDTH 30 MM APPROXIMATELY, LENGTH 380 MM APPROXIMATELY, BLUE, VELCRO OR EQUIVALENT | PROSTHETICS & ORTHOSIS SUPPLIES
23405 | 4412210901100 | HOOK AND PILE CLOSURE WITH LOOP, WIDTH 30 MM APPROXIMATELY, LENGTH 380 MM APPROXIMATELY, RED, VELCRO OR EQUIVALENT | PROSTHETICS & ORTHOSIS SUPPLIES
23406 | 4412210901200 | HOOK AND PILE CLOSURE WITH LOOP, WIDTH 30 MM APPROXIMATELY, LENGTH 380 MM APPROXIMATELY, WHITE, VELCRO OR EQUIVALENT | PROSTHETICS & ORTHOSIS SUPPLIES
23407 | 4412210901300 | HOOK AND PILE CLOSURE WITH LOOP, WIDTH 35 MM APPROXIMATELY, LENGTH 380 MM APPROXIMATELY, BLUE, VELCRO OR EQUIVALENT | PROSTHETICS & ORTHOSIS SUPPLIES
23408 | 4412210901400 | HOOK AND PILE CLOSURE WITH LOOP, WIDTH 35 MM APPROXIMATELY, LENGTH 380 MM APPROXIMATELY, WHITE, VELCRO OR EQUIVALENT | PROSTHETICS & ORTHOSIS SUPPLIES
23409 | 4412210901500 | HOOK AND PILE CLOSURE WITH LOOP, WIDTH 35 MM APPROXIMATELY, LENGTH 380 MM APPROXIMATELY, RED, VELCRO OR EQUIVALENT | PROSTHETICS & ORTHOSIS SUPPLIES
23410 | 4412210901600 | HOOK AND PILE CLOSURE, WIDTH 20 MM APPROXIMATELY, BLUE, VELCRO OR EQUIVALENT, ROLL 25 METERS APPROXIMATELY | PROSTHETICS & ORTHOSIS SUPPLIES
23411 | 4412210901900 | HOOK AND PILE CLOSURE, WIDTH 25 MM APPROXIMATELY, BLUE, VELCRO OR EQUIVALENT, ROLL 25 METERS APPROXIMATELY | PROSTHETICS & ORTHOSIS SUPPLIES
23412 | 4412210902000 | HOOK AND PILE, CLOSURE, WIDTH 25 MM APPROXIMATELY, DARK BROWN, (VELCRO OR EQUIVALENT), ROLL 25 METERS APPROXIMATELY | PROSTHETICS & ORTHOSIS SUPPLIES
23413 | 4412210902200 | HOOK AND PILE CLOSURE, WIDTH 30 MM APPROXIMATELY, BLUE, VELCRO OR EQUIVALENT, ROLL 25 METER APPROXIMATELY | PROSTHETICS & ORTHOSIS SUPPLIES
23414 | 4412210902600 | HOOK AND LOOP, WIDTH 25 MM APPROXIMATELY, LENGTH 400 MM APPROXIMATELY, SKIN COLOR/WHITE | PROSTHETICS & ORTHOSIS SUPPLIES
23415 | 4412210902700 | HOOK AND LOOP, WIDTH 30 MM APPROXIMATELY, LENGTH 400 MM APPROXIMATELY, SKIN COLOR/WHITE | PROSTHETICS & ORTHOSIS SUPPLIES
23416 | 4412210902800 | HOOK AND LOOP, WIDTH 40 MM APPROXIMATELY, LENGTH 400 MM APPROXIMATELY, SKIN COLOR/WHITE | PROSTHETICS & ORTHOSIS SUPPLIES
23417 | 4412210902900 | HOOK AND LOOP, WIDTH 50 MM APPROXIMATELY, LENGTH, 400 MM APPROXIMATELY, COLOR, SKIN, COLOR/WHITE | PROSTHETICS & ORTHOSIS SUPPLIES
23418 | 4412211900000 | SPLINTING ACCESSORIES, STRAP, VELCRO OR EQUIVALENT , HOOK, SELF-ADHESIVE, NON-ELASTIC, ROLL, 5 CM X 9 M APPROXIMATELY, ASSORTED COLOR | PROSTHETICS & ORTHOSIS SUPPLIES
23419 | 4412211900300 | SPLINTING ACCESSORIES, STRAP, VELCRO OR EQUIVALENT , HOOK, SELF-ADHESIVE, NON-ELASTIC, ROLL, 2.5 CM X 9 M APPROXIMATELY, ASSORTED COLOR | PROSTHETICS & ORTHOSIS SUPPLIES
23420 | 4412211900400 | SPLINTING ACCESSORIES, STRAP, VELCRO OR EQUIVALENT , HOOK, SELF-ADHESIVE, NON-ELASTIC, ROLL, 3 CM X 9 M APPROXIMATELY, ASSORTED COLOR | SUPPLEMENTARY PROSTHET,ORTHOSIS SUPPLIES
23421 | 4616150800000 | AGILITY CONES, MADE FROM HARD PVC, HIGH VISIBILITY, ORANGE CUE, LIGHT WEIGHT, PORTABLE, SIZE: 6 INCHES | REHABILITATION,PHYSIOTHERAPY SUPPLIES
23422 | 4616150800100 | AGILITY CONES, MADE FROM HARD PVC, HIGH VISIBILITY, ORANGE CUE, LIGHT WEIGHT, PORTABLE, SIZE: 9 INCHES | REHABILITATION,PHYSIOTHERAPY SUPPLIES
23423 | 4616150800200 | AGILITY CONES, MADE FROM HARD PVC, HIGH VISIBILITY, ORANGE CUE, LIGHT WEIGHT, PORTABLE, SIZE: 12 INCHES | REHABILITATION,PHYSIOTHERAPY SUPPLIES
23424 | 4618150400800 | WHEELCHAIR ACCESSORIES GLOVES PALM GEL ADDED HALF-FINGER MADE OF SOFT LEATHER NON-SLIP FABRIC ON THE PALM OF THE GLOVE COMFORTABLE WITH ADJUSTABLE VELCRO CLOSURE PAIR SIZE: LARGE.. | SUPPLEMENTARY REHAB,PHYSIOTHERAPY SUPPL.
23425 | 4618150400900 | WHEELCHAIR ACCESSORIES GLOVES PALM GEL ADDED HALF-FINGER MADE OF SOFT LEATHER NON-SLIP FABRIC ON THE PALM OF THE GLOVE COMFORTABLE WITH ADJUSTABLE VELCRO CLOSURE PAIR SIZE: MEDIUM.. | SUPPLEMENTARY REHAB,PHYSIOTHERAPY SUPPL.
23426 | 4618150401000 | WHEELCHAIR ACCESSORIES GLOVES PALM GEL ADDED HALF-FINGER MADE OF SOFT LEATHER NON-SLIP FABRIC ON THE PALM OF THE GLOVE COMFORTABLE WITH ADJUSTABLE VELCRO CLOSURE PAIR SIZE: SMALL.. | SUPPLEMENTARY REHAB,PHYSIOTHERAPY SUPPL.
23427 | 4618150401100 | WHEELCHAIR ACCESSORIES GLOVES PALM GEL ADDED HALF-FINGER MADE OF SOFT LEATHER NON-SLIP FABRIC ON THE PALM OF THE GLOVE COMFORTABLE WITH ADJUSTABLE VELCRO CLOSURE PAIR SIZE: X-LARGE.. | SUPPLEMENTARY REHAB,PHYSIOTHERAPY SUPPL.
23428 | 4618150401200 | WHEELCHAIR ACCESSORIES, CUFFS, MADE FROM SOFT SUEDE, MADE WITH NON SLIP PALMS, WITH D RING FASTENING, ADJUSTABLE STRAP, ADULT, SIZE: PAIR, RIGHT AND LEFT | REHABILITATION,PHYSIOTHERAPY SUPPLIES
23429 | 4618150401800 | WHEELCHAIR ACCESSORIES, GLOVES, HALF FINGER GLOVE WITH NYLON, LYCRA, AND TERRY CLOTH BACK, LATEX FREE, SIZE: SMALL | REHABILITATION,PHYSIOTHERAPY SUPPLIES
23430 | 4618150401900 | WHEELCHAIR ACCESSORIES, GLOVES, HALF FINGER GLOVE WITH NYLON, LYCRA, AND TERRY CLOTH BACK, LATEX FREE, SIZE: MEDIUM | REHABILITATION,PHYSIOTHERAPY SUPPLIES
23431 | 4618150402000 | WHEELCHAIR ACCESSORIES, GLOVES, HALF FINGER GLOVE WITH NYLON, LYCRA, AND TERRY CLOTH BACK, LATEX FREE, SIZE: LARGE | REHABILITATION,PHYSIOTHERAPY SUPPLIES
23432 | 4618150402100 | WHEELCHAIR ACCESSORIES, GLOVES, HALF FINGER GLOVE WITH NYLON, LYCRA, AND TERRY CLOTH BACK, LATEX FREE, SIZE: X-LARGE | REHABILITATION,PHYSIOTHERAPY SUPPLIES
23433 | 4618150402200 | SILICONE GEL GLOVES FOR SCAR MANAGEMENT CLOSED FINGER SIZE 1 OR SMALL (SCAR MANAGEMENT)... | SUPPLEMENTARY REHAB,PHYSIOTHERAPY SUPPL.
23434 | 4618150402300 | SILICONE GEL GLOVES FOR SCAR MANAGEMENT CLOSED FINGER SIZE 2 OR MEDIUM (SCAR MANAGEMENT)... | SUPPLEMENTARY REHAB,PHYSIOTHERAPY SUPPL.
23435 | 4618150402400 | SILICONE GEL GLOVES FOR SCAR MANAGEMENT CLOSED FINGER SIZE 3 OR LARGE (SCAR MANAGEMENT)... | SUPPLEMENTARY REHAB,PHYSIOTHERAPY SUPPL.
23436 | 4618150403200 | PRESSURE GARMENT READY MADE GLOVES PALM SIZES: XXL: 10.8-11.2 IN (27-28 CM) (MCP CIRCUMFERENCE) . RIGHT HAND. OPEN TIPS EASY FITTING SOFT AND SMOOTH HI-TECH YARN WITH PERMANENT ODOR NEUTRALITY ADJUSTABLE PRESSURE LEVEL BREATHABLE HIGH UV PROTECTION HYPOALLERGENIC AND LATEX-FREE ANTI-BACTERIAL WASHABLE 60%-69% POLYAMIDE 31%-40% ELASTANE 3MM NEOPRENE STRONG FABRIC THICKNESS 0.64MM-0.68MM (SCAR MANAGEMENT).. | SUPPLEMENTARY REHAB,PHYSIOTHERAPY SUPPL.
23437 | 4618150403300 | PRESSURE GARMENT READY MADE GLOVES PALM SIZES: XXS: 5.6-6.4 IN (14-16 CM) (MCP CIRCUMFERENCE) . RIGHT HAND. OPEN TIPS EASY FITTING SOFT AND SMOOTH HI-TECH YARN WITH PERMANENT ODOR NEUTRALITY ADJUSTABLE PRESSURE LEVEL BREATHABLE HIGH UV PROTECTION HYPOALLERGENIC AND LATEX-FREE ANTI-BACTERIAL WASHABLE 60%-69% POLYAMIDE 31%-40% ELASTANE 3MM NEOPRENE STRONG FABRIC THICKNESS 0.64MM-0.68MM (SCAR MANAGEMENT).. | SUPPLEMENTARY REHAB,PHYSIOTHERAPY SUPPL.
23438 | 4618150403400 | PRESSURE GARMENT READY MADE GLOVES PALM SIZES: XS: 6.8-7.2 IN (17-18 CM) (MCP CIRCUMFERENCE) . RIGHT HAND. OPEN TIPS EASY FITTING SOFT AND SMOOTH HI-TECH YARN WITH PERMANENT ODOR NEUTRALITY ADJUSTABLE PRESSURE LEVEL BREATHABLE HIGH UV PROTECTION HYPOALLERGENIC AND LATEX-FREE ANTI-BACTERIAL WASHABLE 60%-69% POLYAMIDE 31%-40% ELASTANE 3MM NEOPRENE STRONG FABRIC THICKNESS 0.64MM-0.68MM (SCAR MANAGEMENT).. | SUPPLEMENTARY REHAB,PHYSIOTHERAPY SUPPL.
23439 | 4618150403500 | PRESSURE GARMENT READY MADE GLOVES PALM SIZES: S: 7.6-8 IN (19-20 CM) (MCP CIRCUMFERENCE) . RIGHT HAND. OPEN TIPS EASY FITTING SOFT AND SMOOTH HI-TECH YARN WITH PERMANENT ODOR NEUTRALITY ADJUSTABLE PRESSURE LEVEL BREATHABLE HIGH UV PROTECTION HYPOALLERGENIC AND LATEX-FREE ANTI-BACTERIAL WASHABLE 60%-69% POLYAMIDE 31%-40% ELASTANE 3MM NEOPRENE STRONG FABRIC THICKNESS 0.64MM-0.68MM (SCAR MANAGEMENT).. | SUPPLEMENTARY REHAB,PHYSIOTHERAPY SUPPL.
23440 | 4618150403600 | PRESSURE GARMENT READY MADE GLOVES PALM SIZES: M: 8.4-8.8 IN (21-22 CM) (MCP CIRCUMFERENCE) . RIGHT HAND. OPEN TIPS EASY FITTING SOFT AND SMOOTH HI-TECH YARN WITH PERMANENT ODOR NEUTRALITY ADJUSTABLE PRESSURE LEVEL BREATHABLE HIGH UV PROTECTION HYPOALLERGENIC AND LATEX-FREE ANTI-BACTERIAL WASHABLE 60%-69% POLYAMIDE 31%-40% ELASTANE 3MM NEOPRENE STRONG FABRIC THICKNESS 0.64MM-0.68MM (SCAR MANAGEMENT).. | SUPPLEMENTARY REHAB,PHYSIOTHERAPY SUPPL.
23441 | 4618150403700 | PRESSURE GARMENT READY MADE GLOVES PALM SIZES: L: 9.2-9.6 IN (23-24 CM) (MCP CIRCUMFERENCE) . RIGHT HAND. OPEN TIPS EASY FITTING SOFT AND SMOOTH HI-TECH YARN WITH PERMANENT ODOR NEUTRALITY ADJUSTABLE PRESSURE LEVEL BREATHABLE HIGH UV PROTECTION HYPOALLERGENIC AND LATEX-FREE ANTI-BACTERIAL WASHABLE 60%-69% POLYAMIDE 31%-40% ELASTANE 3MM NEOPRENE STRONG FABRIC THICKNESS 0.64MM-0.68MM (SCAR MANAGEMENT).. | SUPPLEMENTARY REHAB,PHYSIOTHERAPY SUPPL.
23442 | 4618150403800 | PRESSURE GARMENT READY MADE GLOVES PALM SIZES: XL: 10-10.4 IN (25-26 CM) (MCP CIRCUMFERENCE) . RIGHT HAND. OPEN TIPS EASY FITTING SOFT AND SMOOTH HI-TECH YARN WITH PERMANENT ODOR NEUTRALITY ADJUSTABLE PRESSURE LEVEL BREATHABLE HIGH UV PROTECTION HYPOALLERGENIC AND LATEX-FREE ANTI-BACTERIAL WASHABLE 60%-69% POLYAMIDE 31%-40% ELASTANE 3MM NEOPRENE STRONG FABRIC THICKNESS 0.64MM-0.68MM (SCAR MANAGEMENT).. | SUPPLEMENTARY REHAB,PHYSIOTHERAPY SUPPL.
23443 | 4618150404100 | PRESSURE GARMENT READY MADE DIGITAL CAP MED FABRIC SIZES: XL: 3.2-3.6 IN (8-9 CM) (CIRCUMFERENCE AROUND PIP JOINT) . LENGTH: 8.5 CM EASY FITTING SOFT AND SMOOTH HI-TECH YARN WITH PERMANENT ODOR NEUTRALITY ADJUSTABLE PRESSURE LEVEL BREATHABLE HIGH UV PROTECTION HYPOALLERGENIC AND LATEX-FREE ANTI-BACTERIAL WASHABLE 60%-69% POLYAMIDE 31%-40% ELASTANE 3MM NEOPRENE STRONG FABRIC THICKNESS 0.64MM-0.68MM (SCAR MANAGEMENT).. | SUPPLEMENTARY REHAB,PHYSIOTHERAPY SUPPL.
23444 | 4618150404200 | PRESSURE GARMENT READY MADE DIGITAL CAP SIZES: XS: 1.6-2 IN (4-5 CM) (CIRCUMFERENCE AROUND PIP JOINT) LENGTH: 5.0 CM EASY FITTING SOFT AND SMOOTH HI-TECH YARN WITH PERMANENT ODOR NEUTRALITY ADJUSTABLE PRESSURE LEVEL BREATHABLE HIGH UV PROTECTION HYPOALLERGENIC AND LATEX-FREE ANTI-BACTERIAL WASHABLE 60%-69% POLYAMIDE 31%-40% ELASTANE 3MM NEOPRENE STRONG FABRIC THICKNESS 0.64MM-0.68MM (SCAR MANAGEMENT).. | SUPPLEMENTARY REHAB,PHYSIOTHERAPY SUPPL.
23445 | 4618150404300 | PRESSURE GARMENT READY MADE GAUNTLET THUMB OPEN LEFT HAND SIZES: L: 9.2-9.6 IN (23-24 CM) (MCP CIRCUMFERENCE) . EASY FITTING SOFT AND SMOOTH HI-TECH YARN WITH PERMANENT ODOR NEUTRALITY BREATHABLE HIGH UV PROTECTION ADJUSTABLE PRESSURE LEVEL HYPOALLERGENIC AND LATEX-FREE ANTI-BACTERIAL WASHABLE FABRIC COMPOSITION 60%-69% POLYAMIDE 31%-40% ELASTANE THICKNESS 0.64-0.68MM (SCAR MANAGEMENT).. | SUPPLEMENTARY REHAB,PHYSIOTHERAPY SUPPL.
23446 | 4618150404400 | PRESSURE GARMENT READY MADE GAUNTLET THUMB OPEN LEFT HAND SIZES: M: 8.4-8.8 IN (21-22) (MCP CIRCUMFERENCE) . EASY FITTING SOFT AND SMOOTH HI-TECH YARN WITH PERMANENT ODOR NEUTRALITY BREATHABLE HIGH UV PROTECTION PRESSURE LEVEL 23-30 MMHG HYPOALLERGENIC AND LATEX-FREE ANTI-BACTERIAL WASHABLE FABRIC COMPOSITION 60%-69% POLYAMIDE 31%-40% ELASTANE THICKNESS 0.64-0.68MM (SCAR MANAGEMENT).. | SUPPLEMENTARY REHAB,PHYSIOTHERAPY SUPPL.
23447 | 4618150404500 | PRESSURE GARMENT READY MADE GAUNTLET THUMB OPEN LEFT HAND SIZES: S: 7.6-8 IN (19-20 CM) (MCP CIRCUMFERENCE) . EASY FITTING SOFT AND SMOOTH HI-TECH YARN WITH PERMANENT ODOR NEUTRALITY BREATHABLE HIGH UV PROTECTION PRESSURE LEVEL 23-30 MMHG HYPOALLERGENIC AND LATEX-FREE ANTI-BACTERIAL WASHABLE FABRIC COMPOSITION 60%-69% POLYAMIDE 31%-40% ELASTANE THICKNESS 0.64-0.68MM (SCAR MANAGEMENT).. | SUPPLEMENTARY REHAB,PHYSIOTHERAPY SUPPL.
23448 | 4618150404600 | PRESSURE GARMENT READY MADE GAUNTLET THUMB OPEN LEFT HAND SIZES: XL: 10-10.4 IN (25-26 CM) (MCP CIRCUMFERENCE) . EASY FITTING SOFT AND SMOOTH HI-TECH YARN WITH PERMANENT ODOR NEUTRALITY BREATHABLE HIGH UV PROTECTION PRESSURE LEVEL 23-30 MMHG HYPOALLERGENIC AND LATEX-FREE ANTI-BACTERIAL WASHABLE FABRIC COMPOSITION 60%-69% POLYAMIDE 31%-40% ELASTANE THICKNESS 0.64-0.68MM (SCAR MANAGEMENT).. | SUPPLEMENTARY REHAB,PHYSIOTHERAPY SUPPL.
23449 | 4618150404700 | PRESSURE GARMENT READY MADE GAUNTLET THUMB OPEN LEFT HAND SIZES: XS: 6.8-7.2 IN (17-18 CM) (MCP CIRCUMFERENCE) . EASY FITTING SOFT AND SMOOTH HI-TECH YARN WITH PERMANENT ODOR NEUTRALITY BREATHABLE HIGH UV PROTECTION PRESSURE LEVEL 23-30 MMHG HYPOALLERGENIC AND LATEX-FREE ANTI-BACTERIAL WASHABLE FABRIC COMPOSITION 60%-69% POLYAMIDE 31%-40% ELASTANE THICKNESS 0.64-0.68MM (SCAR MANAGEMENT).. | SUPPLEMENTARY REHAB,PHYSIOTHERAPY SUPPL.
23450 | 4618150404800 | PRESSURE GARMENT READY MADE GAUNTLET THUMB OPEN LEFT HAND SIZES: XXL: 10.8-11.2 IN (27-28 CM) (MCP CIRCUMFERENCE) . EASY FITTING SOFT AND SMOOTH HI-TECH YARN WITH PERMANENT ODOR NEUTRALITY BREATHABLE HIGH UV PROTECTION PRESSURE LEVEL 23-30 MMHG HYPOALLERGENIC AND LATEX-FREE ANTI-BACTERIAL WASHABLE FABRIC COMPOSITION 60%-69% POLYAMIDE 31%-40% ELASTANE THICKNESS 0.64-0.68MM (SCAR MANAGEMENT).. | SUPPLEMENTARY REHAB,PHYSIOTHERAPY SUPPL.
23451 | 4618150404900 | PRESSURE GARMENT READY MADE GAUNTLET THUMB OPEN LEFT HAND SIZES: XXS: 5.6-6.4 IN (14-16 CM) (MCP CIRCUMFERENCE) . EASY FITTING SOFT AND SMOOTH HI-TECH YARN WITH PERMANENT ODOR NEUTRALITY BREATHABLE HIGH UV PROTECTION PRESSURE LEVEL 23-30 MMHG HYPOALLERGENIC AND LATEX-FREE ANTI-BACTERIAL WASHABLE FABRIC COMPOSITION 60%-69% POLYAMIDE 31%-40% ELASTANE THICKNESS 0.64-0.68MM (SCAR MANAGEMENT).. | SUPPLEMENTARY REHAB,PHYSIOTHERAPY SUPPL.
23452 | 4618150405000 | PRESSURE GARMENT READY MADE GAUNTLET THUMB OPEN RIGHT HAND SIZES: L: 9.2-9.6 IN (23-24 CM) (MCP CIRCUMFERENCE) . EASY FITTING SOFT AND SMOOTH HI-TECH YARN WITH PERMANENT ODOR NEUTRALITY BREATHABLE HIGH UV PROTECTION PRESSURE LEVEL 23-30 MMHG HYPOALLERGENIC AND LATEX-FREE ANTI-BACTERIAL WASHABLE FABRIC COMPOSITION 60%-69% POLYAMIDE 31%-40% ELASTANE THICKNESS 0.64-0.68MM (SCAR MANAGEMENT).. | SUPPLEMENTARY REHAB,PHYSIOTHERAPY SUPPL.
23453 | 4618150405100 | PRESSURE GARMENT READY MADE GAUNTLET THUMB OPEN RIGHT HAND SIZES: M: 8.4-8.8 IN (21-22) (MCP CIRCUMFERENCE) . EASY FITTING SOFT AND SMOOTH HI-TECH YARN WITH PERMANENT ODOR NEUTRALITY BREATHABLE HIGH UV PROTECTION PRESSURE LEVEL 23-30 MMHG HYPOALLERGENIC AND LATEX-FREE ANTI-BACTERIAL WASHABLE FABRIC COMPOSITION 60%-69% POLYAMIDE 31%-40% ELASTANE THICKNESS 0.64-0.68MM (SCAR MANAGEMENT).. | SUPPLEMENTARY REHAB,PHYSIOTHERAPY SUPPL.
23454 | 4618150405200 | PRESSURE GARMENT READY MADE GAUNTLET THUMB OPEN RIGHT HAND SIZES: S: 7.6-8 IN (19-20 CM) (MCP CIRCUMFERENCE) . EASY FITTING SOFT AND SMOOTH HI-TECH YARN WITH PERMANENT ODOR NEUTRALITY BREATHABLE HIGH UV PROTECTION PRESSURE LEVEL 23-30 MMHG HYPOALLERGENIC AND LATEX-FREE ANTI-BACTERIAL WASHABLE FABRIC COMPOSITION 60%-69% POLYAMIDE 31%-40% ELASTANE THICKNESS 0.64-0.68MM (SCAR MANAGEMENT).. | SUPPLEMENTARY REHAB,PHYSIOTHERAPY SUPPL.
23455 | 4618150405300 | PRESSURE GARMENT READY MADE GAUNTLET THUMB OPEN RIGHT HAND SIZES: XL: 10-10.4 IN (25-26 CM) (MCP CIRCUMFERENCE) . EASY FITTING SOFT AND SMOOTH HI-TECH YARN WITH PERMANENT ODOR NEUTRALITY BREATHABLE HIGH UV PROTECTION PRESSURE LEVEL 23-30 MMHG HYPOALLERGENIC AND LATEX-FREE ANTI-BACTERIAL WASHABLE FABRIC COMPOSITION 60%-69% POLYAMIDE 31%-40% ELASTANE THICKNESS 0.64-0.68MM (SCAR MANAGEMENT).. | SUPPLEMENTARY REHAB,PHYSIOTHERAPY SUPPL.
23456 | 4618150405400 | PRESSURE GARMENT READY MADE GAUNTLET THUMB OPEN RIGHT HAND SIZES: XS: 6.8-7.2 IN (17-18 CM) (MCP CIRCUMFERENCE) . EASY FITTING SOFT AND SMOOTH HI-TECH YARN WITH PERMANENT ODOR NEUTRALITY BREATHABLE HIGH UV PROTECTION PRESSURE LEVEL 23-30 MMHG HYPOALLERGENIC AND LATEX-FREE ANTI-BACTERIAL WASHABLE FABRIC COMPOSITION 60%-69% POLYAMIDE 31%-40% ELASTANE THICKNESS 0.64-0.68MM (SCAR MANAGEMENT).. | SUPPLEMENTARY REHAB,PHYSIOTHERAPY SUPPL.
23457 | 4618150405500 | PRESSURE GARMENT READY MADE GAUNTLET THUMB OPEN RIGHT HAND SIZES: XXL: 10.8-11.2 IN (27-28 CM) (MCP CIRCUMFERENCE) . EASY FITTING SOFT AND SMOOTH HI-TECH YARN WITH PERMANENT ODOR NEUTRALITY BREATHABLE HIGH UV PROTECTION PRESSURE LEVEL 23-30 MMHG HYPOALLERGENIC AND LATEX-FREE ANTI-BACTERIAL WASHABLE FABRIC COMPOSITION 60%-69% POLYAMIDE 31%-40% ELASTANE THICKNESS 0.64-0.68MM (SCAR MANAGEMENT).. | SUPPLEMENTARY REHAB,PHYSIOTHERAPY SUPPL.
23458 | 4618150405600 | PRESSURE GARMENT READY MADE GAUNTLET THUMB OPEN RIGHT HAND SIZES: XXS: 5.6-6.4 IN (14-16 CM) (MCP CIRCUMFERENCE) . EASY FITTING SOFT AND SMOOTH HI-TECH YARN WITH PERMANENT ODOR NEUTRALITY BREATHABLE HIGH UV PROTECTION PRESSURE LEVEL 23-30 MMHG HYPOALLERGENIC AND LATEX-FREE ANTI-BACTERIAL WASHABLE FABRIC COMPOSITION 60%-69% POLYAMIDE 31%-40% ELASTANE THICKNESS 0.64-0.68MM (SCAR MANAGEMENT).. | SUPPLEMENTARY REHAB,PHYSIOTHERAPY SUPPL.
23459 | 4618150409100 | RETENTION GARMENT GLOVES TWO WAY STRETCH VISCOSE FIBER LATEX - FREE MEDIUM CHILD WET/DRY WRAPPING SUITABLE FOR EB PATIENTS (WOUND AND OSTOMY CARE).. | SUPPLEMENTARY GEN.SUPPLIES NURS,BURN
23460 | 4618150409200 | RETENTION GARMENT GLOVES TWO WAY STRETCH VISCOSE FIBER LATEX - FREE SMALL CHILD WET/DRY WRAPPING SUITABLE FOR EB PATIENTS (WOUND AND OSTOMY CARE).. | SUPPLEMENTARY GEN.SUPPLIES NURS,BURN
23461 | 4618150409900 | LYMPHEDEMA COMPRESSION GARMENT CUSTOM MADE GLOVE WITH FINGERS TO BASE OF THE NAIL SKIN COLOR CLASS UPON REQUEST FABRIC: POLYAMIDE (50-80%) ELASTANE (20-35%) SKIN CONTACT AND LATEX FREE COMPRESSION INCLUDING ALL ACCESSORIES SIZE SIDE AND COLOR WILL BE SPECIFY WHEN ORDERED FOR EACH PATIENT INDIVIDUAL (LYMPHEDEMA). | SUPPLEMENTARY REHAB,PHYSIOTHERAPY SUPPL.
23462 | 4618150410000 | LYMPHEDEMA COMPRESSION GARMENT CUSTOM MADE GLOVE WITH FINGERS TO THE KNUCKLE SKIN COLOR CLASS UPON REQUEST FABRIC: POLYAMIDE (50-80%) ELASTANE (20-35%) SKIN CONTACT AND LATEX FREE COMPRESSION INCLUDING ALL NECESSARY ACCESSORIES SIZE SIDE AND COLOR WILL BE SPECIFY WHEN ORDERED FOR EACH PATIENT INDIVIDUAL (LYMPHEDEMA). | SUPPLEMENTARY REHAB,PHYSIOTHERAPY SUPPL.
23463 | 4618150410400 | PRESSURE GARMENT READY MADE GLOVES PALM SIZES: S: 7.6-8IN (19-20 CM) (MCP CIRCUMFERENCE) . LEFT HAND. OPEN TIPS EASY FITTING SOFT AND SMOOTH HI-TECH YARN WITH PERMANENT ODOR NEUTRALITY ADJUSTABLE PRESSURE LEVEL BREATHABLE HIGH UV PROTECTION HYPOALLERGENIC AND LATEX-FREE ANTI-BACTERIAL WASHABLE 60%-69% POLYAMIDE 31%-40% ELASTANE 3MM NEOPRENE STRONG FABRIC THICKNESS 0.64MM-0.68MM (SCAR MANAGEMENT).. | SUPPLEMENTARY REHAB,PHYSIOTHERAPY SUPPL.
23464 | 4618150410500 | PRESSURE GARMENT READY MADE GLOVES PALM SIZES: S: 7.6-8IN (19-20 CM) (MCP CIRCUMFERENCE) . LEFT HAND. CLOSE TIPS EASY FITTING SOFT AND SMOOTH HI-TECH YARN WITH PERMANENT ODOR NEUTRALITY ADJUSTABLE PRESSURE LEVEL BREATHABLE HIGH UV PROTECTION HYPOALLERGENIC AND LATEX-FREE ANTI-BACTERIAL WASHABLE 60%-69% POLYAMIDE 31%-40% ELASTANE 3MM NEOPRENE STRONG FABRIC THICKNESS 0.64MM-0.68MM (SCAR MANAGEMENT).. | SUPPLEMENTARY REHAB,PHYSIOTHERAPY SUPPL.
23465 | 4618150410600 | PRESSURE GARMENT READY MADE GLOVES PALM SIZES: M: 8.4-8.8IN (21-22 CM) (MCP CIRCUMFERENCE) . LEFT HAND. OPEN TIPS EASY FITTING SOFT AND SMOOTH HI-TECH YARN WITH PERMANENT ODOR NEUTRALITY ADJUSTABLE PRESSURE LEVEL BREATHABLE HIGH UV PROTECTION HYPOALLERGENIC AND LATEX-FREE ANTI-BACTERIAL WASHABLE 60%-69% POLYAMIDE 31%-40% ELASTANE 3MM NEOPRENE STRONG FABRIC THICKNESS 0.64MM-0.68MM (SCAR MANAGEMENT).. | SUPPLEMENTARY REHAB,PHYSIOTHERAPY SUPPL.
23466 | 4618150410700 | PRESSURE GARMENT READY MADE GLOVES PALM SIZES: L: 9.2-9.6IN (23-24 CM) (MCP CIRCUMFERENCE) . LEFT HAND. OPEN TIPS EASY FITTING SOFT AND SMOOTH HI-TECH YARN WITH PERMANENT ODOR NEUTRALITY ADJUSTABLE PRESSURE LEVEL BREATHABLE HIGH UV PROTECTION HYPOALLERGENIC AND LATEX-FREE ANTI-BACTERIAL WASHABLE 60%-69% POLYAMIDE 31%-40% ELASTANE 3MM NEOPRENE STRONG FABRIC THICKNESS 0.64MM-0.68MM (SCAR MANAGEMENT).. | SUPPLEMENTARY REHAB,PHYSIOTHERAPY SUPPL.
23467 | 4618150410800 | PRESSURE GARMENT READY MADE GLOVES PALM SIZES: XL: 10-10.4IN (25-26 CM) (MCP CIRCUMFERENCE) . LEFT HAND. OPEN TIPS EASY FITTING SOFT AND SMOOTH HI-TECH YARN WITH PERMANENT ODOR NEUTRALITY ADJUSTABLE PRESSURE LEVEL BREATHABLE HIGH UV PROTECTION HYPOALLERGENIC AND LATEX-FREE ANTI-BACTERIAL WASHABLE 60%-69% POLYAMIDE 31%-40% ELASTANE 3MM NEOPRENE STRONG FABRIC THICKNESS 0.64MM-0.68MM (SCAR MANAGEMENT).. | SUPPLEMENTARY REHAB,PHYSIOTHERAPY SUPPL.
23468 | 4618150410900 | PRESSURE GARMENT READY MADE GLOVES PALM SIZES: XS: 6.8-7.2IN (17-18 CM) (MCP CIRCUMFERENCE) . LEFT HAND. OPEN TIPS EASY FITTING SOFT AND SMOOTH HI-TECH YARN WITH PERMANENT ODOR NEUTRALITY ADJUSTABLE PRESSURE LEVEL BREATHABLE HIGH UV PROTECTION HYPOALLERGENIC AND LATEX-FREE ANTI-BACTERIAL WASHABLE 60%-69% POLYAMIDE 31%-40% ELASTANE 3MM NEOPRENE STRONG FABRIC THICKNESS 0.64MM-0.68MM (SCAR MANAGEMENT).. | SUPPLEMENTARY REHAB,PHYSIOTHERAPY SUPPL.
23469 | 4618150411000 | PRESSURE GARMENT READY MADE GLOVES PALM SIZES: M: 8.4-8.8IN (21-22 CM) (MCP CIRCUMFERENCE) . LEFT HAND. CLOSE TIPS EASY FITTING SOFT AND SMOOTH HI-TECH YARN WITH PERMANENT ODOR NEUTRALITY ADJUSTABLE PRESSURE LEVEL BREATHABLE HIGH UV PROTECTION HYPOALLERGENIC AND LATEX-FREE ANTI-BACTERIAL WASHABLE 60%-69% POLYAMIDE 31%-40% ELASTANE 3MM NEOPRENE STRONG FABRIC THICKNESS 0.64MM-0.68MM (SCAR MANAGEMENT).. | SUPPLEMENTARY REHAB,PHYSIOTHERAPY SUPPL.
23470 | 4618150411100 | PRESSURE GARMENT READY MADE GLOVES PALM SIZES: L: 9.2-9.6IN (23-24 CM) (MCP CIRCUMFERENCE) . LEFT HAND. CLOSE TIPS EASY FITTING SOFT AND SMOOTH HI-TECH YARN WITH PERMANENT ODOR NEUTRALITY ADJUSTABLE PRESSURE LEVEL BREATHABLE HIGH UV PROTECTION HYPOALLERGENIC AND LATEX-FREE ANTI-BACTERIAL WASHABLE 60%-69% POLYAMIDE 31%-40% ELASTANE 3MM NEOPRENE STRONG FABRIC THICKNESS 0.64MM-0.68MM (SCAR MANAGEMENT).. | SUPPLEMENTARY REHAB,PHYSIOTHERAPY SUPPL.
23471 | 4618150411200 | PRESSURE GARMENT READY MADE GLOVES PALM SIZES: S: 7.6-8IN (19-20 CM) (MCP CIRCUMFERENCE) . RIGHT HAND. CLOSE TIPS EASY FITTING SOFT AND SMOOTH HI-TECH YARN WITH PERMANENT ODOR NEUTRALITY ADJUSTABLE PRESSURE LEVEL BREATHABLE HIGH UV PROTECTION HYPOALLERGENIC AND LATEX-FREE ANTI-BACTERIAL WASHABLE 60%-69% POLYAMIDE 31%-40% ELASTANE 3MM NEOPRENE STRONG FABRIC THICKNESS 0.64MM-0.68MM (SCAR MANAGEMENT).. | SUPPLEMENTARY REHAB,PHYSIOTHERAPY SUPPL.
23472 | 4618150411300 | PRESSURE GARMENT READY MADE GLOVES PALM SIZES: XL: 10-10.4IN (25-26 CM) (MCP CIRCUMFERENCE) . LEFT HAND. CLOSE TIPS EASY FITTING SOFT AND SMOOTH HI-TECH YARN WITH PERMANENT ODOR NEUTRALITY ADJUSTABLE PRESSURE LEVEL BREATHABLE HIGH UV PROTECTION HYPOALLERGENIC AND LATEX-FREE ANTI-BACTERIAL WASHABLE 60%-69% POLYAMIDE 31%-40% ELASTANE 3MM NEOPRENE STRONG FABRIC THICKNESS 0.64MM-0.68MM (SCAR MANAGEMENT).. | SUPPLEMENTARY REHAB,PHYSIOTHERAPY SUPPL.
23473 | 4618150411400 | PRESSURE GARMENT READY MADE GLOVES PALM SIZES: XS: 6.8-7.2IN (17-18 CM) (MCP CIRCUMFERENCE) . LEFT HAND. CLOSE TIPS EASY FITTING SOFT AND SMOOTH HI-TECH YARN WITH PERMANENT ODOR NEUTRALITY ADJUSTABLE PRESSURE LEVEL BREATHABLE HIGH UV PROTECTION HYPOALLERGENIC AND LATEX-FREE ANTI-BACTERIAL WASHABLE 60%-69% POLYAMIDE 31%-40% ELASTANE 3MM NEOPRENE STRONG FABRIC THICKNESS 0.64MM-0.68MM (SCAR MANAGEMENT).. | SUPPLEMENTARY REHAB,PHYSIOTHERAPY SUPPL.
23474 | 4618150411500 | PRESSURE GARMENT READY MADE GLOVES PALM SIZES: XXS: 5.6-6.4 IN (14-16 CM) (MCP CIRCUMFERENCE) . LEFT HAND. OPEN TIPS EASY FITTING SOFT AND SMOOTH HI-TECH YARN WITH PERMANENT ODOR NEUTRALITY ADJUSTABLE PRESSURE LEVEL BREATHABLE HIGH UV PROTECTION HYPOALLERGENIC AND LATEX-FREE ANTI-BACTERIAL WASHABLE 60%-69% POLYAMIDE 31%-40% ELASTANE 3MM NEOPRENE STRONG FABRIC THICKNESS 0.64MM-0.68MM (SCAR MANAGEMENT).. | SUPPLEMENTARY REHAB,PHYSIOTHERAPY SUPPL.
23475 | 4618150411600 | PRESSURE GARMENT READY MADE GLOVES PALM SIZES: XXS: 5.6-6.4IN (14-16 CM) (MCP CIRCUMFERENCE) . LEFT HAND. CLOSE TIPS EASY FITTING SOFT AND SMOOTH HI-TECH YARN WITH PERMANENT ODOR NEUTRALITY ADJUSTABLE PRESSURE LEVEL BREATHABLE HIGH UV PROTECTION HYPOALLERGENIC AND LATEX-FREE ANTI-BACTERIAL WASHABLE 60%-69% POLYAMIDE 31%-40% ELASTANE 3MM NEOPRENE STRONG FABRIC THICKNESS 0.64MM-0.68MM (SCAR MANAGEMENT).. | SUPPLEMENTARY REHAB,PHYSIOTHERAPY SUPPL.
23476 | 4618150411700 | PRESSURE GARMENT READY MADE GLOVES PALM SIZES: M: 8.4-8.8IN (21-22 CM) (MCP CIRCUMFERENCE) . RIGHT HAND. CLOSE TIPS EASY FITTING SOFT AND SMOOTH HI-TECH YARN WITH PERMANENT ODOR NEUTRALITY ADJUSTABLE PRESSURE LEVEL BREATHABLE HIGH UV PROTECTION HYPOALLERGENIC AND LATEX-FREE ANTI-BACTERIAL WASHABLE 60%-69% POLYAMIDE 31%-40% ELASTANE 3MM NEOPRENE STRONG FABRIC THICKNESS 0.64MM-0.68MM (SCAR MANAGEMENT).. | SUPPLEMENTARY REHAB,PHYSIOTHERAPY SUPPL.
23477 | 4618150411800 | PRESSURE GARMENT READY MADE GLOVES PALM SIZES: L: 9.2-9.6IN (23-24 CM) (MCP CIRCUMFERENCE) . RIGHT HAND. CLOSE TIPS EASY FITTING SOFT AND SMOOTH HI-TECH YARN WITH PERMANENT ODOR NEUTRALITY ADJUSTABLE PRESSURE LEVEL BREATHABLE HIGH UV PROTECTION HYPOALLERGENIC AND LATEX-FREE ANTI-BACTERIAL WASHABLE 60%-69% POLYAMIDE 31%-40% ELASTANE 3MM NEOPRENE STRONG FABRIC THICKNESS 0.64MM-0.68MM (SCAR MANAGEMENT).. | SUPPLEMENTARY REHAB,PHYSIOTHERAPY SUPPL.
23478 | 4618150411900 | PRESSURE GARMENT READY MADE GLOVES PALM SIZES: XXL: 10.8-11.2IN (27-28 CM) (MCP CIRCUMFERENCE) . LEFT HAND. OPEN TIPS EASY FITTING SOFT AND SMOOTH HI-TECH YARN WITH PERMANENT ODOR NEUTRALITY ADJUSTABLE PRESSURE LEVEL BREATHABLE HIGH UV PROTECTION HYPOALLERGENIC AND LATEX-FREE ANTI-BACTERIAL WASHABLE 60%-69% POLYAMIDE 31%-40% ELASTANE 3MM NEOPRENE STRONG FABRIC THICKNESS 0.64MM-0.68MM (SCAR MANAGEMENT).. | SUPPLEMENTARY REHAB,PHYSIOTHERAPY SUPPL.
23479 | 4618150412000 | PRESSURE GARMENT READY MADE GLOVES PALM SIZES: XL: 10-10.4IN (25-26 CM) (MCP CIRCUMFERENCE) . RIGHT HAND. CLOSE TIPS EASY FITTING SOFT AND SMOOTH HI-TECH YARN WITH PERMANENT ODOR NEUTRALITY ADJUSTABLE PRESSURE LEVEL BREATHABLE HIGH UV PROTECTION HYPOALLERGENIC AND LATEX-FREE ANTI-BACTERIAL WASHABLE 60%-69% POLYAMIDE 31%-40% ELASTANE 3MM NEOPRENE STRONG FABRIC THICKNESS 0.64MM-0.68MM (SCAR MANAGEMENT).. | SUPPLEMENTARY REHAB,PHYSIOTHERAPY SUPPL.
23480 | 4618150412100 | PRESSURE GARMENT READY MADE GLOVES PALM SIZES: XS: 6.8-7.2IN (17-18 CM) (MCP CIRCUMFERENCE) . RIGHT HAND. CLOSE TIPS EASY FITTING SOFT AND SMOOTH HI-TECH YARN WITH PERMANENT ODOR NEUTRALITY ADJUSTABLE PRESSURE LEVEL BREATHABLE HIGH UV PROTECTION HYPOALLERGENIC AND LATEX-FREE ANTI-BACTERIAL WASHABLE 60%-69% POLYAMIDE 31%-40% ELASTANE 3MM NEOPRENE STRONG FABRIC THICKNESS 0.64MM-0.68MM (SCAR MANAGEMENT).. | SUPPLEMENTARY REHAB,PHYSIOTHERAPY SUPPL.
23481 | 4618150412200 | PRESSURE GARMENT READY MADE GLOVES PALM SIZES: XXL: 10.8-11.2IN (27-28 CM) (MCP CIRCUMFERENCE) . LEFT HAND. CLOSE TIPS EASY FITTING SOFT AND SMOOTH HI-TECH YARN WITH PERMANENT ODOR NEUTRALITY ADJUSTABLE PRESSURE LEVEL BREATHABLE HIGH UV PROTECTION HYPOALLERGENIC AND LATEX-FREE ANTI-BACTERIAL WASHABLE 60%-69% POLYAMIDE 31%-40% ELASTANE 3MM NEOPRENE STRONG FABRIC THICKNESS 0.64MM-0.68MM (SCAR MANAGEMENT).. | SUPPLEMENTARY REHAB,PHYSIOTHERAPY SUPPL.
23482 | 4618150412300 | PRESSURE GARMENT READY MADE GLOVES PALM SIZES: XXS: 5.6-6.4IN (14-16 CM) (MCP CIRCUMFERENCE) . RIGHT HAND. CLOSE TIPS EASY FITTING SOFT AND SMOOTH HI-TECH YARN WITH PERMANENT ODOR NEUTRALITY ADJUSTABLE PRESSURE LEVEL BREATHABLE HIGH UV PROTECTION HYPOALLERGENIC AND LATEX-FREE ANTI-BACTERIAL WASHABLE 60%-69% POLYAMIDE 31%-40% ELASTANE 3MM NEOPRENE STRONG FABRIC THICKNESS 0.64MM-0.68MM (SCAR MANAGEMENT).. | SUPPLEMENTARY REHAB,PHYSIOTHERAPY SUPPL.
23483 | 4618150412400 | PRESSURE GARMENT READY MADE GLOVES PALM SIZES: XXL: 10.8-11.2IN (27-28 CM) (MCP CIRCUMFERENCE) . RIGHT HAND. CLOSE TIPS EASY FITTING SOFT AND SMOOTH HI-TECH YARN WITH PERMANENT ODOR NEUTRALITY ADJUSTABLE PRESSURE LEVEL BREATHABLE HIGH UV PROTECTION HYPOALLERGENIC AND LATEX-FREE ANTI-BACTERIAL WASHABLE 60%-69% POLYAMIDE 31%-40% ELASTANE 3MM NEOPRENE STRONG FABRIC THICKNESS 0.64MM-0.68MM (SCAR MANAGEMENT).. | SUPPLEMENTARY REHAB,PHYSIOTHERAPY SUPPL.
23484 | 4618150412500 | GLOVES, READY MADE, MEDICAL GRADUATED COMPRESSION, MADE OF FOAM CUBES, CONTAINS POLYURETHANE, FOR LYMPHEDEMA, 5 MM X 5 MM (SMALL BLOCKS), LEFT, SIZE 1 OR SMALL (LYMPHEDEMA) | REHABILITATION,PHYSIOTHERAPY SUPPLIES
23485 | 4618150412600 | GLOVES, READY MADE, MEDICAL GRADUATED COMPRESSION, MADE OF FOAM CUBES, CONTAINS POLYURETHANE, FOR LYMPHEDEMA, 5 MM X 5 MM (SMALL BLOCKS), LEFT, SIZE 2 OR MEDIUM (LYMPHEDEMA) | REHABILITATION,PHYSIOTHERAPY SUPPLIES
23486 | 4618150412700 | GLOVES, READY MADE, MEDICAL GRADUATED COMPRESSION, MADE OF FOAM CUBES, CONTAINS POLYURETHANE, FOR LYMPHEDEMA, 5 MM X 5 MM (SMALL BLOCKS), LEFT, SIZE 3 OR LARGE (LYMPHEDEMA) | REHABILITATION,PHYSIOTHERAPY SUPPLIES
23487 | 4618150412800 | GLOVES READY MADE MEDICAL GRADUATED COMPRESSION MADE OF FOAM CUBES CONTAINS POLYURETHANE FOR LYMPHEDEMA 5 MM X 5 MM (SMALL BLOCKS) LEFT SIZE 4 OR X-LARGE (LYMPHEDEMA).. | SUPPLEMENTARY REHAB,PHYSIOTHERAPY SUPPL.
23488 | 4618150412900 | GLOVES READY MADE MEDICAL GRADUATED COMPRESSION MADE OF FOAM CUBES CONTAINS POLYURETHANE FOR LYMPHEDEMA 5 MM X 5 MM (SMALL BLOCKS) LEFT SIZE 5 OR XX-LARGE (LYMPHEDEMA).. | SUPPLEMENTARY REHAB,PHYSIOTHERAPY SUPPL.
23489 | 4618150413000 | GLOVES READY MADE MEDICAL GRADUATED COMPRESSION MADE OF FOAM CUBES CONTAINS POLYURETHANE FOR LYMPHEDEMA 5 MM X 5 MM (SMALL BLOCKS) LEFT SIZE 6 OR XXX-LARGE (LYMPHEDEMA).. | SUPPLEMENTARY REHAB,PHYSIOTHERAPY SUPPL.
23490 | 4618150413100 | GLOVES, READY MADE, MEDICAL GRADUATED COMPRESSION, MADE OF FOAM CUBES, CONTAINS POLYURETHANE, FOR LYMPHEDEMA, 5 MM X 5 MM (SMALL BLOCKS), RIGHT, SIZE 1 OR SMALL (LYMPHEDEMA) | REHABILITATION,PHYSIOTHERAPY SUPPLIES
23491 | 4618150413200 | GLOVES, READY MADE, MEDICAL GRADUATED COMPRESSION, MADE OF FOAM CUBES, CONTAINS POLYURETHANE, FOR LYMPHEDEMA, 5 MM X 5 MM (SMALL BLOCKS), RIGHT, SIZE 2 MEDIUM (LYMPHEDEMA) | REHABILITATION,PHYSIOTHERAPY SUPPLIES
23492 | 4618150413300 | GLOVES, READY MADE, MEDICAL GRADUATED COMPRESSION, MADE OF FOAM CUBES, CONTAINS POLYURETHANE, FOR LYMPHEDEMA, 5 MM X 5 MM (SMALL BLOCKS), RIGHT, SIZE 3 OR LARGE (LYMPHEDEMA) | REHABILITATION,PHYSIOTHERAPY SUPPLIES
23493 | 4618150413400 | GLOVES READY MADE MEDICAL GRADUATED COMPRESSION MADE OF FOAM CUBES CONTAINS POLYURETHANE FOR LYMPHEDEMA 5 MM X 5 MM (SMALL BLOCKS) RIGHT SIZE 4 OR X-LARGE (LYMPHEDEMA).. | SUPPLEMENTARY REHAB,PHYSIOTHERAPY SUPPL.
23494 | 4618150413500 | GLOVES READY MADE MEDICAL GRADUATED COMPRESSION MADE OF FOAM CUBES CONTAINS POLYURETHANE FOR LYMPHEDEMA 5 MM X 5 MM (SMALL BLOCKS) RIGHT SIZE 5 OR XX-LARGE (LYMPHEDEMA).. | SUPPLEMENTARY REHAB,PHYSIOTHERAPY SUPPL.
23495 | 4618150413600 | GLOVES READY MADE MEDICAL GRADUATED COMPRESSION MADE OF FOAM CUBES CONTAINS POLYURETHANE FOR LYMPHEDEMA 5 MM X 5 MM (SMALL BLOCKS) RIGHT SIZE 6 OR XXX-LARGE (LYMPHEDEMA).. | SUPPLEMENTARY REHAB,PHYSIOTHERAPY SUPPL.
23496 | 4618150413700 | PRESSURE GARMENT READY MADE GLOVES PALM SIZES: 2: 6-6.4IN (15-16 CM) (MCP CIRCUMFERENCE) . LEFT HAND. OPEN TIPS. (SCAR MANAGEMENT) EASY FITTING SOFT AND SMOOTH HI-TECH YARN WITH PERMANENT ODOR NEUTRALITY BREATHABLE HIGH UV PROTECTION PRESSURE LEVEL 10-18 MMHG HYPOALLERGENIC AND LATEX-FREE ANTI-BACTERIAL WASHABLE FABRIC COMPOSITION 80%-90% POLYAMIDE 10%-20% ELASTANE LIGHT MATERIAL THICKNESS 0.64-0.68 MM (SCAR MANAGEMENT).. | SUPPLEMENTARY REHAB,PHYSIOTHERAPY SUPPL.
23497 | 4618150413800 | PRESSURE GARMENT READY MADE GLOVES PALM SIZES: 4: 7.6-8IN (19-20 CM) (MCP CIRCUMFERENCE) . LEFT HAND. OPEN TIPS. (SCAR MANAGEMENT) EASY FITTING SOFT AND SMOOTH HI-TECH YARN WITH PERMANENT ODOR NEUTRALITY BREATHABLE HIGH UV PROTECTION PRESSURE LEVEL 10-18 MMHG HYPOALLERGENIC AND LATEX-FREE ANTI-BACTERIAL WASHABLE FABRIC COMPOSITION 80%-90% POLYAMIDE 10%-20% ELASTANE LIGHT MATERIAL THICKNESS 0.64-0.68 MM (SCAR MANAGEMENT).. | SUPPLEMENTARY REHAB,PHYSIOTHERAPY SUPPL.
23498 | 4618150413900 | PRESSURE GARMENT READY MADE GLOVES PALM SIZES: 2: 6-6.4IN (15-16 CM) (MCP CIRCUMFERENCE) . LEFT HAND. CLOSE TIPS. (SCAR MANAGEMENT) EASY FITTING SOFT AND SMOOTH HI-TECH YARN WITH PERMANENT ODOR NEUTRALITY BREATHABLE HIGH UV PROTECTION PRESSURE LEVEL 10-18 MMHG HYPOALLERGENIC AND LATEX-FREE ANTI-BACTERIAL WASHABLE FABRIC COMPOSITION 80%-90% POLYAMIDE 10%-20% ELASTANE LIGHT MATERIAL THICKNESS 0.64-0.68 MM (SCAR MANAGEMENT).. | SUPPLEMENTARY REHAB,PHYSIOTHERAPY SUPPL.
23499 | 4618150414000 | PRESSURE GARMENT READY MADE GLOVES PALM SIZES: 4: 7.6-8IN (19-20 CM) (MCP CIRCUMFERENCE) . LEFT HAND. CLOSE TIPS. (SCAR MANAGEMENT) EASY FITTING SOFT AND SMOOTH HI-TECH YARN WITH PERMANENT ODOR NEUTRALITY BREATHABLE HIGH UV PROTECTION PRESSURE LEVEL 10-18 MMHG HYPOALLERGENIC AND LATEX-FREE ANTI-BACTERIAL WASHABLE FABRIC COMPOSITION 80%-90% POLYAMIDE 10%-20% ELASTANE LIGHT MATERIAL THICKNESS 0.64-0.68 MM (SCAR MANAGEMENT).. | SUPPLEMENTARY REHAB,PHYSIOTHERAPY SUPPL.
23500 | 4618150414100 | PRESSURE GARMENT READY MADE GLOVES PALM SIZES: 1: 4-4.4 IN (10-11 CM) (MCP CIRCUMFERENCE) . LEFT HAND. OPEN TIPS. (SCAR MANAGEMENT) EASY FITTING SOFT AND SMOOTH HI-TECH YARN WITH PERMANENT ODOR NEUTRALITY BREATHABLE HIGH UV PROTECTION PRESSURE LEVEL 10-18 MMHG HYPOALLERGENIC AND LATEX-FREE ANTI-BACTERIAL WASHABLE FABRIC COMPOSITION 80%-90% POLYAMIDE 10%-20% ELASTANE LIGHT MATERIAL THICKNESS 0.64-0.68 MM (SCAR MANAGEMENT).. | SUPPLEMENTARY REHAB,PHYSIOTHERAPY SUPPL.
23501 | 4618150414200 | PRESSURE GARMENT READY MADE GLOVES PALM SIZES: 7: 10-10.4IN (25-26 CM) (MCP CIRCUMFERENCE) . LEFT HAND. OPEN TIPS. (SCAR MANAGEMENT) EASY FITTING SOFT AND SMOOTH HI-TECH YARN WITH PERMANENT ODOR NEUTRALITY BREATHABLE HIGH UV PROTECTION PRESSURE LEVEL 10-18 MMHG HYPOALLERGENIC AND LATEX-FREE ANTI-BACTERIAL WASHABLE FABRIC COMPOSITION 80%-90% POLYAMIDE 10%-20% ELASTANE LIGHT MATERIAL THICKNESS 0.64-0.68 MM (SCAR MANAGEMENT).. | SUPPLEMENTARY REHAB,PHYSIOTHERAPY SUPPL.
23502 | 4618150414300 | PRESSURE GARMENT READY MADE GLOVES PALM SIZES: 1: 5.2-5.6IN (13-14 CM) (MCP CIRCUMFERENCE) . LEFT HAND. OPEN TIPS. (SCAR MANAGEMENT) EASY FITTING SOFT AND SMOOTH HI-TECH YARN WITH PERMANENT ODOR NEUTRALITY BREATHABLE HIGH UV PROTECTION PRESSURE LEVEL 10-18 MMHG HYPOALLERGENIC AND LATEX-FREE ANTI-BACTERIAL WASHABLE FABRIC COMPOSITION 80%-90% POLYAMIDE 10%-20% ELASTANE LIGHT MATERIAL THICKNESS 0.64-0.68 MM (SCAR MANAGEMENT).. | SUPPLEMENTARY REHAB,PHYSIOTHERAPY SUPPL.
23503 | 4618150414400 | PRESSURE GARMENT READY MADE GLOVES PALM SIZES: 3: 6.8-7.2IN (17-18 CM) (MCP CIRCUMFERENCE) . LEFT HAND. OPEN TIPS. (SCAR MANAGEMENT) EASY FITTING SOFT AND SMOOTH HI-TECH YARN WITH PERMANENT ODOR NEUTRALITY BREATHABLE HIGH UV PROTECTION PRESSURE LEVEL 10-18 MMHG HYPOALLERGENIC AND LATEX-FREE ANTI-BACTERIAL WASHABLE FABRIC COMPOSITION 80%-90% POLYAMIDE 10%-20% ELASTANE LIGHT MATERIAL THICKNESS 0.64-0.68 MM (SCAR MANAGEMENT).. | SUPPLEMENTARY REHAB,PHYSIOTHERAPY SUPPL.
23504 | 4618150414500 | PRESSURE GARMENT READY MADE GLOVES PALM SIZES: 5: 8.4-8.8IN (21-22 CM) (MCP CIRCUMFERENCE) . LEFT HAND. OPEN TIPS. (SCAR MANAGEMENT) EASY FITTING SOFT AND SMOOTH HI-TECH YARN WITH PERMANENT ODOR NEUTRALITY BREATHABLE HIGH UV PROTECTION PRESSURE LEVEL 10-18 MMHG HYPOALLERGENIC AND LATEX-FREE ANTI-BACTERIAL WASHABLE FABRIC COMPOSITION 80%-90% POLYAMIDE 10%-20% ELASTANE LIGHT MATERIAL THICKNESS 0.64-0.68 MM (SCAR MANAGEMENT).. | SUPPLEMENTARY REHAB,PHYSIOTHERAPY SUPPL.
23505 | 4618150414600 | PRESSURE GARMENT READY MADE GLOVES PALM SIZES: 6: 9.2-9.6IN (23-24 CM) (MCP CIRCUMFERENCE) . LEFT HAND. OPEN TIPS. (SCAR MANAGEMENT) EASY FITTING SOFT AND SMOOTH HI-TECH YARN WITH PERMANENT ODOR NEUTRALITY BREATHABLE HIGH UV PROTECTION PRESSURE LEVEL 10-18 MMHG HYPOALLERGENIC AND LATEX-FREE ANTI-BACTERIAL WASHABLE FABRIC COMPOSITION 80%-90% POLYAMIDE 10%-20% ELASTANE LIGHT MATERIAL THICKNESS 0.64-0.68 MM (SCAR MANAGEMENT).. | SUPPLEMENTARY REHAB,PHYSIOTHERAPY SUPPL.
23506 | 4618150414700 | PRESSURE GARMENT READY MADE GLOVES PALM SIZES: 2: 6-6.4IN (15-16 CM) (MCP CIRCUMFERENCE) . RIGHT HAND. OPEN TIPS. (SCAR MANAGEMENT) EASY FITTING SOFT AND SMOOTH HI-TECH YARN WITH PERMANENT ODOR NEUTRALITY BREATHABLE HIGH UV PROTECTION PRESSURE LEVEL 10-18 MMHG HYPOALLERGENIC AND LATEX-FREE ANTI-BACTERIAL WASHABLE FABRIC COMPOSITION 80%-90% POLYAMIDE 10%-20% ELASTANE LIGHT MATERIAL THICKNESS 0.64-0.68 MM (SCAR MANAGEMENT).. | SUPPLEMENTARY REHAB,PHYSIOTHERAPY SUPPL.
23507 | 4618150414800 | PRESSURE GARMENT READY MADE GLOVES PALM SIZES: 4: 7.6-8IN (19-20 CM) (MCP CIRCUMFERENCE) . RIGHT HAND. OPEN TIPS. (SCAR MANAGEMENT) EASY FITTING SOFT AND SMOOTH HI-TECH YARN WITH PERMANENT ODOR NEUTRALITY BREATHABLE HIGH UV PROTECTION PRESSURE LEVEL 10-18 MMHG HYPOALLERGENIC AND LATEX-FREE ANTI-BACTERIAL WASHABLE FABRIC COMPOSITION 80%-90% POLYAMIDE 10%-20% ELASTANE LIGHT MATERIAL THICKNESS 0.64-0.68 MM (SCAR MANAGEMENT).. | SUPPLEMENTARY REHAB,PHYSIOTHERAPY SUPPL.
23508 | 4618150414900 | PRESSURE GARMENT READY MADE GLOVES PALM SIZES: 1: 4-4.4 IN (10-11 CM) (MCP CIRCUMFERENCE) . LEFT HAND. CLOSE TIPS. (SCAR MANAGEMENT) EASY FITTING SOFT AND SMOOTH HI-TECH YARN WITH PERMANENT ODOR NEUTRALITY BREATHABLE HIGH UV PROTECTION PRESSURE LEVEL 10-18 MMHG HYPOALLERGENIC AND LATEX-FREE ANTI-BACTERIAL WASHABLE FABRIC COMPOSITION 80%-90% POLYAMIDE 10%-20% ELASTANE LIGHT MATERIAL THICKNESS 0.64-0.68 MM (SCAR MANAGEMENT).. | SUPPLEMENTARY REHAB,PHYSIOTHERAPY SUPPL.
23509 | 4618150415000 | PRESSURE GARMENT READY MADE GLOVES PALM SIZES: 7: 10-10.4IN (25-26 CM) (MCP CIRCUMFERENCE) . LEFT HAND. CLOSE TIPS. (SCAR MANAGEMENT) EASY FITTING SOFT AND SMOOTH HI-TECH YARN WITH PERMANENT ODOR NEUTRALITY BREATHABLE HIGH UV PROTECTION PRESSURE LEVEL 10-18 MMHG HYPOALLERGENIC AND LATEX-FREE ANTI-BACTERIAL WASHABLE FABRIC COMPOSITION 80%-90% POLYAMIDE 10%-20% ELASTANE LIGHT MATERIAL THICKNESS 0.64-0.68 MM (SCAR MANAGEMENT).. | SUPPLEMENTARY REHAB,PHYSIOTHERAPY SUPPL.
23510 | 4618150415100 | PRESSURE GARMENT READY MADE GLOVES PALM SIZES: 3: 6.8-7.2IN (17-18 CM) (MCP CIRCUMFERENCE) . LEFT HAND. CLOSE TIPS. (SCAR MANAGEMENT) EASY FITTING SOFT AND SMOOTH HI-TECH YARN WITH PERMANENT ODOR NEUTRALITY BREATHABLE HIGH UV PROTECTION PRESSURE LEVEL 10-18 MMHG HYPOALLERGENIC AND LATEX-FREE ANTI-BACTERIAL WASHABLE FABRIC COMPOSITION 80%-90% POLYAMIDE 10%-20% ELASTANE LIGHT MATERIAL THICKNESS 0.64-0.68 MM (SCAR MANAGEMENT).. | SUPPLEMENTARY REHAB,PHYSIOTHERAPY SUPPL.
23511 | 4618150415200 | PRESSURE GARMENT READY MADE GLOVES PALM SIZES: 5: 8.4-8.8IN (21-22 CM) (MCP CIRCUMFERENCE) . LEFT HAND. CLOSE TIPS. (SCAR MANAGEMENT) EASY FITTING SOFT AND SMOOTH HI-TECH YARN WITH PERMANENT ODOR NEUTRALITY BREATHABLE HIGH UV PROTECTION PRESSURE LEVEL 10-18 MMHG HYPOALLERGENIC AND LATEX-FREE ANTI-BACTERIAL WASHABLE FABRIC COMPOSITION 80%-90% POLYAMIDE 10%-20% ELASTANE LIGHT MATERIAL THICKNESS 0.64-0.68 MM (SCAR MANAGEMENT).. | SUPPLEMENTARY REHAB,PHYSIOTHERAPY SUPPL.
23512 | 4618150415300 | PRESSURE GARMENT READY MADE GLOVES PALM SIZES: 6: 9.2-9.6IN (23-24 CM) (MCP CIRCUMFERENCE) . LEFT HAND. CLOSE TIPS. (SCAR MANAGEMENT) EASY FITTING SOFT AND SMOOTH HI-TECH YARN WITH PERMANENT ODOR NEUTRALITY BREATHABLE HIGH UV PROTECTION PRESSURE LEVEL 10-18 MMHG HYPOALLERGENIC AND LATEX-FREE ANTI-BACTERIAL WASHABLE FABRIC COMPOSITION 80%-90% POLYAMIDE 10%-20% ELASTANE LIGHT MATERIAL THICKNESS 0.64-0.68 MM (SCAR MANAGEMENT).. | SUPPLEMENTARY REHAB,PHYSIOTHERAPY SUPPL.
23513 | 4618150415400 | PRESSURE GARMENT READY MADE GLOVES PALM SIZES: 1: 5.2-5.6IN (13-14 CM) (MCP CIRCUMFERENCE) . LEFT HAND. CLOSE TIPS. (SCAR MANAGEMENT) EASY FITTING SOFT AND SMOOTH HI-TECH YARN WITH PERMANENT ODOR NEUTRALITY BREATHABLE HIGH UV PROTECTION PRESSURE LEVEL 10-18 MMHG HYPOALLERGENIC AND LATEX-FREE ANTI-BACTERIAL WASHABLE FABRIC COMPOSITION 80%-90% POLYAMIDE 10%-20% ELASTANE LIGHT MATERIAL THICKNESS 0.64-0.68 MM (SCAR MANAGEMENT).. | SUPPLEMENTARY REHAB,PHYSIOTHERAPY SUPPL.
23514 | 4618150415500 | PRESSURE GARMENT READY MADE GLOVES PALM SIZES: 2: 6-6.4IN (15-16 CM) (MCP CIRCUMFERENCE) . RIGHT HAND. CLOSE TIPS. (SCAR MANAGEMENT) EASY FITTING SOFT AND SMOOTH HI-TECH YARN WITH PERMANENT ODOR NEUTRALITY BREATHABLE HIGH UV PROTECTION PRESSURE LEVEL 10-18 MMHG HYPOALLERGENIC AND LATEX-FREE ANTI-BACTERIAL WASHABLE FABRIC COMPOSITION 80%-90% POLYAMIDE 10%-20% ELASTANE LIGHT MATERIAL THICKNESS 0.64-0.68 MM (SCAR MANAGEMENT).. | SUPPLEMENTARY REHAB,PHYSIOTHERAPY SUPPL.
23515 | 4618150415600 | PRESSURE GARMENT READY MADE GLOVES PALM SIZES: 4: 7.6-8IN (19-20 CM) (MCP CIRCUMFERENCE) . RIGHT HAND. CLOSE TIPS. (SCAR MANAGEMENT) EASY FITTING SOFT AND SMOOTH HI-TECH YARN WITH PERMANENT ODOR NEUTRALITY BREATHABLE HIGH UV PROTECTION PRESSURE LEVEL 10-18 MMHG HYPOALLERGENIC AND LATEX-FREE ANTI-BACTERIAL WASHABLE FABRIC COMPOSITION 80%-90% POLYAMIDE 10%-20% ELASTANE LIGHT MATERIAL THICKNESS 0.64-0.68 MM (SCAR MANAGEMENT).. | SUPPLEMENTARY REHAB,PHYSIOTHERAPY SUPPL.
23516 | 4618150415700 | PRESSURE GARMENT READY MADE GLOVES PALM SIZES: 2: 4.8-5.2 IN (12-13 CM) (MCP CIRCUMFERENCE) . LEFT HAND. OPEN TIPS. (SCAR MANAGEMENT) EASY FITTING SOFT AND SMOOTH HI-TECH YARN WITH PERMANENT ODOR NEUTRALITY BREATHABLE HIGH UV PROTECTION PRESSURE LEVEL 10-18 MMHG HYPOALLERGENIC AND LATEX-FREE ANTI-BACTERIAL WASHABLE FABRIC COMPOSITION 80%-90% POLYAMIDE 10%-20% ELASTANE LIGHT MATERIAL THICKNESS 0.64-0.68 MM (SCAR MANAGEMENT).. | SUPPLEMENTARY REHAB,PHYSIOTHERAPY SUPPL.
23517 | 4618150415800 | PRESSURE GARMENT READY MADE GLOVES PALM SIZES: 1: 4-4.4 IN (10-11 CM) (MCP CIRCUMFERENCE) . RIGHT HAND. OPEN TIPS. (SCAR MANAGEMENT) EASY FITTING SOFT AND SMOOTH HI-TECH YARN WITH PERMANENT ODOR NEUTRALITY BREATHABLE HIGH UV PROTECTION PRESSURE LEVEL 10-18 MMHG HYPOALLERGENIC AND LATEX-FREE ANTI-BACTERIAL WASHABLE FABRIC COMPOSITION 80%-90% POLYAMIDE 10%-20% ELASTANE LIGHT MATERIAL THICKNESS 0.64-0.68 MM (SCAR MANAGEMENT).. | SUPPLEMENTARY REHAB,PHYSIOTHERAPY SUPPL.
23518 | 4618150415900 | PRESSURE GARMENT READY MADE GLOVES PALM SIZES: 8: 10.8-11.2IN (27-28 CM) (MCP CIRCUMFERENCE) . LEFT HAND. OPEN TIPS. (SCAR MANAGEMENT) EASY FITTING SOFT AND SMOOTH HI-TECH YARN WITH PERMANENT ODOR NEUTRALITY BREATHABLE HIGH UV PROTECTION PRESSURE LEVEL 10-18 MMHG HYPOALLERGENIC AND LATEX-FREE ANTI-BACTERIAL WASHABLE FABRIC COMPOSITION 80%-90% POLYAMIDE 10%-20% ELASTANE LIGHT MATERIAL THICKNESS 0.64-0.68 MM (SCAR MANAGEMENT).. | SUPPLEMENTARY REHAB,PHYSIOTHERAPY SUPPL.
23519 | 4618150416000 | PRESSURE GARMENT READY MADE GLOVES PALM SIZES: 5: 8.4-8.8IN (21-22 CM) (MCP CIRCUMFERENCE) . RIGHT HAND. OPEN TIPS. (SCAR MANAGEMENT) EASY FITTING SOFT AND SMOOTH HI-TECH YARN WITH PERMANENT ODOR NEUTRALITY BREATHABLE HIGH UV PROTECTION PRESSURE LEVEL 10-18 MMHG HYPOALLERGENIC AND LATEX-FREE ANTI-BACTERIAL WASHABLE FABRIC COMPOSITION 80%-90% POLYAMIDE 10%-20% ELASTANE LIGHT MATERIAL THICKNESS 0.64-0.68 MM (SCAR MANAGEMENT).. | SUPPLEMENTARY REHAB,PHYSIOTHERAPY SUPPL.
23520 | 4618150416100 | PRESSURE GARMENT READY MADE GLOVES PALM SIZES: 7: 10-10.4IN (25-26 CM) (MCP CIRCUMFERENCE) . RIGHT HAND. OPEN TIPS. (SCAR MANAGEMENT) EASY FITTING SOFT AND SMOOTH HI-TECH YARN WITH PERMANENT ODOR NEUTRALITY BREATHABLE HIGH UV PROTECTION PRESSURE LEVEL 10-18 MMHG HYPOALLERGENIC AND LATEX-FREE ANTI-BACTERIAL WASHABLE FABRIC COMPOSITION 80%-90% POLYAMIDE 10%-20% ELASTANE LIGHT MATERIAL THICKNESS 0.64-0.68 MM (SCAR MANAGEMENT).. | SUPPLEMENTARY REHAB,PHYSIOTHERAPY SUPPL.
23521 | 4618150416200 | PRESSURE GARMENT READY MADE GLOVES PALM SIZES: 1: 5.2-5.6IN (13-14 CM) (MCP CIRCUMFERENCE) . RIGHT HAND. OPEN TIPS. (SCAR MANAGEMENT) EASY FITTING SOFT AND SMOOTH HI-TECH YARN WITH PERMANENT ODOR NEUTRALITY BREATHABLE HIGH UV PROTECTION PRESSURE LEVEL 10-18 MMHG HYPOALLERGENIC AND LATEX-FREE ANTI-BACTERIAL WASHABLE FABRIC COMPOSITION 80%-90% POLYAMIDE 10%-20% ELASTANE LIGHT MATERIAL THICKNESS 0.64-0.68 MM (SCAR MANAGEMENT).. | SUPPLEMENTARY REHAB,PHYSIOTHERAPY SUPPL.
23522 | 4618150416300 | PRESSURE GARMENT READY MADE GLOVES PALM SIZES: 3: 6.8-7.2IN (17-18 CM) (MCP CIRCUMFERENCE) . RIGHT HAND. OPEN TIPS. (SCAR MANAGEMENT) EASY FITTING SOFT AND SMOOTH HI-TECH YARN WITH PERMANENT ODOR NEUTRALITY BREATHABLE HIGH UV PROTECTION PRESSURE LEVEL 10-18 MMHG HYPOALLERGENIC AND LATEX-FREE ANTI-BACTERIAL WASHABLE FABRIC COMPOSITION 80%-90% POLYAMIDE 10%-20% ELASTANE LIGHT MATERIAL THICKNESS 0.64-0.68 MM (SCAR MANAGEMENT).. | SUPPLEMENTARY REHAB,PHYSIOTHERAPY SUPPL.
23523 | 4618150416400 | PRESSURE GARMENT READY MADE GLOVES PALM SIZES: 6: 9.2-9.6IN (23-24 CM) (MCP CIRCUMFERENCE) . RIGHT HAND. OPEN TIPS. (SCAR MANAGEMENT) EASY FITTING SOFT AND SMOOTH HI-TECH YARN WITH PERMANENT ODOR NEUTRALITY BREATHABLE HIGH UV PROTECTION PRESSURE LEVEL 10-18 MMHG HYPOALLERGENIC AND LATEX-FREE ANTI-BACTERIAL WASHABLE FABRIC COMPOSITION 80%-90% POLYAMIDE 10%-20% ELASTANE LIGHT MATERIAL THICKNESS 0.64-0.68 MM (SCAR MANAGEMENT).. | SUPPLEMENTARY REHAB,PHYSIOTHERAPY SUPPL.
23524 | 4618150416500 | PRESSURE GARMENT READY MADE GLOVES PALM SIZES: 2: 4.8-5.2 IN (12-13 CM) (MCP CIRCUMFERENCE) . LEFT HAND. CLOSE TIPS. (SCAR MANAGEMENT) EASY FITTING SOFT AND SMOOTH HI-TECH YARN WITH PERMANENT ODOR NEUTRALITY BREATHABLE HIGH UV PROTECTION PRESSURE LEVEL 10-18 MMHG HYPOALLERGENIC AND LATEX-FREE ANTI-BACTERIAL WASHABLE FABRIC COMPOSITION 80%-90% POLYAMIDE 10%-20% ELASTANE LIGHT MATERIAL THICKNESS 0.64-0.68 MM (SCAR MANAGEMENT).. | SUPPLEMENTARY REHAB,PHYSIOTHERAPY SUPPL.
23525 | 4618150416600 | PRESSURE GARMENT READY MADE GLOVES PALM SIZES: 1: 4-4.4 IN (10-11 CM) (MCP CIRCUMFERENCE) . RIGHT HAND. CLOSE TIPS. (SCAR MANAGEMENT) EASY FITTING SOFT AND SMOOTH HI-TECH YARN WITH PERMANENT ODOR NEUTRALITY BREATHABLE HIGH UV PROTECTION PRESSURE LEVEL 10-18 MMHG HYPOALLERGENIC AND LATEX-FREE ANTI-BACTERIAL WASHABLE FABRIC COMPOSITION 80%-90% POLYAMIDE 10%-20% ELASTANE LIGHT MATERIAL THICKNESS 0.64-0.68 MM (SCAR MANAGEMENT).. | SUPPLEMENTARY REHAB,PHYSIOTHERAPY SUPPL.
23526 | 4618150416700 | PRESSURE GARMENT READY MADE GLOVES PALM SIZES: 8: 10.8-11.2IN (27-28 CM) (MCP CIRCUMFERENCE) . LEFT HAND. CLOSE TIPS. (SCAR MANAGEMENT) EASY FITTING SOFT AND SMOOTH HI-TECH YARN WITH PERMANENT ODOR NEUTRALITY BREATHABLE HIGH UV PROTECTION PRESSURE LEVEL 10-18 MMHG HYPOALLERGENIC AND LATEX-FREE ANTI-BACTERIAL WASHABLE FABRIC COMPOSITION 80%-90% POLYAMIDE 10%-20% ELASTANE LIGHT MATERIAL THICKNESS 0.64-0.68 MM (SCAR MANAGEMENT).. | SUPPLEMENTARY REHAB,PHYSIOTHERAPY SUPPL.
23527 | 4618150416800 | PRESSURE GARMENT READY MADE GLOVES PALM SIZES: 7: 10-10.4IN (25-26 CM) (MCP CIRCUMFERENCE) . RIGHT HAND. CLOSE TIPS. (SCAR MANAGEMENT) EASY FITTING SOFT AND SMOOTH HI-TECH YARN WITH PERMANENT ODOR NEUTRALITY BREATHABLE HIGH UV PROTECTION PRESSURE LEVEL 10-18 MMHG HYPOALLERGENIC AND LATEX-FREE ANTI-BACTERIAL WASHABLE FABRIC COMPOSITION 80%-90% POLYAMIDE 10%-20% ELASTANE LIGHT MATERIAL THICKNESS 0.64-0.68 MM (SCAR MANAGEMENT).. | SUPPLEMENTARY REHAB,PHYSIOTHERAPY SUPPL.
23528 | 4618150416900 | PRESSURE GARMENT READY MADE GLOVES PALM SIZES: 8: 10.8-11.2IN (27-28 CM) (MCP CIRCUMFERENCE) . RIGHT HAND. OPEN TIPS (SCAR MANAGEMENT) EASY FITTING SOFT AND SMOOTH HI-TECH YARN WITH PERMANENT ODOR NEUTRALITY BREATHABLE HIGH UV PROTECTION PRESSURE LEVEL 10-18 MMHG HYPOALLERGENIC AND LATEX-FREE ANTI-BACTERIAL WASHABLE FABRIC COMPOSITION 80%-90% POLYAMIDE 10%-20% ELASTANE LIGHT MATERIAL THICKNESS 0.64-0.68 MM (SCAR MANAGEMENT).. | SUPPLEMENTARY REHAB,PHYSIOTHERAPY SUPPL.
23529 | 4618150417000 | PRESSURE GARMENT READY MADE GLOVES PALM SIZES: 1: 5.2-5.6IN (13-14 CM) (MCP CIRCUMFERENCE) . RIGHT HAND. CLOSE TIPS. (SCAR MANAGEMENT) EASY FITTING SOFT AND SMOOTH HI-TECH YARN WITH PERMANENT ODOR NEUTRALITY BREATHABLE HIGH UV PROTECTION PRESSURE LEVEL 10-18 MMHG HYPOALLERGENIC AND LATEX-FREE ANTI-BACTERIAL WASHABLE FABRIC COMPOSITION 80%-90% POLYAMIDE 10%-20% ELASTANE LIGHT MATERIAL THICKNESS 0.64-0.68 MM (SCAR MANAGEMENT).. | SUPPLEMENTARY REHAB,PHYSIOTHERAPY SUPPL.
23530 | 4618150417100 | PRESSURE GARMENT READY MADE GLOVES PALM SIZES: 3: 6.8-7.2IN (17-18 CM) (MCP CIRCUMFERENCE) . RIGHT HAND. CLOSE TIPS. (SCAR MANAGEMENT) EASY FITTING SOFT AND SMOOTH HI-TECH YARN WITH PERMANENT ODOR NEUTRALITY BREATHABLE HIGH UV PROTECTION PRESSURE LEVEL 10-18 MMHG HYPOALLERGENIC AND LATEX-FREE ANTI-BACTERIAL WASHABLE FABRIC COMPOSITION 80%-90% POLYAMIDE 10%-20% ELASTANE LIGHT MATERIAL THICKNESS 0.64-0.68 MM (SCAR MANAGEMENT).. | SUPPLEMENTARY REHAB,PHYSIOTHERAPY SUPPL.
23531 | 4618150417200 | PRESSURE GARMENT READY MADE GLOVES PALM SIZES: 5: 8.4-8.8IN (21-22 CM) (MCP CIRCUMFERENCE) . RIGHT HAND. CLOSE TIPS. (SCAR MANAGEMENT) EASY FITTING SOFT AND SMOOTH HI-TECH YARN WITH PERMANENT ODOR NEUTRALITY BREATHABLE HIGH UV PROTECTION PRESSURE LEVEL 10-18 MMHG HYPOALLERGENIC AND LATEX-FREE ANTI-BACTERIAL WASHABLE FABRIC COMPOSITION 80%-90% POLYAMIDE 10%-20% ELASTANE LIGHT MATERIAL THICKNESS 0.64-0.68 MM (SCAR MANAGEMENT).. | SUPPLEMENTARY REHAB,PHYSIOTHERAPY SUPPL.
23532 | 4618150417300 | PRESSURE GARMENT READY MADE GLOVES PALM SIZES: 6: 9.2-9.6IN (23-24 CM) (MCP CIRCUMFERENCE) . RIGHT HAND. CLOSE TIPS. (SCAR MANAGEMENT) EASY FITTING SOFT AND SMOOTH HI-TECH YARN WITH PERMANENT ODOR NEUTRALITY BREATHABLE HIGH UV PROTECTION PRESSURE LEVEL 10-18 MMHG HYPOALLERGENIC AND LATEX-FREE ANTI-BACTERIAL WASHABLE FABRIC COMPOSITION 80%-90% POLYAMIDE 10%-20% ELASTANE LIGHT MATERIAL THICKNESS 0.64-0.68 MM (SCAR MANAGEMENT).. | SUPPLEMENTARY REHAB,PHYSIOTHERAPY SUPPL.
23533 | 4618150417400 | PRESSURE GARMENT READY MADE GLOVES PALM SIZES: 2: 4.8-5.2 IN (12-13 CM) (MCP CIRCUMFERENCE) . RIGHT HAND. OPEN TIPS. (SCAR MANAGEMENT) EASY FITTING SOFT AND SMOOTH HI-TECH YARN WITH PERMANENT ODOR NEUTRALITY BREATHABLE HIGH UV PROTECTION PRESSURE LEVEL 10-18 MMHG HYPOALLERGENIC AND LATEX-FREE ANTI-BACTERIAL WASHABLE FABRIC COMPOSITION 80%-90% POLYAMIDE 10%-20% ELASTANE LIGHT MATERIAL THICKNESS 0.64-0.68 MM (SCAR MANAGEMENT).. | SUPPLEMENTARY REHAB,PHYSIOTHERAPY SUPPL.
23534 | 4618150417500 | PRESSURE GARMENT READY MADE GLOVES PALM SIZES: 2: 4.8-5.2 IN (12-13 CM) (MCP CIRCUMFERENCE) . RIGHT HAND. CLOSE TIPS. (SCAR MANAGEMENT) EASY FITTING SOFT AND SMOOTH HI-TECH YARN WITH PERMANENT ODOR NEUTRALITY BREATHABLE HIGH UV PROTECTION PRESSURE LEVEL 10-18 MMHG HYPOALLERGENIC AND LATEX-FREE ANTI-BACTERIAL WASHABLE FABRIC COMPOSITION 80%-90% POLYAMIDE 10%-20% ELASTANE LIGHT MATERIAL THICKNESS 0.64-0.68 MM (SCAR MANAGEMENT).. | SUPPLEMENTARY REHAB,PHYSIOTHERAPY SUPPL.
23535 | 4618150417600 | PRESSURE GARMENT READY MADE GLOVES PALM SIZES: 8: 10.8-11.2IN (27-28 CM) (MCP CIRCUMFERENCE) . RIGHT HAND. CLOSE TIPS. (SCAR MANAGEMENT) EASY FITTING SOFT AND SMOOTH HI-TECH YARN WITH PERMANENT ODOR NEUTRALITY BREATHABLE HIGH UV PROTECTION PRESSURE LEVEL 10-18 MMHG HYPOALLERGENIC AND LATEX-FREE ANTI-BACTERIAL WASHABLE FABRIC COMPOSITION 80%-90% POLYAMIDE 10%-20% ELASTANE LIGHT MATERIAL THICKNESS 0.64-0.68 MM (SCAR MANAGEMENT).. | SUPPLEMENTARY REHAB,PHYSIOTHERAPY SUPPL.
23536 | 4618150417700 | LYMPHEDEMA COMPRESSION GARMENT CUSTOM MADE SLEEVE WITH SHOULDER SUPPORTING STRAP AND GLOVE SKIN COLOR CLASS UPON REQUEST FABRIC: POL YAMIDE (50-80%) ELASTANE (20-35%) SKIN CONTACT AND LATEX FREE COMPRESSION INCLUDING ALL NECESSARY ACCESSORIES SIZE SIDE AND COLOR WILL BE SPECIFY WHEN ORDERED FOR EACH PATIENT INDIVIDUAL (LYMPHEDEMA). | SUPPLEMENTARY REHAB,PHYSIOTHERAPY SUPPL.
23537 | 4618150417800 | LYMPHEDEMA COMPRESSION GARMENT CUSTOM MADE SLEEVE WITH STAY-UP SILICON STRIP AND GLOVE SKIN COLOR CLASS UPON REQUEST FABRIC: POLYAMIDE (50-80%) ELASTANE (20-35%) SKIN CONTACT AND LATEX FREE COMPRESSION INCLUDING ALL NECESSARY ACCESSORIES SIZE SIDE AND COLOR WILL BE SPECIFY WHEN ORDERED FOR EACH PATIENT INDIVIDUAL (LYMPHEDEMA). | SUPPLEMENTARY REHAB,PHYSIOTHERAPY SUPPL.
23538 | 4618150418000 | PRESSURE GARMENT READY MADE GLOVES PALM SIZE: 9.6X11.4IN /24.75-28.50 CM EASY FITTING SOFT AND SMOOTH HI-TECH YARN WITH PERMANENT ODOR NEUTRALITY BREATHABLE HIGH UV PROTECTION PATENTED KNIT ENSURES RAPID MOISTURE TRANSPORTATION AND TEMPERATURE HYPOALLERGENIC AND LATEX-FREE ANTI-BACTERIAL WASHABLE FABRIC COMPOSITION 20%-30% ELASTANE 70 AND -80% POLYAMIDE (SCAR MANAGEMENT).. | SUPPLEMENTARY REHAB,PHYSIOTHERAPY SUPPL.
23539 | 4618150418100 | PRESSURE GARMENT READY MADE GLOVES PALM SIZE 8X9.87IN /20.25-25.25 CM EASY FITTING SOFT AND SMOOTH HI-TECH YARN WITH PERMANENT ODOR NEUTRALITY BREATHABLE HIGH UV PROTECTION PATENTED KNIT ENSURES RAPID MOISTURE TRANSPORTATION AND TEMPERATURE HYPOALLERGENIC AND LATEX-FREE ANTI-BACTERIAL WASHABLE FABRIC COMPOSITION 20%-30% ELASTANE 70 AND -80% POLYAMIDE (SCAR MANAGEMENT).. | SUPPLEMENTARY REHAB,PHYSIOTHERAPY SUPPL.
23540 | 4618150418200 | PRESSURE GARMENT READY MADE GLOVES PALM SIZE: 6.75X8IN/17-20.25 CM EASY FITTING SOFT AND SMOOTH HI-TECH YARN WITH PERMANENT ODOR NEUTRALITY BREATHABLE HIGH UV PROTECTION PATENTED KNIT ENSURES RAPID MOISTURE TRANSPORTATION AND TEMPERATURE HYPOALLERGENIC AND LATEX-FREE ANTI-BACTERIAL WASHABLE FABRIC COMPOSITION 20%-30% ELASTANE 70 AND -80% POLYAMIDE (SCAR MANAGEMENT).. | SUPPLEMENTARY REHAB,PHYSIOTHERAPY SUPPL.
23541 | 4618150418300 | PRESSURE GARMENT READY MADE GLOVES PALM SIZE :5.8X6.75IN /14.9-17 CM EASY FITTING SOFT AND SMOOTH HI-TECH YARN WITH PERMANENT ODOR NEUTRALITY BREATHABLE HIGH UV PROTECTION PATENTED KNIT ENSURES RAPID MOISTURE TRANSPORTATION AND TEMPERATURE HYPOALLERGENIC AND LATEX-FREE ANTI-BACTERIAL WASHABLE FABRIC COMPOSITION 20%-30% ELASTANE 70 AND -80% POLYAMIDE (SCAR MANAGEMENT).. | SUPPLEMENTARY REHAB,PHYSIOTHERAPY SUPPL.
23542 | 4618150418400 | PRESSURE GARMENT READY MADE GLOVES PALM SIZE :5.2X5.87IN/13.2-15 CM EASY FITTING SOFT AND SMOOTH HI-TECH YARN WITH PERMANENT ODOR NEUTRALITY BREATHABLE HIGH UV PROTECTION PATENTED KNIT ENSURES RAPID MOISTURE TRANSPORTATION AND TEMPERATURE HYPOALLERGENIC AND LATEX-FREE ANTI-BACTERIAL WASHABLE FABRIC COMPOSITION 20%-30% ELASTANE 70 AND -80% POLYAMIDE (SCAR MANAGEMENT).. | SUPPLEMENTARY REHAB,PHYSIOTHERAPY SUPPL.
23543 | 4618150418500 | PRESSURE GARMENT READY MADE GLOVES PALM SIZE: 4.6X5.25IN/11.75-13.2 EASY FITTING SOFT AND SMOOTH HI-TECH YARN WITH PERMANENT ODOR NEUTRALITY BREATHABLE HIGH UV PROTECTION PATENTED KNIT ENSURES RAPID MOISTURE TRANSPORTATION AND TEMPERATURE HYPOALLERGENIC AND LATEX-FREE ANTI-BACTERIAL WASHABLE FABRIC COMPOSITION 20%-30% ELASTANE 70 AND -80% POLYAMIDE (SCAR MANAGEMENT).. | SUPPLEMENTARY REHAB,PHYSIOTHERAPY SUPPL.
23544 | 4618150418600 | PRESSURE GARMENT READY MADE GLOVES PALM SIZE: 10.2X12IN/26-30.5 CM EASY FITTING SOFT AND SMOOTH HI-TECH YARN WITH PERMANENT ODOR NEUTRALITY BREATHABLE HIGH UV PROTECTION PATENTED KNIT ENSURES RAPID MOISTURE TRANSPORTATION AND TEMPERATURE HYPOALLERGENIC AND LATEX-FREE ANTI-BACTERIAL WASHABLE FABRIC COMPOSITION 20%-30% ELASTANE 70 AND -80% POLYAMIDE (SCAR MANAGEMENT).. | SUPPLEMENTARY REHAB,PHYSIOTHERAPY SUPPL.
23545 | 4618150500100 | PROSTHETIC SEALING SLEEVE, GEL KNEE SLEEVES, PROVIDE ENHANCED SUSPENSION BETWEEN SOCKET AND SKIN, ELASTIC MATERIAL ALLOWING FULL KNEE RANGE OF MOTION, SUITABLE FOR PRIMARY SUSPENSION OR USE WITH VALVE OR ELEVATED VACUUM SYSTEM, MEDICAL MINERAL OIL–INFUSED GEL FOR SKIN PROTECTION, LUBRICATES AND MOISTURIZES THE SKIN DURING WEAR, SIZE 20 | PROSTHETICS & ORTHOSIS SUPPLIES
23546 | 4618150500200 | PROSTHETIC SEALING SLEEVE, GEL KNEE SLEEVES, PROVIDE ENHANCED SUSPENSION BETWEEN SOCKET AND SKIN, ELASTIC MATERIAL ALLOWING FULL KNEE RANGE OF MOTION, SUITABLE FOR PRIMARY SUSPENSION OR USE WITH VALVE OR ELEVATED VACUUM SYSTEM, MEDICAL MINERAL OIL–INFUSED GEL FOR SKIN PROTECTION, LUBRICATES AND MOISTURIZES THE SKIN DURING WEAR, SIZE 23 | PROSTHETICS & ORTHOSIS SUPPLIES
23547 | 4618150500300 | PROSTHETIC SEALING SLEEVE, GEL KNEE SLEEVES, PROVIDE ENHANCED SUSPENSION BETWEEN SOCKET AND SKIN, ELASTIC MATERIAL ALLOWING FULL KNEE RANGE OF MOTION, SUITABLE FOR PRIMARY SUSPENSION OR USE WITH VALVE OR ELEVATED VACUUM SYSTEM, MEDICAL MINERAL OIL–INFUSED GEL FOR SKIN PROTECTION, LUBRICATES AND MOISTURIZES THE SKIN DURING WEAR, SIZE 26 | PROSTHETICS & ORTHOSIS SUPPLIES
23548 | 4618150500400 | PROSTHETIC SEALING SLEEVE, GEL KNEE SLEEVES, PROVIDE ENHANCED SUSPENSION BETWEEN SOCKET AND SKIN, ELASTIC MATERIAL ALLOWING FULL KNEE RANGE OF MOTION, SUITABLE FOR PRIMARY SUSPENSION OR USE WITH VALVE OR ELEVATED VACUUM SYSTEM, MEDICAL MINERAL OIL–INFUSED GEL FOR SKIN PROTECTION, LUBRICATES AND MOISTURIZES THE SKIN DURING WEAR, SIZE 29 | PROSTHETICS & ORTHOSIS SUPPLIES
23549 | 4618152600000 | PRESSURE GARMENT READY MADE VEST WOMEN SHORT SLEEVES SIZES: 6: 38.8-40 IN (97-100 CM) (CIRCUMFERENCE OF CHEST ABOVE BREASTS) . EASY FITTING SOFT AND SMOOTH HI-TECH YARN WITH PERMANENT ODOR NEUTRALITY BREATHABLE HIGH UV PROTECTION PRESSURE LEVEL 10-18 MMHG HYPOALLERGENIC AND LATEX-FREE ANTI-BACTERIAL WASHABLE FABRIC COMPOSITION 80%-90% POLYAMIDE 10%-20% ELASTANE THICKNESS 0.48MM-0.52MM (SCAR MANAGEMENT).. | SUPPLEMENTARY REHAB,PHYSIOTHERAPY SUPPL.
23550 | 4618152700000 | PRESSURE GARMENT READY MADE PANTS CHILDREN LONG LEG SIZES: 6: 26.8-28 IN (67-70 CM) (CIRCUMFERENCE OF WIDEST POINT OF PELVIS) . EASY FITTING SOFT AND SMOOTH HI-TECH YARN WITH PERMANENT ODOR NEUTRALITY BREATHABLE HIGH UV PROTECTION PRESSURE LEVEL 10-18 MMHG HYPOALLERGENIC AND LATEX-FREE ANTI-BACTERIAL WASHABLE FABRIC COMPOSITION 80%-90% POLYAMIDE 10%-20% ELASTANE THICKNESS 0.48MM-0.52MM (SCAR MANAGEMENT).. | SUPPLEMENTARY REHAB,PHYSIOTHERAPY SUPPL.
23551 | 4618152700100 | PRESSURE GARMENT READY MADE PANTS CHILDREN LONG LEG SIZES: 5: 24.8-26.4 IN (62-66 CM) (CIRCUMFERENCE OF WIDEST POINT OF PELVIS) . EASY FITTING SOFT AND SMOOTH HI-TECH YARN WITH PERMANENT ODOR NEUTRALITY BREATHABLE HIGH UV PROTECTION PRESSURE LEVEL 10-18 MMHG HYPOALLERGENIC AND LATEX-FREE ANTI-BACTERIAL WASHABLE FABRIC COMPOSITION 80%-90% POLYAMIDE 10%-20% ELASTANE THICKNESS 0.48MM-0.52MM (SCAR MANAGEMENT).. | SUPPLEMENTARY REHAB,PHYSIOTHERAPY SUPPL.
23552 | 4618152700200 | PRESSURE GARMENT READY MADE PANTS CHILDREN LONG LEG SIZES: 4: 23.6-24.4 IN (59-61 CM) (CIRCUMFERENCE OF WIDEST POINT OF PELVIS) . EASY FITTING SOFT AND SMOOTH HI-TECH YARN WITH PERMANENT ODOR NEUTRALITY BREATHABLE HIGH UV PROTECTION PRESSURE LEVEL 10-18 MMHG HYPOALLERGENIC AND LATEX-FREE ANTI-BACTERIAL WASHABLE FABRIC COMPOSITION 80%-90% POLYAMIDE 10%-20% ELASTANE THICKNESS 0.48MM-0.52MM (SCAR MANAGEMENT).. | SUPPLEMENTARY REHAB,PHYSIOTHERAPY SUPPL.
23553 | 4618152700300 | PRESSURE GARMENT READY MADE PANTS CHILDREN LONG LEG SIZES: 7: 28.4-29.6 IN (71-74 CM) (CIRCUMFERENCE OF WIDEST POINT OF PELVIS) . EASY FITTING SOFT AND SMOOTH HI-TECH YARN WITH PERMANENT ODOR NEUTRALITY BREATHABLE HIGH UV PROTECTION PRESSURE LEVEL 10-18 MMHG HYPOALLERGENIC AND LATEX-FREE ANTI-BACTERIAL WASHABLE FABRIC COMPOSITION 80%-90% POLYAMIDE 10%-20% ELASTANE THICKNESS 0.48MM-0.52MM (SCAR MANAGEMENT).. | SUPPLEMENTARY REHAB,PHYSIOTHERAPY SUPPL.
23554 | 4618152700400 | PRESSURE GARMENT READY MADE PANTS CHILDREN LONG LEG SIZES: 3: 22-23.2 IN (55-58 CM) (CIRCUMFERENCE OF WIDEST POINT OF PELVIS) . EASY FITTING SOFT AND SMOOTH HI-TECH YARN WITH PERMANENT ODOR NEUTRALITY BREATHABLE HIGH UV PROTECTION PRESSURE LEVEL 10-18 MMHG HYPOALLERGENIC AND LATEX-FREE ANTI-BACTERIAL WASHABLE FABRIC COMPOSITION 80%-90% POLYAMIDE 10%-20% ELASTANE THICKNESS 0.48MM-0.52MM (SCAR MANAGEMENT).. | SUPPLEMENTARY REHAB,PHYSIOTHERAPY SUPPL.
23555 | 4618152700500 | PRESSURE GARMENT READY MADE PANTS CHILDREN LONG LEG SIZES: 8: 30-31.2 IN (75-78 CM) (CIRCUMFERENCE OF WIDEST POINT OF PELVIS) . EASY FITTING SOFT AND SMOOTH HI-TECH YARN WITH PERMANENT ODOR NEUTRALITY BREATHABLE HIGH UV PROTECTION PRESSURE LEVEL 10-18 MMHG HYPOALLERGENIC AND LATEX-FREE ANTI-BACTERIAL WASHABLE FABRIC COMPOSITION 80%-90% POLYAMIDE 10%-20% ELASTANE THICKNESS 0.48MM-0.52MM (SCAR MANAGEMENT).. | SUPPLEMENTARY REHAB,PHYSIOTHERAPY SUPPL.
23556 | 4618152700600 | PRESSURE GARMENT READY MADE PANTS CHILDREN LONG LEG SIZES: 2: 20.4-21.6 IN (51-54 CM) (CIRCUMFERENCE OF WIDEST POINT OF PELVIS) . EASY FITTING SOFT AND SMOOTH HI-TECH YARN WITH PERMANENT ODOR NEUTRALITY BREATHABLE HIGH UV PROTECTION PRESSURE LEVEL 10-18 MMHG HYPOALLERGENIC AND LATEX-FREE ANTI-BACTERIAL WASHABLE FABRIC COMPOSITION 80%-90% POLYAMIDE 10%-20% ELASTANE THICKNESS 0.48MM-0.52MM (SCAR MANAGEMENT).. | SUPPLEMENTARY REHAB,PHYSIOTHERAPY SUPPL.
23557 | 4618152700700 | PRESSURE GARMENT READY MADE PANTS CHILDREN LONG LEG SIZES: 9: 31.6-32.8 IN (79-82 CM) (CIRCUMFERENCE OF WIDEST POINT OF PELVIS) . EASY FITTING SOFT AND SMOOTH HI-TECH YARN WITH PERMANENT ODOR NEUTRALITY BREATHABLE HIGH UV PROTECTION PRESSURE LEVEL 10-18 MMHG HYPOALLERGENIC AND LATEX-FREE ANTI-BACTERIAL WASHABLE FABRIC COMPOSITION 80%-90% POLYAMIDE 10%-20% ELASTANE THICKNESS 0.48MM-0.52MM (SCAR MANAGEMENT).. | SUPPLEMENTARY REHAB,PHYSIOTHERAPY SUPPL.
23558 | 4618152700800 | PRESSURE GARMENT READY MADE PANTS CHILDREN LONG LEG SIZES: 1: 18.8-20 IN (47-50 CM) (CIRCUMFERENCE OF WIDEST POINT OF PELVIS) . EASY FITTING SOFT AND SMOOTH HI-TECH YARN WITH PERMANENT ODOR NEUTRALITY BREATHABLE HIGH UV PROTECTION PRESSURE LEVEL 10-18 MMHG HYPOALLERGENIC AND LATEX-FREE ANTI-BACTERIAL WASHABLE FABRIC COMPOSITION 80%-90% POLYAMIDE 10%-20% ELASTANE THICKNESS 0.48MM-0.52MM (SCAR MANAGEMENT).. | SUPPLEMENTARY REHAB,PHYSIOTHERAPY SUPPL.
23559 | 4618152700900 | PRESSURE GARMENT READY MADE PANTS CHILDREN LONG LEG SIZES: 10: 33.2-34.4 IN (83-86 CM) (CIRCUMFERENCE OF WIDEST POINT OF PELVIS) . EASY FITTING SOFT AND SMOOTH HI-TECH YARN WITH PERMANENT ODOR NEUTRALITY BREATHABLE HIGH UV PROTECTION PRESSURE LEVEL 10-18 MMHG HYPOALLERGENIC AND LATEX-FREE ANTI-BACTERIAL WASHABLE FABRIC COMPOSITION 80%-90% POLYAMIDE 10%-20% ELASTANE THICKNESS 0.48MM-0.52MM (SCAR MANAGEMENT).. | SUPPLEMENTARY REHAB,PHYSIOTHERAPY SUPPL.
23560 | 4618152701000 | PRESSURE GARMENT READY MADE PANTS CHILDREN SHORT LEG SIZES: 6: 26.8-28 IN (67-70 CM) (CIRCUMFERENCE OF WIDEST POINT OF PELVIS) . EASY FITTING SOFT AND SMOOTH HI-TECH YARN WITH PERMANENT ODOR NEUTRALITY BREATHABLE HIGH UV PROTECTION PRESSURE LEVEL 10-18 MMHG HYPOALLERGENIC AND LATEX-FREE ANTI-BACTERIAL WASHABLE FABRIC COMPOSITION 80%-90% POLYAMIDE 10%-20% ELASTANE THICKNESS 0.48MM-0.52MM (SCAR MANAGEMENT).. | SUPPLEMENTARY REHAB,PHYSIOTHERAPY SUPPL.
23561 | 4618152701100 | PRESSURE GARMENT READY MADE PANTS CHILDREN SHORT LEG SIZES: 5: 24.8-26.4 IN (62-66 CM) (CIRCUMFERENCE OF WIDEST POINT OF PELVIS) . EASY FITTING SOFT AND SMOOTH HI-TECH YARN WITH PERMANENT ODOR NEUTRALITY BREATHABLE HIGH UV PROTECTION PRESSURE LEVEL 10-18 MMHG HYPOALLERGENIC AND LATEX-FREE ANTI-BACTERIAL WASHABLE FABRIC COMPOSITION 80%-90% POLYAMIDE 10%-20% ELASTANE THICKNESS 0.48MM-0.52MM (SCAR MANAGEMENT).. | SUPPLEMENTARY REHAB,PHYSIOTHERAPY SUPPL.
23562 | 4618152701200 | PRESSURE GARMENT READY MADE PANTS CHILDREN SHORT LEG SIZES: 4: 23.6-24.4 IN (59-61 CM) (CIRCUMFERENCE OF WIDEST POINT OF PELVIS) . EASY FITTING SOFT AND SMOOTH HI-TECH YARN WITH PERMANENT ODOR NEUTRALITY BREATHABLE HIGH UV PROTECTION PRESSURE LEVEL 10-18 MMHG HYPOALLERGENIC AND LATEX-FREE ANTI-BACTERIAL WASHABLE FABRIC COMPOSITION 80%-90% POLYAMIDE 10%-20% ELASTANE THICKNESS 0.48MM-0.52MM (SCAR MANAGEMENT).. | SUPPLEMENTARY REHAB,PHYSIOTHERAPY SUPPL.
23563 | 4618152701300 | PRESSURE GARMENT READY MADE PANTS CHILDREN SHORT LEG SIZES: 7: 28.4-29.6 IN (71-74 CM) (CIRCUMFERENCE OF WIDEST POINT OF PELVIS) . EASY FITTING SOFT AND SMOOTH HI-TECH YARN WITH PERMANENT ODOR NEUTRALITY BREATHABLE HIGH UV PROTECTION PRESSURE LEVEL 10-18 MMHG HYPOALLERGENIC AND LATEX-FREE ANTI-BACTERIAL WASHABLE FABRIC COMPOSITION 80%-90% POLYAMIDE 10%-20% ELASTANE THICKNESS 0.48MM-0.52MM (SCAR MANAGEMENT).. | SUPPLEMENTARY REHAB,PHYSIOTHERAPY SUPPL.
23564 | 4618152701400 | PRESSURE GARMENT READY MADE PANTS CHILDREN SHORT LEG SIZES: 3: 22-23.2 IN (55-58 CM) (CIRCUMFERENCE OF WIDEST POINT OF PELVIS) . EASY FITTING SOFT AND SMOOTH HI-TECH YARN WITH PERMANENT ODOR NEUTRALITY BREATHABLE HIGH UV PROTECTION PRESSURE LEVEL 10-18 MMHG HYPOALLERGENIC AND LATEX-FREE ANTI-BACTERIAL WASHABLE FABRIC COMPOSITION 80%-90% POLYAMIDE 10%-20% ELASTANE THICKNESS 0.48MM-0.52MM (SCAR MANAGEMENT).. | SUPPLEMENTARY REHAB,PHYSIOTHERAPY SUPPL.
23565 | 4618152701500 | PRESSURE GARMENT READY MADE PANTS CHILDREN SHORT LEG SIZES: 8: 30-31.2 IN (75-78 CM) (CIRCUMFERENCE OF WIDEST POINT OF PELVIS) . EASY FITTING SOFT AND SMOOTH HI-TECH YARN WITH PERMANENT ODOR NEUTRALITY BREATHABLE HIGH UV PROTECTION PRESSURE LEVEL 10-18 MMHG HYPOALLERGENIC AND LATEX-FREE ANTI-BACTERIAL WASHABLE FABRIC COMPOSITION 80%-90% POLYAMIDE 10%-20% ELASTANE THICKNESS 0.48MM-0.52MM (SCAR MANAGEMENT).. | SUPPLEMENTARY REHAB,PHYSIOTHERAPY SUPPL.
23566 | 4618152701600 | PRESSURE GARMENT READY MADE PANTS CHILDREN SHORT LEG SIZES: 2: 20.4-21.6 IN (51-54 CM) (CIRCUMFERENCE OF WIDEST POINT OF PELVIS) . EASY FITTING SOFT AND SMOOTH HI-TECH YARN WITH PERMANENT ODOR NEUTRALITY BREATHABLE HIGH UV PROTECTION PRESSURE LEVEL 10-18 MMHG HYPOALLERGENIC AND LATEX-FREE ANTI-BACTERIAL WASHABLE FABRIC COMPOSITION 80%-90% POLYAMIDE 10%-20% ELASTANE THICKNESS 0.48MM-0.52MM (SCAR MANAGEMENT).. | SUPPLEMENTARY REHAB,PHYSIOTHERAPY SUPPL.
23567 | 4618152701700 | PRESSURE GARMENT READY MADE PANTS CHILDREN SHORT LEG SIZES: 9: 31.6-32.8 IN (79-82 CM) (CIRCUMFERENCE OF WIDEST POINT OF PELVIS) . EASY FITTING SOFT AND SMOOTH HI-TECH YARN WITH PERMANENT ODOR NEUTRALITY BREATHABLE HIGH UV PROTECTION PRESSURE LEVEL 10-18 MMHG HYPOALLERGENIC AND LATEX-FREE ANTI-BACTERIAL WASHABLE FABRIC COMPOSITION 80%-90% POLYAMIDE 10%-20% ELASTANE THICKNESS 0.48MM-0.52MM (SCAR MANAGEMENT).. | SUPPLEMENTARY REHAB,PHYSIOTHERAPY SUPPL.
23568 | 4618152701800 | PRESSURE GARMENT READY MADE PANTS CHILDREN SHORT LEG SIZES: 1: 18.8-20 IN (47-50 CM) (CIRCUMFERENCE OF WIDEST POINT OF PELVIS) . EASY FITTING SOFT AND SMOOTH HI-TECH YARN WITH PERMANENT ODOR NEUTRALITY BREATHABLE HIGH UV PROTECTION PRESSURE LEVEL 10-18 MMHG HYPOALLERGENIC AND LATEX-FREE ANTI-BACTERIAL WASHABLE FABRIC COMPOSITION 80%-90% POLYAMIDE 10%-20% ELASTANE THICKNESS 0.48MM-0.52MM (SCAR MANAGEMENT).. | SUPPLEMENTARY REHAB,PHYSIOTHERAPY SUPPL.
23569 | 4618152701900 | PRESSURE GARMENT READY MADE PANTS CHILDREN SHORT LEG SIZES: 10: 33.2-34.4 IN (83-86 CM) (CIRCUMFERENCE OF WIDEST POINT OF PELVIS) . EASY FITTING SOFT AND SMOOTH HI-TECH YARN WITH PERMANENT ODOR NEUTRALITY BREATHABLE HIGH UV PROTECTION PRESSURE LEVEL 10-18 MMHG HYPOALLERGENIC AND LATEX-FREE ANTI-BACTERIAL WASHABLE FABRIC COMPOSITION 80%-90% POLYAMIDE 10%-20% ELASTANE THICKNESS 0.48MM-0.52MM (SCAR MANAGEMENT).. | SUPPLEMENTARY REHAB,PHYSIOTHERAPY SUPPL.
23570 | 4618152702000 | PRESSURE GARMENT READY MADE PANTS MEN LONG LEG SIZES: 6: 43.6-44.8 IN (109-112 CM) (CIRCUMFERENCE OF WIDEST POINT OF PELVIS) . EASY FITTING SOFT AND SMOOTH HI-TECH YARN WITH PERMANENT ODOR NEUTRALITY BREATHABLE HIGH UV PROTECTION PRESSURE LEVEL 10-18 MMHG HYPOALLERGENIC AND LATEX-FREE ANTI-BACTERIAL WASHABLE FABRIC COMPOSITION 80%-90% POLYAMIDE 10%-20% ELASTANE THICKNESS 0.48MM-0.52MM (SCAR MANAGEMENT).. | SUPPLEMENTARY REHAB,PHYSIOTHERAPY SUPPL.
23571 | 4618152702100 | PRESSURE GARMENT READY MADE PANTS MEN LONG LEG SIZES: 5: 42-43.2 IN (105-108 CM) (CIRCUMFERENCE OF WIDEST POINT OF PELVIS) . EASY FITTING SOFT AND SMOOTH HI-TECH YARN WITH PERMANENT ODOR NEUTRALITY BREATHABLE HIGH UV PROTECTION PRESSURE LEVEL 10-18 MMHG HYPOALLERGENIC AND LATEX-FREE ANTI-BACTERIAL WASHABLE FABRIC COMPOSITION 80%-90% POLYAMIDE 10%-20% ELASTANE THICKNESS 0.48MM-0.52MM (SCAR MANAGEMENT).. | SUPPLEMENTARY REHAB,PHYSIOTHERAPY SUPPL.
23572 | 4618152702200 | PRESSURE GARMENT READY MADE PANTS MEN LONG LEG SIZES: 4: 40.4-41.6 IN (101-104 CM) (CIRCUMFERENCE OF WIDEST POINT OF PELVIS) . EASY FITTING SOFT AND SMOOTH HI-TECH YARN WITH PERMANENT ODOR NEUTRALITY BREATHABLE HIGH UV PROTECTION PRESSURE LEVEL 10-18 MMHG HYPOALLERGENIC AND LATEX-FREE ANTI-BACTERIAL WASHABLE FABRIC COMPOSITION 80%-90% POLYAMIDE 10%-20% ELASTANE THICKNESS 0.48MM-0.52MM (SCAR MANAGEMENT).. | SUPPLEMENTARY REHAB,PHYSIOTHERAPY SUPPL.
23573 | 4618152702300 | PRESSURE GARMENT READY MADE PANTS MEN LONG LEG SIZES: 7: 45.2-46.4 IN (113-116 CM) (CIRCUMFERENCE OF WIDEST POINT OF PELVIS) . EASY FITTING SOFT AND SMOOTH HI-TECH YARN WITH PERMANENT ODOR NEUTRALITY BREATHABLE HIGH UV PROTECTION PRESSURE LEVEL 10-18 MMHG HYPOALLERGENIC AND LATEX-FREE ANTI-BACTERIAL WASHABLE FABRIC COMPOSITION 80%-90% POLYAMIDE 10%-20% ELASTANE THICKNESS 0.48MM-0.52MM (SCAR MANAGEMENT).. | SUPPLEMENTARY REHAB,PHYSIOTHERAPY SUPPL.
23574 | 4618152702400 | PRESSURE GARMENT READY MADE PANTS MEN LONG LEG SIZES: 3: 38.8-40 IN (97-100 CM) (CIRCUMFERENCE OF WIDEST POINT OF PELVIS) . EASY FITTING SOFT AND SMOOTH HI-TECH YARN WITH PERMANENT ODOR NEUTRALITY BREATHABLE HIGH UV PROTECTION PRESSURE LEVEL 10-18 MMHG HYPOALLERGENIC AND LATEX-FREE ANTI-BACTERIAL WASHABLE FABRIC COMPOSITION 80%-90% POLYAMIDE 10%-20% ELASTANE THICKNESS 0.48MM-0.52MM (SCAR MANAGEMENT).. | SUPPLEMENTARY REHAB,PHYSIOTHERAPY SUPPL.
23575 | 4618152702500 | PRESSURE GARMENT READY MADE PANTS MEN LONG LEG SIZES: 8: 46.8-48 IN (117-120 CM) (CIRCUMFERENCE OF WIDEST POINT OF PELVIS) . EASY FITTING SOFT AND SMOOTH HI-TECH YARN WITH PERMANENT ODOR NEUTRALITY BREATHABLE HIGH UV PROTECTION PRESSURE LEVEL 10-18 MMHG HYPOALLERGENIC AND LATEX-FREE ANTI-BACTERIAL WASHABLE FABRIC COMPOSITION 80%-90% POLYAMIDE 10%-20% ELASTANE THICKNESS 0.48MM-0.52MM (SCAR MANAGEMENT).. | SUPPLEMENTARY REHAB,PHYSIOTHERAPY SUPPL.
23576 | 4618152702600 | PRESSURE GARMENT READY MADE PANTS MEN LONG LEG SIZES: 2: 37.2-38.4 IN (93-96 CM) (CIRCUMFERENCE OF WIDEST POINT OF PELVIS) . EASY FITTING SOFT AND SMOOTH HI-TECH YARN WITH PERMANENT ODOR NEUTRALITY BREATHABLE HIGH UV PROTECTION PRESSURE LEVEL 10-18 MMHG HYPOALLERGENIC AND LATEX-FREE ANTI-BACTERIAL WASHABLE FABRIC COMPOSITION 80%-90% POLYAMIDE 10%-20% ELASTANE THICKNESS 0.48MM-0.52MM (SCAR MANAGEMENT).. | SUPPLEMENTARY REHAB,PHYSIOTHERAPY SUPPL.
23577 | 4618152702700 | PRESSURE GARMENT READY MADE PANTS MEN LONG LEG SIZES: 9: 48.4-49.6 IN (121-124 CM) (CIRCUMFERENCE OF WIDEST POINT OF PELVIS) . EASY FITTING SOFT AND SMOOTH HI-TECH YARN WITH PERMANENT ODOR NEUTRALITY BREATHABLE HIGH UV PROTECTION PRESSURE LEVEL 10-18 MMHG HYPOALLERGENIC AND LATEX-FREE ANTI-BACTERIAL WASHABLE FABRIC COMPOSITION 80%-90% POLYAMIDE 10%-20% ELASTANE THICKNESS 0.48MM-0.52MM (SCAR MANAGEMENT).. | SUPPLEMENTARY REHAB,PHYSIOTHERAPY SUPPL.
23578 | 4618152702800 | PRESSURE GARMENT READY MADE PANTS MEN LONG LEG SIZES: 1: 34.8-36.8 IN (87-92 CM) (CIRCUMFERENCE OF WIDEST POINT OF PELVIS) . EASY FITTING SOFT AND SMOOTH HI-TECH YARN WITH PERMANENT ODOR NEUTRALITY BREATHABLE HIGH UV PROTECTION PRESSURE LEVEL 10-18 MMHG HYPOALLERGENIC AND LATEX-FREE ANTI-BACTERIAL WASHABLE FABRIC COMPOSITION 80%-90% POLYAMIDE 10%-20% ELASTANE THICKNESS 0.48MM-0.52MM (SCAR MANAGEMENT).. | SUPPLEMENTARY REHAB,PHYSIOTHERAPY SUPPL.
23579 | 4618152702900 | PRESSURE GARMENT READY MADE PANTS MEN LONG LEG SIZES: 10: 50-50.8 IN (125-128 CM) (CIRCUMFERENCE OF WIDEST POINT OF PELVIS) . EASY FITTING SOFT AND SMOOTH HI-TECH YARN WITH PERMANENT ODOR NEUTRALITY BREATHABLE HIGH UV PROTECTION PRESSURE LEVEL 10-18 MMHG HYPOALLERGENIC AND LATEX-FREE ANTI-BACTERIAL WASHABLE FABRIC COMPOSITION 80%-90% POLYAMIDE 10%-20% ELASTANE THICKNESS 0.48MM-0.52MM (SCAR MANAGEMENT).. | SUPPLEMENTARY REHAB,PHYSIOTHERAPY SUPPL.
23580 | 4618152703000 | PRESSURE GARMENT READY MADE PANTS MEN SHORT LEG SIZES: 6: 43.6-44.8 IN (109-112 CM) (CIRCUMFERENCE OF WIDEST POINT OF PELVIS) . EASY FITTING SOFT AND SMOOTH HI-TECH YARN WITH PERMANENT ODOR NEUTRALITY BREATHABLE HIGH UV PROTECTION PRESSURE LEVEL 10-18 MMHG HYPOALLERGENIC AND LATEX-FREE ANTI-BACTERIAL WASHABLE FABRIC COMPOSITION 80%-90% POLYAMIDE 10%-20% ELASTANE THICKNESS 0.48MM-0.52MM (SCAR MANAGEMENT).. | SUPPLEMENTARY REHAB,PHYSIOTHERAPY SUPPL.
23581 | 4618152703100 | PRESSURE GARMENT READY MADE PANTS MEN SHORT LEG SIZES: 5: 42-43.2 IN (105-108 CM) (CIRCUMFERENCE OF WIDEST POINT OF PELVIS) . EASY FITTING SOFT AND SMOOTH HI-TECH YARN WITH PERMANENT ODOR NEUTRALITY BREATHABLE HIGH UV PROTECTION PRESSURE LEVEL 10-18 MMHG HYPOALLERGENIC AND LATEX-FREE ANTI-BACTERIAL WASHABLE FABRIC COMPOSITION 80%-90% POLYAMIDE 10%-20% ELASTANE THICKNESS 0.48MM-0.52MM (SCAR MANAGEMENT).. | SUPPLEMENTARY REHAB,PHYSIOTHERAPY SUPPL.
23582 | 4618152703200 | PRESSURE GARMENT READY MADE PANTS MEN SHORT LEG SIZES: 4: 40.4-41.6 IN (101-104 CM) (CIRCUMFERENCE OF WIDEST POINT OF PELVIS) . EASY FITTING SOFT AND SMOOTH HI-TECH YARN WITH PERMANENT ODOR NEUTRALITY BREATHABLE HIGH UV PROTECTION PRESSURE LEVEL 10-18 MMHG HYPOALLERGENIC AND LATEX-FREE ANTI-BACTERIAL WASHABLE FABRIC COMPOSITION 80%-90% POLYAMIDE 10%-20% ELASTANE THICKNESS 0.48MM-0.52MM (SCAR MANAGEMENT).. | SUPPLEMENTARY REHAB,PHYSIOTHERAPY SUPPL.
23583 | 4618152703300 | PRESSURE GARMENT READY MADE PANTS MEN SHORT LEG SIZES: 7: 45.2-46.4 IN (113-116 CM) (CIRCUMFERENCE OF WIDEST POINT OF PELVIS) . EASY FITTING SOFT AND SMOOTH HI-TECH YARN WITH PERMANENT ODOR NEUTRALITY BREATHABLE HIGH UV PROTECTION PRESSURE LEVEL 10-18 MMHG HYPOALLERGENIC AND LATEX-FREE ANTI-BACTERIAL WASHABLE FABRIC COMPOSITION 80%-90% POLYAMIDE 10%-20% ELASTANE THICKNESS 0.48MM-0.52MM (SCAR MANAGEMENT).. | SUPPLEMENTARY REHAB,PHYSIOTHERAPY SUPPL.
23584 | 4618152703400 | PRESSURE GARMENT READY MADE PANTS MEN SHORT LEG SIZES: 3: 38.8-40 IN (97-100 CM) (CIRCUMFERENCE OF WIDEST POINT OF PELVIS) . EASY FITTING SOFT AND SMOOTH HI-TECH YARN WITH PERMANENT ODOR NEUTRALITY BREATHABLE HIGH UV PROTECTION PRESSURE LEVEL 10-18 MMHG HYPOALLERGENIC AND LATEX-FREE ANTI-BACTERIAL WASHABLE FABRIC COMPOSITION 80%-90% POLYAMIDE 10%-20% ELASTANE THICKNESS 0.48MM-0.52MM (SCAR MANAGEMENT).. | SUPPLEMENTARY REHAB,PHYSIOTHERAPY SUPPL.
23585 | 4618152703500 | PRESSURE GARMENT READY MADE PANTS MEN SHORT LEG SIZES: 8: 46.8-48 IN (117-120 CM) (CIRCUMFERENCE OF WIDEST POINT OF PELVIS) . EASY FITTING SOFT AND SMOOTH HI-TECH YARN WITH PERMANENT ODOR NEUTRALITY BREATHABLE HIGH UV PROTECTION PRESSURE LEVEL 10-18 MMHG HYPOALLERGENIC AND LATEX-FREE ANTI-BACTERIAL WASHABLE FABRIC COMPOSITION 80%-90% POLYAMIDE 10%-20% ELASTANE THICKNESS 0.48MM-0.52MM (SCAR MANAGEMENT).. | SUPPLEMENTARY REHAB,PHYSIOTHERAPY SUPPL.
23586 | 4618152703600 | PRESSURE GARMENT READY MADE PANTS MEN SHORT LEG SIZES: 2: 37.2-38.4 IN (93-96 CM) (CIRCUMFERENCE OF WIDEST POINT OF PELVIS) . EASY FITTING SOFT AND SMOOTH HI-TECH YARN WITH PERMANENT ODOR NEUTRALITY BREATHABLE HIGH UV PROTECTION PRESSURE LEVEL 10-18 MMHG HYPOALLERGENIC AND LATEX-FREE ANTI-BACTERIAL WASHABLE FABRIC COMPOSITION 80%-90% POLYAMIDE 10%-20% ELASTANE THICKNESS 0.48MM-0.52MM (SCAR MANAGEMENT).. | SUPPLEMENTARY REHAB,PHYSIOTHERAPY SUPPL.
23587 | 4618152703700 | PRESSURE GARMENT READY MADE PANTS MEN SHORT LEG SIZES: 9: 48.4-49.6 IN (121-124 CM) (CIRCUMFERENCE OF WIDEST POINT OF PELVIS) . EASY FITTING SOFT AND SMOOTH HI-TECH YARN WITH PERMANENT ODOR NEUTRALITY BREATHABLE HIGH UV PROTECTION PRESSURE LEVEL 10-18 MMHG HYPOALLERGENIC AND LATEX-FREE ANTI-BACTERIAL WASHABLE FABRIC COMPOSITION 80%-90% POLYAMIDE 10%-20% ELASTANE THICKNESS 0.48MM-0.52MM (SCAR MANAGEMENT).. | SUPPLEMENTARY REHAB,PHYSIOTHERAPY SUPPL.
23588 | 4618152703800 | PRESSURE GARMENT READY MADE PANTS MEN SHORT LEG SIZES: 1: 34.8-36.8 IN (87-92 CM) (CIRCUMFERENCE OF WIDEST POINT OF PELVIS) . EASY FITTING SOFT AND SMOOTH HI-TECH YARN WITH PERMANENT ODOR NEUTRALITY BREATHABLE HIGH UV PROTECTION PRESSURE LEVEL 10-18 MMHG HYPOALLERGENIC AND LATEX-FREE ANTI-BACTERIAL WASHABLE FABRIC COMPOSITION 80%-90% POLYAMIDE 10%-20% ELASTANE THICKNESS 0.48MM-0.52MM (SCAR MANAGEMENT).. | SUPPLEMENTARY REHAB,PHYSIOTHERAPY SUPPL.
23589 | 4618152703900 | PRESSURE GARMENT READY MADE PANTS MEN SHORT LEG SIZES: 10: 50-50.8 IN (125-128 CM) (CIRCUMFERENCE OF WIDEST POINT OF PELVIS) . EASY FITTING SOFT AND SMOOTH HI-TECH YARN WITH PERMANENT ODOR NEUTRALITY BREATHABLE HIGH UV PROTECTION PRESSURE LEVEL 10-18 MMHG HYPOALLERGENIC AND LATEX-FREE ANTI-BACTERIAL WASHABLE FABRIC COMPOSITION 80%-90% POLYAMIDE 10%-20% ELASTANE THICKNESS 0.48MM-0.52MM (SCAR MANAGEMENT).. | SUPPLEMENTARY REHAB,PHYSIOTHERAPY SUPPL.
23590 | 4618152704000 | PRESSURE GARMENT READY MADE PANTS WOMEN LONG LEG SIZES: 6: 43.2-44.5 IN (108-111 CM) (CIRCUMFERENCE OF WIDEST POINT OF PELVIS) . EASY FITTING SOFT AND SMOOTH HI-TECH YARN WITH PERMANENT ODOR NEUTRALITY BREATHABLE HIGH UV PROTECTION PRESSURE LEVEL 10-18 MMHG HYPOALLERGENIC AND LATEX-FREE ANTI-BACTERIAL WASHABLE FABRIC COMPOSITION 80%-90% POLYAMIDE 10%-20% ELASTANE THICKNESS 0.48MM-0.52MM (SCAR MANAGEMENT).. | SUPPLEMENTARY REHAB,PHYSIOTHERAPY SUPPL.
23591 | 4618152704100 | PRESSURE GARMENT READY MADE PANTS WOMEN LONG LEG SIZES: 5: 41.6-42.8 IN (104-107 CM) (CIRCUMFERENCE OF WIDEST POINT OF PELVIS) . EASY FITTING SOFT AND SMOOTH HI-TECH YARN WITH PERMANENT ODOR NEUTRALITY BREATHABLE HIGH UV PROTECTION PRESSURE LEVEL 10-18 MMHG HYPOALLERGENIC AND LATEX-FREE ANTI-BACTERIAL WASHABLE FABRIC COMPOSITION 80%-90% POLYAMIDE 10%-20% ELASTANE THICKNESS 0.48MM-0.52MM (SCAR MANAGEMENT).. | SUPPLEMENTARY REHAB,PHYSIOTHERAPY SUPPL.
23592 | 4618152704200 | PRESSURE GARMENT READY MADE PANTS WOMEN LONG LEG SIZES: 4: 40-41.2 IN (100-103 CM) (CIRCUMFERENCE OF WIDEST POINT OF PELVIS) . EASY FITTING SOFT AND SMOOTH HI-TECH YARN WITH PERMANENT ODOR NEUTRALITY BREATHABLE HIGH UV PROTECTION PRESSURE LEVEL 10-18 MMHG HYPOALLERGENIC AND LATEX-FREE ANTI-BACTERIAL WASHABLE FABRIC COMPOSITION 80%-90% POLYAMIDE 10%-20% ELASTANE THICKNESS 0.48MM-0.52MM (SCAR MANAGEMENT).. | SUPPLEMENTARY REHAB,PHYSIOTHERAPY SUPPL.
23593 | 4618152704300 | PRESSURE GARMENT READY MADE PANTS WOMEN LONG LEG SIZES: 7: 44.8-46 IN (112-115 CM) (CIRCUMFERENCE OF WIDEST POINT OF PELVIS) . EASY FITTING SOFT AND SMOOTH HI-TECH YARN WITH PERMANENT ODOR NEUTRALITY BREATHABLE HIGH UV PROTECTION PRESSURE LEVEL 10-18 MMHG HYPOALLERGENIC AND LATEX-FREE ANTI-BACTERIAL WASHABLE FABRIC COMPOSITION 80%-90% POLYAMIDE 10%-20% ELASTANE THICKNESS 0.48MM-0.52MM (SCAR MANAGEMENT).. | SUPPLEMENTARY REHAB,PHYSIOTHERAPY SUPPL.
23594 | 4618152704400 | PRESSURE GARMENT READY MADE PANTS WOMEN LONG LEG SIZES: 3: 38.4-39.6 IN (96-99 CM) (CIRCUMFERENCE OF WIDEST POINT OF PELVIS) . EASY FITTING SOFT AND SMOOTH HI-TECH YARN WITH PERMANENT ODOR NEUTRALITY BREATHABLE HIGH UV PROTECTION PRESSURE LEVEL 10-18 MMHG HYPOALLERGENIC AND LATEX-FREE ANTI-BACTERIAL WASHABLE FABRIC COMPOSITION 80%-90% POLYAMIDE 10%-20% ELASTANE THICKNESS 0.48MM-0.52MM (SCAR MANAGEMENT).. | SUPPLEMENTARY REHAB,PHYSIOTHERAPY SUPPL.
23595 | 4618152704500 | PRESSURE GARMENT READY MADE PANTS WOMEN LONG LEG SIZES: 8: 46.4-47.6 IN (116-119 CM) (CIRCUMFERENCE OF WIDEST POINT OF PELVIS) . EASY FITTING SOFT AND SMOOTH HI-TECH YARN WITH PERMANENT ODOR NEUTRALITY BREATHABLE HIGH UV PROTECTION PRESSURE LEVEL 10-18 MMHG HYPOALLERGENIC AND LATEX-FREE ANTI-BACTERIAL WASHABLE FABRIC COMPOSITION 80%-90% POLYAMIDE 10%-20% ELASTANE THICKNESS 0.48MM-0.52MM (SCAR MANAGEMENT).. | SUPPLEMENTARY REHAB,PHYSIOTHERAPY SUPPL.
23596 | 4618152704600 | PRESSURE GARMENT READY MADE PANTS WOMEN LONG LEG SIZES: 2: 36.8-38 IN (92-95 CM) (CIRCUMFERENCE OF WIDEST POINT OF PELVIS) . EASY FITTING SOFT AND SMOOTH HI-TECH YARN WITH PERMANENT ODOR NEUTRALITY BREATHABLE HIGH UV PROTECTION PRESSURE LEVEL 10-18 MMHG HYPOALLERGENIC AND LATEX-FREE ANTI-BACTERIAL WASHABLE FABRIC COMPOSITION 80%-90% POLYAMIDE 10%-20% ELASTANE THICKNESS 0.48MM-0.52MM (SCAR MANAGEMENT).. | SUPPLEMENTARY REHAB,PHYSIOTHERAPY SUPPL.
23597 | 4618152704700 | PRESSURE GARMENT READY MADE PANTS WOMEN LONG LEG SIZES: 9: 48-49.2 IN (120-123 CM) (CIRCUMFERENCE OF WIDEST POINT OF PELVIS) . EASY FITTING SOFT AND SMOOTH HI-TECH YARN WITH PERMANENT ODOR NEUTRALITY BREATHABLE HIGH UV PROTECTION PRESSURE LEVEL 10-18 MMHG HYPOALLERGENIC AND LATEX-FREE ANTI-BACTERIAL WASHABLE FABRIC COMPOSITION 80%-90% POLYAMIDE 10%-20% ELASTANE THICKNESS 0.48MM-0.52MM (SCAR MANAGEMENT).. | SUPPLEMENTARY REHAB,PHYSIOTHERAPY SUPPL.
23598 | 4618152704800 | PRESSURE GARMENT READY MADE PANTS WOMEN LONG LEG SIZES: 1: 34.8-36.4 IN (87-91 CM) (CIRCUMFERENCE OF WIDEST POINT OF PELVIS) . EASY FITTING SOFT AND SMOOTH HI-TECH YARN WITH PERMANENT ODOR NEUTRALITY BREATHABLE HIGH UV PROTECTION PRESSURE LEVEL 10-18 MMHG HYPOALLERGENIC AND LATEX-FREE ANTI-BACTERIAL WASHABLE FABRIC COMPOSITION 80%-90% POLYAMIDE 10%-20% ELASTANE THICKNESS 0.48MM-0.52MM (SCAR MANAGEMENT).. | SUPPLEMENTARY REHAB,PHYSIOTHERAPY SUPPL.
23599 | 4618152704900 | PRESSURE GARMENT READY MADE PANTS WOMEN LONG LEG SIZES: 10: 49.6-50.8 IN (124-127 CM) (CIRCUMFERENCE OF WIDEST POINT OF PELVIS) . EASY FITTING SOFT AND SMOOTH HI-TECH YARN WITH PERMANENT ODOR NEUTRALITY BREATHABLE HIGH UV PROTECTION PRESSURE LEVEL 10-18 MMHG HYPOALLERGENIC AND LATEX-FREE ANTI-BACTERIAL WASHABLE FABRIC COMPOSITION 80%-90% POLYAMIDE 10%-20% ELASTANE THICKNESS 0.48MM-0.52MM (SCAR MANAGEMENT).. | SUPPLEMENTARY REHAB,PHYSIOTHERAPY SUPPL.
23600 | 4618152705000 | PRESSURE GARMENT READY MADE PANTS WOMEN SHORT LEG SIZES: 6: 43.2-44.5 IN (108-111 CM) (CIRCUMFERENCE OF WIDEST POINT OF PELVIS) EASY FITTING SOFT AND SMOOTH HI-TECH YARN WITH PERMANENT ODOR NEUTRALITY BREATHABLE HIGH UV PROTECTION PRESSURE LEVEL 10-18 MMHG HYPOALLERGENIC AND LATEX-FREE ANTI-BACTERIAL WASHABLE FABRIC COMPOSITION 80%-90% POLYAMIDE 10%-20% ELASTANE THICKNESS 0.48MM-0.52MM (SCAR MANAGEMENT).. | SUPPLEMENTARY REHAB,PHYSIOTHERAPY SUPPL.
23601 | 4618152705100 | PRESSURE GARMENT READY MADE PANTS WOMEN SHORT LEG SIZES: 5: 41.6-42.8 IN (104-107 CM) (CIRCUMFERENCE OF WIDEST POINT OF PELVIS) EASY FITTING SOFT AND SMOOTH HI-TECH YARN WITH PERMANENT ODOR NEUTRALITY BREATHABLE HIGH UV PROTECTION PRESSURE LEVEL 10-18 MMHG HYPOALLERGENIC AND LATEX-FREE ANTI-BACTERIAL WASHABLE FABRIC COMPOSITION 80%-90% POLYAMIDE 10%-20% ELASTANE THICKNESS 0.48MM-0.52MM (SCAR MANAGEMENT).. | SUPPLEMENTARY REHAB,PHYSIOTHERAPY SUPPL.
23602 | 4618152705200 | PRESSURE GARMENT READY MADE PANTS WOMEN SHORT LEG SIZES: 4: 40-41.2 IN (100-103 CM) (CIRCUMFERENCE OF WIDEST POINT OF PELVIS) EASY FITTING SOFT AND SMOOTH HI-TECH YARN WITH PERMANENT ODOR NEUTRALITY BREATHABLE HIGH UV PROTECTION PRESSURE LEVEL 10-18 MMHG HYPOALLERGENIC AND LATEX-FREE ANTI-BACTERIAL WASHABLE FABRIC COMPOSITION 80%-90% POLYAMIDE 10%-20% ELASTANE THICKNESS 0.48MM-0.52MM (SCAR MANAGEMENT).. | SUPPLEMENTARY REHAB,PHYSIOTHERAPY SUPPL.
23603 | 4618152705300 | PRESSURE GARMENT READY MADE PANTS WOMEN SHORT LEG SIZES: 7: 44.8-46 IN (112-115 CM) (CIRCUMFERENCE OF WIDEST POINT OF PELVIS) EASY FITTING SOFT AND SMOOTH HI-TECH YARN WITH PERMANENT ODOR NEUTRALITY BREATHABLE HIGH UV PROTECTION PRESSURE LEVEL 10-18 MMHG HYPOALLERGENIC AND LATEX-FREE ANTI-BACTERIAL WASHABLE FABRIC COMPOSITION 80%-90% POLYAMIDE 10%-20% ELASTANE THICKNESS 0.48MM-0.52MM (SCAR MANAGEMENT).. | SUPPLEMENTARY REHAB,PHYSIOTHERAPY SUPPL.
23604 | 4618152705400 | PRESSURE GARMENT READY MADE PANTS WOMEN SHORT LEG SIZES: 3: 38.4-39.6 IN (96-99 CM) (CIRCUMFERENCE OF WIDEST POINT OF PELVIS) EASY FITTING SOFT AND SMOOTH HI-TECH YARN WITH PERMANENT ODOR NEUTRALITY BREATHABLE HIGH UV PROTECTION PRESSURE LEVEL 10-18 MMHG HYPOALLERGENIC AND LATEX-FREE ANTI-BACTERIAL WASHABLE FABRIC COMPOSITION 80%-90% POLYAMIDE 10%-20% ELASTANE THICKNESS 0.48MM-0.52MM (SCAR MANAGEMENT).. | SUPPLEMENTARY REHAB,PHYSIOTHERAPY SUPPL.
23605 | 4618152705500 | PRESSURE GARMENT READY MADE PANTS WOMEN SHORT LEG SIZES: 8: 46.4-47.6 IN (116-119 CM) (CIRCUMFERENCE OF WIDEST POINT OF PELVIS) EASY FITTING SOFT AND SMOOTH HI-TECH YARN WITH PERMANENT ODOR NEUTRALITY BREATHABLE HIGH UV PROTECTION PRESSURE LEVEL 10-18 MMHG HYPOALLERGENIC AND LATEX-FREE ANTI-BACTERIAL WASHABLE FABRIC COMPOSITION 80%-90% POLYAMIDE 10%-20% ELASTANE THICKNESS 0.48MM-0.52MM (SCAR MANAGEMENT).. | SUPPLEMENTARY REHAB,PHYSIOTHERAPY SUPPL.
23606 | 4618152705600 | PRESSURE GARMENT READY MADE PANTS WOMEN SHORT LEG SIZES: 2: 36.8-38 IN (92-95 CM) (CIRCUMFERENCE OF WIDEST POINT OF PELVIS) EASY FITTING SOFT AND SMOOTH HI-TECH YARN WITH PERMANENT ODOR NEUTRALITY BREATHABLE HIGH UV PROTECTION PRESSURE LEVEL 10-18 MMHG HYPOALLERGENIC AND LATEX-FREE ANTI-BACTERIAL WASHABLE FABRIC COMPOSITION 80%-90% POLYAMIDE 10%-20% ELASTANE THICKNESS 0.48MM-0.52MM (SCAR MANAGEMENT).. | SUPPLEMENTARY REHAB,PHYSIOTHERAPY SUPPL.
23607 | 4618152705700 | PRESSURE GARMENT READY MADE PANTS WOMEN SHORT LEG SIZES: 9: 48-49.2 IN (120-123 CM) (CIRCUMFERENCE OF WIDEST POINT OF PELVIS) EASY FITTING SOFT AND SMOOTH HI-TECH YARN WITH PERMANENT ODOR NEUTRALITY BREATHABLE HIGH UV PROTECTION PRESSURE LEVEL 10-18 MMHG HYPOALLERGENIC AND LATEX-FREE ANTI-BACTERIAL WASHABLE FABRIC COMPOSITION 80%-90% POLYAMIDE 10%-20% ELASTANE THICKNESS 0.48MM-0.52MM (SCAR MANAGEMENT).. | SUPPLEMENTARY REHAB,PHYSIOTHERAPY SUPPL.
23608 | 4618152705800 | PRESSURE GARMENT READY MADE PANTS WOMEN SHORT LEG SIZES: 1: 34.8-36.4 IN (87-91 CM) (CIRCUMFERENCE OF WIDEST POINT OF PELVIS) EASY FITTING SOFT AND SMOOTH HI-TECH YARN WITH PERMANENT ODOR NEUTRALITY BREATHABLE HIGH UV PROTECTION PRESSURE LEVEL 10-18 MMHG HYPOALLERGENIC AND LATEX-FREE ANTI-BACTERIAL WASHABLE FABRIC COMPOSITION 80%-90% POLYAMIDE 10%-20% ELASTANE THICKNESS 0.48MM-0.52MM (SCAR MANAGEMENT).. | SUPPLEMENTARY REHAB,PHYSIOTHERAPY SUPPL.
23609 | 4618152705900 | PRESSURE GARMENT READY MADE PANTS WOMEN SHORT LEG SIZES: 10: 49.6-50.8 IN (124-127 CM) (CIRCUMFERENCE OF WIDEST POINT OF PELVIS) EASY FITTING SOFT AND SMOOTH HI-TECH YARN WITH PERMANENT ODOR NEUTRALITY BREATHABLE HIGH UV PROTECTION PRESSURE LEVEL 10-18 MMHG HYPOALLERGENIC AND LATEX-FREE ANTI-BACTERIAL WASHABLE FABRIC COMPOSITION 80%-90% POLYAMIDE 10%-20% ELASTANE THICKNESS 0.48MM-0.52MM (SCAR MANAGEMENT).. | SUPPLEMENTARY REHAB,PHYSIOTHERAPY SUPPL.
23610 | 4618153500300 | STOCKINGS, NYLON, WITH TOPBAND, ARE INTENDED FOR THE OUTER COSMETIC FINISH OF MODULAR KNEE DISARTICULATION PROSTHESIS AND TRANSFEMORAL PROSTHESIS, LENGTH 59 CM, FOOT LENGTH 18-20 CM, BEIGE | PROSTHETICS & ORTHOSIS SUPPLIES
23611 | 4618153500400 | STOCKINGS, NYLON, WITH TOPBAND, ARE INTENDED FOR THE OUTER COSMETIC FINISH OF MODULAR KNEE DISARTICULATION PROSTHESIS AND TRANSFEMORAL PROSTHESIS, LENGTH 59 CM, FOOT LENGTH 18-20 CM, LIGHT BROWN | PROSTHETICS & ORTHOSIS SUPPLIES
23612 | 4618153500500 | STOCKINGS, NYLON, WITH TOPBAND, ARE INTENDED FOR THE OUTER COSMETIC FINISH OF MODULAR KNEE DISARTICULATION PROSTHESIS AND TRANSFEMORAL PROSTHESIS, LENGTH 61-62 CM, FOOT LENGTH 19-20 CM, BEIGE | PROSTHETICS & ORTHOSIS SUPPLIES
23613 | 4618153500600 | STOCKINGS, NYLON, WITH TOPBAND, ARE INTENDED FOR THE OUTER COSMETIC FINISH OF MODULAR KNEE DISARTICULATION PROSTHESIS AND TRANSFEMORAL PROSTHESIS, LENGTH 61-62 CM, FOOT LENGTH 19-20 CM, LIGHT BROWN | PROSTHETICS & ORTHOSIS SUPPLIES
23614 | 4618153500700 | STOCKINGS, NYLON, WITH TOPBAND, ARE INTENDED FOR THE OUTER COSMETIC FINISH OF MODULAR KNEE DISARTICULATION PROSTHESIS AND TRANSFEMORAL PROSTHESIS, LENGTH 66 CM, FOOT LENGTH 20-21 CM, BEIGE | PROSTHETICS & ORTHOSIS SUPPLIES
23615 | 4618153500800 | STOCKINGS, NYLON, WITH TOPBAND, ARE INTENDED FOR THE OUTER COSMETIC FINISH OF MODULAR KNEE DISARTICULATION PROSTHESIS AND TRANSFEMORAL PROSTHESIS, LENGTH 66 CM, FOOT LENGTH 20-21 CM, LIGHT BROWN | PROSTHETICS & ORTHOSIS SUPPLIES
23616 | 4618153500900 | STOCKINGS, NYLON, WITH TOPBAND, ARE INTENDED FOR THE OUTER COSMETIC FINISH OF MODULAR KNEE DISARTICULATION PROSTHESIS AND TRANSFEMORAL PROSTHESIS, LENGTH 72 CM, FOOT LENGTH 20-21 CM, BEIGE | PROSTHETICS & ORTHOSIS SUPPLIES
23617 | 4618153501000 | STOCKINGS, NYLON, WITH TOPBAND, ARE INTENDED FOR THE OUTER COSMETIC FINISH OF MODULAR KNEE DISARTICULATION PROSTHESIS AND TRANSFEMORAL PROSTHESIS, LENGTH 72 CM, FOOT LENGTH 20-21 CM, LIGHT BROWN | PROSTHETICS & ORTHOSIS SUPPLIES
23618 | 4618153501100 | STOCKINGS, NYLON, WITH TOPBAND, ARE INTENDED FOR THE OUTER COSMETIC FINISH OF MODULAR KNEE DISARTICULATION PROSTHESIS AND TRANSFEMORAL PROSTHESIS, LENGTH 83-84 CM, FOOT LENGTH 20-21 CM, BEIGE | PROSTHETICS & ORTHOSIS SUPPLIES
23619 | 4618153501200 | STOCKINGS, NYLON, WITH TOPBAND, ARE INTENDED FOR THE OUTER COSMETIC FINISH OF MODULAR KNEE DISARTICULATION PROSTHESIS AND TRANSFEMORAL PROSTHESIS, LENGTH 83-84 CM, FOOT LENGTH 20-21 CM, LIGHT BROWN | PROSTHETICS & ORTHOSIS SUPPLIES
23620 | 4618153501300 | STOCKINGS, NYLON, WITH TOPBAND, ARE INTENDED FOR THE OUTER COSMETIC FINISH OF MODULAR KNEE DISARTICULATION PROSTHESIS AND TRANSFEMORAL PROSTHESIS, LENGTH 100-105 CM, FOOT LENGTH 18-19 CM, SIZE HIP DISARTICULATION, LIGHT BROWN | PROSTHETICS & ORTHOSIS SUPPLIES
23621 | 4618153501400 | PRESSURE GARMENT READY MADE ADULT STOCKING CLOSED TOES SIZES: 3: 15.2-16.8 IN (38-42 CM) (CIRCUMFERENCE OF WIDEST POINT OF CALF) . EASY FITTING SOFT AND SMOOTH HI-TECH YARN WITH PERMANENT ODOR NEUTRALITY BREATHABLE HIGH UV PROTECTION PRESSURE LEVEL 10-18 MMHG HYPOALLERGENIC AND LATEX-FREE ANTI-BACTERIAL WASHABLE FABRIC COMPOSITION 80%-90% POLYAMIDE 10%-20% ELASTANE THICKNESS 0.48MM-0.52MM (SCAR MANAGEMENT).. | SUPPLEMENTARY REHAB,PHYSIOTHERAPY SUPPL.
23622 | 4618153501500 | PRESSURE GARMENT READY MADE ADULT STOCKING CLOSED TOES SIZES: 2: 13.2-14.8 IN (33-37 CM) (CIRCUMFERENCE OF WIDEST POINT OF CALF) . EASY FITTING SOFT AND SMOOTH HI-TECH YARN WITH PERMANENT ODOR NEUTRALITY BREATHABLE HIGH UV PROTECTION PRESSURE LEVEL 10-18 MMHG HYPOALLERGENIC AND LATEX-FREE ANTI-BACTERIAL WASHABLE FABRIC COMPOSITION 80%-90% POLYAMIDE 10%-20% ELASTANE THICKNESS 0.48MM-0.52MM (SCAR MANAGEMENT).. | SUPPLEMENTARY REHAB,PHYSIOTHERAPY SUPPL.
23623 | 4618153501600 | PRESSURE GARMENT READY MADE ADULT STOCKING CLOSED TOES SIZES: 1: 11.2-12.8 IN (28-32 CM) (CIRCUMFERENCE OF WIDEST POINT OF CALF) . EASY FITTING SOFT AND SMOOTH HI-TECH YARN WITH PERMANENT ODOR NEUTRALITY BREATHABLE HIGH UV PROTECTION PRESSURE LEVEL 10-18 MMHG HYPOALLERGENIC AND LATEX-FREE ANTI-BACTERIAL WASHABLE FABRIC COMPOSITION 80%-90% POLYAMIDE 10%-20% ELASTANE THICKNESS 0.48MM-0.52MM (SCAR MANAGEMENT).. | SUPPLEMENTARY REHAB,PHYSIOTHERAPY SUPPL.
23624 | 4618153501700 | PRESSURE GARMENT READY MADE ADULT STOCKING CLOSED TOES SIZES: 4: 17.2-18.4 IN (43-46 CM) (CIRCUMFERENCE OF WIDEST POINT OF CALF) . EASY FITTING SOFT AND SMOOTH HI-TECH YARN WITH PERMANENT ODOR NEUTRALITY BREATHABLE HIGH UV PROTECTION PRESSURE LEVEL 10-18 MMHG HYPOALLERGENIC AND LATEX-FREE ANTI-BACTERIAL WASHABLE FABRIC COMPOSITION 80%-90% POLYAMIDE 10%-20% ELASTANE THICKNESS 0.48MM-0.52MM (SCAR MANAGEMENT).. | SUPPLEMENTARY REHAB,PHYSIOTHERAPY SUPPL.
23625 | 4618153501800 | PRESSURE GARMENT READY MADE ADULT STOCKING OPEN TOES SIZES: 3: 15.2-16.8 IN (38-42 CM) (CIRCUMFERENCE OF WIDEST POINT OF CALF) . EASY FITTING SOFT AND SMOOTH HI-TECH YARN WITH PERMANENT ODOR NEUTRALITY BREATHABLE HIGH UV PROTECTION PRESSURE LEVEL 10-18 MMHG HYPOALLERGENIC AND LATEX-FREE ANTI-BACTERIAL WASHABLE FABRIC COMPOSITION 80%-90% POLYAMIDE 10%-20% ELASTANE THICKNESS 0.48MM-0.52MM (SCAR MANAGEMENT).. | SUPPLEMENTARY REHAB,PHYSIOTHERAPY SUPPL.
23626 | 4618153501900 | PRESSURE GARMENT READY MADE ADULT STOCKING OPEN TOES SIZES: 2: 13.2-14.8 IN (33-37 CM) (CIRCUMFERENCE OF WIDEST POINT OF CALF) . EASY FITTING SOFT AND SMOOTH HI-TECH YARN WITH PERMANENT ODOR NEUTRALITY BREATHABLE HIGH UV PROTECTION PRESSURE LEVEL 10-18 MMHG HYPOALLERGENIC AND LATEX-FREE ANTI-BACTERIAL WASHABLE FABRIC COMPOSITION 80%-90% POLYAMIDE 10%-20% ELASTANE THICKNESS 0.48MM-0.52MM (SCAR MANAGEMENT).. | SUPPLEMENTARY REHAB,PHYSIOTHERAPY SUPPL.
23627 | 4618153502000 | PRESSURE GARMENT READY MADE ADULT STOCKING OPEN TOES SIZES: 1: 11.2-12.8 IN (28-32 CM) (CIRCUMFERENCE OF WIDEST POINT OF CALF) . EASY FITTING SOFT AND SMOOTH HI-TECH YARN WITH PERMANENT ODOR NEUTRALITY BREATHABLE HIGH UV PROTECTION PRESSURE LEVEL 10-18 MMHG HYPOALLERGENIC AND LATEX-FREE ANTI-BACTERIAL WASHABLE FABRIC COMPOSITION 80%-90% POLYAMIDE 10%-20% ELASTANE THICKNESS 0.48MM-0.52MM (SCAR MANAGEMENT).. | SUPPLEMENTARY REHAB,PHYSIOTHERAPY SUPPL.
23628 | 4618153502100 | PRESSURE GARMENT READY MADE ADULT STOCKING OPEN TOES SIZES: 4: 17.2-18.4 IN (43-46 CM) (CIRCUMFERENCE OF WIDEST POINT OF CALF) . EASY FITTING SOFT AND SMOOTH HI-TECH YARN WITH PERMANENT ODOR NEUTRALITY BREATHABLE HIGH UV PROTECTION PRESSURE LEVEL 10-18 MMHG HYPOALLERGENIC AND LATEX-FREE ANTI-BACTERIAL WASHABLE FABRIC COMPOSITION 80%-90% POLYAMIDE 10%-20% ELASTANE THICKNESS 0.48MM-0.52MM (SCAR MANAGEMENT).. | SUPPLEMENTARY REHAB,PHYSIOTHERAPY SUPPL.
23629 | 4618153502200 | PRESSURE GARMENT READY MADE CHILDREN STOCKING CLOSED TOES SIZES: 3: 9.6-10.8 IN (24-27 CM) (CIRCUMFERENCE OF WIDEST POINT OF CALF) . EASY FITTING SOFT AND SMOOTH HI-TECH YARN WITH PERMANENT ODOR NEUTRALITY BREATHABLE HIGH UV PROTECTION PRESSURE LEVEL 10-18 MMHG HYPOALLERGENIC AND LATEX-FREE ANTI-BACTERIAL WASHABLE FABRIC COMPOSITION 80%-90% POLYAMIDE 10%-20% ELASTANE THICKNESS 0.48MM-0.52MM (SCAR MANAGEMENT).. | SUPPLEMENTARY REHAB,PHYSIOTHERAPY SUPPL.
23630 | 4618153502300 | PRESSURE GARMENT READY MADE CHILDREN STOCKING CLOSED TOES SIZES: 2: 8-9.2 IN (20-23 CM) (CIRCUMFERENCE OF WIDEST POINT OF CALF) . EASY FITTING SOFT AND SMOOTH HI-TECH YARN WITH PERMANENT ODOR NEUTRALITY BREATHABLE HIGH UV PROTECTION PRESSURE LEVEL 10-18 MMHG HYPOALLERGENIC AND LATEX-FREE ANTI-BACTERIAL WASHABLE FABRIC COMPOSITION 80%-90% POLYAMIDE 10%-20% ELASTANE THICKNESS 0.48MM-0.52MM (SCAR MANAGEMENT). | SUPPLEMENTARY REHAB,PHYSIOTHERAPY SUPPL.
23631 | 4618153502400 | PRESSURE GARMENT READY MADE CHILDREN STOCKING CLOSED TOES SIZES: 1: 6.4-7.6 IN (16-19 CM) (CIRCUMFERENCE OF WIDEST POINT OF CALF) . EASY FITTING SOFT AND SMOOTH HI-TECH YARN WITH PERMANENT ODOR NEUTRALITY BREATHABLE HIGH UV PROTECTION PRESSURE LEVEL 10-18 MMHG HYPOALLERGENIC AND LATEX-FREE ANTI-BACTERIAL WASHABLE FABRIC COMPOSITION 80%-90% POLYAMIDE 10%-20% ELASTANE THICKNESS 0.48MM-0.52MM (SCAR MANAGEMENT). | SUPPLEMENTARY REHAB,PHYSIOTHERAPY SUPPL.
23632 | 4618153502500 | PRESSURE GARMENT READY MADE CHILDREN STOCKING OPEN TOES SIZES: 3: 9.6-10.8 IN (24-27 CM) (CIRCUMFERENCE OF WIDEST POINT OF CALF) . EASY FITTING SOFT AND SMOOTH HI-TECH YARN WITH PERMANENT ODOR NEUTRALITY BREATHABLE HIGH UV PROTECTION PRESSURE LEVEL 10-18 MMHG HYPOALLERGENIC AND LATEX-FREE ANTI-BACTERIAL WASHABLE FABRIC COMPOSITION 80%-90% POLYAMIDE 10%-20% ELASTANE THICKNESS 0.48MM-0.52MM (SCAR MANAGEMENT). | SUPPLEMENTARY REHAB,PHYSIOTHERAPY SUPPL.
23633 | 4618153502600 | PRESSURE GARMENT READY MADE CHILDREN STOCKING OPEN TOES SIZES: 2: 8-9.2 IN (20-23 CM) (CIRCUMFERENCE OF WIDEST POINT OF CALF) . EASY FITTING SOFT AND SMOOTH HI-TECH YARN WITH PERMANENT ODOR NEUTRALITY BREATHABLE HIGH UV PROTECTION PRESSURE LEVEL 10-18 MMHG HYPOALLERGENIC AND LATEX-FREE ANTI-BACTERIAL WASHABLE FABRIC COMPOSITION 80%-90% POLYAMIDE 10%-20% ELASTANE THICKNESS 0.48MM-0.52MM (SCAR MANAGEMENT). | SUPPLEMENTARY REHAB,PHYSIOTHERAPY SUPPL.
23634 | 4618153502700 | PRESSURE GARMENT READY MADE CHILDREN STOCKING OPEN TOES SIZES: 1: 6.4-7.6 IN (16-19 CM) (CIRCUMFERENCE OF WIDEST POINT OF CALF) . EASY FITTING SOFT AND SMOOTH HI-TECH YARN WITH PERMANENT ODOR NEUTRALITY BREATHABLE HIGH UV PROTECTION PRESSURE LEVEL 10-18 MMHG HYPOALLERGENIC AND LATEX-FREE ANTI-BACTERIAL WASHABLE FABRIC COMPOSITION 80%-90% POLYAMIDE 10%-20% ELASTANE THICKNESS 0.48MM-0.52MM (SCAR MANAGEMENT). | SUPPLEMENTARY REHAB,PHYSIOTHERAPY SUPPL.
23635 | 4618153502800 | PRESSURE GARMENT READY MADE KNEE ANKLE SIZE: 5.5X7IN/ 14-18 CM EASY FITTING SOFT AND SMOOTH HI-TECH YARN WITH PERMANENT ODOR NEUTRALITY BREATHABLE HIGH UV PROTECTION PATENTED KNIT ENSURES RAPID MOISTURE TRANSPORTATION AND TEMPERATURE HYPOALLERGENIC AND LATEX-FREE ANTI-BACTERIAL WASHABLE FABRIC COMPOSITION 20%-30% ELASTANE 70 AND -80% POLYAMIDE (SCAR MANAGEMENT). | SUPPLEMENTARY REHAB,PHYSIOTHERAPY SUPPL.
23636 | 4618153502900 | PRESSURE GARMENT READY MADE KNEE ANKLE SIZE: 5X6IN/ 13-16.5 CM EASY FITTING SOFT AND SMOOTH HI-TECH YARN WITH PERMANENT ODOR NEUTRALITY BREATHABLE HIGH UV PROTECTION PATENTED KNIT ENSURES RAPID MOISTURE TRANSPORTATION AND TEMPERATURE HYPOALLERGENIC AND LATEX-FREE ANTI-BACTERIAL WASHABLE FABRIC COMPOSITION 20%-30% ELASTANE 70 AND -80% POLYAMIDE (SCAR MANAGEMENT). | SUPPLEMENTARY REHAB,PHYSIOTHERAPY SUPPL.
23637 | 4618153503000 | PRESSURE GARMENT READY MADE KNEE ANKLE SIZE: 6.5X8IN/ 16.5-20 CM EASY FITTING SOFT AND SMOOTH HI-TECH YARN WITH PERMANENT ODOR NEUTRALITY BREATHABLE HIGH UV PROTECTION PATENTED KNIT ENSURES RAPID MOISTURE TRANSPORTATION AND TEMPERATURE HYPOALLERGENIC AND LATEX-FREE ANTI-BACTERIAL WASHABLE FABRIC COMPOSITION 20%-30% ELASTANE 70 AND -80% POLYAMIDE (SCAR MANAGEMENT). | SUPPLEMENTARY REHAB,PHYSIOTHERAPY SUPPL.
23638 | 4618153503100 | PRESSURE GARMENT READY MADE KNEE ANKLE SIZE: 7X9IN/19-23 CM EASY FITTING SOFT AND SMOOTH HI-TECH YARN WITH PERMANENT ODOR NEUTRALITY BREATHABLE HIGH UV PROTECTION PATENTED KNIT ENSURES RAPID MOISTURE TRANSPORTATION AND TEMPERATURE HYPOALLERGENIC AND LATEX-FREE ANTI-BACTERIAL WASHABLE FABRIC COMPOSITION 20%-30% ELASTANE 70 AND -80% POLYAMIDE (SCAR MANAGEMENT). | SUPPLEMENTARY REHAB,PHYSIOTHERAPY SUPPL.
23639 | 4618153503200 | PRESSURE GARMENT READY MADE KNEE ANKLE SIZE: 8X10IN/ 20-25.5 CM EASY FITTING SOFT AND SMOOTH HI-TECH YARN WITH PERMANENT ODOR NEUTRALITY BREATHABLE HIGH UV PROTECTION PATENTED KNIT ENSURES RAPID MOISTURE TRANSPORTATION AND TEMPERATURE HYPOALLERGENIC AND LATEX-FREE ANTI-BACTERIAL WASHABLE FABRIC COMPOSITION 20%-30% ELASTANE 70 AND -80% POLYAMIDE (SCAR MANAGEMENT). | SUPPLEMENTARY REHAB,PHYSIOTHERAPY SUPPL.
23640 | 4618153900100 | WHEELCHAIR ACCESSORIES, GLOVES, PADDED MESH ANTI-VIBRATION, HALF-FINGER, ELASTOMER ABSORBS SHOCK, VIBRATION, AND PRESSURE, BREATHABLE AND COMFORTABLE WITH OPEN-WEAVE KNIT ON BACK SLIPS, WITH ADJUSTABLE VELCRO CLOSURE, PAIR, SIZE: SMALL | SUPPLEMENTARY REHAB,PHYSIOTHERAPY SUPPL.
23641 | 4618153900200 | WHEELCHAIR ACCESSORIES, GLOVES, PADDED MESH ANTI-VIBRATION, HALF-FINGER, ELASTOMER ABSORBS SHOCK, VIBRATION, AND PRESSURE, BREATHABLE AND COMFORTABLE WITH OPEN-WEAVE KNIT ON BACK SLIPS, WITH ADJUSTABLE VELCRO CLOSURE, PAIR, SIZE: MEDIUM | SUPPLEMENTARY REHAB,PHYSIOTHERAPY SUPPL.
23642 | 4618153900300 | WHEELCHAIR ACCESSORIES, GLOVES, PADDED MESH ANTI-VIBRATION, HALF-FINGER, ELASTOMER ABSORBS SHOCK, VIBRATION, AND PRESSURE, BREATHABLE AND COMFORTABLE WITH OPEN-WEAVE KNIT ON BACK SLIPS, WITH ADJUSTABLE VELCRO CLOSURE, PAIR, SIZE: LARGE | SUPPLEMENTARY REHAB,PHYSIOTHERAPY SUPPL.
23643 | 4618153900400 | WHEELCHAIR ACCESSORIES, GLOVES, PADDED MESH ANTI-VIBRATION, HALF-FINGER, ELASTOMER ABSORBS SHOCK, VIBRATION, AND PRESSURE, BREATHABLE AND COMFORTABLE WITH OPEN-WEAVE KNIT ON BACK SLIPS, WITH ADJUSTABLE VELCRO CLOSURE, PAIR, SIZE: X-LARGE | SUPPLEMENTARY REHAB,PHYSIOTHERAPY SUPPL.
23644 | 4618154200000 | SPLINT PALM SHIELD PREVENT SKIN BREAKDOWN IN CASE OF FINGERS CONTRACTURE FINGER SEPARATORSWITH STRAP SECURES OVER THE BACK OF THE HAND TO PREVENT SLIDING OFF EXTRA-LARGE THUMB PAD PROVIDES AMPLE THUMB RESTING ROOM CAN BE EASILY CUSTOMIZED FOR A PERFECT AND COMFORTABLE FIT UNIVERSAL SIZE LEFT. | SUPPLEMENTARY REHAB,PHYSIOTHERAPY SUPPL.
23645 | 4618154200100 | SPLINT PALM SHIELD PREVENT SKIN BREAKDOWN IN CASE OF FINGERS CONTRACTURE FINGER SEPARATORSWITH STRAP SECURES OVER THE BACK OF THE HAND TO PREVENT SLIDING OFF EXTRA-LARGE THUMB PAD PROVIDES AMPLE THUMB RESTING ROOM CAN BE EASILY CUSTOMIZED FOR A PERFECT AND COMFORTABLE FIT UNIVERSAL SIZE RIGHT. | SUPPLEMENTARY REHAB,PHYSIOTHERAPY SUPPL.
23646 | 4618154210100 | GARMENT MITTEN MADE OF FOAM CUBES CONTAINS POLYURETHANE FOR LYMPHEDEMA 5 MM X 5 MM (SMALL BLOCKS) SIZE 1 OR SMALL (LYMPHEDEMA).. | SUPPLEMENTARY REHAB,PHYSIOTHERAPY SUPPL.
23647 | 4618154210200 | GARMENT MITTEN MADE OF FOAM CUBES CONTAINS POLYURETHANE FOR LYMPHEDEMA 5 MM X 5 MM (SMALL BLOCKS) SIZE 2 OR MEDIUM (LYMPHEDEMA).. | SUPPLEMENTARY REHAB,PHYSIOTHERAPY SUPPL.
23648 | 4618154210300 | GARMENT MITTEN MADE OF FOAM CUBES CONTAINS POLYURETHANE FOR LYMPHEDEMA 5 MM X 5 MM (SMALL BLOCKS) SIZE 3 OR LARGE (LYMPHEDEMA).. | SUPPLEMENTARY REHAB,PHYSIOTHERAPY SUPPL.
23649 | 4618154210400 | GARMENT MITTEN MADE OF FOAM CUBES CONTAINS POLYURETHANE FOR LYMPHEDEMA 5 MM X 5 MM (SMALL BLOCKS) SIZE 4 OR X-LARGE (LYMPHEDEMA).. | SUPPLEMENTARY REHAB,PHYSIOTHERAPY SUPPL.
23650 | 4618154210500 | GARMENT MITTEN MADE OF FOAM CUBES CONTAINS POLYURETHANE FOR LYMPHEDEMA 5 MM X 5 MM (SMALL BLOCKS) SIZE 5 OR XX-LARGE (LYMPHEDEMA).. | SUPPLEMENTARY REHAB,PHYSIOTHERAPY SUPPL.
23651 | 4618154210600 | GARMENT MITTEN MADE OF FOAM CUBES CONTAINS POLYURETHANE FOR LYMPHEDEMA 5 MM X 5 MM (SMALL BLOCKS) SIZE 6 OR XXX-LARGE (LYMPHEDEMA).. | SUPPLEMENTARY REHAB,PHYSIOTHERAPY SUPPL.
23652 | 4618154210800 | GAUNTLET / MITTEN, READY MADE, MEDICAL GRADUATED COMPRESSION, SEAMLESS, FINGERLESS FOR LYMPHEDEMA, CLASS 1 (18 - 21 MMHG), ASSORTED SIZES. (LYMPHEDEMA) | REHABILITATION,PHYSIOTHERAPY SUPPLIES
23653 | 4618154210900 | GAUNTLET / MITTEN, READY MADE, MEDICAL GRADUATED COMPRESSION, SEAMLESS, FINGERLESS FOR LYMPHEDEMA, CLASS 2 (20 - 32 MMHG), ASSORTED SIZES. (LYMPHEDEMA) | REHABILITATION,PHYSIOTHERAPY SUPPLIES
23654 | 4618160700000 | CLOGS ANTISTATIC POLYURETHANE RESISTANT TO HYDROLYSIS ANTI-SHOCK ANTI-SLIPPING SIZE 36 ASSORTED COLOR ( NOT LESS THAN 3 COLORS) ONE (1) EACH = ONE (1) PAIR.. | SUPPLEMENTARY GENERAL CONSUMABLES
23655 | 4618160700300 | CLOGS ANTISTATIC POLYURETHANE RESISTANT TO HYDROLYSIS ANTI-SHOCK ANTI-SLIPPING SIZE 42 ASSORTED COLOR ( NOT LESS THAN 3 COLORS) ONE (1) EACH = ONE (1) PAIR.. | SUPPLEMENTARY GENERAL CONSUMABLES
23656 | 4618160700400 | CLOGS ANTISTATIC POLYURETHANE RESISTANT TO HYDROLYSIS ANTI-SHOCK ANTI-SLIPPING SIZE 44 ASSORTED COLOR ( NOT LESS THAN 3 COLORS) ONE (1) EACH = ONE (1) PAIR.. | SUPPLEMENTARY GENERAL CONSUMABLES
23657 | 4618160700600 | CLOGS ANTISTATIC POLYURETHANE RESISTANT TO HYDROLYSIS ANTI-SHOCK ANTI-SLIPPING SIZE 37 ASSORTED COLOR ( NOT LESS THAN 3 COLORS) ONE (1) EACH = ONE (1) PAIR.. | SUPPLEMENTARY GENERAL CONSUMABLES
23658 | 4618160700700 | CLOGS ANTISTATIC POLYURETHANE RESISTANT TO HYDROLYSIS ANTI-SHOCK ANTI-SLIPPING SIZE 41 ASSORTED COLOR ( NOT LESS THAN 3 COLORS) ONE (1) EACH = ONE (1) PAIR.. | SUPPLEMENTARY GENERAL CONSUMABLES
23659 | 4618160700800 | CLOGS ANTISTATIC POLYURETHANE RESISTANT TO HYDROLYSIS ANTI-SHOCK ANTI-SLIPPING SIZE 45 ASSORTED COLOR ( NOT LESS THAN 3 COLORS) ONE (1) EACH = ONE (1) PAIR.. | SUPPLEMENTARY GENERAL CONSUMABLES
23660 | 4618160700900 | CLOGS ANTISTATIC POLYURETHANE RESISTANT TO HYDROLYSIS ANTI-SHOCK ANTI-SLIPPING SIZE 39 ASSORTED COLOR ( NOT LESS THAN 3 COLORS) ONE (1) EACH = ONE (1) PAIR.. | SUPPLEMENTARY GENERAL CONSUMABLES
23661 | 4618160701000 | CLOGS ANTISTATIC POLYURETHANE RESISTANT TO HYDROLYSIS ANTI-SHOCK ANTI-SLIPPING SIZE 43 ASSORTED COLOR ( NOT LESS THAN 3 COLORS) ONE (1) EACH = ONE (1) PAIR.. | SUPPLEMENTARY GENERAL CONSUMABLES
23662 | 4618160702300 | CLOGS ANTISTATIC POLYURETHANE RESISTANT TO HYDROLYSIS ANTI-SHOCK ANTI-SLIPPING SIZE 38 ASSORTED COLOR ( NOT LESS THAN 3 COLORS) ONE (1) EACH = ONE (1) PAIR.. | SUPPLEMENTARY GENERAL CONSUMABLES
23663 | 4618160702400 | CLOGS ANTISTATIC POLYURETHANE RESISTANT TO HYDROLYSIS ANTI-SHOCK ANTI-SLIPPING SIZE 40 ASSORTED COLOR ( NOT LESS THAN 3 COLORS) ONE (1) EACH = ONE (1) PAIR.. | SUPPLEMENTARY GENERAL CONSUMABLES
23664 | 4618160702500 | CLOGS, ANTISTATIC, POLYURETHANE, RESISTANT TO HYDROLYSIS, ANTI-SHOCK, ANTI-SLIPPING SIZE 35 , ASSORTED COLOR( NOT LESS THAN 3 COLORS), ONE (1) EACH = ONE (1) PAIR | STERILIZATION SUPPLIES (CSSD) CONSUMABLE
23665 | 4618160702900 | CLOGS, ANTISTATIC, POLYURETHANE, RESISTANT TO HYDROLYSIS, ANTI-SHOCK, ANTI-SLIPPING SIZE 46, ( NOT LESS THAN 3 COLORS), ONE (1) EACH = ONE (1) PAIR | STERILIZATION SUPPLIES (CSSD) CONSUMABLE
23666 | 4618160900100 | RIGID INSOLES, FULL LENGTH, FLEXIBLE AT THE TOE SIDE, PAIR, SIZE (39-41) | PROSTHETICS & ORTHOSIS SUPPLIES
23667 | 4618160900200 | RIGID INSOLES, FULL LENGTH, FLEXIBLE AT THE TOE SIDE, PAIR, SIZE (37-39) | PROSTHETICS & ORTHOSIS SUPPLIES
23668 | 4618160900300 | RIGID INSOLES, FULL LENGTH, FLEXIBLE AT THE TOE SIDE, PAIR, SIZE (35-37) | PROSTHETICS & ORTHOSIS SUPPLIES
23669 | 4618160900400 | RIGID INSOLES, FULL LENGTH, FLEXIBLE AT THE TOE SIDE, PAIR, SIZE (44-46) | PROSTHETICS & ORTHOSIS SUPPLIES
23670 | 4618160900500 | RIGID INSOLES, FULL LENGTH, FLEXIBLE AT THE TOE SIDE, PAIR, SIZE (41-44) | PROSTHETICS & ORTHOSIS SUPPLIES
23671 | 4618160900600 | SEMI RIGID INSOLES, FULL LENGTH, FLEXIBLE AT THE TOE SIDE, PAIR, SIZE (37-39) | PROSTHETICS & ORTHOSIS SUPPLIES
23672 | 4618160900700 | SEMI RIGID INSOLES, FULL LENGTH, FLEXIBLE AT THE TOE SIDE, PAIR, SIZE (35-37) | PROSTHETICS & ORTHOSIS SUPPLIES
23673 | 4618160900800 | SEMI RIGID INSOLES, FULL LENGTH, FLEXIBLE AT THE TOE SIDE, PAIR, SIZE (41-44) | PROSTHETICS & ORTHOSIS SUPPLIES
23674 | 4618160900900 | SEMI RIGID INSOLES, FULL LENGTH, FLEXIBLE AT THE TOE SIDE, PAIR, SIZE (44-46) | PROSTHETICS & ORTHOSIS SUPPLIES
23675 | 4618160901000 | SEMI RIGID INSOLES, FULL LENGTH, FLEXIBLE AT THE TOE SIDE, PAIR, SIZE (39-41) | PROSTHETICS & ORTHOSIS SUPPLIES
23676 | 4618160901100 | RIGID INSOLES, PEDIATRIC, FULL LENGTH, FLEXIBLE AT THE TOE SIDE, PAIR, SIZE 18 | PROSTHETICS & ORTHOSIS SUPPLIES
23677 | 4618160901200 | RIGID INSOLES, PEDIATRIC, FULL LENGTH, FLEXIBLE AT THE TOE SIDE, PAIR, SIZE 19 | PROSTHETICS & ORTHOSIS SUPPLIES
23678 | 4618160901300 | RIGID INSOLES, PEDIATRIC, FULL LENGTH, FLEXIBLE AT THE TOE SIDE, PAIR, SIZE 20 | PROSTHETICS & ORTHOSIS SUPPLIES
23679 | 4618160901400 | RIGID INSOLES, PEDIATRIC, FULL LENGTH, FLEXIBLE AT THE TOE SIDE, PAIR, SIZE 21 | PROSTHETICS & ORTHOSIS SUPPLIES
23680 | 4618160901500 | RIGID INSOLES, PEDIATRIC, FULL LENGTH, FLEXIBLE AT THE TOE SIDE, PAIR, SIZE 24 | PROSTHETICS & ORTHOSIS SUPPLIES
23681 | 4618160901600 | RIGID INSOLES, PEDIATRIC, FULL LENGTH, FLEXIBLE AT THE TOE SIDE, PAIR, SIZE 25 | PROSTHETICS & ORTHOSIS SUPPLIES
23682 | 4618160901700 | RIGID INSOLES, PEDIATRIC, FULL LENGTH, FLEXIBLE AT THE TOE SIDE, PAIR, SIZE 27 | PROSTHETICS & ORTHOSIS SUPPLIES
23683 | 4618160901800 | RIGID INSOLES, PEDIATRIC, FULL LENGTH, FLEXIBLE AT THE TOE SIDE, PAIR, SIZE 31 | PROSTHETICS & ORTHOSIS SUPPLIES
23684 | 4618160901900 | RIGID INSOLES, PEDIATRIC, FULL LENGTH, FLEXIBLE AT THE TOE SIDE, PAIR, SIZE 32 | PROSTHETICS & ORTHOSIS SUPPLIES
23685 | 4618160902000 | RIGID INSOLES, PEDIATRIC, FULL LENGTH, FLEXIBLE AT THE TOE SIDE, PAIR, SIZE 35 | PROSTHETICS & ORTHOSIS SUPPLIES
23686 | 4618160902700 | SILICONE INSOLES, FULL LENGTH, DUAL DENSITY PROVIDES CUSHIONING TO HEEL AND METATARSAL HEADS PAIR, PAIR, SIZE 42 | PROSTHETICS & ORTHOSIS SUPPLIES
23687 | 4618160902800 | SILICONE INSOLES, FULL LENGTH, DUAL DENSITY PROVIDES CUSHIONING TO HEEL AND METATARSAL HEADS PAIR, PAIR, SIZE 40 | PROSTHETICS & ORTHOSIS SUPPLIES
23688 | 4618160902900 | SEMI RIGID INSOLES FULL LENGTH MULTIFORM MEDIUM WIDTH ASSORTED SIZE. | SUPPLEMENTARY PROSTHET,ORTHOSIS SUPPLIES
23689 | 4618160903000 | SILICONE INSOLES, FULL LENGTH, DUAL DENSITY PROVIDES CUSHIONING TO HEEL AND METATARSAL HEADS PAIR, PAIR, SIZE 38 | PROSTHETICS & ORTHOSIS SUPPLIES
23690 | 4618160903100 | SILICONE INSOLES, FULL LENGTH, DUAL DENSITY PROVIDES CUSHIONING TO HEEL AND METATARSAL HEADS PAIR, PAIR, SIZE 44 | PROSTHETICS & ORTHOSIS SUPPLIES
23691 | 4618160903200 | SILICONE INSOLES, FULL LENGTH, DUAL DENSITY PROVIDES CUSHIONING TO HEEL AND METATARSAL HEADS PAIR, PAIR, SIZE 36 | PROSTHETICS & ORTHOSIS SUPPLIES
23692 | 4618160903300 | SILICONE INSOLES, FULL LENGTH, DUAL DENSITY PROVIDES CUSHIONING TO HEEL AND METATARSAL HEADS PAIR, PAIR, SIZE 46 | PROSTHETICS & ORTHOSIS SUPPLIES
23693 | 4618160903900 | 3/4 RIGID INSOLE, ADJUSTABLE ARCH HEIGHT (THREE DIFFERENT HEIGHT), SIZE 37-38 | PROSTHETICS & ORTHOSIS SUPPLIES
23694 | 4618160904000 | 3/4 RIGID INSOLE, ADJUSTABLE ARCH HEIGHT (THREE DIFFERENT HEIGHT), SIZE 39-40 | PROSTHETICS & ORTHOSIS SUPPLIES
23695 | 4618160904100 | 3/4 RIGID INSOLE, ADJUSTABLE ARCH HEIGHT (THREE DIFFERENT HEIGHT), SIZE 41-42 | PROSTHETICS & ORTHOSIS SUPPLIES
23696 | 4618160904200 | 3/4 RIGID INSOLE, ADJUSTABLE ARCH HEIGHT (THREE DIFFERENT HEIGHT), SIZE 43-44 | PROSTHETICS & ORTHOSIS SUPPLIES
23697 | 4618160904300 | 3/4 RIGID INSOLE, ADJUSTABLE ARCH HEIGHT (THREE DIFFERENT HEIGHT), SIZE 45-48 | PROSTHETICS & ORTHOSIS SUPPLIES
23698 | 4618160904400 | 3/4 RIGID INSOLE PEDIATRIC SIZE 19-20. | SUPPLEMENTARY PROSTHET,ORTHOSIS SUPPLIES
23699 | 4618160904500 | 3/4 RIGID INSOLE, PEDIATRIC, SIZE 21-22 | PROSTHETICS & ORTHOSIS SUPPLIES
23700 | 4618160904600 | 3/4 RIGID INSOLE, PEDIATRIC, SIZE 23-24 | PROSTHETICS & ORTHOSIS SUPPLIES
23701 | 4618160904700 | 3/4 RIGID INSOLE, PEDIATRIC, SIZE 25 | PROSTHETICS & ORTHOSIS SUPPLIES
23702 | 4618160904800 | 3/4 RIGID INSOLE, PEDIATRIC, SIZE 26 | PROSTHETICS & ORTHOSIS SUPPLIES
23703 | 4618160904900 | 3/4 RIGID INSOLE, PEDIATRIC, SIZE 27-28 | PROSTHETICS & ORTHOSIS SUPPLIES
23704 | 4618160905000 | 3/4 RIGID INSOLE, PEDIATRIC, SIZE 31-32 | PROSTHETICS & ORTHOSIS SUPPLIES
23705 | 4618160905100 | 3/4 RIGID INSOLE, PEDIATRIC, SIZE 33-34 | PROSTHETICS & ORTHOSIS SUPPLIES
23706 | 4618160905200 | 3/4 RIGID INSOLE, PEDIATRIC, SIZE 35 | PROSTHETICS & ORTHOSIS SUPPLIES
23707 | 4618160905300 | 3/4 RIGID INSOLE, PEDIATRIC, SIZE 36 | PROSTHETICS & ORTHOSIS SUPPLIES
23708 | 4618160906300 | FOOT INSOLE KIT INCLUDE: REMOVABLE WEDGES (MEDIAL LATERAL AND HEEL) PAIR ASSORTED DENSITY SIZE MEDIUM 41-42. | SUPPLEMENTARY PROSTHET,ORTHOSIS SUPPLIES
23709 | 4618160906400 | FOOT INSOLE KIT INCLUDE: REMOVABLE WEDGES (MEDIAL LATERAL AND HEEL) PAIR ASSORTED DENSITY SIZE LARGE 43-44. | SUPPLEMENTARY PROSTHET,ORTHOSIS SUPPLIES
23710 | 4618160906500 | CUSTOM MADE INSOLES WITH FILLER FOR FOOT AMPUTATION WITH MEDIAL ARCH SUPPORT AND SOFT DIABETIC MATERIAL ORTHOSIS (SERVICES). | SUPPLEMENTARY PROSTHET,ORTHOSIS SUPPLIES
23711 | 4618160906700 | CUSTOM MADE FUNCTIONAL INSOLE ADULT PEDILIN 4MM AND PLASTAZOTE 3MM 3/4 SHORTENING STARTING FROM 2MM - 15CM (PAIR)ORTHOSIS (SERVICES). | SUPPLEMENTARY PROSTHET,ORTHOSIS SUPPLIES
23712 | 4618160907000 | CUSTOM MADE MORTON EXTENSION INSOLES ADULT (AS PATIENT NEED) WITH MEDIAL ARCH SUPPORT ADULT CUSTOM MADE PEDILIN 4MM AND PLASTAZOTE 3MM AND PERFORATED MATERIAL 2MM AND POLYPROPYLENE 2MM UNDER BIG TOE AND THE TRANSVERSE ARCH.(PAIR)ORTHOSIS (SERVICES). | SUPPLEMENTARY PROSTHET,ORTHOSIS SUPPLIES
23713 | 4618160907100 | CUSTOM MADE 3/4 INSOLE ADULT PEDILIN 4MM PLASTAZOTE 3MM PERFORATED MATERIAL 2MM (PAIR) ORTHOSIS (SERVICES). | SUPPLEMENTARY PROSTHET,ORTHOSIS SUPPLIES
23714 | 4618160907200 | CUSTOM MADE REGULAR INSOLE ADULT ONLOADING AFFECTED AREAS MEDIAL AND LATERAL WEDGE 1 CM SOLE PEDILIN 4MM AND PLASTAZOTE 3MM AND PERFORATED MATERIAL 2MM (PAIR)ORTHOSIS (SERVICES). | SUPPLEMENTARY PROSTHET,ORTHOSIS SUPPLIES
23715 | 4618160907600 | 3/4 SILICONE INSOLE, DUAL DENSITY SILICONE PROVIDES CUSHIONING TO HEEL AND METATARSAL HEADS, PAIR SIZE: LARGE | PROSTHETICS & ORTHOSIS SUPPLIES
23716 | 4618160907700 | 3/4 SILICONE INSOLE, DUAL DENSITY SILICONE PROVIDES CUSHIONING TO HEEL AND METATARSAL HEADS, PAIR SIZE: MEDIUM | PROSTHETICS & ORTHOSIS SUPPLIES
23717 | 4618160907800 | 3/4 SILICONE INSOLE, DUAL DENSITY SILICONE PROVIDES CUSHIONING TO HEEL AND METATARSAL HEADS, PAIR SIZE: SMALL | PROSTHETICS & ORTHOSIS SUPPLIES
23718 | 4618160907900 | 3/4 SILICONE INSOLE, DUAL DENSITY SILICONE PROVIDES CUSHIONING TO HEEL AND METATARSAL HEADS, PAIR SIZE: EXTRA LARGE | PROSTHETICS & ORTHOSIS SUPPLIES
23719 | 4618160908100 | RIGID INSOLES, PEDIATRIC, FULL LENGTH, FLEXIBLE AT THE TOE SIDE, PAIR, SIZE 22 | PROSTHETICS & ORTHOSIS SUPPLIES
23720 | 4618170000300 | PRESSURE GARMENT READY MADE HELMET SIZES: 5: 24 - 24.8 IN (60-62 CM) (CIRCUMFERENCE OF THE HEAD) . EASY FITTING SOFT AND SMOOTH HI-TECH YARN WITH PERMANENT ODOR NEUTRALITY BREATHABLE HIGH UV PROTECTION PRESSURE LEVEL 10-18 MMHG HYPOALLERGENIC AND LATEX-FREE ANTI-BACTERIAL WASHABLE FABRIC COMPOSITION 80%-90% POLYAMIDE 10%-20% ELASTANE THICKNESS 0.64-0.68MM (SCAR MANAGEMENT).. | SUPPLEMENTARY REHAB,PHYSIOTHERAPY SUPPL.
23721 | 4618170000400 | PRESSURE GARMENT READY MADE HELMET SIZES: 1: 18.8 - 20 IN (47-50 CM) (CIRCUMFERENCE OF THE HEAD) . EASY FITTING SOFT AND SMOOTH HI-TECH YARN WITH PERMANENT ODOR NEUTRALITY BREATHABLE HIGH UV PROTECTION PRESSURE LEVEL 10-18 MMHG HYPOALLERGENIC AND LATEX-FREE ANTI-BACTERIAL WASHABLE FABRIC COMPOSITION 80%-90% POLYAMIDE 10%-20% ELASTANE THICKNESS 0.64-0.68MM (SCAR MANAGEMENT).. | SUPPLEMENTARY REHAB,PHYSIOTHERAPY SUPPL.
23722 | 4618170000500 | PRESSURE GARMENT READY MADE HELMET SIZES: 2: 20.4 - 21.2 IN (51-53 CM) (CIRCUMFERENCE OF THE HEAD) . EASY FITTING SOFT AND SMOOTH HI-TECH YARN WITH PERMANENT ODOR NEUTRALITY BREATHABLE HIGH UV PROTECTION PRESSURE LEVEL 10-18 MMHG HYPOALLERGENIC AND LATEX-FREE ANTI-BACTERIAL WASHABLE FABRIC COMPOSITION 80%-90% POLYAMIDE 10%-20% ELASTANE THICKNESS 0.64-0.68MM (SCAR MANAGEMENT).. | SUPPLEMENTARY REHAB,PHYSIOTHERAPY SUPPL.
23723 | 4618170000600 | PRESSURE GARMENT READY MADE HELMET SIZES: 4: 22.8 - 23.6 IN (57-59 CM) (CIRCUMFERENCE OF THE HEAD) . EASY FITTING SOFT AND SMOOTH HI-TECH YARN WITH PERMANENT ODOR NEUTRALITY BREATHABLE HIGH UV PROTECTION PRESSURE LEVEL 10-18 MMHG HYPOALLERGENIC AND LATEX-FREE ANTI-BACTERIAL WASHABLE FABRIC COMPOSITION 80%-90% POLYAMIDE 10%-20% ELASTANE THICKNESS 0.64-0.68MM (SCAR MANAGEMENT).. | SUPPLEMENTARY REHAB,PHYSIOTHERAPY SUPPL.
23724 | 4618170000700 | PRESSURE GARMENT READY MADE HELMET SIZES: 3: 21.6 - 22.4 IN (54-56 CM) (CIRCUMFERENCE OF THE HEAD) . EASY FITTING SOFT AND SMOOTH HI-TECH YARN WITH PERMANENT ODOR NEUTRALITY BREATHABLE HIGH UV PROTECTION PRESSURE LEVEL 10-18 MMHG HYPOALLERGENIC AND LATEX-FREE ANTI-BACTERIAL WASHABLE FABRIC COMPOSITION 80%-90% POLYAMIDE 10%-20% ELASTANE THICKNESS 0.64-0.68MM (SCAR MANAGEMENT).. | SUPPLEMENTARY REHAB,PHYSIOTHERAPY SUPPL.
23725 | 4618170000900 | PRESSURE GARMENT READY MADE CHIN STRAP EAR AREA OPEN SIZES: XXS: 20 IN -21.6 IN (50-54 CM) (CIRCUMFERENCE FROM CROWN TO CHIN) . EASY FITTING SOFT AND SMOOTH HI-TECH YARN WITH PERMANENT ODOR NEUTRALITY BREATHABLE HIGH UV PROTECTION ADJUSTABLE PRESSURE LEVEL HYPOALLERGENIC AND LATEX-FREE ANTI-BACTERIAL WASHABLE FABRIC COMPOSITION 60%-69% POLYAMIDE 31%-40% ELASTANE THICKNESS 0.64-0.68MM (SCAR MANAGEMENT).. | SUPPLEMENTARY REHAB,PHYSIOTHERAPY SUPPL.
23726 | 4618170001000 | PRESSURE GARMENT READY MADE CHIN STRAP EAR AREA OPEN SIZES: XS: 22 IN -23.2 IN (55-58 CM) (CIRCUMFERENCE FROM CROWN TO CHIN) . EASY FITTING SOFT AND SMOOTH HI-TECH YARN WITH PERMANENT ODOR NEUTRALITY BREATHABLE HIGH UV PROTECTION ADJUSTABLE PRESSURE LEVEL HYPOALLERGENIC AND LATEX-FREE ANTI-BACTERIAL WASHABLE FABRIC COMPOSITION 60%-69% POLYAMIDE 31%-40% ELASTANE THICKNESS 0.64-0.68MM (SCAR MANAGEMENT).. | SUPPLEMENTARY REHAB,PHYSIOTHERAPY SUPPL.
23727 | 4618170001100 | PRESSURE GARMENT READY MADE CHIN STRAP EAR AREA OPEN SIZES: S: 23.6 IN -24.8 IN (59-62 CM) (CIRCUMFERENCE FROM CROWN TO CHIN) . EASY FITTING SOFT AND SMOOTH HI-TECH YARN WITH PERMANENT ODOR NEUTRALITY BREATHABLE HIGH UV PROTECTION ADJUSTABLE PRESSURE LEVEL HYPOALLERGENIC AND LATEX-FREE ANTI-BACTERIAL WASHABLE FABRIC COMPOSITION 60%-69% POLYAMIDE 31%-40% ELASTANE THICKNESS 0.64-0.68MM (SCAR MANAGEMENT).. | SUPPLEMENTARY REHAB,PHYSIOTHERAPY SUPPL.
23728 | 4618170001200 | PRESSURE GARMENT READY MADE CHIN STRAP EAR AREA OPEN SIZES: M: 25.2 IN -26.4 IN (63-66 CM) (CIRCUMFERENCE FROM CROWN TO CHIN) . EASY FITTING SOFT AND SMOOTH HI-TECH YARN WITH PERMANENT ODOR NEUTRALITY BREATHABLE HIGH UV PROTECTION ADJUSTABLE PRESSURE LEVEL HYPOALLERGENIC AND LATEX-FREE ANTI-BACTERIAL WASHABLE FABRIC COMPOSITION 60%-69% POLYAMIDE 31%-40% ELASTANE THICKNESS 0.64-0.68MM (SCAR MANAGEMENT).. | SUPPLEMENTARY REHAB,PHYSIOTHERAPY SUPPL.
23729 | 4618170001300 | PRESSURE GARMENT READY MADE CHIN STRAP EAR AREA OPEN SIZES: L: 26.8 IN -28 IN (67-70 CM) (CIRCUMFERENCE FROM CROWN TO CHIN) . EASY FITTING SOFT AND SMOOTH HI-TECH YARN WITH PERMANENT ODOR NEUTRALITY BREATHABLE HIGH UV PROTECTION ADJUSTABLE PRESSURE LEVEL HYPOALLERGENIC AND LATEX-FREE ANTI-BACTERIAL WASHABLE FABRIC COMPOSITION 60%-69% POLYAMIDE 31%-40% ELASTANE THICKNESS 0.64-0.68MM (SCAR MANAGEMENT).. | SUPPLEMENTARY REHAB,PHYSIOTHERAPY SUPPL.
23730 | 4618170200000 | FACE SHIELD, PROTECT FACE, NOSE, MOUTH AND EYES, SHOULD COVER FOREHEAD, EXTEND BELOW CHIN AND WRAP AROUND THE SIDE AND FACE. | GENERAL MEDICAL CONSUMABLES
23731 | 4618170200100 | MASK SURGICAL WRAP AROUND SPLASH GUARD VISOR FOG FREE WITH TIES DISPOSABLE. | SUPPLEMENTARY GEN.SUPPLIES NURS,BURN
23732 | 4618170200400 | MASK EARLOOP BLUE PACKING: 50 PIECES / PACKET. | SUPPLEMENTARY GEN.SUPPLIES NURS,BURN
23733 | 4618170200500 | MAT PREP NON - LINTING COMPRISED OF 3 LAYERS (PENETRABLE MESH/ABSORBENT GAUZE/NON - PERMEABLE PLASTIC BACKING) DISPOSABLE. | SUPPLEMENTARY GEN.SUPPLIES NURS,BURN
23734 | 4618170200600 | MATTRESS EGG CRATE (CONVOLUTED FOAM PAD) 34 X 72 X 2 INCH (WOUND AND OSTOMY CARE). | SUPPLEMENTARY GEN.SUPPLIES NURS,BURN
23735 | 4618170200700 | MATTRESS NEONATAL TOTAL BODY COOLING COMPATIBLE WITH TECOTHERM NEO 44X65CM (+/- 3 CM) 5L COOLANT FLUID FOR NEONATAL NEW BOTTLE FREE OF CHARGE ON DEMAND DISPOSABLE. | SUPPLEMENTARY GEN.SUPPLIES NURS,BURN
23736 | 4618170201900 | SHOULDER CUSTOMIZED MPT (LATERAL POSITION):1 SURGICAL GOWN REINFORCED L WITH HAND TOWEL 1 REINFORCED TABLE COVER 150 X 190 WRAPPING 1 MAYO STAND COVER REINFORCED 79 X 145 CM 1 FLEXIBLE LIGHT HANDLE COVERS2 SURGICAL GOWN REINFORCED XL WITH HAND TOWEL 1 BANDAGE 15 CM 4.5 M COHESIVE TAN LF 124 CHANNEL X 300 CM SUCTION CONNECTING TUBING 10 GAUZE LAP 20 X 30 CM 4 P XRD 10 GAUZE SWAB 10 X 10 CM 12 P XRD 1 INSTRUMENT CLEANER 5 X 5 CM 1 BOWL 500 ML 3 GALLIPOT 120 ML 1 JUG 500 ML 2 KIDNEY BOWL 800 ML 1 ORTHOPEDIC SUCTION SET 4 HAND TOWEL 18 X 25 CM 1 COVER CAMERA 18 X 244 CM WITH CARD TRANSP 2 OP - TAPE 9 X 49 CM 2 SUCTION AND DIATHERMY BAG 40 X 35 CM 2 SPLIT SHEET 150 X 193 CM 1STOCKINETTE 22 X 75 CM 1 SHOULDER SPLIT SHEET 240 X 170 CM 1 SHOULDER SPLIT SHEET 230 X 295 CM. STERILE... | SUPPLEMENTARY GENERAL CONSUMABLES
23737 | 4618170400000 | CUSTOM MADE, HELMETS, CRANIAL REMOULDING, TO TREAT DEFORMATIONAL PLAGIOCEPHALY, BRACHYCEPHALY, SCAPHOCEPHALY, CRANIOSYNOSTOSIS AND OTHER HEAD SHAPE DEFORMATIONS IN INFANTS 3-18 MONTHS OF AGE, MATERIALS INCLUDE SEMI-RIGID/RIGID PLASTIC, HYPO ALLERGENIC FOAM LINERS, MULTIPLE DESIGNS BASED UPON PATIENT NEEDS AND CONDITIONS, USING A DIGITAL 3D CRANIAL SCAN, ORTHOSIS, (SERVICES) | PROSTHETICS & ORTHOSIS SUPPLIES
23738 | 4618180200200 | PROTECTIVE EYE WEAR (SAFETY GLASSES) MADE OF HIGH IMPACT PLASTIC LENSES TREATED WITH ANTI-FOG ANTISTATIC AND ANTI - SCRATCH PROTECTIONS COMFORTABLE ADJUSTABLE HANDLES | DENTAL GENERAL SUPPLIES
23739 | 4618180300000 | SHIELD EYE SHIELD CARTELLA NON-ALLERGENIC MADE OF CLEAR PERFORATED PLASTIC DISPOSABLE. | SUPPLEMENTARY GEN.SUPPLIES NURS,BURN
23740 | 4618180300900 | SHIELD LASER EYE PROTECTION FOR PATIENT USE ADHESIVE FOR DERMATOLOGY DISPOSABLE.... | GENERAL MEDICAL CONSUMABLES
23741 | 4618180400000 | GOGGLES PROTECTIVE AGAINST BLOOD AND FLUIDS SHOULD FIT OVER AND AROUND EYES ANTIFOG FEATURE. SINGLE USE.... | SUPPLEMENTARY GEN.SUPPLIES NURS,WOUND
23742 | 4618180800000 | GOGGLES ULTRAVIOLET FOR COMPLETE EYE PROTECTION DURING ACTUAL UVA OR UVB TREATMENTS. | SUPPLEMENTARY GEN.SUPPLIES NURS,BURN
23743 | 4618180800100 | FOAM GOGGLE CUSHION FOR VESTIBULAR AND OCULOMOTOR TESTING | EAR, NOSE & THROAT SUPPLIES (ENT)
23744 | 4618190200100 | MUFFS EARMUFFS NEONATAL NOISE ATTENUATORS PROVIDES A QUIET HOUR FOR PREMATURE BABIES IN THE NICU REDUCES SURROUNDING ENVIRONMENT NOISE LE VEL BY AT LEAST 7DB RESULTS IN REDUCTION OF SOUND PRESSURE LEVEL OF MORE THAN 50% DISPOSABLE. | SUPPLEMENTARY GEN.SUPPLIES NURS,BURN
23745 | 4618190600100 | PROBE TUBES, FOR REAL EAR MEASUREMENT (REM), PEDIATRIC, COMPATIBLE WITH END USER EQUIPMENT | EAR, NOSE & THROAT SUPPLIES (ENT)
23746 | 4618200100200 | BUR DIAMOND FG CYLINDER ROUND END MEDIUM COARSE SIZE 1.0 MM #881 ISO 806 - 314 - 141 - 524 - 010 | DENTAL GENERAL SUPPLIES
23747 | 4618200100400 | BUR DIAMOND FG TAPERED ROUND END SHORT SHANK MEDIUM COARSE SIZE 2.3 MM #855 ISO 806 - 313 - 197 - 524 - 014 | DENTAL GENERAL SUPPLIES
23748 | 4618200100600 | BUR DIAMOND FG CYLINDER TORPEDO MEDIUM SIZE 1.4 MM ISO# 806 - 314 - 289 - 524 - 014 | DENTAL GENERAL SUPPLIES
23749 | 4618200100800 | BUR, DIAMOND, FG, TAPERED, ROUND END, COARSE, SIZE 1.8 MM, ISO# 806 - 314 - 199 - 534 - 018 | DENTAL GENERAL SUPPLIES
23750 | 4618200100900 | NEW ORLEANS NEEDLE HOLDER STAINLESS STEEL LENGTH 18CM. | SUPPLEMENTARY DENTAL SUPPLIES
23751 | 4618200500100 | N95 MASK: UNIVERSAL SIZE, UNIVERSAL SHAPE | GENERAL MEDICAL CONSUMABLES
23752 | 4618200500900 | FACE MASK, CHILD WITH EARLOOP, 3 LAYERS (THE INNER LAYER IS FILTER), FUNNY LOGO | SUPPLEMENTARY GEN.SUPPLIES NURS,BURN
23753 | 4618200700000 | HOOD:FULL-FACE RESPIRATOR BODY, POWERED AIR-PURIFYING RESPIRATOR (PAPR) SUSPENSION HOOD, COMPLETELY COVERS THE HEAD AND NECK, COVER PORTIONS OF THE SHOULDERS WITH COLLAR, MUST BE IN COMPLIANCE WITH OSHA RESPIRATORY PROTECTION STANDARD 29 CFR 1910.134... | DISINFECTANTS SUPPLIES
23754 | 4618200700100 | POWERED AIR - PURIFYING RESPIRATORY (PAPR), HIGH EFFICIENCY PARTICULATE FILTER FOR FILTRATING THE CONTAMINATED AIR WITH INDICATOR FOR THE FILTER EFFICACY (INDICATING THE NEED FOR FILTER CHANGING), THE PAPR COMPONENTS HAVE SMOOTH OUTER SURFACES TO FACILITATE FAST WIPE DOWNS FOR EASIER CLEANING. (FOR REUSABLE COMPONENTS), BATTERY LIFE AT LEAST 5 HOURS WORKING CONTINUOUSLY (MORE IS BETTER), BATTERY INDICATOR (CHARGING INDICATOR), PACKAGING CONTAIN ALL COMPONENTS (FILTER, BLOWER, CONNECTING TUBES, FILTER HOLDER, FILTER BELT, HOOD AND CHARGER), (DISPOSABLE HOODS, BATTERY, FILTER AND SPARE PARTS WHEN NEEDED)... | DISINFECTANTS SUPPLIES
23755 | 4618200700700 | RESPIRATOR FILTER/CARTRIDGE, PARTICULATES, HEPA FILTER, FOR POWERED AIR-PURIFYING RESPIRATOR (PAPR)... | DISINFECTANTS SUPPLIES
23756 | 4618200700800 | POWERED AIR PURIFYING RESPIRATOR( PAPR) WITH HIGH CAPACITY BATTERY, BLOWER, CHARGER, CONNECTING TUBES, BELT, HIGH EFFICIENCY PARTICULATE FILTER AND HOOD, MUST BE IN COMPLIANCE WITH OSHA RESPIRATORY PROTECTION STANDARDS 29 CFR AND 1910.134 , PACKAGING CONTAINS ALL THE COMPONENTS. THE SUPPLIER COMMIT TO PROVIDE SPARE PARTS WHEN NEEDED.. | DISINFECTANTS SUPPLIES
23757 | 4618200901100 | FIT TEST SOLUTION FOR N95 RESPIRATOR MASK TESTING.... | SUPPLEMENTARY GEN.SUPPLIES NURS,BURN
23758 | 4618200901200 | TWIN TUBING, 80 A PVC, CLEAR, COMPATIBLE WITH THE QUANTITATIVE FIT TEST MACHINES FOR HIGH-EFFICIENCY RESPIRATORS (N95 RESPIRATORS) (ALL MODELS).. | DISINFECTANTS SUPPLIES
23759 | 4618200901300 | FIT TEST PROBE KIT (500 PER BOX) COMPATIBLE WITH THE QUANTITATIVE FIT TEST MACHINES FOR HIGH-EFFICIENCY RESPIRATORS (N95 RESPIRATORS) (ALL MODELS)... | DISINFECTANTS SUPPLIES
23760 | 4618200901400 | ISOPROPYL ALCOHOL 99.5% OR MORE GRADE REAGENT, IN DISPOSABLE BOTTLES, EACH BOTTLE ONE LITER, COMPATIBLE WITH QUANTITATIVE FIT TEST MACHINES FOR HIGH-EFFICIENCY RESPIRATORS (N95 RESPIRATORS).. | DISINFECTANTS SUPPLIES
23761 | 4618200901500 | PUNCH HIGH-EFFICIENCY RESPIRATORS (N95 RESPIRATORS) PROBE INSTALLATION TOOL... | DISINFECTANTS SUPPLIES
23762 | 4618200901600 | KIT QUALITATIVE FIT TESTING FOR N95 RESPIRATORS FIT TEST KIT TO ASSESS THE FACE TO RESPIRATORY SEAL OF ANY PARTICULATE RESPIRATORY OR GAS/ VAPOR RESPIRATORY WITH A PARTICULATE PREFILTER. EACH KIT HAS TO HAVE: USUAL MANUAL (LAMINATED ENGLISH/ARABIC INSTRUCTION BOOKLET AND/OR ILLUSTRATIVE RECORDED VIDEO) ONE HOOD ONE COLLAR ASSEMBLY OR CLEAR STAND-ALONE CYLINDER HOOD SENSITIVITY NEBULIZER (LABELED BY COLOR AND/OR LETTERS) FIT TEST NEBULIZER (LABELED BY COLOR AND/OR LETTERS) TWO SETS REPLACEMENT NEBULIZER INSERTS SENSITIVITY SOLUTION 50 ML OR MORE FIT TEST SOLUTION 50 ML OR MORE REUSABLE 5% OF THE DELIVERED KITS WILL BE BITTER SOLUTION AND THE REST 95% WILL BE SURGERY SOLUTION (IN CASE WILL PREPARE THE SURGERY SOLUTION IN THE LOCAL MARKET SO WE WILL HAVE 100% OF THE KITS FROM THE BITTER SOLUTION TYPE)... | DISINFECTANTS SUPPLIES
23763 | 4618220100000 | MOBILIZATION BELT FOR MANUAL MOBILIZATION TECHNIQUES TO JOINT AND EXTREMITY ADJUSTABLE STRAP WITH QUICK-RELEASE BUCKLE FOR EASY ADJU = STMENTS NYLON LENGTH 250 CM ( - + 25CM) WIDTH 5CM ( - + 1CM).. | SUPPLEMENTARY REHAB,PHYSIOTHERAPY SUPPL.
23764 | 4618220402000 | SPLINT, WRIST BRACE, NEOPRENE, WITH ALUMINUM PLATES AND BREATHABLE LEFT, SMALL | REHABILITATION,PHYSIOTHERAPY SUPPLIES
23765 | 4618220402100 | SPLINT, WRIST BRACE, NEOPRENE, WITH ALUMINUM PLATES AND BREATHABLE RIGHT, SMALL | REHABILITATION,PHYSIOTHERAPY SUPPLIES
23766 | 4618220402200 | SPLINT, WRIST BRACE, NEOPRENE, WITH ALUMINUM PLATES AND BREATHABLE LEFT, MEDIUM | REHABILITATION,PHYSIOTHERAPY SUPPLIES
23767 | 4618220402300 | SPLINT, WRIST BRACE, NEOPRENE, WITH ALUMINUM PLATES AND BREATHABLE RIGHT, MEDIUM | REHABILITATION,PHYSIOTHERAPY SUPPLIES
23768 | 4618220402400 | SPLINT, WRIST BRACE, NEOPRENE, WITH ALUMINUM PLATES AND BREATHABLE LEFT, LARGE | REHABILITATION,PHYSIOTHERAPY SUPPLIES
23769 | 4618220402500 | SPLINT, WRIST BRACE, NEOPRENE, WITH ALUMINUM PLATES AND BREATHABLE RIGHT, LARGE | REHABILITATION,PHYSIOTHERAPY SUPPLIES
23770 | 4618220402600 | SPLINT, WRIST BRACE, NEOPRENE, WITH ALUMINUM PLATES AND BREATHABLE LEFT, X-LARGE | REHABILITATION,PHYSIOTHERAPY SUPPLIES
23771 | 4618220402700 | SPLINT, WRIST BRACE, NEOPRENE, WITH ALUMINUM PLATES AND BREATHABLE RIGHT, X-LARGE | REHABILITATION,PHYSIOTHERAPY SUPPLIES
23772 | 4618220403500 | SPLINT WRIST SUPPORT ELASTIC COMFORTABLE FABRIC FOUR WAY STRETCH NO STAY ALLOWING WRIST MOVEMENT UNIVERSAL (FIT RIGHT AND LEFT) SMALL. | SUPPLEMENTARY REHAB,PHYSIOTHERAPY SUPPL.
23773 | 4618220408300 | SPLINT, WRIST BRACE, PADDED WITH SOFT, COMFORTABLE BREATHABLE FABRIC, WITH CORRECTIVE STRAPS TO CONTROL ULNAR DEVIATION OF THE FINGER, FOR RHEUMATOID WRIST-ULNAR DEVIATION, LEFT, SIZE SMALL | REHABILITATION,PHYSIOTHERAPY SUPPLIES
23774 | 4618220408400 | SPLINT, WRIST BRACE, PADDED WITH SOFT, COMFORTABLE BREATHABLE FABRIC, WITH CORRECTIVE STRAPS TO CONTROL ULNAR DEVIATION OF THE FINGER, FOR RHEUMATOID WRIST-ULNAR DEVIATION, RIGHT, SIZE LARGE | REHABILITATION,PHYSIOTHERAPY SUPPLIES
23775 | 4618220408500 | SPLINT WRIST SUPPORT ELASTIC COMFORTABLE FABRIC FOUR WAY STRETCH NO STAY ALLOWING WRIST MOVEMENT UNIVERSAL (FIT RIGHT AND LEFT) LARGE. | SUPPLEMENTARY REHAB,PHYSIOTHERAPY SUPPL.
23776 | 4618220408600 | SPLINT WRIST SUPPORT ELASTIC COMFORTABLE FABRIC FOUR WAY STRETCH NO STAY ALLOWING WRIST MOVEMENT UNIVERSAL (FIT RIGHT AND LEFT) MEDIUM. | SUPPLEMENTARY REHAB,PHYSIOTHERAPY SUPPL.
23777 | 4618220408900 | SPLINT, WRIST WRAP, WITH TENSION STRAP, WITH SOFT COMFORTABLE BREATHABLE FABRIC, ALLOWS LIMITED WRIST MOVEMENT, FIT RIGHT AND LEFT, SIZE LARGE | REHABILITATION,PHYSIOTHERAPY SUPPLIES
23778 | 4618220409000 | SPLINT, WRIST WRAP, WITH TENSION STRAP, WITH SOFT COMFORTABLE BREATHABLE FABRIC, ALLOWS LIMITED WRIST MOVEMENT, FIT RIGHT AND LEFT, SIZE MEDIUM | REHABILITATION,PHYSIOTHERAPY SUPPLIES
23779 | 4618220409100 | SPLINT, WRIST WRAP, WITH TENSION STRAP, WITH SOFT COMFORTABLE BREATHABLE FABRIC, ALLOWS LIMITED WRIST MOVEMENT, FIT RIGHT AND LEFT, SIZE X-LARGE | REHABILITATION,PHYSIOTHERAPY SUPPLIES
23780 | 4618220409200 | SPLINT, WRIST AND FOREARM BRACE, LONG LENGTH, WITH ALUMINUM PLATES WITH SOFT, COMFORTABLE BREATHABLE FABRIC, LEFT, SIZE SMALL | REHABILITATION,PHYSIOTHERAPY SUPPLIES
23781 | 4618220409300 | SPLINT, WRIST AND FOREARM BRACE, LONG LENGTH, WITH ALUMINUM PLATES WITH SOFT, COMFORTABLE BREATHABLE FABRIC, RIGHT, SIZE LARGE | REHABILITATION,PHYSIOTHERAPY SUPPLIES
23782 | 4618220409400 | SPLINT, WRIST AND FOREARM BRACE, LONG LENGTH, WITH ALUMINUM PLATES WITH SOFT, COMFORTABLE BREATHABLE FABRIC, RIGHT, SIZE MEDIUM | REHABILITATION,PHYSIOTHERAPY SUPPLIES
23783 | 4618220409500 | SPLINT, WRIST AND FOREARM BRACE, LONG LENGTH, WITH ALUMINUM PLATES WITH SOFT, COMFORTABLE BREATHABLE FABRIC, RIGHT, SIZE X-LARGE | REHABILITATION,PHYSIOTHERAPY SUPPLIES
23784 | 4618220409600 | SPLINT, WRIST AND FOREARM BRACE, LONG LENGTH, WITH ALUMINUM PLATES WITH SOFT, COMFORTABLE BREATHABLE FABRIC, RIGHT, SIZE X-SMALL | REHABILITATION,PHYSIOTHERAPY SUPPLIES
23785 | 4618220409700 | SPLINT, WRIST BRACE, WITH D-RING CLOSURE STRAPS, WITH ALUMINUM PLATES AND WITH SOFT, COMFORTABLE BREATHABLE FABRIC, PADDED, LEFT, XX-LARGE | REHABILITATION,PHYSIOTHERAPY SUPPLIES
23786 | 4618220409800 | SPLINT, WRIST BRACE, WITH D-RING CLOSURE STRAPS, WITH ALUMINUM PLATES AND WITH SOFT, COMFORTABLE BREATHABLE FABRIC, PADDED, RIGHT, XX-LARGE | REHABILITATION,PHYSIOTHERAPY SUPPLIES
23787 | 4618220409900 | SPLINT, WRIST BRACE, WITH D-RING CLOSURE STRAPS, WITH ALUMINUM PLATES WITH SOFT, COMFORTABLE BREATHABLE FABRIC, PADDED, UNIVERSAL (FIT RIGHT AND LEFT), XX-LARGE | REHABILITATION,PHYSIOTHERAPY SUPPLIES
23788 | 4618220410000 | SPLINT, WRIST BRACE, WITH D-RING CLOSURE STRAPS, WITH ALUMINUM PLATES AND WITH SOFT, COMFORTABLE BREATHABLE FABRIC, PADDED, LEFT, MEDIUM | REHABILITATION,PHYSIOTHERAPY SUPPLIES
23789 | 4618220410100 | SPLINT, WRIST BRACE, WITH D-RING CLOSURE STRAPS, WITH ALUMINUM PLATES AND WITH SOFT, COMFORTABLE BREATHABLE FABRIC, PADDED, LEFT, SMALL | REHABILITATION,PHYSIOTHERAPY SUPPLIES
23790 | 4618220410200 | SPLINT, WRIST BRACE, WITH D-RING CLOSURE STRAPS, WITH ALUMINUM PLATES AND WITH SOFT, COMFORTABLE BREATHABLE FABRIC, PADDED, LEFT, X-LARGE | REHABILITATION,PHYSIOTHERAPY SUPPLIES
23791 | 4618220410300 | SPLINT, WRIST BRACE, WITH D-RING CLOSURE STRAPS, WITH ALUMINUM PLATES AND WITH SOFT, COMFORTABLE BREATHABLE FABRIC, PADDED, RIGHT, LARGE | REHABILITATION,PHYSIOTHERAPY SUPPLIES
23792 | 4618220410400 | SPLINT, WRIST BRACE, WITH D-RING CLOSURE STRAPS, WITH ALUMINUM PLATES AND WITH SOFT, COMFORTABLE BREATHABLE FABRIC, PADDED, LEFT, LARGE | REHABILITATION,PHYSIOTHERAPY SUPPLIES
23793 | 4618220410500 | SPLINT, WRIST BRACE, WITH D-RING CLOSURE STRAPS, WITH ALUMINUM PLATES AND WITH SOFT, COMFORTABLE BREATHABLE FABRIC, PADDED, RIGHT, MEDIUM | REHABILITATION,PHYSIOTHERAPY SUPPLIES
23794 | 4618220410600 | SPLINT, WRIST BRACE, WITH D-RING CLOSURE STRAPS, WITH ALUMINUM PLATES AND WITH SOFT, COMFORTABLE BREATHABLE FABRIC, PADDED, RIGHT, SMALL | REHABILITATION,PHYSIOTHERAPY SUPPLIES
23795 | 4618220410700 | SPLINT, WRIST BRACE, WITH D-RING CLOSURE STRAPS, WITH ALUMINUM PLATES AND WITH SOFT, COMFORTABLE BREATHABLE FABRIC, PADDED, RIGHT, X-LARGE | REHABILITATION,PHYSIOTHERAPY SUPPLIES
23796 | 4618220410800 | SPLINT, WRIST BRACE, WITH D-RING CLOSURE STRAPS, WITH ALUMINUM PLATES WITH SOFT, COMFORTABLE BREATHABLE FABRIC, PADDED, UNIVERSAL (FIT RIGHT AND LEFT), LARGE | REHABILITATION,PHYSIOTHERAPY SUPPLIES
23797 | 4618220410900 | SPLINT, WRIST BRACE, WITH D-RING CLOSURE STRAPS, WITH ALUMINUM PLATES WITH SOFT, COMFORTABLE BREATHABLE FABRIC, PADDED, UNIVERSAL (FIT RIGHT AND LEFT), MEDIUM | REHABILITATION,PHYSIOTHERAPY SUPPLIES
23798 | 4618220411000 | SPLINT, WRIST BRACE, WITH D-RING CLOSURE STRAPS, WITH ALUMINUM PLATES WITH SOFT, COMFORTABLE BREATHABLE FABRIC, PADDED, UNIVERSAL (FIT RIGHT AND LEFT), EXTRA LARGE | REHABILITATION,PHYSIOTHERAPY SUPPLIES
23799 | 4618220411100 | SPLINT, WRIST BRACE, WITH D-RING CLOSURE STRAPS, WITH ALUMINUM PLATES WITH SOFT, COMFORTABLE BREATHABLE FABRIC, PADDED, UNIVERSAL (FIT RIGHT AND LEFT), SMALL | REHABILITATION,PHYSIOTHERAPY SUPPLIES
23800 | 4618220700000 | ANKLE SUPPORT, WITH FIGURE OF 8 STRAP, MADE OF FABRIC ADJUSTMENT BY LACES, SIZE: LARGE | PROSTHETICS & ORTHOSIS SUPPLIES
23801 | 4618220700100 | ANKLE SUPPORT, WITH FIGURE OF 8 STRAP, MADE OF FABRIC ADJUSTMENT BY LACES, SIZE: EXTRA LARGE | PROSTHETICS & ORTHOSIS SUPPLIES
23802 | 4618220700200 | ANKLE SUPPORT, WITH FIGURE OF 8 STRAP, MADE OF FABRIC ADJUSTMENT BY LACES, SIZE: MEDIUM | PROSTHETICS & ORTHOSIS SUPPLIES
23803 | 4618220700400 | BOOT, ORTHOPEDIC, FEMALE, FULL GRAIN COW/CALF LEATHER, PLAIN FRONTED WITH SEAM FREE VAMPS PADDED COLLARS, BOOT HEIGHT APPROXIMATELY 125 MM, LACE CLOSUER, SOFT PADDING AROUND THE COLLAR FOR A BETTER FIT ; A HIGH AND EXTRA LONG STIFFENER TO SUPPORT THE ANKLE ; FULL GRAIN LEATHER INSOLE; EASILY REMOVABLE AND ADAPTABLE (HARD-WEARING) SOLE. SUFFICIENT TOE-SPRING FOR EASY ROLL-OFF, REMOVABLE PROFILED CORK INLAY ; HIGH TOE-BOX AND STRONG TOE-CAP FOR PROTECTION OF THE TOES ; EXTENDED FACINGS FOR MAXIMUM ACCESSIBILITY; SOFT TONGUE PADDING; FIRM HEEL COUNTER, BLACK, SIZE 35. | PROSTHETICS & ORTHOSIS SUPPLIES
23804 | 4618220702400 | ANKLE SUPPORT, CLOSED CELL NEOPRENE, OPEN HEEL AND TOES, LIGHTWEIGHT, SIZE DOUBLE EXTRA SMALL | REHABILITATION,PHYSIOTHERAPY SUPPLIES
23805 | 4618220703000 | ANKLE IMMOBILIZER, WITH RIGID STAYS, SOFT COMFORT MATERIAL , OPEN HEEL AND TOES, ADJUSTABLE VELCRO CLOSURE, FITS FOR LEFT OR RIGHT, ASSORTED SIZE | PROSTHETICS & ORTHOSIS SUPPLIES
23806 | 4618220703600 | ANKLE SUPPORT, WITH FIGURE OF 8 STRAP, MADE OF FABRIC ADJUSTMENT BY LACES, SIZE: SMALL | PROSTHETICS & ORTHOSIS SUPPLIES
23807 | 4618220704000 | ANKLE IMMOBILIZER, WITH REMOVABLE RIGID STAYS, WITH FIGURE OF 8 STRAP, ADJUSTABLE VELCRO CLOSURE, FITS FOR LEFT OR RIGHT, ASSORTED SIZE | PROSTHETICS & ORTHOSIS SUPPLIES
23808 | 4618220704500 | ANKLE SUPPORT, MADE FROM LIGHTWEIGHT ELASTIC MATERIAL, FOUR WAY STRETCH ELASTIC, FITS FOR LEFT OR RIGHT, SIZE: DOUBLE EXTRA LARGE | REHABILITATION,PHYSIOTHERAPY SUPPLIES
23809 | 4618220704600 | HEEL UNLOADING BRACE, (PTB) TYPE, CALCANEUS, UNLOADING INTERNAL LINING WITH SILKY TOUCH THAT PREVENTS SLIPPING WHILE ACTS AS CUSHIONING, ADJUSTABLE AND REMOVABLE FITTING TAPES, CUSHIONS THE IMPACT DURING THE STANCE PHASE, DESIGNED FOR THE FUNCTIONAL TREATMENT OF EACH SECTION IN EASY ADAPTATION MATERIAL, TRIM AND FIT FUNCTIONAL TREATMENT OF UNLOADING FOR FRACTURES OF THE CALCANEUS AND TALUS, ASSORTED SIZE AND SIDE | PROSTHETICS & ORTHOSIS SUPPLIES
23810 | 4618220704700 | ANKLE SUPPORT, PEDIATRIC, MADE FROM LIGHTWEIGHT MATERIAL, FIGURE OF 8 ELASTIC STRAP, OPEN HEEL AND TOES, FITS FOR LEFT OR RIGHT, ASSORTED SIZE | REHABILITATION,PHYSIOTHERAPY SUPPLIES
23811 | 4618220704800 | ANKLE IMMOBILIZER, POLYETHYLENE DESIGN, WITH OPEN HEEL, PROTECTING MALLEOLUS , FOR IMMOBILIZATION OF THE ANKLE, ADJUSTMENT VELCRO CLOSURE, ASSORTED SIZE | PROSTHETICS & ORTHOSIS SUPPLIES
23812 | 4618220704900 | ANKLE SUPPORT, MADE FROM LIGHTWEIGHT MATERIAL, FIGURE OF 8 ELASTIC STRAP, OPEN HEEL AND TOES, FITS FOR LEFT OR RIGHT, SIZE: LARGE | REHABILITATION,PHYSIOTHERAPY SUPPLIES
23813 | 4618220705000 | ANKLE SUPPORT, MADE FROM LIGHTWEIGHT MATERIAL, FIGURE OF 8 ELASTIC STRAP, OPEN HEEL AND TOES, FITS FOR LEFT OR RIGHT, SIZE: MEDIUM | REHABILITATION,PHYSIOTHERAPY SUPPLIES
23814 | 4618220710900 | CUSTOM MADE ARIZONA BRACE ANKLE FOOT ORTHOSIS SOFT MOLDED LEATHER INNER SHELL LINING PADDED WITH MEDICAL GRADE FOAM WITH REINFORCE OF THE FOOT AND ANKLE LACE STRAPS AND LOOP WITH OUTSOLE ANTI SLIP FOR WALKING OR LACE WITH OUTSOLE ANTI SLIP FOR WALKING OR STRAPS AND LOOP WITH OUTSOLE ANTI SLIP FOR WALKING MULTIPLE COLOR OR PATTERN (SERVICES). | SUPPLEMENTARY PROSTHET,ORTHOSIS SUPPLIES
23815 | 4618220711000 | CUSTOM MADE ARIZONA BRACE ANKLE FOOT ORTHOSIS FOR CHARCOT FOOT DEFORMITY SOFT MOLDED LEATHER INNER SHELL LINING PADDED WITH MEDICAL GRADE FOAM WITH REINFORCE OF THE FOOT AND ANKLE LACE WITH OUTSOLE ANTI SLIP FOR WALKING MULTIPLE COLOR OR PATTERN (SERVICES). | SUPPLEMENTARY PROSTHET,ORTHOSIS SUPPLIES
23816 | 4618220711300 | CUSTOM MADE ARIZONA BRACE ANKLE FOOT ORTHOSIS FOR CHARCOT FOOT DEFORMITY SOFT MOLDED LEATHER INNER SHELL LINING PADDED WITH MEDICAL GRADE FOAM WITH REINFORCE OF THE FOOT AND ANKLE STRAPS AND LOOP WITH OUTSOLE ANTI SLIP FOR WALKING MULTIPLE COLOR OR PATTERN (SERVICES). | SUPPLEMENTARY PROSTHET,ORTHOSIS SUPPLIES
23817 | 4618220711600 | ANKLE SUPPORT, CLOSED CELL NEOPRENE, OPEN HEEL AND TOES, LIGHTWEIGHT, SIZE EXTRA LARGE | REHABILITATION,PHYSIOTHERAPY SUPPLIES
23818 | 4618220711700 | ANKLE SUPPORT, CLOSED CELL NEOPRENE, OPEN HEEL AND TOES, LIGHTWEIGHT, SIZE LARGE | REHABILITATION,PHYSIOTHERAPY SUPPLIES
23819 | 4618220711800 | ANKLE SUPPORT, CLOSED CELL NEOPRENE, OPEN HEEL AND TOES, LIGHTWEIGHT, SIZE MEDIUM | REHABILITATION,PHYSIOTHERAPY SUPPLIES
23820 | 4618220711900 | ANKLE SUPPORT, CLOSED CELL NEOPRENE, OPEN HEEL AND TOES, LIGHTWEIGHT, SIZE SMALL | REHABILITATION,PHYSIOTHERAPY SUPPLIES
23821 | 4618220712000 | ANKLE SUPPORT, CLOSED CELL NEOPRENE, OPEN HEEL AND TOES, LIGHTWEIGHT, SIZE EXTRA SMALL | REHABILITATION,PHYSIOTHERAPY SUPPLIES
23822 | 4618220800000 | CUSTOM MADE SHOE RAISE STARTING FROM 2 CM- 10 CM DURABLE MATERIAL AND NON SLIPPING OUTSOLE MULTIPLE COLOR OR PATTERN ORTHOSIS(SERVICES). | SUPPLEMENTARY PROSTHET,ORTHOSIS SUPPLIES
23823 | 4618220900700 | FUNCTIONAL KNEE HINGE BRACE, STABILIZER, POLYCENTRIC HINGE, PREFORMED ANATOMICAL ALUMINUM FRAME, EXTENSION CONTROL (0# TO 40#) AND FLEXION (0# TO 120#), WITH LENGTH AND HEIGHT ADJUSTMENT, OPEN TEXTILE STRUCTURE FORMED BY 4 BANDS, FOUR POINT SYSTEM OF LEVERAGE, INCORPORATES CONDYLAR PADS, CONTROL OF THE DEGREE OF FLEXION-EXTENSION OF THE JOINT, IMMOBILIZATION OF THE ARTICULATION OR CONTROL OF RANGE OF MOVEMENT, UNIVERSAL SIZE | REHABILITATION,PHYSIOTHERAPY SUPPLIES
23824 | 4618221102200 | TLSO (THORACIC LUMBAR SACRAL ORTHOSIS), SEMI RIGID BRACE, FOR SPINAL IMMOBILIZATION AND COMPRESSION FRACTURES, BIVALVE, BOA CLOSURE, PROVIDES ABDOMINAL COMPRESSION, ADJUSTABLE FRONT AND BACK PANEL, REMOVABLE WASHABLE COVER, WITH DORSAL LUMBAR EXTENSION, ASSORTED SIZE | PROSTHETICS & ORTHOSIS SUPPLIES
23825 | 4618221102300 | TLSO (THORACIC LUMBAR SACRAL ORTHOSIS), SEMI RIGID BRACE, FOR SPINAL IMMOBILIZATION AND COMPRESSION FRACTURES, BIVALVE, VELCRO CLOSURE, PROVIDES ABDOMINAL COMPRESSION, ADJUSTABLE FRONT AND BACK PANEL, REMOVABLE WASHABLE COVER, ASSORTED SIZE | PROSTHETICS & ORTHOSIS SUPPLIES
23826 | 4618221102800 | TLSO (THORACIC LUMBAR SACRAL ORTHOSIS), RIGID BRACE, MAXIMUM CONTROL FOR SPINAL IMMOBILIZATION AND COMPRESSION FRACTURES, BIVALVE, PROVIDES ABDOMINAL COMPRESSION, ASSORTED SIZE | PROSTHETICS & ORTHOSIS SUPPLIES
23827 | 4618221102900 | TLSO (THORACIC LUMBAR SACRAL ORTHOSIS), BOSTON TYPE BRACE, FOR SCOLIOSIS, ADOLESCENT, ASSORTED SIZE. | PROSTHETICS & ORTHOSIS SUPPLIES
23828 | 4618221103000 | TLSO (THORACIC LUMBAR SACRAL ORTHOSIS), BOSTON TYPE BRACE, FOR SCOLIOSIS, YOUTH SIZE | PROSTHETICS & ORTHOSIS SUPPLIES
23829 | 4618221103100 | TLSO (THORACIC LUMBAR SACRAL ORTHOSIS), BOSTON TYPE BRACE, FOR SCOLIOSIS, JUV SIZE | PROSTHETICS & ORTHOSIS SUPPLIES
23830 | 4618221103200 | LSO BRACE (LUMBAR SACRAL ORTHOSIS) BIVALVE RIGID SPINAL IMMOBILIZATION AND COMPRESSION ADJUSTABLE VELCRO WITH REMOVABLE WASHABLE LINER WITH OVERLAP OF INTERIOR AND SHELL 1/8 INCH HIGH-DENSITY POLYETHYLENE HIP CIRCUMFERENCE 34 INCHES - 37 INCHES APPROXIMATELY. | SUPPLEMENTARY PROSTHET,ORTHOSIS SUPPLIES
23831 | 4618221103300 | LSO BRACE (LUMBAR SACRAL ORTHOSIS) BIVALVE RIGID SPINAL IMMOBILIZATION AND COMPRESSION ADJUSTABLE VELCRO WITH REMOVABLE WASHABLE LINER WITH OVERLAP OF INTERIOR AND SHELL 1/8 INCH HIGH-DENSITY POLYETHYLENE HIP CIRCUMFERENCE 37 INCHES - 41 INCHES STANDARD FRONT 25.4 CM APPROXIMATELY. | SUPPLEMENTARY PROSTHET,ORTHOSIS SUPPLIES
23832 | 4618221103500 | LSO BRACE (LUMBAR SACRAL ORTHOSIS) BIVALVE RIGID SPINAL IMMOBILIZATION AND COMPRESSION ADJUSTABLE VELCRO WITH REMOVABLE WASHABLE LINER WITH OVERLAP OF INTERIOR AND SHELL 1/8 INCH HIGH-DENSITY POLYETHYLENE HIP CIRCUMFERENCE 37 INCHES - 41 INCHES SHORT FRONT 21.6 CM APPROXIMATELY. | SUPPLEMENTARY PROSTHET,ORTHOSIS SUPPLIES
23833 | 4618221103700 | LSO BRACE (LUMBAR SACRAL ORTHOSIS) BIVALVE RIGID SPINAL IMMOBILIZATION AND COMPRESSION ADJUSTABLE VELCRO WITH REMOVABLE WASHABLE LINER WITH OVERLAP OF INTERIOR AND SHELL 1/8 INCH HIGH-DENSITY POLYETHYLENE HIP CIRCUMFERENCE 41 INCHES - 45 INCHES STANDARD FRONT 25.4 CM APPROXIMATELY. | SUPPLEMENTARY PROSTHET,ORTHOSIS SUPPLIES
23834 | 4618221103800 | LSO BRACE (LUMBAR SACRAL ORTHOSIS) BIVALVE RIGID SPINAL IMMOBILIZATION AND COMPRESSION ADJUSTABLE VELCRO WITH REMOVABLE WASHABLE LINER WITH OVERLAP OF INTERIOR AND SHELL 1/8 INCH HIGH-DENSITY POLYETHYLENE HIP CIRCUMFERENCE 41 INCHES - 45 INCHES SHORT FRONT 21.6 CM APPROXIMATELY. | SUPPLEMENTARY PROSTHET,ORTHOSIS SUPPLIES
23835 | 4618221104000 | LSO BRACE (LUMBAR SACRAL ORTHOSIS) BIVALVE RIGID SPINAL IMMOBILIZATION AND COMPRESSION ADJUSTABLE VELCRO WITH REMOVABLE WASHABLE LINER WITH OVERLAP OF INTERIOR AND SHELL 1/8 INCH HIGH-DENSITY POLYETHYLENE HIP CIRCUMFERENCE 45 INCHES - 49 INCHES APPROXIMATELY. | SUPPLEMENTARY PROSTHET,ORTHOSIS SUPPLIES
23836 | 4618221104400 | LUMBOSACRAL CORSET, FOUR RIGID STAYS, PROVIDES LOWER BACK SUPPORT TO HELP REDUCE OR AVOID PAIN, VELCRO CLOSURE, SIZE: LARGE | REHABILITATION,PHYSIOTHERAPY SUPPLIES
23837 | 4618221104500 | LUMBOSACRAL CORSET, FOUR RIGID STAYS, PROVIDES LOWER BACK SUPPORT TO HELP REDUCE OR AVOID PAIN, VELCRO CLOSURE, SIZE: MEDIUM | REHABILITATION,PHYSIOTHERAPY SUPPLIES
23838 | 4618221104600 | LUMBOSACRAL CORSET, FOUR RIGID STAYS, PROVIDES LOWER BACK SUPPORT TO HELP REDUCE OR AVOID PAIN, VELCRO CLOSURE, SIZE: SMALL | REHABILITATION,PHYSIOTHERAPY SUPPLIES
23839 | 4618221104700 | LSO BRACE (LUMBAR SACRAL ORTHOSIS) BIVALVE RIGID SPINAL IMMOBILIZATION AND COMPRESSION ADJUSTABLE VELCRO WITH REMOVABLE WASHABLE LINER WITH OVERLAP OF INTERIOR AND SHELL, 1/8 INCH HIGH-DENSITY POLYETHYLENE HIP CIRCUMFERENCE 30 INCHES - 34 INCHES APPROXIMATELY | PROSTHETICS & ORTHOSIS SUPPLIES
23840 | 4618221104900 | TLSO (THORACIC LUMBAR SACRAL ORTHOSIS), SEMI RIGID BRACE, FOR SPINAL IMMOBILIZATION AND COMPRESSION FRACTURES, BIVALVE, BOA CLOSURE, PROVIDES ABDOMINAL COMPRESSION, ADJUSTABLE FRONT AND BACK PANEL, REMOVABLE WASHABLE COVER, ASSORTED SIZE | PROSTHETICS & ORTHOSIS SUPPLIES
23841 | 4618221105600 | LUMBOSACRAL BELT, ELASTIC FABRIC, WITH SHOULDER STRAPS, THE TWO SIDE BANDS THAT CAN BE CROSSED AT THE BACK AND ARE ADJUSTED BY VELCRO AT THE FRONT, CONTAINS FLEXIBLE STAYS LOCATED IN THE BACK AREA, ASSORTED SIZE | REHABILITATION,PHYSIOTHERAPY SUPPLIES
23842 | 4618221105900 | LSO (LUMBAR SACRAL ORTHOSIS) RIGID BRACE FOR SPINAL IMMOBILIZATION AND COMPRESSION FRACTURES BIVALVE BOA CLOSURE PROVIDES ABDOMINAL COMPRESSION ADJUSTABLE FRONT AND BACK PANEL REMOVABLE WASHABLE COVER WITH DORSAL LUMBAR EXTENSION ASSORTED SIZE. | SUPPLEMENTARY PROSTHET,ORTHOSIS SUPPLIES
23843 | 4618221106100 | THIGH ORTHOSIS, POLYETHYLENE, BIVALVE, INTERNAL LINING WITH A PLEASANT TOUCH THAT PREVENTS SLIPPING WHILE PADDING, ADJUSTING TAPES, ADJUSTABLE AND REMOVABLE TERMINALS | PROSTHETICS & ORTHOSIS SUPPLIES
23844 | 4618221106500 | ORTHOSIS, CRUCIFORM ANTERIOR SPINAL HYPEREXTENSION (CASH), UNIVERSAL, FOR EXTREMELY, UNIVERSAL SIZE | PROSTHETICS & ORTHOSIS SUPPLIES
23845 | 4618221106800 | CERVICAL THORACIC LUMBAR SACRAL ORTHOSIS, PROVIDES ANTERIOR, POSTERIOR, LATERAL, AND ROTATIONAL CONTROL (APL AND R), FULLY ADJUSTABLE CONTAINS WASHABLE FOAM LINERS AND A REMOVABLE FOAM LUMBAR PAD, SIZE SMALL | PROSTHETICS & ORTHOSIS SUPPLIES
23846 | 4618221106900 | CERVICAL THORACIC LUMBAR SACRAL ORTHOSIS, PROVIDES ANTERIOR, POSTERIOR, LATERAL, AND ROTATIONAL CONTROL (APL AND R), FULLY ADJUSTABLE CONTAINS WASHABLE FOAM LINERS AND A REMOVABLE FOAM LUMBAR PAD, SIZE MEDIUM | PROSTHETICS & ORTHOSIS SUPPLIES
23847 | 4618221107700 | LUMBOSACRAL CORSET, FOUR RIGID STAYS, PROVIDES LOWER BACK SUPPORT TO HELP REDUCE OR AVOID PAIN, VELCRO CLOSURE, SIZE: X-LARGE | REHABILITATION,PHYSIOTHERAPY SUPPLIES
23848 | 4618221107900 | LUMBOSACRAL CORSET, FOUR RIGID STAYS, PROVIDES LOWER BACK SUPPORT TO HELP REDUCE OR AVOID PAIN, VELCRO CLOSURE, SIZE: XX-LARGE | REHABILITATION,PHYSIOTHERAPY SUPPLIES
23849 | 4618221108000 | LUMBOSACRAL CORSET, FOUR RIGID STAYS, PROVIDES LOWER BACK SUPPORT TO HELP REDUCE OR AVOID PAIN, VELCRO CLOSURE, SIZE: XXX-LARGE | REHABILITATION,PHYSIOTHERAPY SUPPLIES
23850 | 4618221108100 | TLSO (THORACIC LUMBAR SACRAL ORTHOSIS), RIGID BRACE, MAXIMUM CONTROL FOR SPINAL IMMOBILIZATION AND COMPRESSION FRACTURES, BIVALVE, PROVIDES ABDOMINAL COMPRESSION, WITH ADJUSTABLE STERNAL PIECE (SPK) AND SHOULDER STRAPS, ADJUSTABLE FRONT AND BACK, SIZE SMALL | PROSTHETICS & ORTHOSIS SUPPLIES
23851 | 4618221108200 | TLSO (THORACIC LUMBAR SACRAL ORTHOSIS), RIGID BRACE, MAXIMUM CONTROL FOR SPINAL IMMOBILIZATION AND COMPRESSION FRACTURES, BIVALVE, PROVIDES ABDOMINAL COMPRESSION, WITH ADJUSTABLE STERNAL PIECE (SPK) AND SHOULDER STRAPS, ADJUSTABLE FRONT AND BACK, SIZE MEDIUM | PROSTHETICS & ORTHOSIS SUPPLIES
23852 | 4618221108300 | TLSO (THORACIC LUMBAR SACRAL ORTHOSIS), RIGID BRACE, MAXIMUM CONTROL FOR SPINAL IMMOBILIZATION AND COMPRESSION FRACTURES, BIVALVE, PROVIDES ABDOMINAL COMPRESSION, WITH ADJUSTABLE STERNAL PIECE (SPK) AND SHOULDER STRAPS, ADJUSTABLE FRONT AND BACK, SIZE LARGE | PROSTHETICS & ORTHOSIS SUPPLIES
23853 | 4618221108400 | TLSO (THORACIC LUMBAR SACRAL ORTHOSIS), RIGID BRACE, MAXIMUM CONTROL FOR SPINAL IMMOBILIZATION AND COMPRESSION FRACTURES, BIVALVE, PROVIDES ABDOMINAL COMPRESSION, WITH ADJUSTABLE STERNAL PIECE (SPK) AND SHOULDER STRAPS, ADJUSTABLE FRONT AND BACK, SIZE X-LARGE | PROSTHETICS & ORTHOSIS SUPPLIES
23854 | 4618221108500 | TLSO (THORACIC LUMBAR SACRAL ORTHOSIS), RIGID BRACE, MAXIMUM CONTROL FOR SPINAL IMMOBILIZATION AND COMPRESSION FRACTURES, BIVALVE, PROVIDES ABDOMINAL COMPRESSION, WITH ADJUSTABLE STERNAL PIECE (SPK) AND SHOULDER STRAPS, ADJUSTABLE FRONT AND BACK, SIZE XX-LARGE | PROSTHETICS & ORTHOSIS SUPPLIES
23855 | 4618221108600 | CERVICAL THORACIC LUMBAR SACRAL ORTHOSIS, PROVIDES ANTERIOR, POSTERIOR, LATERAL, AND ROTATIONAL CONTROL (APL AND R), FULLY ADJUSTABLE CONTAINS WASHABLE FOAM LINERS AND A REMOVABLE FOAM LUMBAR PAD, SIZE LARGE | PROSTHETICS & ORTHOSIS SUPPLIES
23856 | 4618221200000 | SHOULDER SUPPORT, NEOPRENE, VELCRO CLOSURE, USE WITH ACTIVE PATIENT FOR STABILITY WHILE DOING THE EXERCISE, FOR FRACTURE OF HUMERUS HEAD AND SHOULDERS DISLOCATION AND SUBLUXATION, SIZE: LARGE | REHABILITATION,PHYSIOTHERAPY SUPPLIES
23857 | 4618221200100 | SHOULDER SUPPORT, NEOPRENE, VELCRO CLOSURE, USE WITH ACTIVE PATIENT FOR STABILITY WHILE DOING THE EXERCISE, FOR FRACTURE OF HUMERUS HEAD AND SHOULDERS DISLOCATION AND SUBLUXATION, SIZE MEDIUM | REHABILITATION,PHYSIOTHERAPY SUPPLIES
23858 | 4618221200200 | SHOULDER SUPPORT, NEOPRENE, VELCRO CLOSURE, USE WITH ACTIVE PATIENT FOR STABILITY WHILE DOING THE EXERCISE, FOR FRACTURE OF HUMERUS HEAD AND SHOULDERS DISLOCATION AND SUBLUXATION, SIZE SMALL | REHABILITATION,PHYSIOTHERAPY SUPPLIES
23859 | 4618221200300 | SHOULDER SUPPORT, NEOPRENE, VELCRO CLOSURE, USE WITH ACTIVE PATIENT FOR STABILITY WHILE DOING THE EXERCISE, FOR FRACTURE OF HUMERUS HEAD AND SHOULDERS DISLOCATION AND SUBLUXATION, SIZE: EXTRA LARGE | REHABILITATION,PHYSIOTHERAPY SUPPLIES
23860 | 4618221200900 | ARMSLING, ADULT, IMMOBILIZES THE FOREARM AND ELBOW, WITH LOOP TO FACILITATE THE RELAXATION OF THE THUMB AND THE POSITION OF THE WRIST ,EASY ADJUSTMENT BY VELCRO OR EQUIVALENT, CONTROLS SHOULDER FLEXO-EXTENSION, ROTATION, ABDUCTION, AND ADDUCTION, KEEPS THE ELBOW IN 90# FLEXION AND PRONOSUPINATION INTERMEDIATE, DISTRIBUTES THE WEIGHT OF THE TREATED ARM AVOIDING OVERLOAD OF THE CERVICAL AREA, PADDED STRAPS CROSSED OVER THE BACK TO IMPROVE SUPPORT, INNER PADDING SUPPORTS THE ARM, BREATHABLE, SIZE SMALL | REHABILITATION,PHYSIOTHERAPY SUPPLIES
23861 | 4618221201000 | ARMSLING, ADULT, IMMOBILIZES THE FOREARM AND ELBOW, WITH LOOP TO FACILITATE THE RELAXATION OF THE THUMB AND THE POSITION OF THE WRIST ,EASY ADJUSTMENT BY VELCRO OR EQUIVALENT, CONTROLS SHOULDER FLEXO-EXTENSION, ROTATION, ABDUCTION, AND ADDUCTION, KEEPS THE ELBOW IN 90# FLEXION AND PRONOSUPINATION INTERMEDIATE, DISTRIBUTES THE WEIGHT OF THE TREATED ARM AVOIDING OVERLOAD OF THE CERVICAL AREA, PADDED STRAPS CROSSED OVER THE BACK TO IMPROVE SUPPORT, INNER PADDING SUPPORTS THE ARM, BREATHABLE, SIZE MEDIUM | REHABILITATION,PHYSIOTHERAPY SUPPLIES
23862 | 4618221201100 | ARMSLING, ADULT, IMMOBILIZES THE FOREARM AND ELBOW, WITH LOOP TO FACILITATE THE RELAXATION OF THE THUMB AND THE POSITION OF THE WRIST ,EASY ADJUSTMENT BY VELCRO OR EQUIVALENT, CONTROLS SHOULDER FLEXO-EXTENSION, ROTATION, ABDUCTION, AND ADDUCTION, KEEPS THE ELBOW IN 90# FLEXION AND PRONOSUPINATION INTERMEDIATE, DISTRIBUTES THE WEIGHT OF THE TREATED ARM AVOIDING OVERLOAD OF THE CERVICAL AREA, PADDED STRAPS CROSSED OVER THE BACK TO IMPROVE SUPPORT, INNER PADDING SUPPORTS THE ARM, BREATHABLE, SIZE LARGE | REHABILITATION,PHYSIOTHERAPY SUPPLIES
23863 | 4618221201200 | ARMSLING, ADULT, IMMOBILIZES THE FOREARM AND ELBOW, WITH LOOP TO FACILITATE THE RELAXATION OF THE THUMB AND THE POSITION OF THE WRIST ,EASY ADJUSTMENT BY VELCRO OR EQUIVALENT, CONTROLS SHOULDER FLEXO-EXTENSION, ROTATION, ABDUCTION, AND ADDUCTION, KEEPS THE ELBOW IN 90# FLEXION AND PRONOSUPINATION INTERMEDIATE, DISTRIBUTES THE WEIGHT OF THE TREATED ARM AVOIDING OVERLOAD OF THE CERVICAL AREA, PADDED STRAPS CROSSED OVER THE BACK TO IMPROVE SUPPORT, INNER PADDING SUPPORTS THE ARM, BREATHABLE, SIZE EXTRA-LARGE | REHABILITATION,PHYSIOTHERAPY SUPPLIES
23864 | 4618221201600 | ARMSLING, PEDIATRIC, IMMOBILIZES THE FOREARM AND ELBOW,EASY ADJUSTMENT BY VELCRO OR EQUIVALENT, CONTROLS SHOULDER FLEXO-EXTENSION, ROTATION, ABDUCTION, AND ADDUCTION, KEEPS THE ELBOW IN 90# FLEXION AND PRONOSUPINATION INTERMEDIATE, DISTRIBUTES THE WEIGHT OF THE TREATED ARM AVOIDING OVERLOAD OF THE CERVICAL AREA, STRAPS CROSSED OVER THE BACK TO IMPROVE SUPPORT, COMFORTABLE, BREATHABLE, ASSORTED SIZE | REHABILITATION,PHYSIOTHERAPY SUPPLIES
23865 | 4618221201700 | ARMSLING, ADULT, IMMOBILIZES THE SHOULDER JOINT IN INTERNAL ROTATION, STRAP TO CONTROL THE ARM, EASY ADJUSTMENT BY VELCRO OR EQUIVALENT, KEEPS THE ELBOW IN 90# FLEXION AND PRONOSUPINATION INTERMEDIATE, DISTRIBUTES THE WEIGHT OF THE TREATED ARM AVOIDING OVERLOAD OF THE CERVICAL AREA, DOUBLE STRAPS ON SHOULDER DIVIDES LOAD TO IMPROVE SUPPORT, COMFORTABLE, BREATHABLE, SIZE: UNIVERSAL | REHABILITATION,PHYSIOTHERAPY SUPPLIES
23866 | 4618230600000 | HARNESS, PAVLIK WITH SOFT INNER LINING AND HOOK - AND - LOOP FASTENERS FOR SECURE ADJUSTMENT, SIZE LARGE | PROSTHETICS & ORTHOSIS SUPPLIES
23867 | 4710161301200 | PH BUFFER PH4 FOR CALIBRATION OF PH CATHETER AND CALIBRATION OF WIRELESS CAPSULE PH MONITORING. | ENDOSCOPY CONSUMABLES SUPPLIES
23868 | 4710161301300 | PH BUFFER PH7 FOR CALIBRATION OF PH CATHETER AND CALIBRATION OF WIRELESS CAPSULE PH MONITORING. | ENDOSCOPY CONSUMABLES SUPPLIES
23869 | 4710161400000 | GEL HYALURONIC ACID/DEXTRANOMER 1ML PREFILLED SYRINGE.. | SUPPLEMENTARY GENERAL CONSUMABLES
23870 | 4712170000300 | TAB TIE NYLON FOR MEDICAL WASTE BAG CLOSURE 15-20 CM.. | SUPPLEMENTARY GEN.SUPPLIES NURS,BURN
23871 | 4713150200000 | CLOTH/ DRY WIPES CLEANING FOR PATIENT LINT FREE SIZE: LARGE 30 X 36 CM (+/- 5CM) 50 / PACKET DISPOSABLE.. | SUPPLEMENTARY GEN.SUPPLIES NURS,BURN
23872 | 4713150200100 | CLOTH CLEANING NON-WOVEN PINK MICROFIBER 60 X 32 CM (+/- 5CM) ABSORBING WATER WHEN USE ON SURFACES AND REMOVE DUST.. | SUPPLEMENTARY GEN.SUPPLIES NURS,BURN
23873 | 4713150200200 | CLOTH CLEANING NON-WOVEN BLUE MICROFIBER 60 X 32 CM (+/- 5CM) ABSORBING WATER WHEN USE ON SURFACES AND REMOVE DUST.. | SUPPLEMENTARY GEN.SUPPLIES NURS,BURN
23874 | 4713150200800 | WIPE SURFACE, PP NON WOVEN ALCOHOL FREE DISINFECTANT, WITH QUATERNARY AMMONIUM 4TH GENERATION COMPOUNDS AS ACTIVE INGREDIENTS -MAIN FIELD OF APPLICATION IS FOR THE DISINFECTION OF SURFACES, AND DENTAL EQUIPMENT - READY TO USE, ALDEHYDE-FREE AND PHENOL-FREE FORMULATION -EFFECTIVE AGAINST BACTERIA, FUNGI AND VIRUSES (INCLUDING TB, HIV/HBV, CORONAVIRUS, FLU VIS), EASILY BIODEGRADABLE -QUICK ACTION TIME UP TO 2 MINUTES - - 50 TISSUE PER PACK, SIZE 15 CM X 25CM(+-/5CM ) (MATCH WITH EN STANDARD), NOTE: MSDS SHOULD BE PROVIDED IN SOFT COPY.... | DISINFECTANTS SUPPLIES
23875 | 4713150200900 | WIPES PROTECTIVE SKIN BARRIER FILM NON-ALCOHOL NO STING DISPOSABLE STERILE (WOUND AND OSTOMY).. | SUPPLEMENTARY GEN.SUPPLIES NURS,BURN
23876 | 4713150201200 | DISINFECTANT, WIPE, WITH 70% ISOPROPYL ALCOHOL, APPROXIMATELY FROM 20X 20CM (+/-3CM), NON-LINTING, PACKING: 200 WIPES, NOTE: MSDS SHOULD BE PROVIDED IN SOFT COPY... | DISINFECTANTS SUPPLIES
23877 | 4713150201700 | WIPES, FOR BATHING, WATERLESS NON PERFUMED : WIPES FOR BATHING OF PATIENTS, NOT LESS THAN 8 WIPES PER POUCH AND EACH WIPES NOT LESS THAN 30 X 20 CM (+/- 5 CM), FABRIC RESISTANT TO TEARING AND LINTING, NOT LESS THAN 100GMS, LATEX, LANOLIN, EDTA, METHYLLISOTHIAZOLINON / METHYLCHLOROISOTHIAZOLINONE, ETHANOL AND PROPANOL TYPE ALCOHOL AND DETERGENT FREE, DERMATOLOGICALLY APPROVED AND BALANCED TO SKIN PH AND PROVEN TO MOISTURIZE SKIN NON ALLERGIC, NOTE: MSDS SHOULD BE PROVIDED IN SOFT COPY... | DISINFECTANTS SUPPLIES
23878 | 4713150201800 | WIPES ENRICHED WITH POLYXAMER FOR ULCERS CLEANSING CONTAINING ALOE VERA ALLANTOIN AND FREE OF ALCOHOL AND ACIDS SIZE: 20 X 20 OR EQUIVALENT IN THE SIZE: (+\ - 2 CM) DISPOSABLE STERILE MSDS SHOULD BE PROVIDED IN SOFT COPY (WOUND AND OSTOMY CARE).. | SUPPLEMENTARY GEN.SUPPLIES NURS,BURN
23879 | 4713150202200 | APPLICATOR PROTECTIVE SKIN BARRIER FILM NON-ALCOHOL NO STING 1 - 2.5 ML DISPOSABLE STERILE (WOUND AND OSTOMY).. | SUPPLEMENTARY GEN.SUPPLIES NURS,BURN
23880 | 4713150202500 | WIPES PREMOISTENED FOR FRAGILE AND DRY SKIN CLEANSING AND HYDRATION CONTAINS ALOE VERA AND PHOSPHOLIPIDS AND ALLANTOIN FREE OF ALCOHOL AND ACIDS AND PERFUME SIZE 20 X 20 CM ( + / - 2 ) STERILE (WOUND AND OSTOMY CARE).... | SUPPLEMENTARY GEN.SUPPLIES NURS,WOUND
23881 | 4713180000100 | ANTISEPTIC SURGICAL HAND RUB 1% CHLORHEXIDINE IN 61 - 70% ETHYL ALCOHOL 500ML FOR WALL MOUNTED HANDS FREE DISPENSER HAZARDOUS MATERIAL NOTE: MSDS SHOULD BE PROVIDED IN SOFT COPY... | DISINFECTANTS SUPPLIES SUPPLEMENTARY
23882 | 4713180000400 | DISINFECTANT SODIUM HYPOCHLORITE 5.25% LIQUID 5 LITER, HAZARDOUS MATERIAL, NOTE: MSDS SHOULD BE PROVIDED IN SOFT COPY... | DISINFECTANTS SUPPLIES
23883 | 4713180000500 | GLASS CLEANER, 4 L (GALLON)... | DISINFECTANTS SUPPLIES
23884 | 4713180000600 | HYDROCHLORIC ACID, CONCENTRATION, 65%, 2-5 L, NOTE: MSDS SHOULD BE PROVIDED IN SOFT COPY... | DISINFECTANTS SUPPLIES
23885 | 4713180000700 | ALCOHOLIC, ANTISEPTIC SKIN SPRAY SOLUTION, 70% IPA, NOT MORE THAN 250ML, NOTE: MSDS SHOULD BE PROVIDED IN SOFT COPY... | DISINFECTANTS SUPPLIES
23886 | 4713180000900 | ANTISEPTIC POVIDONE-IODINE 10% WITH ANTIMICROBIC FILM-FORMING WATER SOLUBLE AQUEOUS SOLUTION NON-STAINING TO SKIN AND NATURAL FABRIC 8 FL. OZ. 250 ML NOTE: MSDS SHOULD BE PROVIDED IN SOFT COPY... | DISINFECTANTS SUPPLIES
23887 | 4713180001100 | HIGH LEVEL DISINFECTANT GLUTARALDEHYDE-BASED FOR AUTOMATED ENDOSCOPE REPROCESSORS LOW FOAMING EFFECTIVE AGAINST BACTERIA MYCOBACTERIA FUNGI VIRUSES AND SPORES BIODEGRADABLE ANTI-CORROSION COLORLESS ODORLESS AND NONTOXIC DISINFECTANT READY FOR USE OR PROVIDED WITH ITS ADDITIVE PROVIDE NOT LESS THAN 20 SOLUTION EFFICIENCY TEST STRIPS FOR EVERY GALLON (IT SHOULD BE COMPATIBLE WITH HOSPITAL MACHINE) GALLON. | ENDOSCOPY CONSUMABLES SUPPLIES
23888 | 4713180001200 | CLEANER FOR DENTAL SUCTION SYSTEMS CONCENTRATION LIQUID FOR THE CLEANING AND CARE OF DENTAL ASPIRATION SYSTEM. 1. DAILY USE FORMULA; PLEASANT FRESH SMELL PREVENTS FOAM FORMATION PH (UNDILUTED) APPROXIMATELY. 12.0 EFFECTIVE AGAINST BACTERIA FUNGI ACTION TIME: 60MINUTES PACKAGE: ABOUT 5 LITERS 2. PLEASANT FRESH SMELL PREVENTS FOAM FORMATION (UNDILUTED) APPROXIMATELY. 1.0 EFFECTIVE AGAINST BACTERIA FUNGI ACTION TIME: 60 MINUTES 5% DILUTION (1 LITER CONCENTRATE=20 LITERS READY TO USE SOLUTION) PACKAGE ABOUT 5 LITERS TO BE DELIVERED WITH ALL CERTIFICATES ACCORDING TO TECHNICAL CONDITIONS COMPATIBLE WITH DENTAL CHAIR COMPANY AND MATCH WITH EN STANDARDS FREE OF CHARGE DISPENSER MEASUREMENT TOOL NOTE: MSDS SHOULD BE PROVIDED IN SOFT COPY... | DISINFECTANTS SUPPLIES
23889 | 4713180001300 | LIQUID FOR DECONTAMINATION AND PREVENTION OF BIOFILM FORMATION IN WATERLINE OF MEDICAL AND DENTAL CHAIRS DURING UNUSED OF UNITS SIZE 1- 1.5L, NOTE: MSDS SHOULD BE PROVIDED IN SOFT COPY... | DISINFECTANTS SUPPLIES
23890 | 4713180001400 | DISINFECTANT SODIUM HYPOCHLORITE 5.25% LIQUID, 1 LITER, HAZARDOUS MATERIAL, SAFETY DATA SHEET IS REQUIRED ON DELIVERY OF PRODUCT IN SOFT COPY, NOTE: MSDS SHOULD BE PROVIDED IN SOFT COPY... | DISINFECTANTS SUPPLIES
23891 | 4713181100300 | SOFTENER LIQUID, FOR LAUNDRY AUTOMATIC LOADING SYSTEM, 30L, NOTE: MSDS SHOULD BE PROVIDED IN SOFT COPY... | DISINFECTANTS SUPPLIES
23892 | 4713182700000 | POWDER RUST AND STAIN REMOVER MAINTAINS THE PROTECTIVE PASSIVE LAYER INTEGRITY OF STAINLESS-STEEL OF SURGICAL INSTRUMENT ANTI-CORROSION REMOVE RUST PITTING STAINS AND LIMESCALE EFFECTIVE IN HARD WATER SCALE RINSE FREE FOR MANUAL PROCESS. | STERILIZATION SUPPLIES (CSSD) CONSUMABLE
23893 | 4713190500000 | SPILL ABSORBENT PAD 45X45CM (+/-10CM) WITH INSTANT ABSORPTION CAPACITY OF 1 LITER. USED TO ABSORB BODILY SPILLS ON SURFACES AND FLOORS. PERACETIC ACID GENERATING AND ACTIVE AGAINST ALL KNOWN MICROORGANISMS ASSOCIATED WITH BLOOD, URINE AND FECAL SPILLS INCLUDING BACTERIAL ENDOSPORES AND NON-ENVELOPED VIRUSES, SAFE TO USE ON URINE SPILLS. CONFIRMS TO EN1275, EN1276, EN13/04, EN14348, EN14476, EN14561, EN14562, EN14563 STANDARD'S FOR PATHOGENS ASSOCIATED WITH BODILY SPILLS. | SUPPLEMENTARY GEN.SUPPLIES NURS,BURN
23894 | 4713191000000 | POLYMER SOLIDIFIER SUPER ABSORBENT IN DISSOLVABLE POUCH 1000 ML FLUID. | SUPPLEMENTARY GENERAL CONSUMABLES
23895 | 4713191000100 | POLYMER SOLIDIFIER SUPER ABSORBENT IN RECAPPABLE BOTTLE 3000 ML FLUID.. | SUPPLEMENTARY GENERAL CONSUMABLES
23896 | 4713191000200 | TROCAR INTELLIGENT FLOW SYSTEM-5MM ACCESS PORT BLADELESS OPTICAL TIP OBTURATOR 100MM RELATED TO SECTOR MACHINE.. | SUPPLEMENTARY GEN.CONS SURG SUT,LAP,ROB
23897 | 4713191000300 | PORT HOLES - NEONATE GIRAFFE INCUBATOR FOR GIRAFFE.. | SUPPLEMENTARY GEN.SUPPLIES NURS,BURN
23898 | 4810180400000 | MEASURING CUPS, CALIBRATED, 400 ML APPROXIMATELY | PROSTHETICS & ORTHOSIS SUPPLIES
23899 | 4810180400100 | CUP, MEASURING, GRADUATED, VOLUME 100 ML, REUSABLE | SURGICAL INSTRUMENT TENDER
23900 | 4810181900700 | ALCOHOL GEL, ETHANOL 70-80% V/V + GLYCERIN 1% WITHW + VITAMIN E 0.02% 1000 ML BOTTLE, NON-STICKY, NON-GREASY, WALL MOUNTED DISPENSER FREE OF CHARGE WITH EACH 10 BOTTLE AS PER ATTACHED SPECIFICATIONS, NOTE: MSDS SHOULD BE PROVIDED IN SOFT COPY... | DISINFECTANTS SUPPLIES
23901 | 4810181900900 | ALCOHOL GEL, ETHANOL 70-80%, GLYCERIN 1%, VIT E 0.2% NON-FRAGRANCE, 1000 ML BOTTLE, WITH ONE FREE OF CHARGE WALL MOUNTED AUTOMATIC DISPENSER WITH EVERY 10 BOTTLE AS PER ATTACHED SPECIFICATIONS, NOTE: MSDS SHOULD BE PROVIDED IN SOFT COPY.... | DISINFECTANTS SUPPLIES
23902 | 4810191400000 | CARAFE/ PITCHER BEDSIDE HINGED TOP WITH PLASTIC JACKET GRADUATED 750 - 1250 ML.. | SUPPLEMENTARY GEN.SUPPLIES NURS,BURN
23903 | 4810191500000 | TRAY PERSONAL FOR TUMBLER AND CARAFE SIZE 28 X 16 CM (+/- 2 CM) DISPOSABLE.. | SUPPLEMENTARY GEN.SUPPLIES NURS,BURN
23904 | 4912150700100 | AIR MATTRESS, NON-POWERED SYSTEM, POLY VINYL, OVERLY DESIGNED FOR STAGE I OR II ISCHEMIC ULCER, INTERCONNECTED AIR-FILLED CELLS ARE EASY TO SET UP, INFLATE AND ADJUST-ADDING UP TO EASY USE FOR ANY CARE SETTING, COMES WITH THREE SECTIONS, EACH ADJUSTABLE TO ADDRESS THE SPECIFIC NEEDS OF A PATIENT'S BODY SHAPE AND SIZE, MEASURES 80 X 35 INCH (27 X 35 INCH PER SECTION) INCLUDE HAND INFLATION PUMP, REPAIR KIT AND OPERATING INSTRUCTIONS | REHABILITATION,PHYSIOTHERAPY SUPPLIES
23905 | 4920151400000 | THERAPEUTIC, EXERCISE BALL ANTI-SLIP PROFESSIONAL QUALITY WITH NON-TOXIC PVC MATERIAL, FREE OF BPA AND HEAVY METALS, 2000 MICROMETERS IN THICKNESS HEAVY DUTY RATING CAN MATCH ANY HEAVY WEIGHT CAN CARRY THE STRESS OF HEAVY LOADS UP TO 2200 LBS WITHOUT POPPING TO PREVENT YOU FROM BEING INJURED ANTI-SLIP BALL CAN WITHSTAND UP TO A 2CM CUT WITHOUT EXPLOSIVELY DEFLATING INCLUDES HAND PUMP, 2 AIR PLUGS AND VALVE REMOVER TOOL, ABOUT 65CM DIAMETER | REHABILITATION,PHYSIOTHERAPY SUPPLIES
23906 | 4920151400100 | THERAPEUTIC, EXERCISE BALL ANTI-SLIP PROFESSIONAL QUALITY WITH NON-TOXIC PVC MATERIAL, FREE OF BPA AND HEAVY METALS, 2000 MICROMETERS IN THICKNESS HEAVY DUTY RATING CAN MATCH ANY HEAVY WEIGHT CAN CARRY THE STRESS OF HEAVY LOADS UP TO 2200 LBS WITHOUT POPPING TO PREVENT YOU FROM BEING INJURED ANTI-SLIP BALL CAN WITHSTAND UP TO A 2CM CUT WITHOUT EXPLOSIVELY DEFLATING, INCLUDES HAND PUMP, 2 AIR PLUGS AND VALVE REMOVER TOOL, ABOUT 55CM DIAMETER | REHABILITATION,PHYSIOTHERAPY SUPPLIES
23907 | 4920151400300 | THERAPEUTIC, EXERCISE BALL ANTI-SLIP PROFESSIONAL QUALITY WITH NON-TOXIC PVC MATERIAL, FREE OF BPA AND HEAVY METALS, 2000 MICROMETERS IN THICKNESS HEAVY DUTY RATING CAN MATCH ANY HEAVY WEIGHT CAN CARRY THE STRESS OF HEAVY LOADS UP TO 2200 LBS WITHOUT POPPING TO PREVENT YOU FROM BEING INJURED ANTI-SLIP BALL CAN WITHSTAND UP TO A 2CM CUT WITHOUT EXPLOSIVELY DEFLATING, INCLUDES HAND PUMP, 2 AIR PLUGS AND VALVE REMOVER TOOL, ABOUT 75CM DIAMETER | REHABILITATION,PHYSIOTHERAPY SUPPLIES
23908 | 4920151900000 | LOWER LIMB TWISTER KIT, ADJUSTMENT OVER THE LOWER LIMB, FEMORAL - TIBIAL ROTATION IS CORRECTED BY THE ACTION OF A TORSION ELEMENT, PLACED IN REVERSE ROTATION CORRECTION TREATMENT OF ROTATIONAL DISORDERS OF FEMUR AND TIBIA, KIT TWISTER BILATERAL ADJUSTABLE BELT WITH HIP ANKLE JOINT WITH CLAMP FOR BINDING TO THE FOOTWEAR, CALF ADJUSTMENT AND RING OF HEIGHT FIXATION, CABLE EASY TO CUT AND ADJUST TO PATIENT LENGTH | PROSTHETICS & ORTHOSIS SUPPLIES
23909 | 4920160100600 | NEOPRENE DUMBBELLS, 1 LB APPROXIMATELY 0.5 KG | REHABILITATION,PHYSIOTHERAPY SUPPLIES
23910 | 4920160100700 | NEOPRENE DUMBBELLS, 10 LB APPROXIMATELY 5 KG | REHABILITATION,PHYSIOTHERAPY SUPPLIES
23911 | 4920160100800 | NEOPRENE DUMBBELLS, 2 LB APPROXIMATELY 1 KG | REHABILITATION,PHYSIOTHERAPY SUPPLIES
23912 | 4920160100900 | NEOPRENE DUMBBELLS, 3 LB APPROXIMATELY 1.5 KG | REHABILITATION,PHYSIOTHERAPY SUPPLIES
23913 | 4920160101000 | NEOPRENE DUMBBELLS, 4 LB APPROXIMATELY 2 KG | REHABILITATION,PHYSIOTHERAPY SUPPLIES
23914 | 4920160101100 | NEOPRENE DUMBBELLS, 5 LB APPROXIMATELY 2.5 KG | REHABILITATION,PHYSIOTHERAPY SUPPLIES
23915 | 4920160101200 | NEOPRENE DUMBBELLS, 6 LB APPROXIMATELY 3 KG | REHABILITATION,PHYSIOTHERAPY SUPPLIES
23916 | 4920160101300 | NEOPRENE DUMBBELLS, 7 LB APPROXIMATELY 3.5 KG | REHABILITATION,PHYSIOTHERAPY SUPPLIES
23917 | 4920160101400 | NEOPRENE DUMBBELLS, 8 LB APPROXIMATELY 4 KG | REHABILITATION,PHYSIOTHERAPY SUPPLIES
23918 | 4920160101500 | NEOPRENE DUMBBELLS, 9 LB APPROXIMATELY 4.5 KG | REHABILITATION,PHYSIOTHERAPY SUPPLIES
23919 | 4920160400000 | THERAPEUTIC, MOBILE ANKLE/WRIST WEIGHT - DUMBBELL AND BAND RACK - CAN HOLD UP TO 64 ANKLE/WRIST WEIGHTS AND 22 DUMBBELLS 3 INCH SWIVEL CASTERS TWO RODS HOLD 6 HOLLOW CORE 50 YARD ROLLS MEASURES 31 INCH L X 53 INCH H X 24 INCH W. WEIGHTS AND BANDS NOT INCLUDED EXERCISE SUPPLIES SOLD SEPARATELY | REHABILITATION,PHYSIOTHERAPY SUPPLIES
23920 | 4921180400000 | PEARL HARD REFLECTIVE MARKER ON A PLASTIC BASE FOR MOTION ANALYSIS SYSTEM SIZE 14 MM. | SUPPLEMENTARY REHAB,PHYSIOTHERAPY SUPPL.
23921 | 4921180400100 | PEARL HARD REFLECTIVE MARKER ON A PLASTIC BASE FOR MOTION ANALYSIS SYSTEM SIZE 6.4 MM. | SUPPLEMENTARY REHAB,PHYSIOTHERAPY SUPPL.
23922 | 4921180400200 | PEARL HARD REFLECTIVE MARKER ON A PLASTIC BASE FOR MOTION ANALYSIS SYSTEM SIZE 9.5 MM. | SUPPLEMENTARY REHAB,PHYSIOTHERAPY SUPPL.
23923 | 4921182000000 | ASSESSMENT TOOLS, HYDRAULIC HAND KIT, FOR ROUTINE SCREENING OF GRIP STRENGTH AND INITIAL AND ONGOING EVALUATION OF CLIENTS WITH HAND TRAUMA AND DYSFUNCTION. INCLUDES HYDRAULIC HAND DYNAMOMETER, PINCH GAUGE AND 15.2 CM FINGER GONIOMETER | REHABILITATION,PHYSIOTHERAPY SUPPLIES
23924 | 4921182000100 | ASSESSMENT TOOLS, DIGITAL HAND DYNAMOMETER, USED TO ASSESS HAND GRIP AND STRENGTH IN ORDER TO MONITOR PROGRESS, SCRATCH-RESISTANT UV COATING PROTECTS ALL DIGITAL COMPONENTS FROM DAMAGE, UNIT DOES NOT HAVE INTERNAL MOVING PARTS | REHABILITATION,PHYSIOTHERAPY SUPPLIES
23925 | 4924170400200 | CHEMICAL STRIP TEST INDICATOR FOR WATER QUALITY PH, HARDNESS, FREE CHLORINE, CHLORAMIN,TDS, CHOLOR OF INDICATOR IS DIRECTLY COMPARED TO COLOR BLOCKED ON BOTTLE LABEL... | DISINFECTANTS SUPPLIES
23926 | 4924170400300 | INDICATOR FOR WATER PH MONITORING FOR WATER PH RANGE (0-14) COLOR OF INDICATOR IS DIRECTLY COMPARED TO COLOR BLOCKS ON BOTTLE LABEL. | STERILIZATION SUPPLIES (CSSD) CONSUMABLE
23927 | 5110270700500 | SWAB, STICK, 0.5 % CHLORHEXIDINE GLUCONATE, AND 70% ISOPROPYL ALCOHOL, ANTIMICROBIAL, PREPARED ON A PLASTIC STICK, PER SINGLE POUCH, POLYMER, INDIVIDUALLY PACKAGED, SCENT FREE, DISPOSABLE, STERILE, NOTE: MSDS SHOULD BE PROVIDED IN SOFT COPY... | DISINFECTANTS SUPPLIES
23928 | 5110270700700 | SWAB, STICK, 2% CHLORHEXIDINE + 70% ALCOHOL, ANTIMICROBIAL, PREPARED ON A PLASTIC STICK, POLYMER, 3 PER PACK, SCENT FREE, DISPOSABLE, STERILE, NOTE: MSDS SHOULD BE PROVIDED IN SOFT COPY.... | DISINFECTANTS SUPPLIES
23929 | 5110270700900 | SWAB STICKS, IMPREGNATED WITH 70% ISOPROPYL AND 2% CHLORHEXIDINE, SWAB STICKS ARE A WETTED NON-WOVEN PAD ADHERED TO A PLASTIC STICK WHICH IS USED TO SANITIZE THE SKIN, INDIVIDUALLY SEALED IN EASY-TEAR PACK ETS, DISPOSABLE, STERILE, NOTE: MSDS SHOULD BE PROVIDED IN SOFT COPY... | DISINFECTANTS SUPPLIES
23930 | 5110270701100 | SWAB, STICKS, SATURATED, WITH 70% ISOPROPYL ALCOHOL, 10 CM LONG, INDIVIDUALLY PACKED, DISPOSABLE, STERILE, NOTE: MSDS SHOULD BE PROVIDED IN SOFT COPY... | DISINFECTANTS SUPPLIES
23931 | 5110270701300 | SWAB, IMPREGNATED IN 70% ISOPROPYL ALCOHOL AND 2% CHLOROHEXIDINE, SIZE: NOT LESS THAN 4 X 4 CM, DISPOSABLE, STERILE, NOTE: MSDS SHOULD BE PROVIDED IN SOFT COPY... | DISINFECTANTS SUPPLIES
23932 | 5110270701400 | SWAB IMPREGNATED IN 70% ISOPROPYL ALCOHOL SIZE: NOT LESS THAN 4 X 4 CM DISPOSABLE STERILE. | SUPPLEMENTARY GEN.SUPPLIES NURS,BURN
23933 | 5110270701600 | HAND SOAP WATER-BASED HAND SOAP WITH QUATERNARY AMMONIUM COMPOUNDS AS ACTIVE INGREDIENTS -READY TO USE ALDEHYDE-FREE AND PHENOL-FREE FORMULATION EFFECTIVE AGAINST BACTERIA FUNGI AND VIRUSES (INCLUDING TB HIV/HBV) -EASILY BIODE TO BE DELIVERED WITH ALL CER | DISINFECTANTS SUPPLIES
23934 | 5110270702200 | CLEANER FOR DENTAL SUCTION SYSTEMS CONCENTRATION LIQUID FOR THE CLEANING AND CARE OF DENTAL ASPIRATION SYSTEM 1. WEEKLY USE FORMULA PLEASANT FRESH SMELL PREVENTS FOAM FORMATION PH (UNDILUTED) APPROXIMATELY. 12.0 EFFECTIVE AGAINST BACTERIA FUNGI ACTION TIME: 60 MINUTES; PACKAGE: ABOUT 5 LITERS. PLEASANT FRESH SMELL; PREVENTS FOAM FORMATION HI104IGH PH NOT LESS THAN 9 (UNDILUTED) APPROXIMATELY. 1.0 EFFECTIVE AGAINST BACTERIA FUNGI ACTION TIME: 60 MINUTES; 5% DILUTION (1 LITER CONCENTRATE =20 LITERS READY TO USE SOLUTION) PACKAGE: ABOUT 5 LITER TO BE DELIVERED WITH ALL CERTIFICATES ACCORDING TO TECHNICAL CONDITIONS FREE OF CHARGE DISPENSER MEASUREMENT TOOL EN STANDARD NOTE: MSDS SHOULD BE PROVIDED IN SOFT COPY... | DISINFECTANTS SUPPLIES
23935 | 5110270702300 | ACTIVE LONG LASTING DISINFECTANT EFFECT AGAINST BACTERIA AND FUNGI. EFFECTIVE AGAINST ALGAE AND LIME DEPOSITS AND PREVENT LIMESCALE FORMATION WHEN WARMING WATER OR AFTER WATER COOL DOWN NON-FOAMING. FRESH MINT FLAVOR BIO DEGRADABLE ACCORDING TO CLASSIFICATION BY THE OECD (ORGANIZATION FOR ECONOMIC COOPERATION AND DEVELOPMENT GERMANY) CPH (UNDILUTED) APPROX. 6.0 1% (1 LITER CONCENTRATE=100 LITERS READY TO USE SOLUTION) PACKAGE: 1 LITER BOTTLE X 4 DENTAL-WATER-LINE DECONTAMINATION FOR DENTAL TREATMENT CENTERS . TO BE DELIVERED WITH ALL CERTIFICATES ACCORDING TO TECHNICAL CONDITION NOTE: MSDS SHOULD BE PROVIDED IN SOFT COPY.... | DISINFECTANTS SUPPLIES
23936 | 5110270703200 | SOLUTION, CHLORHEXIDINE, 100 ML SACHET OF AN AQUEOUS SOLUTION, OF CHLORHEXIDINE GLUCONATE BP 0.05%, FOR EXTERNAL USE, STERILE, NOTE: MSDS SHOULD BE PROVIDED IN SOFT COPY... | DISINFECTANTS SUPPLIES
23937 | 5110270703300 | SWAB STICKS LEMON GLYCERIN PRE - MOISTENED DISPOSABLE STERILE. | SUPPLEMENTARY GEN.SUPPLIES NURS,BURN
23938 | 5110270703400 | SINGLE SWAB, STICKS, POVIDONE-IODINE, SATURATED, WITH 10% POVIDONE-IODINE, (POVIDONE-IODINE SOLUTION USP), 10 CM LONG, INDIVIDUALLY PACKED, DISPOSABLE, STERILE, NOTE: MSDS SHOULD BE PROVIDED IN SOFT COPY... | DISINFECTANTS SUPPLIES
23939 | 5110271000200 | DISINFECTANT, WIPE, WITH 70% ISOPROPYL ALCOHOL, APPROXIMATELY FROM 20X 20CM (+/-3CM), NON-LINTING, PACKING: 100 WIPES, NOTE: MSDS SHOULD BE PROVIDED IN SOFT COPY... | DISINFECTANTS SUPPLIES
23940 | 5110271301100 | ANTISEPTIC, SKIN ANTISEPTIC, ALCOHOLIC 20% TO 30% POVIDONE IODINE, CONTAINS 10% POVIDONE IODINE, IN 200-300 ML BOTTLE, NOTE: MSDS SHOULD BE PROVIDED IN SOFT COPY... | DISINFECTANTS SUPPLIES
23941 | 5113190300000 | POWDER, BIOLOGICAL COLLAGEN, DERIVED FROM BOVINE, 100-120 MG, STERILE, (WOUND AND OSTOMY CARE) | GENERAL MEDICAL CONSUMABLES
23942 | 5117233100100 | 17 - 19% ETHYLENE DIAMINE TETRA ACETIC ACID (EDTA) SOLUTION KIT NEUTRAL PH BOTTLE 40 - 60 ML CONTAINS: 1. 20 - 30 EMPTY 1.2 ML SYRINGES 2. 20 - 30 TIP S OF 30G ONE EACH (EA)=ONE (1) PACK | DENTAL GENERAL SUPPLIES
23943 | 5117282700000 | DESENSITIZING GEL WITH POTASSIUM NITRATE AND FLUORIDE PACKED IN SYRINGE. | DENTAL GENERAL SUPPLIES
23944 | 5118150604400 | NEEDLE INSULIN FOR PEN 31 G X 6 MM DISPOSABLE STERILE.. | SUPPLEMENTARY GEN.SUPPLIES NURS,BURN
23945 | 5118150604500 | NEEDLE INSULIN FOR PEN 31 G X 5 MM DISPOSABLE STERILE.. | SUPPLEMENTARY GEN.SUPPLIES NURS,BURN
23946 | 5119190505200 | SOLUTION CROSS-LINK RIBOFLAVIN EYE DROPS ISOTONIC HYPOTONIC SYRINGE REQUESTED AS PER REQUIRED STERILE | OPHTHALMOLOGY SUPPLIES
23947 | 5124113900000 | SILICONE OIL, FROM 1000 TO 7500 CST, 10 ML SYRINGE, AS PER HOSPITAL REQUEST, COMPATIBLE WITH VFC KIT, STERILE | OPHTHALMOLOGY SUPPLIES
23948 | 5124113900100 | KIT, VISCOUS FLUID INJECTION AND ASPIRATION, COMPATIBLE WITH DORC EVA MACHINE, DISPOSABLE, STERILE. | OPHTHALMOLOGY SUPPLIES
23949 | 5124113900200 | KIT, SILICON OIL INJECTION, INCLUDE ( CANNULA / TIP, SYRINGE, TUBING )COMPATIBLE WITH STERALLIS MACHINE, | OPHTHALMOLOGY SUPPLIES SUPPLEMENTARY
23950 | 5124120000200 | ADHESIVE FOR SKIN HIGH VISCOSITY TOPICAL SKIN ADHESIVE 2-OCTYL CYANOACRYLATE 0.5 ML PEN APPLICATION DISPOSABLE STERILE.. | SUPPLEMENTARY GEN.SUPPLIES NURS,BURN
23951 | 5124129902200 | GEL WATER BASED VAGINAL EXAMINATION HYPOALLERGENIC SINGLE PACKED IN 5 GM EACH STERILE.. | SUPPLEMENTARY GEN.SUPPLIES NURS,BURN
23952 | 5124190000600 | LOTION BABY HAND AND BODY 50 ML BOTTLES FREE FROM FRAGRANCE AND ALCOHOL DISPOSABLE.. | SUPPLEMENTARY GEN.SUPPLIES NURS,BURN
23953 | 5147150500100 | SURFACE DISINFECTANT CLEANER FOR FLOOR WATER-BASED DISINFECTANT CLEANER WITH QUATERNARY AMMONIUM 5TH GENERATION COMPOUNDS AS ACTIVE INGREDIENTS CONTAINS SURFACE ACTIVE AGENTS FOR ITS CLEANING PROPERTIES. CONCENTRATED ALDEHYDE-FREE AND PHENOL-FREE FORMULATION -EFFECTIVE AGAINST BACTERIA FUNGI AND VIRUSES (INCLUDING HIV/HBV). EASILY BIODEGRADABLE -SAFE TO USE-ACTION TIME OF 5 - 60 MINUTES. PACKAGE 5 LITER X 4 + 1 LITER DOSAGE BOTTLE X 2 NOTE: MSDS SHOULD BE PROVIDED IN SOFT COPY... | DISINFECTANTS SUPPLIES SUPPLEMENTARY
23954 | 5147350300100 | SURFACE DISINFECTANT STABILIZED HYDROGEN PEROXIDE 5% COLLOIDAL SILVER 0.003% READY TO USE NO COLOR NO ODOR NON IRRITANT NON DAMAGING TO SURFACES NON-TOXIC LEAVES NO HARMFUL RESIDUES SAFE IN ALL ENVIRONMENTS SIZE 500-750 ML NOTE: MSDS SHOULD BE PROVIDED IN | DISINFECTANTS SUPPLIES
23955 | 5310230500000 | DIAPER PRE-MATURE INFANT FROM 1.3 KG TO 2 KG HIGHLY ABSORBENT ASSURES DRY SURFACE RE-ADJUSTABLE ADHESIVE TAPE ANTI-LEAK BARRIER PACKING: WRAPPED IN A PLASTIC PACK.... | SUPPLEMENTARY GEN.SUPPLIES NURS,BURN
23956 | 5310230500100 | DIAPER FROM APPROXIMATELY 10 TO 18 KG HIGHLY ABSORBENT ASSURES DRY SURFACE RE-ADJUSTABLE ADHESIVE TAPE PACKING: WRAPPED IN A PLASTIC PACK.. | SUPPLEMENTARY GEN.SUPPLIES NURS,BURN
23957 | 5310230500200 | DIAPER FROM APPROXIMATELY 18 TO 25 KG HIGHLY ABSORBENT ASSURES DRY SURFACE RE-ADJUSTABLE ADHESIVE TAPE PACKING: WRAPPED IN A PLASTI C PACK.. | SUPPLEMENTARY GEN.SUPPLIES NURS,BURN
23958 | 5310230500300 | DIAPER FROM APPROXIMATELY 3 TO 4.5 KG HIGHLY ABSORBENT ASSURES DRY SURFACE RE-ADJUSTABLE ADHESIVE TAPE PACKING: WRAPPED IN A PLASTIC PACK.. | SUPPLEMENTARY GEN.SUPPLIES NURS,BURN
23959 | 5310230500400 | DIAPER FROM APPROXIMATELY 4.5 TO 7.5 KG HIGHLY ABSORBENT ASSURES DRY SURFACE RE-ADJUSTABLE ADHESIVE TAPE PACKING: WRAPPEDIN A PLASTIC PACK.. | SUPPLEMENTARY GEN.SUPPLIES NURS,BURN
23960 | 5310230600000 | DIAPER WRAP AROUND WAIST SIZE: APPROXIMATELY 44 INCH X 60 INCH ADULT LARGE HIGHLY ABSORBENT ASSURES DRY SURFACE READJUSTABLE ADHESIVE TAPE PACKING WRAPPED IN A PLASTIC PACK.. | SUPPLEMENTARY GEN.SUPPLIES NURS,BURN
23961 | 5310230600100 | DIAPER WRAP AROUND WAIST SIZE: APPROXIMATELY 56 INCH X 64 INCH ADULT EXTRA LARGE HIGHLY ABSORBENT ASSURES DRY SURFACE READJUSTABLE ADHESIVE TAPE PACKING WRAPPED IN A PLASTIC PACK.. | SUPPLEMENTARY GEN.SUPPLIES NURS,BURN
23962 | 5313150400000 | WAXED DENTAL FLOSS OF 15 - 50 METERS. | DENTAL GENERAL SUPPLIES
23963 | 5313150500100 | PACIFIER PREMATURE BABY EXTRA SMALL.. | SUPPLEMENTARY GEN.SUPPLIES NURS,BURN
23964 | 5313150500300 | PACIFIERS PREEMIE PREMATURE BABY'S SIZE SMALL 100% SILICONE - WILL NOT CRACK BREAK OR PEEL SOFT AND FLEXIBLE NO HARD INNER GUARD CURVED SHAPE FITS BABY'S FACE NATURAL SHAPE TEXTURED NIPPLE BABIES EASY-TO-HOLD LOOP SHAPED HANDLE WITH NUBS.. | SUPPLEMENTARY GEN.SUPPLIES NURS,BURN
23965 | 5313150600200 | TIP FOR SUCTION ANGLE SWAB MOUTH CARE FOR USE WITH ORAL PREP.. | SUPPLEMENTARY GEN.SUPPLIES NURS,BURN
23966 | 5313160800100 | SOAP, DEODORANT, 1 OUNCE, BAR... | DISINFECTANTS SUPPLIES
23967 | 5313161600000 | DRESSING HIGHLY VISCOUS HYDROGEL ALGINATE TUBE SIZE AT LEAST 15GM DISPOSABLE STERILE (WOUND AND OSTOMY CARE).. | SUPPLEMENTARY GEN.SUPPLIES NURS,BURN
23968 | 5313162800000 | SHAMPOO BABY HYPOALLERGENIC PH-NEUTRAL ALCOHOL FREE 50 ML INDIVIDUALLY PACKED.. | SUPPLEMENTARY GEN.SUPPLIES NURS,BURN
23969 | 5313162800200 | CAP SHAMPOO FOR CLEANSING AND CONDITIONING OF THE HAIR: CONSTRUCTED OF A POLYETHYLENE OUTER LAYER AND NON-WOVEN INNER LAYER OR EQUIVALENT L ATEX LANOLIN EDTA METHYLISOTHIAZOLINONE / METHYLCHLOROISOTHIAZOLINONE ETHANOL AND PROPANOL TYPE ALCOHOL AND DETERGENT FREE DERMATOLOGICALLY APPROVED AND BALANCED TO SKIN PH NON ALLERGIC NON-TOXIC SAFE -.. | SUPPLEMENTARY GEN.SUPPLIES NURS,BURN
23970 | 5313164000000 | SET, UNIVERSAL NAIL REMOVAL INSTRUMENTATION (CAN REMOVE ALL TYPES OF OLD AND NEW NAILS), WITH ALL NECESSARY ATTACHMENTS INCLUDING NECESSARY CASE | ORTHOPEDIC & SPINAL SUPPLIES